F6_Industrial_Instruments_Existing_Process_Natural Gas_Gas Boiler - Insulate Hot Water Lines_A_Achievable Technical Potential | F6 | Industrial | Instruments | Existing | Process | Natural Gas | Gas Boiler - Insulate Hot Water Lines | A | Incremental Winter Peak Savings (MW) | Achievable Technical Potential | 0 | 0 | 0 | 0 | 0 | 0 | 0 | 0 | 0 | 0 | 0 | 0 | 0 | 0 | 0 | 0 | 0 | 0 | 0 | 0 | 0 | 0 | 0 | 0 | 0 | 0 | 0 | 0 | 0 | 0 | 0
F7_Industrial_Instruments_Existing_Process_Natural Gas_Gas Boiler - Insulate Hot Water Lines_A_Achievable Technical Potential | F7 | Industrial | Instruments | Existing | Process | Natural Gas | Gas Boiler - Insulate Hot Water Lines | A | Cumulative Energy Savings (MWh or mTherms) | Achievable Technical Potential | 0 | 0 | 0 | 0 | 0 | 0.79196 | 1.5812 | 2.3634 | 3.1437 | 3.9221 | 4.6877 | 5.4496 | 6.2084 | 6.9527 | 7.7011 | 8.4408 | 9.1824 | 9.9202 | 10.6512 | 11.3851 | 12.115 | 12.8429 | 13.5679 | 14.2903 | 15.0102 | 15.0094 | 15.0087 | 15.0081 | 0 | 0 | 0
F8_Industrial_Instruments_Existing_Process_Natural Gas_Gas Boiler - Insulate Hot Water Lines_A_Achievable Technical Potential | F8 | Industrial | Instruments | Existing | Process | Natural Gas | Gas Boiler - Insulate Hot Water Lines | A | Cumulative Summer Peak Savings (MW) | Achievable Technical Potential | 0 | 0 | 0 | 0 | 0 | 0 | 0 | 0 | 0 | 0 | 0 | 0 | 0 | 0 | 0 | 0 | 0 | 0 | 0 | 0 | 0 | 0 | 0 | 0 | 0 | 0 | 0 | 0 | 0 | 0 | 0
F9_Industrial_Instruments_Existing_Process_Natural Gas_Gas Boiler - Insulate Hot Water Lines_A_Achievable Technical Potential | F9 | Industrial | Instruments | Existing | Process | Natural Gas | Gas Boiler - Insulate Hot Water Lines | A | Cumulative Winter Peak Savings (MW) | Achievable Technical Potential | 0 | 0 | 0 | 0 | 0 | 0 | 0 | 0 | 0 | 0 | 0 | 0 | 0 | 0 | 0 | 0 | 0 | 0 | 0 | 0 | 0 | 0 | 0 | 0 | 0 | 0 | 0 | 0 | 0 | 0 | 0
F10_Industrial_Instruments_Existing_Process_Natural Gas_Gas Boiler - Insulate Hot Water Lines_A_Achievable Technical Potential | F10 | Industrial | Instruments | Existing | Process | Natural Gas | Gas Boiler - Insulate Hot Water Lines | A | Purchases (Incremental) | Achievable Technical Potential | 0 | 0 | 0 | 0 | 0 | 25.1132 | 25.0994 | 24.9514 | 24.9649 | 24.9855 | 24.6682 | 24.6008 | 24.5509 | 24.161 | 24.2533 | 24.022 | 24.0251 | 23.9042 | 23.6909 | 23.719 | 23.6209 | 23.5291 | 23.4433 | 23.3637 | 23.29 | 0 | 0 | 0 | 0 | 0 | 0
F11_Industrial_Instruments_Existing_Process_Natural Gas_Gas Boiler - Insulate Hot Water Lines_A_Achievable Technical Potential | F11 | Industrial | Instruments | Existing | Process | Natural Gas | Gas Boiler - Insulate Hot Water Lines | A | Purchases (Cumulative) | Achievable Technical Potential | 0 | 0 | 0 | 0 | 0 | 25.1132 | 50.2126 | 75.164 | 100.1289 | 125.1144 | 149.7826 | 174.3835 | 198.9343 | 223.0954 | 247.3486 | 271.3706 | 295.3957 | 319.2999 | 342.9908 | 366.7098 | 390.3307 | 413.8598 | 437.3031 | 460.6668 | 483.9568 | 483.9568 | 483.9568 | 483.9568 | 483.9568 | 483.9568 | 483.9568
F1_Industrial_Instruments_Existing_Process_Natural Gas_Process - Insulate Heated Process Fluids_A_Achievable Technical Potential | F1 | Industrial | Instruments | Existing | Process | Natural Gas | Process - Insulate Heated Process Fluids | A | Integrated Unit Energy Savings (kWh or therms) | Achievable Technical Potential | 0 | 0 | 0 | 0 | 0 | 9.1959 | 9.1606 | 9.1245 | 9.0882 | 9.051 | 9.011 | 8.9735 | 8.9371 | 8.8979 | 8.8666 | 8.8329 | 8.8053 | 8.7777 | 8.7502 | 8.7285 | 8.7053 | 8.6834 | 8.662 | 8.6409 | 8.6199 | 8.6182 | 8.6166 | 8.6152 | 9.2315 | 9.2315 | 9.2315
F2_Industrial_Instruments_Existing_Process_Natural Gas_Process - Insulate Heated Process Fluids_A_Achievable Technical Potential | F2 | Industrial | Instruments | Existing | Process | Natural Gas | Process - Insulate Heated Process Fluids | A | Integrated Unit Summer Peak Savings (kW) | Achievable Technical Potential | 0 | 0 | 0 | 0 | 0 | 0 | 0 | 0 | 0 | 0 | 0 | 0 | 0 | 0 | 0 | 0 | 0 | 0 | 0 | 0 | 0 | 0 | 0 | 0 | 0 | 0 | 0 | 0 | 0 | 0 | 0
F3_Industrial_Instruments_Existing_Process_Natural Gas_Process - Insulate Heated Process Fluids_A_Achievable Technical Potential | F3 | Industrial | Instruments | Existing | Process | Natural Gas | Process - Insulate Heated Process Fluids | A | Integrated Unit Winter Peak Savings (kW) | Achievable Technical Potential | 0 | 0 | 0 | 0 | 0 | 0 | 0 | 0 | 0 | 0 | 0 | 0 | 0 | 0 | 0 | 0 | 0 | 0 | 0 | 0 | 0 | 0 | 0 | 0 | 0 | 0 | 0 | 0 | 0 | 0 | 0
F4_Industrial_Instruments_Existing_Process_Natural Gas_Process - Insulate Heated Process Fluids_A_Achievable Technical Potential | F4 | Industrial | Instruments | Existing | Process | Natural Gas | Process - Insulate Heated Process Fluids | A | Incremental Energy Savings (MWh or mTherms) | Achievable Technical Potential | 0 | 0 | 0 | 0 | 0 | 0.25259 | 0.25148 | 0.24901 | 0.24816 | 0.24734 | 0.21881 | 0.17384 | 0.13823 | 0.10835 | 0.086706 | 0.068442 | 0.054589 | 0.043316 | 0.034236 | 0.027353 | 0.021734 | 0.00014729 | 5.2284e-05 | 1.772e-05 | 5.7462e-06 | 4.8691e-06 | 4.8552e-06 | 4.8426e-06 | 5.1777e-06 | 5.1677e-06 | 5.1589e-06
F5_Industrial_Instruments_Existing_Process_Natural Gas_Process - Insulate Heated Process Fluids_A_Achievable Technical Potential | F5 | Industrial | Instruments | Existing | Process | Natural Gas | Process - Insulate Heated Process Fluids | A | Incremental Summer Peak Savings (MW) | Achievable Technical Potential | 0 | 0 | 0 | 0 | 0 | 0 | 0 | 0 | 0 | 0 | 0 | 0 | 0 | 0 | 0 | 0 | 0 | 0 | 0 | 0 | 0 | 0 | 0 | 0 | 0 | 0 | 0 | 0 | 0 | 0 | 0
F6_Industrial_Instruments_Existing_Process_Natural Gas_Process - Insulate Heated Process Fluids_A_Achievable Technical Potential | F6 | Industrial | Instruments | Existing | Process | Natural Gas | Process - Insulate Heated Process Fluids | A | Incremental Winter Peak Savings (MW) | Achievable Technical Potential | 0 | 0 | 0 | 0 | 0 | 0 | 0 | 0 | 0 | 0 | 0 | 0 | 0 | 0 | 0 | 0 | 0 | 0 | 0 | 0 | 0 | 0 | 0 | 0 | 0 | 0 | 0 | 0 | 0 | 0 | 0
F7_Industrial_Instruments_Existing_Process_Natural Gas_Process - Insulate Heated Process Fluids_A_Achievable Technical Potential | F7 | Industrial | Instruments | Existing | Process | Natural Gas | Process - Insulate Heated Process Fluids | A | Cumulative Energy Savings (MWh or mTherms) | Achievable Technical Potential | 0 | 0 | 0 | 0 | 0 | 0.25259 | 0.5031 | 0.75013 | 0.9953 | 1.2386 | 1.4519 | 1.6197 | 1.7514 | 1.852 | 1.9322 | 1.9933 | 2.0417 | 2.0786 | 2.1063 | 2.1285 | 2.1445 | 2.1393 | 2.1341 | 2.1289 | 2.1237 | 2.1233 | 2.1229 | 2.1226 | 0 | 0 | 0
F8_Industrial_Instruments_Existing_Process_Natural Gas_Process - Insulate Heated Process Fluids_A_Achievable Technical Potential | F8 | Industrial | Instruments | Existing | Process | Natural Gas | Process - Insulate Heated Process Fluids | A | Cumulative Summer Peak Savings (MW) | Achievable Technical Potential | 0 | 0 | 0 | 0 | 0 | 0 | 0 | 0 | 0 | 0 | 0 | 0 | 0 | 0 | 0 | 0 | 0 | 0 | 0 | 0 | 0 | 0 | 0 | 0 | 0 | 0 | 0 | 0 | 0 | 0 | 0
F9_Industrial_Instruments_Existing_Process_Natural Gas_Process - Insulate Heated Process Fluids_A_Achievable Technical Potential | F9 | Industrial | Instruments | Existing | Process | Natural Gas | Process - Insulate Heated Process Fluids | A | Cumulative Winter Peak Savings (MW) | Achievable Technical Potential | 0 | 0 | 0 | 0 | 0 | 0 | 0 | 0 | 0 | 0 | 0 | 0 | 0 | 0 | 0 | 0 | 0 | 0 | 0 | 0 | 0 | 0 | 0 | 0 | 0 | 0 | 0 | 0 | 0 | 0 | 0
F10_Industrial_Instruments_Existing_Process_Natural Gas_Process - Insulate Heated Process Fluids_A_Achievable Technical Potential | F10 | Industrial | Instruments | Existing | Process | Natural Gas | Process - Insulate Heated Process Fluids | A | Purchases (Incremental) | Achievable Technical Potential | 0 | 0 | 0 | 0 | 0 | 27.4675 | 27.4524 | 27.2905 | 27.3052 | 27.3278 | 24.2827 | 19.3731 | 15.467 | 12.1771 | 9.7789 | 7.7485 | 6.1996 | 4.9347 | 3.9126 | 3.1338 | 2.4966 | 0.016963 | 0.0060361 | 0.0020508 | 0.00066662 | 0.00056497 | 0.00056347 | 0.0005621 | 0.00056088 | 0.00055979 | 0.00055884
F11_Industrial_Instruments_Existing_Process_Natural Gas_Process - Insulate Heated Process Fluids_A_Achievable Technical Potential | F11 | Industrial | Instruments | Existing | Process | Natural Gas | Process - Insulate Heated Process Fluids | A | Purchases (Cumulative) | Achievable Technical Potential | 0 | 0 | 0 | 0 | 0 | 27.4675 | 54.9198 | 82.2103 | 109.5156 | 136.8434 | 161.1261 | 180.4992 | 195.9661 | 208.1433 | 217.9221 | 225.6706 | 231.8702 | 236.805 | 240.7175 | 243.8513 | 246.3479 | 246.3649 | 246.3709 | 246.373 | 246.3736 | 246.3742 | 246.3748 | 246.3753 | 246.3759 | 246.3764 | 246.377
F1_Industrial_Instruments_Existing_Process_Natural Gas_Process Heat Recovery_A_Achievable Technical Potential | F1 | Industrial | Instruments | Existing | Process | Natural Gas | Process Heat Recovery | A | Integrated Unit Energy Savings (kWh or therms) | Achievable Technical Potential | 0 | 0 | 0 | 0 | 0 | 0.13959 | 0.13901 | 0.13843 | 0.13784 | 0.13724 | 0.1366 | 0.136 | 0.13543 | 0.13481 | 0.13432 | 0.1338 | 0.13337 | 0.13295 | 0.13252 | 0.13219 | 0.13183 | 0.1315 | 0.13118 | 0.13085 | 0.13054 | 0.13051 | 0.13048 | 0.13046 | 0 | 0 | 0
F2_Industrial_Instruments_Existing_Process_Natural Gas_Process Heat Recovery_A_Achievable Technical Potential | F2 | Industrial | Instruments | Existing | Process | Natural Gas | Process Heat Recovery | A | Integrated Unit Summer Peak Savings (kW) | Achievable Technical Potential | 0 | 0 | 0 | 0 | 0 | 0 | 0 | 0 | 0 | 0 | 0 | 0 | 0 | 0 | 0 | 0 | 0 | 0 | 0 | 0 | 0 | 0 | 0 | 0 | 0 | 0 | 0 | 0 | 0 | 0 | 0
F3_Industrial_Instruments_Existing_Process_Natural Gas_Process Heat Recovery_A_Achievable Technical Potential | F3 | Industrial | Instruments | Existing | Process | Natural Gas | Process Heat Recovery | A | Integrated Unit Winter Peak Savings (kW) | Achievable Technical Potential | 0 | 0 | 0 | 0 | 0 | 0 | 0 | 0 | 0 | 0 | 0 | 0 | 0 | 0 | 0 | 0 | 0 | 0 | 0 | 0 | 0 | 0 | 0 | 0 | 0 | 0 | 0 | 0 | 0 | 0 | 0
F4_Industrial_Instruments_Existing_Process_Natural Gas_Process Heat Recovery_A_Achievable Technical Potential | F4 | Industrial | Instruments | Existing | Process | Natural Gas | Process Heat Recovery | A | Incremental Energy Savings (MWh or mTherms) | Achievable Technical Potential | 0 | 0 | 0 | 0 | 0 | 0.13803 | 0.13738 | 0.136 | 0.13549 | 0.13501 | 0.11941 | 0.094851 | 0.075407 | 0.059098 | 0.047288 | 0.037323 | 0.029767 | 0.023618 | 0.018666 | 0.014913 | 0.011849 | 8.0302e-05 | 2.8504e-05 | 9.6606e-06 | 3.1326e-06 | 2.6544e-06 | 2.6468e-06 | 2.64e-06 | 0 | 0 | 0
F5_Industrial_Instruments_Existing_Process_Natural Gas_Process Heat Recovery_A_Achievable Technical Potential | F5 | Industrial | Instruments | Existing | Process | Natural Gas | Process Heat Recovery | A | Incremental Summer Peak Savings (MW) | Achievable Technical Potential | 0 | 0 | 0 | 0 | 0 | 0 | 0 | 0 | 0 | 0 | 0 | 0 | 0 | 0 | 0 | 0 | 0 | 0 | 0 | 0 | 0 | 0 | 0 | 0 | 0 | 0 | 0 | 0 | 0 | 0 | 0
F6_Industrial_Instruments_Existing_Process_Natural Gas_Process Heat Recovery_A_Achievable Technical Potential | F6 | Industrial | Instruments | Existing | Process | Natural Gas | Process Heat Recovery | A | Incremental Winter Peak Savings (MW) | Achievable Technical Potential | 0 | 0 | 0 | 0 | 0 | 0 | 0 | 0 | 0 | 0 | 0 | 0 | 0 | 0 | 0 | 0 | 0 | 0 | 0 | 0 | 0 | 0 | 0 | 0 | 0 | 0 | 0 | 0 | 0 | 0 | 0
F7_Industrial_Instruments_Existing_Process_Natural Gas_Process Heat Recovery_A_Achievable Technical Potential | F7 | Industrial | Instruments | Existing | Process | Natural Gas | Process Heat Recovery | A | Cumulative Energy Savings (MWh or mTherms) | Achievable Technical Potential | 0 | 0 | 0 | 0 | 0 | 0.13803 | 0.27484 | 0.40969 | 0.54344 | 0.67608 | 0.79233 | 0.88373 | 0.9554 | 1.0102 | 1.0538 | 1.087 | 1.1133 | 1.1334 | 1.1484 | 1.1605 | 1.1692 | 1.1663 | 1.1634 | 1.1606 | 1.1578 | 1.1575 | 1.1573 | 1.1571 | 0 | 0 | 0
F8_Industrial_Instruments_Existing_Process_Natural Gas_Process Heat Recovery_A_Achievable Technical Potential | F8 | Industrial | Instruments | Existing | Process | Natural Gas | Process Heat Recovery | A | Cumulative Summer Peak Savings (MW) | Achievable Technical Potential | 0 | 0 | 0 | 0 | 0 | 0 | 0 | 0 | 0 | 0 | 0 | 0 | 0 | 0 | 0 | 0 | 0 | 0 | 0 | 0 | 0 | 0 | 0 | 0 | 0 | 0 | 0 | 0 | 0 | 0 | 0
F9_Industrial_Instruments_Existing_Process_Natural Gas_Process Heat Recovery_A_Achievable Technical Potential | F9 | Industrial | Instruments | Existing | Process | Natural Gas | Process Heat Recovery | A | Cumulative Winter Peak Savings (MW) | Achievable Technical Potential | 0 | 0 | 0 | 0 | 0 | 0 | 0 | 0 | 0 | 0 | 0 | 0 | 0 | 0 | 0 | 0 | 0 | 0 | 0 | 0 | 0 | 0 | 0 | 0 | 0 | 0 | 0 | 0 | 0 | 0 | 0
F10_Industrial_Instruments_Existing_Process_Natural Gas_Process Heat Recovery_A_Achievable Technical Potential | F10 | Industrial | Instruments | Existing | Process | Natural Gas | Process Heat Recovery | A | Purchases (Incremental) | Achievable Technical Potential | 0 | 0 | 0 | 0 | 0 | 988.8284 | 988.2857 | 982.4574 | 982.9886 | 983.8014 | 874.1773 | 697.4308 | 556.8117 | 438.3758 | 352.0396 | 278.946 | 223.1857 | 177.65 | 140.8523 | 112.8153 | 89.879 | 0.61066 | 0.2173 | 0.073827 | 0.023998 | 0.020339 | 0.020285 | 0.020236 | 9.3059e-07 | 9.3059e-07 | 9.3059e-07
F11_Industrial_Instruments_Existing_Process_Natural Gas_Process Heat Recovery_A_Achievable Technical Potential | F11 | Industrial | Instruments | Existing | Process | Natural Gas | Process Heat Recovery | A | Purchases (Cumulative) | Achievable Technical Potential | 0 | 0 | 0 | 0 | 0 | 988.8284 | 1977.1141 | 2959.5715 | 3942.56 | 4926.3614 | 5800.5387 | 6497.9695 | 7054.7813 | 7493.1571 | 7845.1967 | 8124.1427 | 8347.3284 | 8524.9784 | 8665.8307 | 8778.646 | 8868.525 | 8869.1356 | 8869.3529 | 8869.4268 | 8869.4508 | 8869.4711 | 8869.4914 | 8869.5116 | 8869.5116 | 8869.5116 | 8869.5116
F1_Industrial_Instruments_Existing_Space Heating_Natural Gas_Building Automation System_A_Achievable Technical Potential | F1 | Industrial | Instruments | Existing | Space Heating | Natural Gas | Building Automation System | A | Integrated Unit Energy Savings (kWh or therms) | Achievable Technical Potential | 0 | 0 | 0 | 0 | 0 | 0.015441 | 0.015337 | 0.01521 | 0.015075 | 0.014929 | 0.014775 | 0.014615 | 0.014451 | 0.014279 | 0.014096 | 0.013916 | 0.013739 | 0.01357 | 0.013408 | 0.013257 | 0.013112 | 0.012966 | 0.012837 | 0.012724 | 0.012618 | 0.012534 | 0.012461 | 0.012394 | 0 | 0 | 0
F2_Industrial_Instruments_Existing_Space Heating_Natural Gas_Building Automation System_A_Achievable Technical Potential | F2 | Industrial | Instruments | Existing | Space Heating | Natural Gas | Building Automation System | A | Integrated Unit Summer Peak Savings (kW) | Achievable Technical Potential | 0 | 0 | 0 | 0 | 0 | 0 | 0 | 0 | 0 | 0 | 0 | 0 | 0 | 0 | 0 | 0 | 0 | 0 | 0 | 0 | 0 | 0 | 0 | 0 | 0 | 0 | 0 | 0 | 0 | 0 | 0
F3_Industrial_Instruments_Existing_Space Heating_Natural Gas_Building Automation System_A_Achievable Technical Potential | F3 | Industrial | Instruments | Existing | Space Heating | Natural Gas | Building Automation System | A | Integrated Unit Winter Peak Savings (kW) | Achievable Technical Potential | 0 | 0 | 0 | 0 | 0 | 0 | 0 | 0 | 0 | 0 | 0 | 0 | 0 | 0 | 0 | 0 | 0 | 0 | 0 | 0 | 0 | 0 | 0 | 0 | 0 | 0 | 0 | 0 | 0 | 0 | 0
F4_Industrial_Instruments_Existing_Space Heating_Natural Gas_Building Automation System_A_Achievable Technical Potential | F4 | Industrial | Instruments | Existing | Space Heating | Natural Gas | Building Automation System | A | Incremental Energy Savings (MWh or mTherms) | Achievable Technical Potential | 0 | 0 | 0 | 0 | 0 | 0.046703 | 0.092676 | 0.16223 | 0.26168 | 0.39367 | 0.55092 | 0.73926 | 0.94568 | 1.1374 | 1.3291 | 1.4581 | 1.5316 | 1.5114 | 1.3952 | 1.2143 | 0.98916 | 0.74507 | 0.50882 | 0.32114 | 0.20704 | 0 | 0 | 0 | 0 | 0 | 0
F5_Industrial_Instruments_Existing_Space Heating_Natural Gas_Building Automation System_A_Achievable Technical Potential | F5 | Industrial | Instruments | Existing | Space Heating | Natural Gas | Building Automation System | A | Incremental Summer Peak Savings (MW) | Achievable Technical Potential | 0 | 0 | 0 | 0 | 0 | 0 | 0 | 0 | 0 | 0 | 0 | 0 | 0 | 0 | 0 | 0 | 0 | 0 | 0 | 0 | 0 | 0 | 0 | 0 | 0 | 0 | 0 | 0 | 0 | 0 | 0
F6_Industrial_Instruments_Existing_Space Heating_Natural Gas_Building Automation System_A_Achievable Technical Potential | F6 | Industrial | Instruments | Existing | Space Heating | Natural Gas | Building Automation System | A | Incremental Winter Peak Savings (MW) | Achievable Technical Potential | 0 | 0 | 0 | 0 | 0 | 0 | 0 | 0 | 0 | 0 | 0 | 0 | 0 | 0 | 0 | 0 | 0 | 0 | 0 | 0 | 0 | 0 | 0 | 0 | 0 | 0 | 0 | 0 | 0 | 0 | 0
F7_Industrial_Instruments_Existing_Space Heating_Natural Gas_Building Automation System_A_Achievable Technical Potential | F7 | Industrial | Instruments | Existing | Space Heating | Natural Gas | Building Automation System | A | Cumulative Energy Savings (MWh or mTherms) | Achievable Technical Potential | 0 | 0 | 0 | 0 | 0 | 0.046703 | 0.13906 | 0.30015 | 0.55915 | 0.94742 | 1.4886 | 2.2117 | 3.1326 | 4.2327 | 5.5075 | 6.8955 | 8.3394 | 9.7482 | 11.0269 | 12.1171 | 12.9739 | 13.5742 | 13.9479 | 14.1468 | 14.236 | 14.1406 | 14.0588 | 13.9825 | 0 | 0 | 0
F8_Industrial_Instruments_Existing_Space Heating_Natural Gas_Building Automation System_A_Achievable Technical Potential | F8 | Industrial | Instruments | Existing | Space Heating | Natural Gas | Building Automation System | A | Cumulative Summer Peak Savings (MW) | Achievable Technical Potential | 0 | 0 | 0 | 0 | 0 | 0 | 0 | 0 | 0 | 0 | 0 | 0 | 0 | 0 | 0 | 0 | 0 | 0 | 0 | 0 | 0 | 0 | 0 | 0 | 0 | 0 | 0 | 0 | 0 | 0 | 0
F9_Industrial_Instruments_Existing_Space Heating_Natural Gas_Building Automation System_A_Achievable Technical Potential | F9 | Industrial | Instruments | Existing | Space Heating | Natural Gas | Building Automation System | A | Cumulative Winter Peak Savings (MW) | Achievable Technical Potential | 0 | 0 | 0 | 0 | 0 | 0 | 0 | 0 | 0 | 0 | 0 | 0 | 0 | 0 | 0 | 0 | 0 | 0 | 0 | 0 | 0 | 0 | 0 | 0 | 0 | 0 | 0 | 0 | 0 | 0 | 0
F10_Industrial_Instruments_Existing_Space Heating_Natural Gas_Building Automation System_A_Achievable Technical Potential | F10 | Industrial | Instruments | Existing | Space Heating | Natural Gas | Building Automation System | A | Purchases (Incremental) | Achievable Technical Potential | 0 | 0 | 0 | 0 | 0 | 3024.6588 | 6042.7762 | 10665.9486 | 17359.0072 | 26370.3355 | 37288.341 | 50583.7764 | 65441.6986 | 79654.8015 | 94290.5685 | 104779.0647 | 111479.6626 | 111381.651 | 104059.4323 | 91599.8912 | 75438.8449 | 57464.1586 | 39637.9242 | 25238.1696 | 16407.771 | 0 | 0 | 0 | 0 | 0 | 0
F11_Industrial_Instruments_Existing_Space Heating_Natural Gas_Building Automation System_A_Achievable Technical Potential | F11 | Industrial | Instruments | Existing | Space Heating | Natural Gas | Building Automation System | A | Purchases (Cumulative) | Achievable Technical Potential | 0 | 0 | 0 | 0 | 0 | 3024.6588 | 9067.4349 | 19733.3835 | 37092.3908 | 63462.7263 | 100751.0673 | 151334.8437 | 216776.5424 | 296431.3439 | 390721.9124 | 495500.977 | 606980.6396 | 718362.2907 | 822421.723 | 914021.6141 | 989460.459 | 1046924.6176 | 1086562.5418 | 1111800.7114 | 1128208.4824 | 1128208.4824 | 1128208.4824 | 1128208.4824 | 1128208.4824 | 1128208.4824 | 1128208.4824
F1_Industrial_Instruments_Existing_Space Heating_Natural Gas_Steam System Efficiency Improvements_A_Achievable Technical Potential | F1 | Industrial | Instruments | Existing | Space Heating | Natural Gas | Steam System Efficiency Improvements | A | Integrated Unit Energy Savings (kWh or therms) | Achievable Technical Potential | 0 | 0 | 0 | 0 | 0 | 0.13664 | 0.13406 | 0.13085 | 0.12697 | 0.12247 | 0.11737 | 0.11214 | 0.10694 | 0.10166 | 0.097184 | 0.092901 | 0.089416 | 0.086283 | 0.083473 | 0.081409 | 0.079495 | 0.077807 | 0.076369 | 0.075235 | 0.074177 | 0.073504 | 0.072923 | 0.072389 | 0.11902 | 0.11854 | 0.11809
F2_Industrial_Instruments_Existing_Space Heating_Natural Gas_Steam System Efficiency Improvements_A_Achievable Technical Potential | F2 | Industrial | Instruments | Existing | Space Heating | Natural Gas | Steam System Efficiency Improvements | A | Integrated Unit Summer Peak Savings (kW) | Achievable Technical Potential | 0 | 0 | 0 | 0 | 0 | 0 | 0 | 0 | 0 | 0 | 0 | 0 | 0 | 0 | 0 | 0 | 0 | 0 | 0 | 0 | 0 | 0 | 0 | 0 | 0 | 0 | 0 | 0 | 0 | 0 | 0
F3_Industrial_Instruments_Existing_Space Heating_Natural Gas_Steam System Efficiency Improvements_A_Achievable Technical Potential | F3 | Industrial | Instruments | Existing | Space Heating | Natural Gas | Steam System Efficiency Improvements | A | Integrated Unit Winter Peak Savings (kW) | Achievable Technical Potential | 0 | 0 | 0 | 0 | 0 | 0 | 0 | 0 | 0 | 0 | 0 | 0 | 0 | 0 | 0 | 0 | 0 | 0 | 0 | 0 | 0 | 0 | 0 | 0 | 0 | 0 | 0 | 0 | 0 | 0 | 0
F4_Industrial_Instruments_Existing_Space Heating_Natural Gas_Steam System Efficiency Improvements_A_Achievable Technical Potential | F4 | Industrial | Instruments | Existing | Space Heating | Natural Gas | Steam System Efficiency Improvements | A | Incremental Energy Savings (MWh or mTherms) | Achievable Technical Potential | 0 | 0 | 0 | 0 | 0 | 0.002929 | 0.0057412 | 0.0098911 | 0.015621 | 0.022888 | 0.031016 | 0.040201 | 0.049596 | 0.057391 | 0.064943 | 0.068986 | 0.070645 | 0.06811 | 0.06156 | 0.052849 | 0.042502 | 0.031687 | 0.021453 | 0.013457 | 0.0086256 | 0 | 0 | 0 | 0 | 0 | 0
F5_Industrial_Instruments_Existing_Space Heating_Natural Gas_Steam System Efficiency Improvements_A_Achievable Technical Potential | F5 | Industrial | Instruments | Existing | Space Heating | Natural Gas | Steam System Efficiency Improvements | A | Incremental Summer Peak Savings (MW) | Achievable Technical Potential | 0 | 0 | 0 | 0 | 0 | 0 | 0 | 0 | 0 | 0 | 0 | 0 | 0 | 0 | 0 | 0 | 0 | 0 | 0 | 0 | 0 | 0 | 0 | 0 | 0 | 0 | 0 | 0 | 0 | 0 | 0
F6_Industrial_Instruments_Existing_Space Heating_Natural Gas_Steam System Efficiency Improvements_A_Achievable Technical Potential | F6 | Industrial | Instruments | Existing | Space Heating | Natural Gas | Steam System Efficiency Improvements | A | Incremental Winter Peak Savings (MW) | Achievable Technical Potential | 0 | 0 | 0 | 0 | 0 | 0 | 0 | 0 | 0 | 0 | 0 | 0 | 0 | 0 | 0 | 0 | 0 | 0 | 0 | 0 | 0 | 0 | 0 | 0 | 0 | 0 | 0 | 0 | 0 | 0 | 0
F7_Industrial_Instruments_Existing_Space Heating_Natural Gas_Steam System Efficiency Improvements_A_Achievable Technical Potential | F7 | Industrial | Instruments | Existing | Space Heating | Natural Gas | Steam System Efficiency Improvements | A | Cumulative Energy Savings (MWh or mTherms) | Achievable Technical Potential | 0 | 0 | 0 | 0 | 0 | 0.002929 | 0.0086149 | 0.0183 | 0.033379 | 0.055083 | 0.083805 | 0.12027 | 0.16429 | 0.21358 | 0.26911 | 0.32624 | 0.38464 | 0.43928 | 0.48653 | 0.52735 | 0.55745 | 0.5773 | 0.58809 | 0.59281 | 0.5931 | 0.58772 | 0.58307 | 0.5788 | 0 | 0 | 0
F8_Industrial_Instruments_Existing_Space Heating_Natural Gas_Steam System Efficiency Improvements_A_Achievable Technical Potential | F8 | Industrial | Instruments | Existing | Space Heating | Natural Gas | Steam System Efficiency Improvements | A | Cumulative Summer Peak Savings (MW) | Achievable Technical Potential | 0 | 0 | 0 | 0 | 0 | 0 | 0 | 0 | 0 | 0 | 0 | 0 | 0 | 0 | 0 | 0 | 0 | 0 | 0 | 0 | 0 | 0 | 0 | 0 | 0 | 0 | 0 | 0 | 0 | 0 | 0
F9_Industrial_Instruments_Existing_Space Heating_Natural Gas_Steam System Efficiency Improvements_A_Achievable Technical Potential | F9 | Industrial | Instruments | Existing | Space Heating | Natural Gas | Steam System Efficiency Improvements | A | Cumulative Winter Peak Savings (MW) | Achievable Technical Potential | 0 | 0 | 0 | 0 | 0 | 0 | 0 | 0 | 0 | 0 | 0 | 0 | 0 | 0 | 0 | 0 | 0 | 0 | 0 | 0 | 0 | 0 | 0 | 0 | 0 | 0 | 0 | 0 | 0 | 0 | 0
F10_Industrial_Instruments_Existing_Space Heating_Natural Gas_Steam System Efficiency Improvements_A_Achievable Technical Potential | F10 | Industrial | Instruments | Existing | Space Heating | Natural Gas | Steam System Efficiency Improvements | A | Purchases (Incremental) | Achievable Technical Potential | 0 | 0 | 0 | 0 | 0 | 21.4361 | 42.8259 | 75.5909 | 123.0254 | 186.8898 | 264.267 | 358.4934 | 463.7933 | 564.5233 | 668.2488 | 742.582 | 790.07 | 789.3754 | 737.4819 | 649.1796 | 534.6443 | 407.2555 | 280.9188 | 178.866 | 116.2839 | 0 | 0 | 0 | 0 | 0 | 0
F11_Industrial_Instruments_Existing_Space Heating_Natural Gas_Steam System Efficiency Improvements_A_Achievable Technical Potential | F11 | Industrial | Instruments | Existing | Space Heating | Natural Gas | Steam System Efficiency Improvements | A | Purchases (Cumulative) | Achievable Technical Potential | 0 | 0 | 0 | 0 | 0 | 21.4361 | 64.262 | 139.8529 | 262.8783 | 449.7681 | 714.0351 | 1072.5285 | 1536.3219 | 2100.8452 | 2769.094 | 3511.676 | 4301.746 | 5091.1214 | 5828.6033 | 6477.783 | 7012.4273 | 7419.6828 | 7700.6016 | 7879.4676 | 7995.7515 | 7995.7515 | 7995.7515 | 7995.7515 | 7995.7515 | 7995.7515 | 7995.7515
F1_Industrial_Instruments_Existing_Process_Natural Gas_Steam System Efficiency Improvements_A_Achievable Technical Potential | F1 | Industrial | Instruments | Existing | Process | Natural Gas | Steam System Efficiency Improvements | A | Integrated Unit Energy Savings (kWh or therms) | Achievable Technical Potential | 0 | 0 | 0 | 0 | 0 | 0.086736 | 0.086367 | 0.08599 | 0.085612 | 0.085226 | 0.084815 | 0.084436 | 0.084072 | 0.083683 | 0.083377 | 0.083047 | 0.082779 | 0.082512 | 0.082245 | 0.082038 | 0.081814 | 0.081608 | 0.081405 | 0.081206 | 0.081008 | 0.080991 | 0.080975 | 0.08096 | 0.087109 | 0.087109 | 0.087109
F2_Industrial_Instruments_Existing_Process_Natural Gas_Steam System Efficiency Improvements_A_Achievable Technical Potential | F2 | Industrial | Instruments | Existing | Process | Natural Gas | Steam System Efficiency Improvements | A | Integrated Unit Summer Peak Savings (kW) | Achievable Technical Potential | 0 | 0 | 0 | 0 | 0 | 0 | 0 | 0 | 0 | 0 | 0 | 0 | 0 | 0 | 0 | 0 | 0 | 0 | 0 | 0 | 0 | 0 | 0 | 0 | 0 | 0 | 0 | 0 | 0 | 0 | 0
F3_Industrial_Instruments_Existing_Process_Natural Gas_Steam System Efficiency Improvements_A_Achievable Technical Potential | F3 | Industrial | Instruments | Existing | Process | Natural Gas | Steam System Efficiency Improvements | A | Integrated Unit Winter Peak Savings (kW) | Achievable Technical Potential | 0 | 0 | 0 | 0 | 0 | 0 | 0 | 0 | 0 | 0 | 0 | 0 | 0 | 0 | 0 | 0 | 0 | 0 | 0 | 0 | 0 | 0 | 0 | 0 | 0 | 0 | 0 | 0 | 0 | 0 | 0
F4_Industrial_Instruments_Existing_Process_Natural Gas_Steam System Efficiency Improvements_A_Achievable Technical Potential | F4 | Industrial | Instruments | Existing | Process | Natural Gas | Steam System Efficiency Improvements | A | Incremental Energy Savings (MWh or mTherms) | Achievable Technical Potential | 0 | 0 | 0 | 0 | 0 | 0.00033515 | 0.00066672 | 0.0011717 | 0.0018986 | 0.0028711 | 0.0040403 | 0.0054563 | 0.0070286 | 0.0085156 | 0.010043 | 0.011116 | 0.011789 | 0.011741 | 0.010933 | 0.0096 | 0.0078847 | 0.0059909 | 0.0041222 | 0.0026182 | 0.001698 | 0 | 0 | 0 | 0 | 0 | 0
F5_Industrial_Instruments_Existing_Process_Natural Gas_Steam System Efficiency Improvements_A_Achievable Technical Potential | F5 | Industrial | Instruments | Existing | Process | Natural Gas | Steam System Efficiency Improvements | A | Incremental Summer Peak Savings (MW) | Achievable Technical Potential | 0 | 0 | 0 | 0 | 0 | 0 | 0 | 0 | 0 | 0 | 0 | 0 | 0 | 0 | 0 | 0 | 0 | 0 | 0 | 0 | 0 | 0 | 0 | 0 | 0 | 0 | 0 | 0 | 0 | 0 | 0
F6_Industrial_Instruments_Existing_Process_Natural Gas_Steam System Efficiency Improvements_A_Achievable Technical Potential | F6 | Industrial | Instruments | Existing | Process | Natural Gas | Steam System Efficiency Improvements | A | Incremental Winter Peak Savings (MW) | Achievable Technical Potential | 0 | 0 | 0 | 0 | 0 | 0 | 0 | 0 | 0 | 0 | 0 | 0 | 0 | 0 | 0 | 0 | 0 | 0 | 0 | 0 | 0 | 0 | 0 | 0 | 0 | 0 | 0 | 0 | 0 | 0 | 0
F7_Industrial_Instruments_Existing_Process_Natural Gas_Steam System Efficiency Improvements_A_Achievable Technical Potential | F7 | Industrial | Instruments | Existing | Process | Natural Gas | Steam System Efficiency Improvements | A | Cumulative Energy Savings (MWh or mTherms) | Achievable Technical Potential | 0 | 0 | 0 | 0 | 0 | 0.00033515 | 0.0010004 | 0.0021678 | 0.0040568 | 0.0069096 | 0.010917 | 0.016324 | 0.023282 | 0.03169 | 0.041618 | 0.052569 | 0.064189 | 0.075722 | 0.086411 | 0.095793 | 0.10342 | 0.10915 | 0.113 | 0.11534 | 0.11676 | 0.11673 | 0.11671 | 0.11669 | 0 | 0 | 0
F8_Industrial_Instruments_Existing_Process_Natural Gas_Steam System Efficiency Improvements_A_Achievable Technical Potential | F8 | Industrial | Instruments | Existing | Process | Natural Gas | Steam System Efficiency Improvements | A | Cumulative Summer Peak Savings (MW) | Achievable Technical Potential | 0 | 0 | 0 | 0 | 0 | 0 | 0 | 0 | 0 | 0 | 0 | 0 | 0 | 0 | 0 | 0 | 0 | 0 | 0 | 0 | 0 | 0 | 0 | 0 | 0 | 0 | 0 | 0 | 0 | 0 | 0
F9_Industrial_Instruments_Existing_Process_Natural Gas_Steam System Efficiency Improvements_A_Achievable Technical Potential | F9 | Industrial | Instruments | Existing | Process | Natural Gas | Steam System Efficiency Improvements | A | Cumulative Winter Peak Savings (MW) | Achievable Technical Potential | 0 | 0 | 0 | 0 | 0 | 0 | 0 | 0 | 0 | 0 | 0 | 0 | 0 | 0 | 0 | 0 | 0 | 0 | 0 | 0 | 0 | 0 | 0 | 0 | 0 | 0 | 0 | 0 | 0 | 0 | 0
F10_Industrial_Instruments_Existing_Process_Natural Gas_Steam System Efficiency Improvements_A_Achievable Technical Potential | F10 | Industrial | Instruments | Existing | Process | Natural Gas | Steam System Efficiency Improvements | A | Purchases (Incremental) | Achievable Technical Potential | 0 | 0 | 0 | 0 | 0 | 3.864 | 7.7197 | 13.6258 | 22.1762 | 33.6882 | 47.636 | 64.621 | 83.602 | 101.7593 | 120.4565 | 133.8556 | 142.4157 | 142.2905 | 132.9363 | 117.0192 | 96.3734 | 73.4107 | 50.6376 | 32.2419 | 20.961 | 0 | 0 | 0 | 0 | 0 | 0
F11_Industrial_Instruments_Existing_Process_Natural Gas_Steam System Efficiency Improvements_A_Achievable Technical Potential | F11 | Industrial | Instruments | Existing | Process | Natural Gas | Steam System Efficiency Improvements | A | Purchases (Cumulative) | Achievable Technical Potential | 0 | 0 | 0 | 0 | 0 | 3.864 | 11.5837 | 25.2095 | 47.3857 | 81.0739 | 128.7098 | 193.3308 | 276.9328 | 378.6921 | 499.1486 | 633.0042 | 775.4199 | 917.7104 | 1050.6467 | 1167.6658 | 1264.0392 | 1337.4499 | 1388.0875 | 1420.3293 | 1441.2903 | 1441.2903 | 1441.2903 | 1441.2903 | 1441.2903 | 1441.2903 | 1441.2903
F1_Industrial_Instruments_Existing_Space Heating_Natural Gas_Strategic Energy Management_A_Achievable Technical Potential | F1 | Industrial | Instruments | Existing | Space Heating | Natural Gas | Strategic Energy Management | A | Integrated Unit Energy Savings (kWh or therms) | Achievable Technical Potential | 0 | 0 | 0 | 0 | 0 | 3.1752 | 3.1564 | 3.133 | 3.1076 | 3.08 | 3.0509 | 3.0204 | 2.989 | 2.9562 | 2.9207 | 2.8861 | 2.8517 | 2.8191 | 2.7881 | 2.7589 | 2.7312 | 2.7031 | 2.6786 | 2.6575 | 2.6377 | 2.6202 | 2.6051 | 2.5911 | 0 | 0 | 0
F2_Industrial_Instruments_Existing_Space Heating_Natural Gas_Strategic Energy Management_A_Achievable Technical Potential | F2 | Industrial | Instruments | Existing | Space Heating | Natural Gas | Strategic Energy Management | A | Integrated Unit Summer Peak Savings (kW) | Achievable Technical Potential | 0 | 0 | 0 | 0 | 0 | 0 | 0 | 0 | 0 | 0 | 0 | 0 | 0 | 0 | 0 | 0 | 0 | 0 | 0 | 0 | 0 | 0 | 0 | 0 | 0 | 0 | 0 | 0 | 0 | 0 | 0
F3_Industrial_Instruments_Existing_Space Heating_Natural Gas_Strategic Energy Management_A_Achievable Technical Potential | F3 | Industrial | Instruments | Existing | Space Heating | Natural Gas | Strategic Energy Management | A | Integrated Unit Winter Peak Savings (kW) | Achievable Technical Potential | 0 | 0 | 0 | 0 | 0 | 0 | 0 | 0 | 0 | 0 | 0 | 0 | 0 | 0 | 0 | 0 | 0 | 0 | 0 | 0 | 0 | 0 | 0 | 0 | 0 | 0 | 0 | 0 | 0 | 0 | 0
F4_Industrial_Instruments_Existing_Space Heating_Natural Gas_Strategic Energy Management_A_Achievable Technical Potential | F4 | Industrial | Instruments | Existing | Space Heating | Natural Gas | Strategic Energy Management | A | Incremental Energy Savings (MWh or mTherms) | Achievable Technical Potential | 0 | 0 | 0 | 0 | 0 | 0.29391 | 0.29201 | 0.28814 | 0.28596 | 0.28366 | 0.27741 | 0.27388 | 0.27049 | 0.26327 | 0.2611 | 0.25555 | 0.25254 | 0.24839 | 0.24346 | 0.2412 | 0.23779 | 0.23443 | 0.23146 | 0.22885 | 0.22643 | 0 | 0 | 0 | 0 | 0 | 0
F5_Industrial_Instruments_Existing_Space Heating_Natural Gas_Strategic Energy Management_A_Achievable Technical Potential | F5 | Industrial | Instruments | Existing | Space Heating | Natural Gas | Strategic Energy Management | A | Incremental Summer Peak Savings (MW) | Achievable Technical Potential | 0 | 0 | 0 | 0 | 0 | 0 | 0 | 0 | 0 | 0 | 0 | 0 | 0 | 0 | 0 | 0 | 0 | 0 | 0 | 0 | 0 | 0 | 0 | 0 | 0 | 0 | 0 | 0 | 0 | 0 | 0
F6_Industrial_Instruments_Existing_Space Heating_Natural Gas_Strategic Energy Management_A_Achievable Technical Potential | F6 | Industrial | Instruments | Existing | Space Heating | Natural Gas | Strategic Energy Management | A | Incremental Winter Peak Savings (MW) | Achievable Technical Potential | 0 | 0 | 0 | 0 | 0 | 0 | 0 | 0 | 0 | 0 | 0 | 0 | 0 | 0 | 0 | 0 | 0 | 0 | 0 | 0 | 0 | 0 | 0 | 0 | 0 | 0 | 0 | 0 | 0 | 0 | 0
F7_Industrial_Instruments_Existing_Space Heating_Natural Gas_Strategic Energy Management_A_Achievable Technical Potential | F7 | Industrial | Instruments | Existing | Space Heating | Natural Gas | Strategic Energy Management | A | Cumulative Energy Savings (MWh or mTherms) | Achievable Technical Potential | 0 | 0 | 0 | 0 | 0 | 0.29391 | 0.58418 | 0.868 | 1.1469 | 1.4204 | 1.6844 | 1.9414 | 2.1918 | 2.431 | 2.6628 | 2.8869 | 3.105 | 3.3179 | 3.5248 | 3.7292 | 3.9295 | 4.1235 | 4.3176 | 4.5124 | 4.7052 | 4.6739 | 4.6471 | 4.6221 | 0 | 0 | 0
F8_Industrial_Instruments_Existing_Space Heating_Natural Gas_Strategic Energy Management_A_Achievable Technical Potential | F8 | Industrial | Instruments | Existing | Space Heating | Natural Gas | Strategic Energy Management | A | Cumulative Summer Peak Savings (MW) | Achievable Technical Potential | 0 | 0 | 0 | 0 | 0 | 0 | 0 | 0 | 0 | 0 | 0 | 0 | 0 | 0 | 0 | 0 | 0 | 0 | 0 | 0 | 0 | 0 | 0 | 0 | 0 | 0 | 0 | 0 | 0 | 0 | 0
F9_Industrial_Instruments_Existing_Space Heating_Natural Gas_Strategic Energy Management_A_Achievable Technical Potential | F9 | Industrial | Instruments | Existing | Space Heating | Natural Gas | Strategic Energy Management | A | Cumulative Winter Peak Savings (MW) | Achievable Technical Potential | 0 | 0 | 0 | 0 | 0 | 0 | 0 | 0 | 0 | 0 | 0 | 0 | 0 | 0 | 0 | 0 | 0 | 0 | 0 | 0 | 0 | 0 | 0 | 0 | 0 | 0 | 0 | 0 | 0 | 0 | 0
F10_Industrial_Instruments_Existing_Space Heating_Natural Gas_Strategic Energy Management_A_Achievable Technical Potential | F10 | Industrial | Instruments | Existing | Space Heating | Natural Gas | Strategic Energy Management | A | Purchases (Incremental) | Achievable Technical Potential | 0 | 0 | 0 | 0 | 0 | 92.566 | 92.5152 | 91.9696 | 92.0193 | 92.0954 | 90.9259 | 90.6774 | 90.4933 | 89.0563 | 89.3963 | 88.5438 | 88.5553 | 88.1096 | 87.3236 | 87.4271 | 87.0655 | 86.7269 | 86.4109 | 86.1173 | 85.8457 | 0 | 0 | 0 | 0 | 0 | 0
F11_Industrial_Instruments_Existing_Space Heating_Natural Gas_Strategic Energy Management_A_Achievable Technical Potential | F11 | Industrial | Instruments | Existing | Space Heating | Natural Gas | Strategic Energy Management | A | Purchases (Cumulative) | Achievable Technical Potential | 0 | 0 | 0 | 0 | 0 | 92.566 | 185.0811 | 277.0507 | 369.07 | 461.1653 | 552.0912 | 642.7686 | 733.2619 | 822.3181 | 911.7144 | 1000.2582 | 1088.8135 | 1176.923 | 1264.2467 | 1351.6738 | 1438.7393 | 1525.4662 | 1611.8771 | 1697.9944 | 1783.8401 | 1783.8401 | 1783.8401 | 1783.8401 | 1783.8401 | 1783.8401 | 1783.8401
F1_Industrial_Instruments_Existing_Process_Natural Gas_Strategic Energy Management_A_Achievable Technical Potential | F1 | Industrial | Instruments | Existing | Process | Natural Gas | Strategic Energy Management | A | Integrated Unit Energy Savings (kWh or therms) | Achievable Technical Potential | 0 | 0 | 0 | 0 | 0 | 1.6954 | 1.6915 | 1.6876 | 1.6836 | 1.6796 | 1.6753 | 1.6714 | 1.6677 | 1.6638 | 1.6608 | 1.6576 | 1.6552 | 1.6528 | 1.6504 | 1.6486 | 1.6466 | 1.6448 | 1.643 | 1.6412 | 1.6394 | 1.6393 | 1.6391 | 1.639 | 0 | 0 | 0
F2_Industrial_Instruments_Existing_Process_Natural Gas_Strategic Energy Management_A_Achievable Technical Potential | F2 | Industrial | Instruments | Existing | Process | Natural Gas | Strategic Energy Management | A | Integrated Unit Summer Peak Savings (kW) | Achievable Technical Potential | 0 | 0 | 0 | 0 | 0 | 0 | 0 | 0 | 0 | 0 | 0 | 0 | 0 | 0 | 0 | 0 | 0 | 0 | 0 | 0 | 0 | 0 | 0 | 0 | 0 | 0 | 0 | 0 | 0 | 0 | 0
F3_Industrial_Instruments_Existing_Process_Natural Gas_Strategic Energy Management_A_Achievable Technical Potential | F3 | Industrial | Instruments | Existing | Process | Natural Gas | Strategic Energy Management | A | Integrated Unit Winter Peak Savings (kW) | Achievable Technical Potential | 0 | 0 | 0 | 0 | 0 | 0 | 0 | 0 | 0 | 0 | 0 | 0 | 0 | 0 | 0 | 0 | 0 | 0 | 0 | 0 | 0 | 0 | 0 | 0 | 0 | 0 | 0 | 0 | 0 | 0 | 0
F4_Industrial_Instruments_Existing_Process_Natural Gas_Strategic Energy Management_A_Achievable Technical Potential | F4 | Industrial | Instruments | Existing | Process | Natural Gas | Strategic Energy Management | A | Incremental Energy Savings (MWh or mTherms) | Achievable Technical Potential | 0 | 0 | 0 | 0 | 0 | 0.76639 | 0.76421 | 0.75793 | 0.75657 | 0.75538 | 0.74389 | 0.74012 | 0.73697 | 0.72356 | 0.72502 | 0.71674 | 0.71578 | 0.71115 | 0.70379 | 0.70386 | 0.70011 | 0.69662 | 0.69332 | 0.69021 | 0.68728 | 0 | 0 | 0 | 0 | 0 | 0
F5_Industrial_Instruments_Existing_Process_Natural Gas_Strategic Energy Management_A_Achievable Technical Potential | F5 | Industrial | Instruments | Existing | Process | Natural Gas | Strategic Energy Management | A | Incremental Summer Peak Savings (MW) | Achievable Technical Potential | 0 | 0 | 0 | 0 | 0 | 0 | 0 | 0 | 0 | 0 | 0 | 0 | 0 | 0 | 0 | 0 | 0 | 0 | 0 | 0 | 0 | 0 | 0 | 0 | 0 | 0 | 0 | 0 | 0 | 0 | 0
F6_Industrial_Instruments_Existing_Process_Natural Gas_Strategic Energy Management_A_Achievable Technical Potential | F6 | Industrial | Instruments | Existing | Process | Natural Gas | Strategic Energy Management | A | Incremental Winter Peak Savings (MW) | Achievable Technical Potential | 0 | 0 | 0 | 0 | 0 | 0 | 0 | 0 | 0 | 0 | 0 | 0 | 0 | 0 | 0 | 0 | 0 | 0 | 0 | 0 | 0 | 0 | 0 | 0 | 0 | 0 | 0 | 0 | 0 | 0 | 0
F7_Industrial_Instruments_Existing_Process_Natural Gas_Strategic Energy Management_A_Achievable Technical Potential | F7 | Industrial | Instruments | Existing | Process | Natural Gas | Strategic Energy Management | A | Cumulative Energy Savings (MWh or mTherms) | Achievable Technical Potential | 0 | 0 | 0 | 0 | 0 | 0.76639 | 1.5288 | 2.2832 | 3.0344 | 3.7826 | 4.5168 | 5.2464 | 5.9717 | 6.6811 | 7.3942 | 8.0968 | 8.8007 | 9.4991 | 10.1892 | 10.8821 | 11.5692 | 12.253 | 12.9329 | 13.609 | 14.2815 | 14.28 | 14.2786 | 14.2773 | 0 | 0 | 0
F8_Industrial_Instruments_Existing_Process_Natural Gas_Strategic Energy Management_A_Achievable Technical Potential | F8 | Industrial | Instruments | Existing | Process | Natural Gas | Strategic Energy Management | A | Cumulative Summer Peak Savings (MW) | Achievable Technical Potential | 0 | 0 | 0 | 0 | 0 | 0 | 0 | 0 | 0 | 0 | 0 | 0 | 0 | 0 | 0 | 0 | 0 | 0 | 0 | 0 | 0 | 0 | 0 | 0 | 0 | 0 | 0 | 0 | 0 | 0 | 0
F9_Industrial_Instruments_Existing_Process_Natural Gas_Strategic Energy Management_A_Achievable Technical Potential | F9 | Industrial | Instruments | Existing | Process | Natural Gas | Strategic Energy Management | A | Cumulative Winter Peak Savings (MW) | Achievable Technical Potential | 0 | 0 | 0 | 0 | 0 | 0 | 0 | 0 | 0 | 0 | 0 | 0 | 0 | 0 | 0 | 0 | 0 | 0 | 0 | 0 | 0 | 0 | 0 | 0 | 0 | 0 | 0 | 0 | 0 | 0 | 0
F10_Industrial_Instruments_Existing_Process_Natural Gas_Strategic Energy Management_A_Achievable Technical Potential | F10 | Industrial | Instruments | Existing | Process | Natural Gas | Strategic Energy Management | A | Purchases (Incremental) | Achievable Technical Potential | 0 | 0 | 0 | 0 | 0 | 452.0375 | 451.7894 | 449.1251 | 449.3679 | 449.7394 | 444.0282 | 442.8148 | 441.9157 | 434.8983 | 436.5587 | 432.3956 | 432.4517 | 430.2751 | 426.4371 | 426.9422 | 425.1767 | 423.5231 | 421.9799 | 420.5459 | 419.2197 | 0 | 0 | 0 | 0 | 0 | 0
F11_Industrial_Instruments_Existing_Process_Natural Gas_Strategic Energy Management_A_Achievable Technical Potential | F11 | Industrial | Instruments | Existing | Process | Natural Gas | Strategic Energy Management | A | Purchases (Cumulative) | Achievable Technical Potential | 0 | 0 | 0 | 0 | 0 | 452.0375 | 903.8269 | 1352.952 | 1802.3198 | 2252.0593 | 2696.0875 | 3138.9023 | 3580.818 | 4015.7163 | 4452.275 | 4884.6706 | 5317.1222 | 5747.3974 | 6173.8345 | 6600.7767 | 7025.9534 | 7449.4765 | 7871.4564 | 8292.0023 | 8711.222 | 8711.222 | 8711.222 | 8711.222 | 8711.222 | 8711.222 | 8711.222
F1_Industrial_Instruments_Existing_Miscellaneous_Natural Gas_Strategic Energy Management_A_Achievable Technical Potential | F1 | Industrial | Instruments | Existing | Miscellaneous | Natural Gas | Strategic Energy Management | A | Integrated Unit Energy Savings (kWh or therms) | Achievable Technical Potential | 0 | 0 | 0 | 0 | 0 | 1.1153 | 1.1153 | 1.1153 | 1.1153 | 1.1153 | 1.1153 | 1.1153 | 1.1153 | 1.1153 | 1.1153 | 1.1153 | 1.1153 | 1.1153 | 1.1153 | 1.1153 | 1.1153 | 1.1153 | 1.1153 | 1.1153 | 1.1153 | 1.1153 | 1.1153 | 1.1153 | 0 | 0 | 0
F2_Industrial_Instruments_Existing_Miscellaneous_Natural Gas_Strategic Energy Management_A_Achievable Technical Potential | F2 | Industrial | Instruments | Existing | Miscellaneous | Natural Gas | Strategic Energy Management | A | Integrated Unit Summer Peak Savings (kW) | Achievable Technical Potential | 0 | 0 | 0 | 0 | 0 | 0 | 0 | 0 | 0 | 0 | 0 | 0 | 0 | 0 | 0 | 0 | 0 | 0 | 0 | 0 | 0 | 0 | 0 | 0 | 0 | 0 | 0 | 0 | 0 | 0 | 0
F3_Industrial_Instruments_Existing_Miscellaneous_Natural Gas_Strategic Energy Management_A_Achievable Technical Potential | F3 | Industrial | Instruments | Existing | Miscellaneous | Natural Gas | Strategic Energy Management | A | Integrated Unit Winter Peak Savings (kW) | Achievable Technical Potential | 0 | 0 | 0 | 0 | 0 | 0 | 0 | 0 | 0 | 0 | 0 | 0 | 0 | 0 | 0 | 0 | 0 | 0 | 0 | 0 | 0 | 0 | 0 | 0 | 0 | 0 | 0 | 0 | 0 | 0 | 0
F4_Industrial_Instruments_Existing_Miscellaneous_Natural Gas_Strategic Energy Management_A_Achievable Technical Potential | F4 | Industrial | Instruments | Existing | Miscellaneous | Natural Gas | Strategic Energy Management | A | Incremental Energy Savings (MWh or mTherms) | Achievable Technical Potential | 0 | 0 | 0 | 0 | 0 | 0.12604 | 0.12597 | 0.12522 | 0.12529 | 0.1254 | 0.1238 | 0.12347 | 0.12321 | 0.12126 | 0.12172 | 0.12056 | 0.12058 | 0.11997 | 0.1189 | 0.11904 | 0.11855 | 0.11809 | 0.11766 | 0.11726 | 0.11689 | 0 | 0 | 0 | 0 | 0 | 0
F5_Industrial_Instruments_Existing_Miscellaneous_Natural Gas_Strategic Energy Management_A_Achievable Technical Potential | F5 | Industrial | Instruments | Existing | Miscellaneous | Natural Gas | Strategic Energy Management | A | Incremental Summer Peak Savings (MW) | Achievable Technical Potential | 0 | 0 | 0 | 0 | 0 | 0 | 0 | 0 | 0 | 0 | 0 | 0 | 0 | 0 | 0 | 0 | 0 | 0 | 0 | 0 | 0 | 0 | 0 | 0 | 0 | 0 | 0 | 0 | 0 | 0 | 0
F6_Industrial_Instruments_Existing_Miscellaneous_Natural Gas_Strategic Energy Management_A_Achievable Technical Potential | F6 | Industrial | Instruments | Existing | Miscellaneous | Natural Gas | Strategic Energy Management | A | Incremental Winter Peak Savings (MW) | Achievable Technical Potential | 0 | 0 | 0 | 0 | 0 | 0 | 0 | 0 | 0 | 0 | 0 | 0 | 0 | 0 | 0 | 0 | 0 | 0 | 0 | 0 | 0 | 0 | 0 | 0 | 0 | 0 | 0 | 0 | 0 | 0 | 0
F7_Industrial_Instruments_Existing_Miscellaneous_Natural Gas_Strategic Energy Management_A_Achievable Technical Potential | F7 | Industrial | Instruments | Existing | Miscellaneous | Natural Gas | Strategic Energy Management | A | Cumulative Energy Savings (MWh or mTherms) | Achievable Technical Potential | 0 | 0 | 0 | 0 | 0 | 0.12604 | 0.252 | 0.37723 | 0.50252 | 0.62792 | 0.75172 | 0.87519 | 0.9984 | 1.1197 | 1.2414 | 1.3619 | 1.4825 | 1.6025 | 1.7214 | 1.8404 | 1.959 | 2.0771 | 2.1947 | 2.312 | 2.4289 | 2.4289 | 2.4289 | 2.4289 | 0 | 0 | 0
F8_Industrial_Instruments_Existing_Miscellaneous_Natural Gas_Strategic Energy Management_A_Achievable Technical Potential | F8 | Industrial | Instruments | Existing | Miscellaneous | Natural Gas | Strategic Energy Management | A | Cumulative Summer Peak Savings (MW) | Achievable Technical Potential | 0 | 0 | 0 | 0 | 0 | 0 | 0 | 0 | 0 | 0 | 0 | 0 | 0 | 0 | 0 | 0 | 0 | 0 | 0 | 0 | 0 | 0 | 0 | 0 | 0 | 0 | 0 | 0 | 0 | 0 | 0
F9_Industrial_Instruments_Existing_Miscellaneous_Natural Gas_Strategic Energy Management_A_Achievable Technical Potential | F9 | Industrial | Instruments | Existing | Miscellaneous | Natural Gas | Strategic Energy Management | A | Cumulative Winter Peak Savings (MW) | Achievable Technical Potential | 0 | 0 | 0 | 0 | 0 | 0 | 0 | 0 | 0 | 0 | 0 | 0 | 0 | 0 | 0 | 0 | 0 | 0 | 0 | 0 | 0 | 0 | 0 | 0 | 0 | 0 | 0 | 0 | 0 | 0 | 0
F10_Industrial_Instruments_Existing_Miscellaneous_Natural Gas_Strategic Energy Management_A_Achievable Technical Potential | F10 | Industrial | Instruments | Existing | Miscellaneous | Natural Gas | Strategic Energy Management | A | Purchases (Incremental) | Achievable Technical Potential | 0 | 0 | 0 | 0 | 0 | 113.0094 | 112.9474 | 112.2813 | 112.342 | 112.4349 | 111.0071 | 110.7037 | 110.4789 | 108.7246 | 109.1397 | 108.0989 | 108.1129 | 107.5688 | 106.6093 | 106.7356 | 106.2942 | 105.8808 | 105.495 | 105.1365 | 104.8049 | 0 | 0 | 0 | 0 | 0 | 0
F11_Industrial_Instruments_Existing_Miscellaneous_Natural Gas_Strategic Energy Management_A_Achievable Technical Potential | F11 | Industrial | Instruments | Existing | Miscellaneous | Natural Gas | Strategic Energy Management | A | Purchases (Cumulative) | Achievable Technical Potential | 0 | 0 | 0 | 0 | 0 | 113.0094 | 225.9567 | 338.238 | 450.58 | 563.0148 | 674.0219 | 784.7256 | 895.2045 | 1003.9291 | 1113.0688 | 1221.1676 | 1329.2806 | 1436.8493 | 1543.4586 | 1650.1942 | 1756.4884 | 1862.3691 | 1967.8641 | 2073.0006 | 2177.8055 | 2177.8055 | 2177.8055 | 2177.8055 | 2177.8055 | 2177.8055 | 2177.8055
F1_Industrial_Instruments_Existing_Space Heating_Natural Gas_Commissioning_A_Achievable Technical Potential | F1 | Industrial | Instruments | Existing | Space Heating | Natural Gas | Commissioning | A | Integrated Unit Energy Savings (kWh or therms) | Achievable Technical Potential | 0 | 0 | 0 | 0 | 0 | 3.6305 | 3.6105 | 3.5854 | 3.558 | 3.5281 | 3.4966 | 3.4634 | 3.4292 | 3.3934 | 3.354 | 3.3158 | 3.2775 | 3.2411 | 3.2065 | 3.1738 | 3.1428 | 3.1114 | 3.084 | 3.0606 | 3.0386 | 3.0184 | 3.0012 | 2.985 | 0 | 0 | 0
F2_Industrial_Instruments_Existing_Space Heating_Natural Gas_Commissioning_A_Achievable Technical Potential | F2 | Industrial | Instruments | Existing | Space Heating | Natural Gas | Commissioning | A | Integrated Unit Summer Peak Savings (kW) | Achievable Technical Potential | 0 | 0 | 0 | 0 | 0 | 0 | 0 | 0 | 0 | 0 | 0 | 0 | 0 | 0 | 0 | 0 | 0 | 0 | 0 | 0 | 0 | 0 | 0 | 0 | 0 | 0 | 0 | 0 | 0 | 0 | 0
F3_Industrial_Instruments_Existing_Space Heating_Natural Gas_Commissioning_A_Achievable Technical Potential | F3 | Industrial | Instruments | Existing | Space Heating | Natural Gas | Commissioning | A | Integrated Unit Winter Peak Savings (kW) | Achievable Technical Potential | 0 | 0 | 0 | 0 | 0 | 0 | 0 | 0 | 0 | 0 | 0 | 0 | 0 | 0 | 0 | 0 | 0 | 0 | 0 | 0 | 0 | 0 | 0 | 0 | 0 | 0 | 0 | 0 | 0 | 0 | 0
F4_Industrial_Instruments_Existing_Space Heating_Natural Gas_Commissioning_A_Achievable Technical Potential | F4 | Industrial | Instruments | Existing | Space Heating | Natural Gas | Commissioning | A | Incremental Energy Savings (MWh or mTherms) | Achievable Technical Potential | 0 | 0 | 0 | 0 | 0 | 0 | 0 | 0 | 0 | 0 | 0 | 0 | 0 | 0 | 0 | 0 | 0 | 0 | 0 | 0 | 0 | 0 | 0 | 0 | 0 | 0 | 0 | 0 | 0 | 0 | 0
F5_Industrial_Instruments_Existing_Space Heating_Natural Gas_Commissioning_A_Achievable Technical Potential | F5 | Industrial | Instruments | Existing | Space Heating | Natural Gas | Commissioning | A | Incremental Summer Peak Savings (MW) | Achievable Technical Potential | 0 | 0 | 0 | 0 | 0 | 0 | 0 | 0 | 0 | 0 | 0 | 0 | 0 | 0 | 0 | 0 | 0 | 0 | 0 | 0 | 0 | 0 | 0 | 0 | 0 | 0 | 0 | 0 | 0 | 0 | 0
F6_Industrial_Instruments_Existing_Space Heating_Natural Gas_Commissioning_A_Achievable Technical Potential | F6 | Industrial | Instruments | Existing | Space Heating | Natural Gas | Commissioning | A | Incremental Winter Peak Savings (MW) | Achievable Technical Potential | 0 | 0 | 0 | 0 | 0 | 0 | 0 | 0 | 0 | 0 | 0 | 0 | 0 | 0 | 0 | 0 | 0 | 0 | 0 | 0 | 0 | 0 | 0 | 0 | 0 | 0 | 0 | 0 | 0 | 0 | 0
F7_Industrial_Instruments_Existing_Space Heating_Natural Gas_Commissioning_A_Achievable Technical Potential | F7 | Industrial | Instruments | Existing | Space Heating | Natural Gas | Commissioning | A | Cumulative Energy Savings (MWh or mTherms) | Achievable Technical Potential | 0 | 0 | 0 | 0 | 0 | 0 | 0 | 0 | 0 | 0 | 0 | 0 | 0 | 0 | 0 | 0 | 0 | 0 | 0 | 0 | 0 | 0 | 0 | 0 | 0 | 0 | 0 | 0 | 0 | 0 | 0
F8_Industrial_Instruments_Existing_Space Heating_Natural Gas_Commissioning_A_Achievable Technical Potential | F8 | Industrial | Instruments | Existing | Space Heating | Natural Gas | Commissioning | A | Cumulative Summer Peak Savings (MW) | Achievable Technical Potential | 0 | 0 | 0 | 0 | 0 | 0 | 0 | 0 | 0 | 0 | 0 | 0 | 0 | 0 | 0 | 0 | 0 | 0 | 0 | 0 | 0 | 0 | 0 | 0 | 0 | 0 | 0 | 0 | 0 | 0 | 0
F9_Industrial_Instruments_Existing_Space Heating_Natural Gas_Commissioning_A_Achievable Technical Potential | F9 | Industrial | Instruments | Existing | Space Heating | Natural Gas | Commissioning | A | Cumulative Winter Peak Savings (MW) | Achievable Technical Potential | 0 | 0 | 0 | 0 | 0 | 0 | 0 | 0 | 0 | 0 | 0 | 0 | 0 | 0 | 0 | 0 | 0 | 0 | 0 | 0 | 0 | 0 | 0 | 0 | 0 | 0 | 0 | 0 | 0 | 0 | 0
F10_Industrial_Instruments_Existing_Space Heating_Natural Gas_Commissioning_A_Achievable Technical Potential | F10 | Industrial | Instruments | Existing | Space Heating | Natural Gas | Commissioning | A | Purchases (Incremental) | Achievable Technical Potential | 0 | 0 | 0 | 0 | 0 | 0 | 0 | 0 | 0 | 0 | 0 | 0 | 0 | 0 | 0 | 0 | 0 | 0 | 0 | 0 | 0 | 0 | 0 | 0 | 0 | 0 | 0 | 0 | 0 | 0 | 0
F11_Industrial_Instruments_Existing_Space Heating_Natural Gas_Commissioning_A_Achievable Technical Potential | F11 | Industrial | Instruments | Existing | Space Heating | Natural Gas | Commissioning | A | Purchases (Cumulative) | Achievable Technical Potential | 0 | 0 | 0 | 0 | 0 | 0 | 0 | 0 | 0 | 0 | 0 | 0 | 0 | 0 | 0 | 0 | 0 | 0 | 0 | 0 | 0 | 0 | 0 | 0 | 0 | 0 | 0 | 0 | 0 | 0 | 0
F1_Industrial_Instruments_Existing_Process_Natural Gas_Commissioning_A_Achievable Technical Potential | F1 | Industrial | Instruments | Existing | Process | Natural Gas | Commissioning | A | Integrated Unit Energy Savings (kWh or therms) | Achievable Technical Potential | 0 | 0 | 0 | 0 | 0 | 9.4819 | 9.4799 | 9.4785 | 9.4774 | 9.4764 | 9.4755 | 9.4747 | 9.4741 | 9.4734 | 9.473 | 9.4726 | 9.4723 | 9.472 | 9.4717 | 9.4716 | 9.4714 | 9.4713 | 9.4711 | 9.471 | 9.4709 | 9.4709 | 9.4708 | 9.4708 | 0 | 0 | 0
F2_Industrial_Instruments_Existing_Process_Natural Gas_Commissioning_A_Achievable Technical Potential | F2 | Industrial | Instruments | Existing | Process | Natural Gas | Commissioning | A | Integrated Unit Summer Peak Savings (kW) | Achievable Technical Potential | 0 | 0 | 0 | 0 | 0 | 0 | 0 | 0 | 0 | 0 | 0 | 0 | 0 | 0 | 0 | 0 | 0 | 0 | 0 | 0 | 0 | 0 | 0 | 0 | 0 | 0 | 0 | 0 | 0 | 0 | 0
F3_Industrial_Instruments_Existing_Process_Natural Gas_Commissioning_A_Achievable Technical Potential | F3 | Industrial | Instruments | Existing | Process | Natural Gas | Commissioning | A | Integrated Unit Winter Peak Savings (kW) | Achievable Technical Potential | 0 | 0 | 0 | 0 | 0 | 0 | 0 | 0 | 0 | 0 | 0 | 0 | 0 | 0 | 0 | 0 | 0 | 0 | 0 | 0 | 0 | 0 | 0 | 0 | 0 | 0 | 0 | 0 | 0 | 0 | 0
F4_Industrial_Instruments_Existing_Process_Natural Gas_Commissioning_A_Achievable Technical Potential | F4 | Industrial | Instruments | Existing | Process | Natural Gas | Commissioning | A | Incremental Energy Savings (MWh or mTherms) | Achievable Technical Potential | 0 | 0 | 0 | 0 | 0 | 0 | 0 | 0 | 0 | 0 | 0 | 0 | 0 | 0 | 0 | 0 | 0 | 0 | 0 | 0 | 0 | 0 | 0 | 0 | 0 | 0 | 0 | 0 | 0 | 0 | 0
F5_Industrial_Instruments_Existing_Process_Natural Gas_Commissioning_A_Achievable Technical Potential | F5 | Industrial | Instruments | Existing | Process | Natural Gas | Commissioning | A | Incremental Summer Peak Savings (MW) | Achievable Technical Potential | 0 | 0 | 0 | 0 | 0 | 0 | 0 | 0 | 0 | 0 | 0 | 0 | 0 | 0 | 0 | 0 | 0 | 0 | 0 | 0 | 0 | 0 | 0 | 0 | 0 | 0 | 0 | 0 | 0 | 0 | 0
F6_Industrial_Instruments_Existing_Process_Natural Gas_Commissioning_A_Achievable Technical Potential | F6 | Industrial | Instruments | Existing | Process | Natural Gas | Commissioning | A | Incremental Winter Peak Savings (MW) | Achievable Technical Potential | 0 | 0 | 0 | 0 | 0 | 0 | 0 | 0 | 0 | 0 | 0 | 0 | 0 | 0 | 0 | 0 | 0 | 0 | 0 | 0 | 0 | 0 | 0 | 0 | 0 | 0 | 0 | 0 | 0 | 0 | 0
F7_Industrial_Instruments_Existing_Process_Natural Gas_Commissioning_A_Achievable Technical Potential | F7 | Industrial | Instruments | Existing | Process | Natural Gas | Commissioning | A | Cumulative Energy Savings (MWh or mTherms) | Achievable Technical Potential | 0 | 0 | 0 | 0 | 0 | 0 | 0 | 0 | 0 | 0 | 0 | 0 | 0 | 0 | 0 | 0 | 0 | 0 | 0 | 0 | 0 | 0 | 0 | 0 | 0 | 0 | 0 | 0 | 0 | 0 | 0
F8_Industrial_Instruments_Existing_Process_Natural Gas_Commissioning_A_Achievable Technical Potential | F8 | Industrial | Instruments | Existing | Process | Natural Gas | Commissioning | A | Cumulative Summer Peak Savings (MW) | Achievable Technical Potential | 0 | 0 | 0 | 0 | 0 | 0 | 0 | 0 | 0 | 0 | 0 | 0 | 0 | 0 | 0 | 0 | 0 | 0 | 0 | 0 | 0 | 0 | 0 | 0 | 0 | 0 | 0 | 0 | 0 | 0 | 0
F9_Industrial_Instruments_Existing_Process_Natural Gas_Commissioning_A_Achievable Technical Potential | F9 | Industrial | Instruments | Existing | Process | Natural Gas | Commissioning | A | Cumulative Winter Peak Savings (MW) | Achievable Technical Potential | 0 | 0 | 0 | 0 | 0 | 0 | 0 | 0 | 0 | 0 | 0 | 0 | 0 | 0 | 0 | 0 | 0 | 0 | 0 | 0 | 0 | 0 | 0 | 0 | 0 | 0 | 0 | 0 | 0 | 0 | 0
F10_Industrial_Instruments_Existing_Process_Natural Gas_Commissioning_A_Achievable Technical Potential | F10 | Industrial | Instruments | Existing | Process | Natural Gas | Commissioning | A | Purchases (Incremental) | Achievable Technical Potential | 0 | 0 | 0 | 0 | 0 | 0 | 0 | 0 | 0 | 0 | 0 | 0 | 0 | 0 | 0 | 0 | 0 | 0 | 0 | 0 | 0 | 0 | 0 | 0 | 0 | 0 | 0 | 0 | 0 | 0 | 0
F11_Industrial_Instruments_Existing_Process_Natural Gas_Commissioning_A_Achievable Technical Potential | F11 | Industrial | Instruments | Existing | Process | Natural Gas | Commissioning | A | Purchases (Cumulative) | Achievable Technical Potential | 0 | 0 | 0 | 0 | 0 | 0 | 0 | 0 | 0 | 0 | 0 | 0 | 0 | 0 | 0 | 0 | 0 | 0 | 0 | 0 | 0 | 0 | 0 | 0 | 0 | 0 | 0 | 0 | 0 | 0 | 0
F1_Industrial_Instruments_Existing_Space Heating_Natural Gas_Retrocommissioning_A_Achievable Technical Potential | F1 | Industrial | Instruments | Existing | Space Heating | Natural Gas | Retrocommissioning | A | Integrated Unit Energy Savings (kWh or therms) | Achievable Technical Potential | 0 | 0 | 0 | 0 | 0 | 0.50421 | 0.50139 | 0.49787 | 0.49401 | 0.48983 | 0.48542 | 0.48078 | 0.476 | 0.47101 | 0.46553 | 0.46022 | 0.45489 | 0.44983 | 0.44502 | 0.44048 | 0.43618 | 0.43181 | 0.42801 | 0.42475 | 0.4217 | 0.41891 | 0.41651 | 0.41427 | 0 | 0 | 0
F2_Industrial_Instruments_Existing_Space Heating_Natural Gas_Retrocommissioning_A_Achievable Technical Potential | F2 | Industrial | Instruments | Existing | Space Heating | Natural Gas | Retrocommissioning | A | Integrated Unit Summer Peak Savings (kW) | Achievable Technical Potential | 0 | 0 | 0 | 0 | 0 | 0 | 0 | 0 | 0 | 0 | 0 | 0 | 0 | 0 | 0 | 0 | 0 | 0 | 0 | 0 | 0 | 0 | 0 | 0 | 0 | 0 | 0 | 0 | 0 | 0 | 0
F3_Industrial_Instruments_Existing_Space Heating_Natural Gas_Retrocommissioning_A_Achievable Technical Potential | F3 | Industrial | Instruments | Existing | Space Heating | Natural Gas | Retrocommissioning | A | Integrated Unit Winter Peak Savings (kW) | Achievable Technical Potential | 0 | 0 | 0 | 0 | 0 | 0 | 0 | 0 | 0 | 0 | 0 | 0 | 0 | 0 | 0 | 0 | 0 | 0 | 0 | 0 | 0 | 0 | 0 | 0 | 0 | 0 | 0 | 0 | 0 | 0 | 0
F4_Industrial_Instruments_Existing_Space Heating_Natural Gas_Retrocommissioning_A_Achievable Technical Potential | F4 | Industrial | Instruments | Existing | Space Heating | Natural Gas | Retrocommissioning | A | Incremental Energy Savings (MWh or mTherms) | Achievable Technical Potential | 0 | 0 | 0 | 0 | 0 | 0.044318 | 0.044046 | 0.043479 | 0.043165 | 0.042835 | 0.041911 | 0.041396 | 0.040902 | 0.03983 | 0.039517 | 0.038694 | 0.03825 | 0.037635 | 0.0369 | 0.036567 | 0.03606 | 0.03556 | 0.035119 | 0.034733 | 0.034375 | 0 | 0 | 0 | 0 | 0 | 0
F5_Industrial_Instruments_Existing_Space Heating_Natural Gas_Retrocommissioning_A_Achievable Technical Potential | F5 | Industrial | Instruments | Existing | Space Heating | Natural Gas | Retrocommissioning | A | Incremental Summer Peak Savings (MW) | Achievable Technical Potential | 0 | 0 | 0 | 0 | 0 | 0 | 0 | 0 | 0 | 0 | 0 | 0 | 0 | 0 | 0 | 0 | 0 | 0 | 0 | 0 | 0 | 0 | 0 | 0 | 0 | 0 | 0 | 0 | 0 | 0 | 0
F6_Industrial_Instruments_Existing_Space Heating_Natural Gas_Retrocommissioning_A_Achievable Technical Potential | F6 | Industrial | Instruments | Existing | Space Heating | Natural Gas | Retrocommissioning | A | Incremental Winter Peak Savings (MW) | Achievable Technical Potential | 0 | 0 | 0 | 0 | 0 | 0 | 0 | 0 | 0 | 0 | 0 | 0 | 0 | 0 | 0 | 0 | 0 | 0 | 0 | 0 | 0 | 0 | 0 | 0 | 0 | 0 | 0 | 0 | 0 | 0 | 0
F7_Industrial_Instruments_Existing_Space Heating_Natural Gas_Retrocommissioning_A_Achievable Technical Potential | F7 | Industrial | Instruments | Existing | Space Heating | Natural Gas | Retrocommissioning | A | Cumulative Energy Savings (MWh or mTherms) | Achievable Technical Potential | 0 | 0 | 0 | 0 | 0 | 0.044318 | 0.088117 | 0.13098 | 0.17313 | 0.2145 | 0.25448 | 0.29344 | 0.33143 | 0.36778 | 0.40302 | 0.43711 | 0.4703 | 0.50271 | 0.53423 | 0.56535 | 0.59588 | 0.62548 | 0.6551 | 0.68484 | 0.7143 | 0.70956 | 0.7055 | 0.70171 | 0 | 0 | 0
F8_Industrial_Instruments_Existing_Space Heating_Natural Gas_Retrocommissioning_A_Achievable Technical Potential | F8 | Industrial | Instruments | Existing | Space Heating | Natural Gas | Retrocommissioning | A | Cumulative Summer Peak Savings (MW) | Achievable Technical Potential | 0 | 0 | 0 | 0 | 0 | 0 | 0 | 0 | 0 | 0 | 0 | 0 | 0 | 0 | 0 | 0 | 0 | 0 | 0 | 0 | 0 | 0 | 0 | 0 | 0 | 0 | 0 | 0 | 0 | 0 | 0
F9_Industrial_Instruments_Existing_Space Heating_Natural Gas_Retrocommissioning_A_Achievable Technical Potential | F9 | Industrial | Instruments | Existing | Space Heating | Natural Gas | Retrocommissioning | A | Cumulative Winter Peak Savings (MW) | Achievable Technical Potential | 0 | 0 | 0 | 0 | 0 | 0 | 0 | 0 | 0 | 0 | 0 | 0 | 0 | 0 | 0 | 0 | 0 | 0 | 0 | 0 | 0 | 0 | 0 | 0 | 0 | 0 | 0 | 0 | 0 | 0 | 0
F10_Industrial_Instruments_Existing_Space Heating_Natural Gas_Retrocommissioning_A_Achievable Technical Potential | F10 | Industrial | Instruments | Existing | Space Heating | Natural Gas | Retrocommissioning | A | Purchases (Incremental) | Achievable Technical Potential | 0 | 0 | 0 | 0 | 0 | 87.8962 | 87.8479 | 87.3299 | 87.3771 | 87.4493 | 86.3388 | 86.1029 | 85.9281 | 84.5635 | 84.8864 | 84.0769 | 84.0878 | 83.6646 | 82.9183 | 83.0165 | 82.6733 | 82.3517 | 82.0516 | 81.7728 | 81.5149 | 0 | 0 | 0 | 0 | 0 | 0
F11_Industrial_Instruments_Existing_Space Heating_Natural Gas_Retrocommissioning_A_Achievable Technical Potential | F11 | Industrial | Instruments | Existing | Space Heating | Natural Gas | Retrocommissioning | A | Purchases (Cumulative) | Achievable Technical Potential | 0 | 0 | 0 | 0 | 0 | 87.8962 | 175.7441 | 263.074 | 350.4511 | 437.9004 | 524.2392 | 610.3421 | 696.2702 | 780.8337 | 865.7201 | 949.7971 | 1033.8849 | 1117.5495 | 1200.4678 | 1283.4844 | 1366.1576 | 1448.5093 | 1530.561 | 1612.3338 | 1693.8487 | 1693.8487 | 1693.8487 | 1693.8487 | 1693.8487 | 1693.8487 | 1693.8487
F1_Industrial_Instruments_Existing_Process_Natural Gas_Retrocommissioning_A_Achievable Technical Potential | F1 | Industrial | Instruments | Existing | Process | Natural Gas | Retrocommissioning | A | Integrated Unit Energy Savings (kWh or therms) | Achievable Technical Potential | 0 | 0 | 0 | 0 | 0 | 0 | 0 | 0 | 0 | 0 | 0 | 0 | 0 | 0 | 0 | 0 | 0 | 0 | 0 | 0 | 0 | 0 | 0 | 0 | 0 | 0 | 0 | 0 | 0 | 0 | 0
F2_Industrial_Instruments_Existing_Process_Natural Gas_Retrocommissioning_A_Achievable Technical Potential | F2 | Industrial | Instruments | Existing | Process | Natural Gas | Retrocommissioning | A | Integrated Unit Summer Peak Savings (kW) | Achievable Technical Potential | 0 | 0 | 0 | 0 | 0 | 0 | 0 | 0 | 0 | 0 | 0 | 0 | 0 | 0 | 0 | 0 | 0 | 0 | 0 | 0 | 0 | 0 | 0 | 0 | 0 | 0 | 0 | 0 | 0 | 0 | 0
F3_Industrial_Instruments_Existing_Process_Natural Gas_Retrocommissioning_A_Achievable Technical Potential | F3 | Industrial | Instruments | Existing | Process | Natural Gas | Retrocommissioning | A | Integrated Unit Winter Peak Savings (kW) | Achievable Technical Potential | 0 | 0 | 0 | 0 | 0 | 0 | 0 | 0 | 0 | 0 | 0 | 0 | 0 | 0 | 0 | 0 | 0 | 0 | 0 | 0 | 0 | 0 | 0 | 0 | 0 | 0 | 0 | 0 | 0 | 0 | 0
F4_Industrial_Instruments_Existing_Process_Natural Gas_Retrocommissioning_A_Achievable Technical Potential | F4 | Industrial | Instruments | Existing | Process | Natural Gas | Retrocommissioning | A | Incremental Energy Savings (MWh or mTherms) | Achievable Technical Potential | 0 | 0 | 0 | 0 | 0 | 0 | 0 | 0 | 0 | 0 | 0 | 0 | 0 | 0 | 0 | 0 | 0 | 0 | 0 | 0 | 0 | 0 | 0 | 0 | 0 | 0 | 0 | 0 | 0 | 0 | 0
F5_Industrial_Instruments_Existing_Process_Natural Gas_Retrocommissioning_A_Achievable Technical Potential | F5 | Industrial | Instruments | Existing | Process | Natural Gas | Retrocommissioning | A | Incremental Summer Peak Savings (MW) | Achievable Technical Potential | 0 | 0 | 0 | 0 | 0 | 0 | 0 | 0 | 0 | 0 | 0 | 0 | 0 | 0 | 0 | 0 | 0 | 0 | 0 | 0 | 0 | 0 | 0 | 0 | 0 | 0 | 0 | 0 | 0 | 0 | 0
F6_Industrial_Instruments_Existing_Process_Natural Gas_Retrocommissioning_A_Achievable Technical Potential | F6 | Industrial | Instruments | Existing | Process | Natural Gas | Retrocommissioning | A | Incremental Winter Peak Savings (MW) | Achievable Technical Potential | 0 | 0 | 0 | 0 | 0 | 0 | 0 | 0 | 0 | 0 | 0 | 0 | 0 | 0 | 0 | 0 | 0 | 0 | 0 | 0 | 0 | 0 | 0 | 0 | 0 | 0 | 0 | 0 | 0 | 0 | 0
F7_Industrial_Instruments_Existing_Process_Natural Gas_Retrocommissioning_A_Achievable Technical Potential | F7 | Industrial | Instruments | Existing | Process | Natural Gas | Retrocommissioning | A | Cumulative Energy Savings (MWh or mTherms) | Achievable Technical Potential | 0 | 0 | 0 | 0 | 0 | 0 | 0 | 0 | 0 | 0 | 0 | 0 | 0 | 0 | 0 | 0 | 0 | 0 | 0 | 0 | 0 | 0 | 0 | 0 | 0 | 0 | 0 | 0 | 0 | 0 | 0
F8_Industrial_Instruments_Existing_Process_Natural Gas_Retrocommissioning_A_Achievable Technical Potential | F8 | Industrial | Instruments | Existing | Process | Natural Gas | Retrocommissioning | A | Cumulative Summer Peak Savings (MW) | Achievable Technical Potential | 0 | 0 | 0 | 0 | 0 | 0 | 0 | 0 | 0 | 0 | 0 | 0 | 0 | 0 | 0 | 0 | 0 | 0 | 0 | 0 | 0 | 0 | 0 | 0 | 0 | 0 | 0 | 0 | 0 | 0 | 0
F9_Industrial_Instruments_Existing_Process_Natural Gas_Retrocommissioning_A_Achievable Technical Potential | F9 | Industrial | Instruments | Existing | Process | Natural Gas | Retrocommissioning | A | Cumulative Winter Peak Savings (MW) | Achievable Technical Potential | 0 | 0 | 0 | 0 | 0 | 0 | 0 | 0 | 0 | 0 | 0 | 0 | 0 | 0 | 0 | 0 | 0 | 0 | 0 | 0 | 0 | 0 | 0 | 0 | 0 | 0 | 0 | 0 | 0 | 0 | 0
F10_Industrial_Instruments_Existing_Process_Natural Gas_Retrocommissioning_A_Achievable Technical Potential | F10 | Industrial | Instruments | Existing | Process | Natural Gas | Retrocommissioning | A | Purchases (Incremental) | Achievable Technical Potential | 0 | 0 | 0 | 0 | 0 | 87.8962 | 87.8479 | 87.3299 | 87.3771 | 87.4493 | 86.3388 | 86.1029 | 85.9281 | 84.5635 | 84.8864 | 84.0769 | 84.0878 | 83.6646 | 82.9183 | 83.0165 | 82.6733 | 82.3517 | 82.0516 | 81.7728 | 81.5149 | 0 | 0 | 0 | 0 | 0 | 0
F11_Industrial_Instruments_Existing_Process_Natural Gas_Retrocommissioning_A_Achievable Technical Potential | F11 | Industrial | Instruments | Existing | Process | Natural Gas | Retrocommissioning | A | Purchases (Cumulative) | Achievable Technical Potential | 0 | 0 | 0 | 0 | 0 | 87.8962 | 175.7441 | 263.074 | 350.4511 | 437.9004 | 524.2392 | 610.3421 | 696.2702 | 780.8337 | 865.7201 | 949.7971 | 1033.8849 | 1117.5495 | 1200.4678 | 1283.4844 | 1366.1576 | 1448.5093 | 1530.561 | 1612.3338 | 1693.8487 | 1693.8487 | 1693.8487 | 1693.8487 | 1693.8487 | 1693.8487 | 1693.8487
F1_Industrial_Instruments_New_Space Heating_Natural Gas_Insulation - Roof/Ceiling_A_Achievable Technical Potential | F1 | Industrial | Instruments | New | Space Heating | Natural Gas | Insulation - Roof/Ceiling | A | Integrated Unit Energy Savings (kWh or therms) | Achievable Technical Potential | 0 | 0 | 0 | 0 | 0 | 0.093608 | 0.092013 | 0.090675 | 0.089498 | 0.088413 | 0.087424 | 0.086229 | 0.084918 | 0.083559 | 0.082187 | 0.080907 | 0.079722 | 0.078698 | 0.077452 | 0.076489 | 0.075773 | 0.075236 | 0.074967 | 0.074834 | 0.074801 | 0.074838 | 0.074892 | 0.074965 | 0 | 0 | 0
F2_Industrial_Instruments_New_Space Heating_Natural Gas_Insulation - Roof/Ceiling_A_Achievable Technical Potential | F2 | Industrial | Instruments | New | Space Heating | Natural Gas | Insulation - Roof/Ceiling | A | Integrated Unit Summer Peak Savings (kW) | Achievable Technical Potential | 0 | 0 | 0 | 0 | 0 | 0 | 0 | 0 | 0 | 0 | 0 | 0 | 0 | 0 | 0 | 0 | 0 | 0 | 0 | 0 | 0 | 0 | 0 | 0 | 0 | 0 | 0 | 0 | 0 | 0 | 0
F3_Industrial_Instruments_New_Space Heating_Natural Gas_Insulation - Roof/Ceiling_A_Achievable Technical Potential | F3 | Industrial | Instruments | New | Space Heating | Natural Gas | Insulation - Roof/Ceiling | A | Integrated Unit Winter Peak Savings (kW) | Achievable Technical Potential | 0 | 0 | 0 | 0 | 0 | 0 | 0 | 0 | 0 | 0 | 0 | 0 | 0 | 0 | 0 | 0 | 0 | 0 | 0 | 0 | 0 | 0 | 0 | 0 | 0 | 0 | 0 | 0 | 0 | 0 | 0
F4_Industrial_Instruments_New_Space Heating_Natural Gas_Insulation - Roof/Ceiling_A_Achievable Technical Potential | F4 | Industrial | Instruments | New | Space Heating | Natural Gas | Insulation - Roof/Ceiling | A | Incremental Energy Savings (MWh or mTherms) | Achievable Technical Potential | 0 | 0 | 0 | 0 | 0 | 0 | 0 | 0 | 0 | 0 | 0 | 0 | 0 | 0 | 0 | 0 | 0 | 0 | 0 | 0 | 0 | 0 | 0 | 0 | 0 | 0 | 0 | 0 | 0 | 0 | 0
F5_Industrial_Instruments_New_Space Heating_Natural Gas_Insulation - Roof/Ceiling_A_Achievable Technical Potential | F5 | Industrial | Instruments | New | Space Heating | Natural Gas | Insulation - Roof/Ceiling | A | Incremental Summer Peak Savings (MW) | Achievable Technical Potential | 0 | 0 | 0 | 0 | 0 | 0 | 0 | 0 | 0 | 0 | 0 | 0 | 0 | 0 | 0 | 0 | 0 | 0 | 0 | 0 | 0 | 0 | 0 | 0 | 0 | 0 | 0 | 0 | 0 | 0 | 0
F6_Industrial_Instruments_New_Space Heating_Natural Gas_Insulation - Roof/Ceiling_A_Achievable Technical Potential | F6 | Industrial | Instruments | New | Space Heating | Natural Gas | Insulation - Roof/Ceiling | A | Incremental Winter Peak Savings (MW) | Achievable Technical Potential | 0 | 0 | 0 | 0 | 0 | 0 | 0 | 0 | 0 | 0 | 0 | 0 | 0 | 0 | 0 | 0 | 0 | 0 | 0 | 0 | 0 | 0 | 0 | 0 | 0 | 0 | 0 | 0 | 0 | 0 | 0
F7_Industrial_Instruments_New_Space Heating_Natural Gas_Insulation - Roof/Ceiling_A_Achievable Technical Potential | F7 | Industrial | Instruments | New | Space Heating | Natural Gas | Insulation - Roof/Ceiling | A | Cumulative Energy Savings (MWh or mTherms) | Achievable Technical Potential | 0 | 0 | 0 | 0 | 0 | 0 | 0 | 0 | 0 | 0 | 0 | 0 | 0 | 0 | 0 | 0 | 0 | 0 | 0 | 0 | 0 | 0 | 0 | 0 | 0 | 0 | 0 | 0 | 0 | 0 | 0
F8_Industrial_Instruments_New_Space Heating_Natural Gas_Insulation - Roof/Ceiling_A_Achievable Technical Potential | F8 | Industrial | Instruments | New | Space Heating | Natural Gas | Insulation - Roof/Ceiling | A | Cumulative Summer Peak Savings (MW) | Achievable Technical Potential | 0 | 0 | 0 | 0 | 0 | 0 | 0 | 0 | 0 | 0 | 0 | 0 | 0 | 0 | 0 | 0 | 0 | 0 | 0 | 0 | 0 | 0 | 0 | 0 | 0 | 0 | 0 | 0 | 0 | 0 | 0
F9_Industrial_Instruments_New_Space Heating_Natural Gas_Insulation - Roof/Ceiling_A_Achievable Technical Potential | F9 | Industrial | Instruments | New | Space Heating | Natural Gas | Insulation - Roof/Ceiling | A | Cumulative Winter Peak Savings (MW) | Achievable Technical Potential | 0 | 0 | 0 | 0 | 0 | 0 | 0 | 0 | 0 | 0 | 0 | 0 | 0 | 0 | 0 | 0 | 0 | 0 | 0 | 0 | 0 | 0 | 0 | 0 | 0 | 0 | 0 | 0 | 0 | 0 | 0
F10_Industrial_Instruments_New_Space Heating_Natural Gas_Insulation - Roof/Ceiling_A_Achievable Technical Potential | F10 | Industrial | Instruments | New | Space Heating | Natural Gas | Insulation - Roof/Ceiling | A | Purchases (Incremental) | Achievable Technical Potential | 0 | 0 | 0 | 0 | 0 | 0 | 0 | 0 | 0 | 0 | 0 | 0 | 0 | 0 | 0 | 0 | 0 | 0 | 0 | 0 | 0 | 0 | 0 | 0 | 0 | 0 | 0 | 0 | 0 | 0 | 0
F11_Industrial_Instruments_New_Space Heating_Natural Gas_Insulation - Roof/Ceiling_A_Achievable Technical Potential | F11 | Industrial | Instruments | New | Space Heating | Natural Gas | Insulation - Roof/Ceiling | A | Purchases (Cumulative) | Achievable Technical Potential | 0 | 0 | 0 | 0 | 0 | 0 | 0 | 0 | 0 | 0 | 0 | 0 | 0 | 0 | 0 | 0 | 0 | 0 | 0 | 0 | 0 | 0 | 0 | 0 | 0 | 0 | 0 | 0 | 0 | 0 | 0
F1_Industrial_Instruments_New_Space Heating_Natural Gas_Insulation - Wall Cavity_A_Achievable Technical Potential | F1 | Industrial | Instruments | New | Space Heating | Natural Gas | Insulation - Wall Cavity | A | Integrated Unit Energy Savings (kWh or therms) | Achievable Technical Potential | 0 | 0 | 0 | 0 | 0 | 0.016858 | 0.016571 | 0.01633 | 0.016118 | 0.015922 | 0.015744 | 0.015529 | 0.015293 | 0.015048 | 0.014801 | 0.014571 | 0.014357 | 0.014173 | 0.013948 | 0.013775 | 0.013646 | 0.013549 | 0.013501 | 0.013477 | 0.013471 | 0.013478 | 0.013487 | 0.013501 | 0 | 0 | 0
F2_Industrial_Instruments_New_Space Heating_Natural Gas_Insulation - Wall Cavity_A_Achievable Technical Potential | F2 | Industrial | Instruments | New | Space Heating | Natural Gas | Insulation - Wall Cavity | A | Integrated Unit Summer Peak Savings (kW) | Achievable Technical Potential | 0 | 0 | 0 | 0 | 0 | 0 | 0 | 0 | 0 | 0 | 0 | 0 | 0 | 0 | 0 | 0 | 0 | 0 | 0 | 0 | 0 | 0 | 0 | 0 | 0 | 0 | 0 | 0 | 0 | 0 | 0
F3_Industrial_Instruments_New_Space Heating_Natural Gas_Insulation - Wall Cavity_A_Achievable Technical Potential | F3 | Industrial | Instruments | New | Space Heating | Natural Gas | Insulation - Wall Cavity | A | Integrated Unit Winter Peak Savings (kW) | Achievable Technical Potential | 0 | 0 | 0 | 0 | 0 | 0 | 0 | 0 | 0 | 0 | 0 | 0 | 0 | 0 | 0 | 0 | 0 | 0 | 0 | 0 | 0 | 0 | 0 | 0 | 0 | 0 | 0 | 0 | 0 | 0 | 0
F4_Industrial_Instruments_New_Space Heating_Natural Gas_Insulation - Wall Cavity_A_Achievable Technical Potential | F4 | Industrial | Instruments | New | Space Heating | Natural Gas | Insulation - Wall Cavity | A | Incremental Energy Savings (MWh or mTherms) | Achievable Technical Potential | 0 | 0 | 0 | 0 | 0 | 0 | 0 | 0 | 0 | 0 | 0 | 0 | 0 | 0 | 0 | 0 | 0 | 0 | 0 | 0 | 0 | 0 | 0 | 0 | 0 | 0 | 0 | 0 | 0 | 0 | 0
F5_Industrial_Instruments_New_Space Heating_Natural Gas_Insulation - Wall Cavity_A_Achievable Technical Potential | F5 | Industrial | Instruments | New | Space Heating | Natural Gas | Insulation - Wall Cavity | A | Incremental Summer Peak Savings (MW) | Achievable Technical Potential | 0 | 0 | 0 | 0 | 0 | 0 | 0 | 0 | 0 | 0 | 0 | 0 | 0 | 0 | 0 | 0 | 0 | 0 | 0 | 0 | 0 | 0 | 0 | 0 | 0 | 0 | 0 | 0 | 0 | 0 | 0
F6_Industrial_Instruments_New_Space Heating_Natural Gas_Insulation - Wall Cavity_A_Achievable Technical Potential | F6 | Industrial | Instruments | New | Space Heating | Natural Gas | Insulation - Wall Cavity | A | Incremental Winter Peak Savings (MW) | Achievable Technical Potential | 0 | 0 | 0 | 0 | 0 | 0 | 0 | 0 | 0 | 0 | 0 | 0 | 0 | 0 | 0 | 0 | 0 | 0 | 0 | 0 | 0 | 0 | 0 | 0 | 0 | 0 | 0 | 0 | 0 | 0 | 0
F7_Industrial_Instruments_New_Space Heating_Natural Gas_Insulation - Wall Cavity_A_Achievable Technical Potential | F7 | Industrial | Instruments | New | Space Heating | Natural Gas | Insulation - Wall Cavity | A | Cumulative Energy Savings (MWh or mTherms) | Achievable Technical Potential | 0 | 0 | 0 | 0 | 0 | 0 | 0 | 0 | 0 | 0 | 0 | 0 | 0 | 0 | 0 | 0 | 0 | 0 | 0 | 0 | 0 | 0 | 0 | 0 | 0 | 0 | 0 | 0 | 0 | 0 | 0
F8_Industrial_Instruments_New_Space Heating_Natural Gas_Insulation - Wall Cavity_A_Achievable Technical Potential | F8 | Industrial | Instruments | New | Space Heating | Natural Gas | Insulation - Wall Cavity | A | Cumulative Summer Peak Savings (MW) | Achievable Technical Potential | 0 | 0 | 0 | 0 | 0 | 0 | 0 | 0 | 0 | 0 | 0 | 0 | 0 | 0 | 0 | 0 | 0 | 0 | 0 | 0 | 0 | 0 | 0 | 0 | 0 | 0 | 0 | 0 | 0 | 0 | 0
F9_Industrial_Instruments_New_Space Heating_Natural Gas_Insulation - Wall Cavity_A_Achievable Technical Potential | F9 | Industrial | Instruments | New | Space Heating | Natural Gas | Insulation - Wall Cavity | A | Cumulative Winter Peak Savings (MW) | Achievable Technical Potential | 0 | 0 | 0 | 0 | 0 | 0 | 0 | 0 | 0 | 0 | 0 | 0 | 0 | 0 | 0 | 0 | 0 | 0 | 0 | 0 | 0 | 0 | 0 | 0 | 0 | 0 | 0 | 0 | 0 | 0 | 0
F10_Industrial_Instruments_New_Space Heating_Natural Gas_Insulation - Wall Cavity_A_Achievable Technical Potential | F10 | Industrial | Instruments | New | Space Heating | Natural Gas | Insulation - Wall Cavity | A | Purchases (Incremental) | Achievable Technical Potential | 0 | 0 | 0 | 0 | 0 | 0 | 0 | 0 | 0 | 0 | 0 | 0 | 0 | 0 | 0 | 0 | 0 | 0 | 0 | 0 | 0 | 0 | 0 | 0 | 0 | 0 | 0 | 0 | 0 | 0 | 0
F11_Industrial_Instruments_New_Space Heating_Natural Gas_Insulation - Wall Cavity_A_Achievable Technical Potential | F11 | Industrial | Instruments | New | Space Heating | Natural Gas | Insulation - Wall Cavity | A | Purchases (Cumulative) | Achievable Technical Potential | 0 | 0 | 0 | 0 | 0 | 0 | 0 | 0 | 0 | 0 | 0 | 0 | 0 | 0 | 0 | 0 | 0 | 0 | 0 | 0 | 0 | 0 | 0 | 0 | 0 | 0 | 0 | 0 | 0 | 0 | 0
F1_Industrial_Instruments_New_Space Heating_Natural Gas_Insulation - Ducting_A_Achievable Technical Potential | F1 | Industrial | Instruments | New | Space Heating | Natural Gas | Insulation - Ducting | A | Integrated Unit Energy Savings (kWh or therms) | Achievable Technical Potential | 0 | 0 | 0 | 0 | 0 | 0 | 0 | 0 | 0 | 0 | 0 | 0 | 0 | 0 | 0 | 0 | 0 | 0 | 0 | 0 | 0 | 0 | 0 | 0 | 0 | 0 | 0 | 0 | 0 | 0 | 0
F2_Industrial_Instruments_New_Space Heating_Natural Gas_Insulation - Ducting_A_Achievable Technical Potential | F2 | Industrial | Instruments | New | Space Heating | Natural Gas | Insulation - Ducting | A | Integrated Unit Summer Peak Savings (kW) | Achievable Technical Potential | 0 | 0 | 0 | 0 | 0 | 0 | 0 | 0 | 0 | 0 | 0 | 0 | 0 | 0 | 0 | 0 | 0 | 0 | 0 | 0 | 0 | 0 | 0 | 0 | 0 | 0 | 0 | 0 | 0 | 0 | 0
F3_Industrial_Instruments_New_Space Heating_Natural Gas_Insulation - Ducting_A_Achievable Technical Potential | F3 | Industrial | Instruments | New | Space Heating | Natural Gas | Insulation - Ducting | A | Integrated Unit Winter Peak Savings (kW) | Achievable Technical Potential | 0 | 0 | 0 | 0 | 0 | 0 | 0 | 0 | 0 | 0 | 0 | 0 | 0 | 0 | 0 | 0 | 0 | 0 | 0 | 0 | 0 | 0 | 0 | 0 | 0 | 0 | 0 | 0 | 0 | 0 | 0
F4_Industrial_Instruments_New_Space Heating_Natural Gas_Insulation - Ducting_A_Achievable Technical Potential | F4 | Industrial | Instruments | New | Space Heating | Natural Gas | Insulation - Ducting | A | Incremental Energy Savings (MWh or mTherms) | Achievable Technical Potential | 0 | 0 | 0 | 0 | 0 | 0 | 0 | 0 | 0 | 0 | 0 | 0 | 0 | 0 | 0 | 0 | 0 | 0 | 0 | 0 | 0 | 0 | 0 | 0 | 0 | 0 | 0 | 0 | 0 | 0 | 0
F5_Industrial_Instruments_New_Space Heating_Natural Gas_Insulation - Ducting_A_Achievable Technical Potential | F5 | Industrial | Instruments | New | Space Heating | Natural Gas | Insulation - Ducting | A | Incremental Summer Peak Savings (MW) | Achievable Technical Potential | 0 | 0 | 0 | 0 | 0 | 0 | 0 | 0 | 0 | 0 | 0 | 0 | 0 | 0 | 0 | 0 | 0 | 0 | 0 | 0 | 0 | 0 | 0 | 0 | 0 | 0 | 0 | 0 | 0 | 0 | 0
F6_Industrial_Instruments_New_Space Heating_Natural Gas_Insulation - Ducting_A_Achievable Technical Potential | F6 | Industrial | Instruments | New | Space Heating | Natural Gas | Insulation - Ducting | A | Incremental Winter Peak Savings (MW) | Achievable Technical Potential | 0 | 0 | 0 | 0 | 0 | 0 | 0 | 0 | 0 | 0 | 0 | 0 | 0 | 0 | 0 | 0 | 0 | 0 | 0 | 0 | 0 | 0 | 0 | 0 | 0 | 0 | 0 | 0 | 0 | 0 | 0
F7_Industrial_Instruments_New_Space Heating_Natural Gas_Insulation - Ducting_A_Achievable Technical Potential | F7 | Industrial | Instruments | New | Space Heating | Natural Gas | Insulation - Ducting | A | Cumulative Energy Savings (MWh or mTherms) | Achievable Technical Potential | 0 | 0 | 0 | 0 | 0 | 0 | 0 | 0 | 0 | 0 | 0 | 0 | 0 | 0 | 0 | 0 | 0 | 0 | 0 | 0 | 0 | 0 | 0 | 0 | 0 | 0 | 0 | 0 | 0 | 0 | 0
F8_Industrial_Instruments_New_Space Heating_Natural Gas_Insulation - Ducting_A_Achievable Technical Potential | F8 | Industrial | Instruments | New | Space Heating | Natural Gas | Insulation - Ducting | A | Cumulative Summer Peak Savings (MW) | Achievable Technical Potential | 0 | 0 | 0 | 0 | 0 | 0 | 0 | 0 | 0 | 0 | 0 | 0 | 0 | 0 | 0 | 0 | 0 | 0 | 0 | 0 | 0 | 0 | 0 | 0 | 0 | 0 | 0 | 0 | 0 | 0 | 0
F9_Industrial_Instruments_New_Space Heating_Natural Gas_Insulation - Ducting_A_Achievable Technical Potential | F9 | Industrial | Instruments | New | Space Heating | Natural Gas | Insulation - Ducting | A | Cumulative Winter Peak Savings (MW) | Achievable Technical Potential | 0 | 0 | 0 | 0 | 0 | 0 | 0 | 0 | 0 | 0 | 0 | 0 | 0 | 0 | 0 | 0 | 0 | 0 | 0 | 0 | 0 | 0 | 0 | 0 | 0 | 0 | 0 | 0 | 0 | 0 | 0
F10_Industrial_Instruments_New_Space Heating_Natural Gas_Insulation - Ducting_A_Achievable Technical Potential | F10 | Industrial | Instruments | New | Space Heating | Natural Gas | Insulation - Ducting | A | Purchases (Incremental) | Achievable Technical Potential | 0 | 0 | 0 | 0 | 0 | 0 | 0 | 0 | 0 | 0 | 0 | 0 | 0 | 0 | 0 | 0 | 0 | 0 | 0 | 0 | 0 | 0 | 0 | 0 | 0 | 0 | 0 | 0 | 0 | 0 | 0
F11_Industrial_Instruments_New_Space Heating_Natural Gas_Insulation - Ducting_A_Achievable Technical Potential | F11 | Industrial | Instruments | New | Space Heating | Natural Gas | Insulation - Ducting | A | Purchases (Cumulative) | Achievable Technical Potential | 0 | 0 | 0 | 0 | 0 | 0 | 0 | 0 | 0 | 0 | 0 | 0 | 0 | 0 | 0 | 0 | 0 | 0 | 0 | 0 | 0 | 0 | 0 | 0 | 0 | 0 | 0 | 0 | 0 | 0 | 0
F1_Industrial_Instruments_New_Space Heating_Natural Gas_HVAC - Duct Repair and Sealing_A_Achievable Technical Potential | F1 | Industrial | Instruments | New | Space Heating | Natural Gas | HVAC - Duct Repair and Sealing | A | Integrated Unit Energy Savings (kWh or therms) | Achievable Technical Potential | 0 | 0 | 0 | 0 | 0 | 0 | 0 | 0 | 0 | 0 | 0 | 0 | 0 | 0 | 0 | 0 | 0 | 0 | 0 | 0 | 0 | 0 | 0 | 0 | 0 | 0 | 0 | 0 | 0 | 0 | 0
F2_Industrial_Instruments_New_Space Heating_Natural Gas_HVAC - Duct Repair and Sealing_A_Achievable Technical Potential | F2 | Industrial | Instruments | New | Space Heating | Natural Gas | HVAC - Duct Repair and Sealing | A | Integrated Unit Summer Peak Savings (kW) | Achievable Technical Potential | 0 | 0 | 0 | 0 | 0 | 0 | 0 | 0 | 0 | 0 | 0 | 0 | 0 | 0 | 0 | 0 | 0 | 0 | 0 | 0 | 0 | 0 | 0 | 0 | 0 | 0 | 0 | 0 | 0 | 0 | 0
F3_Industrial_Instruments_New_Space Heating_Natural Gas_HVAC - Duct Repair and Sealing_A_Achievable Technical Potential | F3 | Industrial | Instruments | New | Space Heating | Natural Gas | HVAC - Duct Repair and Sealing | A | Integrated Unit Winter Peak Savings (kW) | Achievable Technical Potential | 0 | 0 | 0 | 0 | 0 | 0 | 0 | 0 | 0 | 0 | 0 | 0 | 0 | 0 | 0 | 0 | 0 | 0 | 0 | 0 | 0 | 0 | 0 | 0 | 0 | 0 | 0 | 0 | 0 | 0 | 0
F4_Industrial_Instruments_New_Space Heating_Natural Gas_HVAC - Duct Repair and Sealing_A_Achievable Technical Potential | F4 | Industrial | Instruments | New | Space Heating | Natural Gas | HVAC - Duct Repair and Sealing | A | Incremental Energy Savings (MWh or mTherms) | Achievable Technical Potential | 0 | 0 | 0 | 0 | 0 | 0 | 0 | 0 | 0 | 0 | 0 | 0 | 0 | 0 | 0 | 0 | 0 | 0 | 0 | 0 | 0 | 0 | 0 | 0 | 0 | 0 | 0 | 0 | 0 | 0 | 0
F5_Industrial_Instruments_New_Space Heating_Natural Gas_HVAC - Duct Repair and Sealing_A_Achievable Technical Potential | F5 | Industrial | Instruments | New | Space Heating | Natural Gas | HVAC - Duct Repair and Sealing | A | Incremental Summer Peak Savings (MW) | Achievable Technical Potential | 0 | 0 | 0 | 0 | 0 | 0 | 0 | 0 | 0 | 0 | 0 | 0 | 0 | 0 | 0 | 0 | 0 | 0 | 0 | 0 | 0 | 0 | 0 | 0 | 0 | 0 | 0 | 0 | 0 | 0 | 0
F6_Industrial_Instruments_New_Space Heating_Natural Gas_HVAC - Duct Repair and Sealing_A_Achievable Technical Potential | F6 | Industrial | Instruments | New | Space Heating | Natural Gas | HVAC - Duct Repair and Sealing | A | Incremental Winter Peak Savings (MW) | Achievable Technical Potential | 0 | 0 | 0 | 0 | 0 | 0 | 0 | 0 | 0 | 0 | 0 | 0 | 0 | 0 | 0 | 0 | 0 | 0 | 0 | 0 | 0 | 0 | 0 | 0 | 0 | 0 | 0 | 0 | 0 | 0 | 0
F7_Industrial_Instruments_New_Space Heating_Natural Gas_HVAC - Duct Repair and Sealing_A_Achievable Technical Potential | F7 | Industrial | Instruments | New | Space Heating | Natural Gas | HVAC - Duct Repair and Sealing | A | Cumulative Energy Savings (MWh or mTherms) | Achievable Technical Potential | 0 | 0 | 0 | 0 | 0 | 0 | 0 | 0 | 0 | 0 | 0 | 0 | 0 | 0 | 0 | 0 | 0 | 0 | 0 | 0 | 0 | 0 | 0 | 0 | 0 | 0 | 0 | 0 | 0 | 0 | 0
F8_Industrial_Instruments_New_Space Heating_Natural Gas_HVAC - Duct Repair and Sealing_A_Achievable Technical Potential | F8 | Industrial | Instruments | New | Space Heating | Natural Gas | HVAC - Duct Repair and Sealing | A | Cumulative Summer Peak Savings (MW) | Achievable Technical Potential | 0 | 0 | 0 | 0 | 0 | 0 | 0 | 0 | 0 | 0 | 0 | 0 | 0 | 0 | 0 | 0 | 0 | 0 | 0 | 0 | 0 | 0 | 0 | 0 | 0 | 0 | 0 | 0 | 0 | 0 | 0
F9_Industrial_Instruments_New_Space Heating_Natural Gas_HVAC - Duct Repair and Sealing_A_Achievable Technical Potential | F9 | Industrial | Instruments | New | Space Heating | Natural Gas | HVAC - Duct Repair and Sealing | A | Cumulative Winter Peak Savings (MW) | Achievable Technical Potential | 0 | 0 | 0 | 0 | 0 | 0 | 0 | 0 | 0 | 0 | 0 | 0 | 0 | 0 | 0 | 0 | 0 | 0 | 0 | 0 | 0 | 0 | 0 | 0 | 0 | 0 | 0 | 0 | 0 | 0 | 0
F10_Industrial_Instruments_New_Space Heating_Natural Gas_HVAC - Duct Repair and Sealing_A_Achievable Technical Potential | F10 | Industrial | Instruments | New | Space Heating | Natural Gas | HVAC - Duct Repair and Sealing | A | Purchases (Incremental) | Achievable Technical Potential | 0 | 0 | 0 | 0 | 0 | 0 | 0 | 0 | 0 | 0 | 0 | 0 | 0 | 0 | 0 | 0 | 0 | 0 | 0 | 0 | 0 | 0 | 0 | 0 | 0 | 0 | 0 | 0 | 0 | 0 | 0
F11_Industrial_Instruments_New_Space Heating_Natural Gas_HVAC - Duct Repair and Sealing_A_Achievable Technical Potential | F11 | Industrial | Instruments | New | Space Heating | Natural Gas | HVAC - Duct Repair and Sealing | A | Purchases (Cumulative) | Achievable Technical Potential | 0 | 0 | 0 | 0 | 0 | 0 | 0 | 0 | 0 | 0 | 0 | 0 | 0 | 0 | 0 | 0 | 0 | 0 | 0 | 0 | 0 | 0 | 0 | 0 | 0 | 0 | 0 | 0 | 0 | 0 | 0
F1_Industrial_Instruments_New_Space Heating_Natural Gas_Windows - High Efficiency_A_Achievable Technical Potential | F1 | Industrial | Instruments | New | Space Heating | Natural Gas | Windows - High Efficiency | A | Integrated Unit Energy Savings (kWh or therms) | Achievable Technical Potential | 0 | 0 | 0 | 0 | 0 | 0.0053493 | 0.0052574 | 0.0051804 | 0.0051125 | 0.00505 | 0.004993 | 0.0049243 | 0.004849 | 0.0047709 | 0.0046922 | 0.0046187 | 0.0045507 | 0.0044918 | 0.0044203 | 0.004365 | 0.0043239 | 0.0042931 | 0.0042776 | 0.0042699 | 0.0042679 | 0.0042702 | 0.0042736 | 0.004278 | 0 | 0 | 0
F2_Industrial_Instruments_New_Space Heating_Natural Gas_Windows - High Efficiency_A_Achievable Technical Potential | F2 | Industrial | Instruments | New | Space Heating | Natural Gas | Windows - High Efficiency | A | Integrated Unit Summer Peak Savings (kW) | Achievable Technical Potential | 0 | 0 | 0 | 0 | 0 | 0 | 0 | 0 | 0 | 0 | 0 | 0 | 0 | 0 | 0 | 0 | 0 | 0 | 0 | 0 | 0 | 0 | 0 | 0 | 0 | 0 | 0 | 0 | 0 | 0 | 0
F3_Industrial_Instruments_New_Space Heating_Natural Gas_Windows - High Efficiency_A_Achievable Technical Potential | F3 | Industrial | Instruments | New | Space Heating | Natural Gas | Windows - High Efficiency | A | Integrated Unit Winter Peak Savings (kW) | Achievable Technical Potential | 0 | 0 | 0 | 0 | 0 | 0 | 0 | 0 | 0 | 0 | 0 | 0 | 0 | 0 | 0 | 0 | 0 | 0 | 0 | 0 | 0 | 0 | 0 | 0 | 0 | 0 | 0 | 0 | 0 | 0 | 0
F4_Industrial_Instruments_New_Space Heating_Natural Gas_Windows - High Efficiency_A_Achievable Technical Potential | F4 | Industrial | Instruments | New | Space Heating | Natural Gas | Windows - High Efficiency | A | Incremental Energy Savings (MWh or mTherms) | Achievable Technical Potential | 0 | 0 | 0 | 0 | 0 | 0 | 0 | 0 | 0 | 0 | 0 | 0 | 0 | 0 | 0 | 0 | 0 | 0 | 0 | 0 | 0 | 0 | 0 | 0 | 0 | 0 | 0 | 0 | 0 | 0 | 0
F5_Industrial_Instruments_New_Space Heating_Natural Gas_Windows - High Efficiency_A_Achievable Technical Potential | F5 | Industrial | Instruments | New | Space Heating | Natural Gas | Windows - High Efficiency | A | Incremental Summer Peak Savings (MW) | Achievable Technical Potential | 0 | 0 | 0 | 0 | 0 | 0 | 0 | 0 | 0 | 0 | 0 | 0 | 0 | 0 | 0 | 0 | 0 | 0 | 0 | 0 | 0 | 0 | 0 | 0 | 0 | 0 | 0 | 0 | 0 | 0 | 0
F6_Industrial_Instruments_New_Space Heating_Natural Gas_Windows - High Efficiency_A_Achievable Technical Potential | F6 | Industrial | Instruments | New | Space Heating | Natural Gas | Windows - High Efficiency | A | Incremental Winter Peak Savings (MW) | Achievable Technical Potential | 0 | 0 | 0 | 0 | 0 | 0 | 0 | 0 | 0 | 0 | 0 | 0 | 0 | 0 | 0 | 0 | 0 | 0 | 0 | 0 | 0 | 0 | 0 | 0 | 0 | 0 | 0 | 0 | 0 | 0 | 0
F7_Industrial_Instruments_New_Space Heating_Natural Gas_Windows - High Efficiency_A_Achievable Technical Potential | F7 | Industrial | Instruments | New | Space Heating | Natural Gas | Windows - High Efficiency | A | Cumulative Energy Savings (MWh or mTherms) | Achievable Technical Potential | 0 | 0 | 0 | 0 | 0 | 0 | 0 | 0 | 0 | 0 | 0 | 0 | 0 | 0 | 0 | 0 | 0 | 0 | 0 | 0 | 0 | 0 | 0 | 0 | 0 | 0 | 0 | 0 | 0 | 0 | 0
F8_Industrial_Instruments_New_Space Heating_Natural Gas_Windows - High Efficiency_A_Achievable Technical Potential | F8 | Industrial | Instruments | New | Space Heating | Natural Gas | Windows - High Efficiency | A | Cumulative Summer Peak Savings (MW) | Achievable Technical Potential | 0 | 0 | 0 | 0 | 0 | 0 | 0 | 0 | 0 | 0 | 0 | 0 | 0 | 0 | 0 | 0 | 0 | 0 | 0 | 0 | 0 | 0 | 0 | 0 | 0 | 0 | 0 | 0 | 0 | 0 | 0
F9_Industrial_Instruments_New_Space Heating_Natural Gas_Windows - High Efficiency_A_Achievable Technical Potential | F9 | Industrial | Instruments | New | Space Heating | Natural Gas | Windows - High Efficiency | A | Cumulative Winter Peak Savings (MW) | Achievable Technical Potential | 0 | 0 | 0 | 0 | 0 | 0 | 0 | 0 | 0 | 0 | 0 | 0 | 0 | 0 | 0 | 0 | 0 | 0 | 0 | 0 | 0 | 0 | 0 | 0 | 0 | 0 | 0 | 0 | 0 | 0 | 0
F10_Industrial_Instruments_New_Space Heating_Natural Gas_Windows - High Efficiency_A_Achievable Technical Potential | F10 | Industrial | Instruments | New | Space Heating | Natural Gas | Windows - High Efficiency | A | Purchases (Incremental) | Achievable Technical Potential | 0 | 0 | 0 | 0 | 0 | 0 | 0 | 0 | 0 | 0 | 0 | 0 | 0 | 0 | 0 | 0 | 0 | 0 | 0 | 0 | 0 | 0 | 0 | 0 | 0 | 0 | 0 | 0 | 0 | 0 | 0
F11_Industrial_Instruments_New_Space Heating_Natural Gas_Windows - High Efficiency_A_Achievable Technical Potential | F11 | Industrial | Instruments | New | Space Heating | Natural Gas | Windows - High Efficiency | A | Purchases (Cumulative) | Achievable Technical Potential | 0 | 0 | 0 | 0 | 0 | 0 | 0 | 0 | 0 | 0 | 0 | 0 | 0 | 0 | 0 | 0 | 0 | 0 | 0 | 0 | 0 | 0 | 0 | 0 | 0 | 0 | 0 | 0 | 0 | 0 | 0
F1_Industrial_Instruments_New_Space Heating_Natural Gas_Gas Boiler - Maintenance_A_Achievable Technical Potential | F1 | Industrial | Instruments | New | Space Heating | Natural Gas | Gas Boiler - Maintenance | A | Integrated Unit Energy Savings (kWh or therms) | Achievable Technical Potential | 0 | 0 | 0 | 0 | 0 | 0 | 0 | 0 | 0 | 0 | 0 | 0 | 0 | 0 | 0 | 0 | 0 | 0 | 0 | 0 | 0 | 0 | 0 | 0 | 0 | 0 | 0 | 0 | 0 | 0 | 0
F2_Industrial_Instruments_New_Space Heating_Natural Gas_Gas Boiler - Maintenance_A_Achievable Technical Potential | F2 | Industrial | Instruments | New | Space Heating | Natural Gas | Gas Boiler - Maintenance | A | Integrated Unit Summer Peak Savings (kW) | Achievable Technical Potential | 0 | 0 | 0 | 0 | 0 | 0 | 0 | 0 | 0 | 0 | 0 | 0 | 0 | 0 | 0 | 0 | 0 | 0 | 0 | 0 | 0 | 0 | 0 | 0 | 0 | 0 | 0 | 0 | 0 | 0 | 0
F3_Industrial_Instruments_New_Space Heating_Natural Gas_Gas Boiler - Maintenance_A_Achievable Technical Potential | F3 | Industrial | Instruments | New | Space Heating | Natural Gas | Gas Boiler - Maintenance | A | Integrated Unit Winter Peak Savings (kW) | Achievable Technical Potential | 0 | 0 | 0 | 0 | 0 | 0 | 0 | 0 | 0 | 0 | 0 | 0 | 0 | 0 | 0 | 0 | 0 | 0 | 0 | 0 | 0 | 0 | 0 | 0 | 0 | 0 | 0 | 0 | 0 | 0 | 0
F4_Industrial_Instruments_New_Space Heating_Natural Gas_Gas Boiler - Maintenance_A_Achievable Technical Potential | F4 | Industrial | Instruments | New | Space Heating | Natural Gas | Gas Boiler - Maintenance | A | Incremental Energy Savings (MWh or mTherms) | Achievable Technical Potential | 0 | 0 | 0 | 0 | 0 | 0 | 0 | 0 | 0 | 0 | 0 | 0 | 0 | 0 | 0 | 0 | 0 | 0 | 0 | 0 | 0 | 0 | 0 | 0 | 0 | 0 | 0 | 0 | 0 | 0 | 0
F5_Industrial_Instruments_New_Space Heating_Natural Gas_Gas Boiler - Maintenance_A_Achievable Technical Potential | F5 | Industrial | Instruments | New | Space Heating | Natural Gas | Gas Boiler - Maintenance | A | Incremental Summer Peak Savings (MW) | Achievable Technical Potential | 0 | 0 | 0 | 0 | 0 | 0 | 0 | 0 | 0 | 0 | 0 | 0 | 0 | 0 | 0 | 0 | 0 | 0 | 0 | 0 | 0 | 0 | 0 | 0 | 0 | 0 | 0 | 0 | 0 | 0 | 0
F6_Industrial_Instruments_New_Space Heating_Natural Gas_Gas Boiler - Maintenance_A_Achievable Technical Potential | F6 | Industrial | Instruments | New | Space Heating | Natural Gas | Gas Boiler - Maintenance | A | Incremental Winter Peak Savings (MW) | Achievable Technical Potential | 0 | 0 | 0 | 0 | 0 | 0 | 0 | 0 | 0 | 0 | 0 | 0 | 0 | 0 | 0 | 0 | 0 | 0 | 0 | 0 | 0 | 0 | 0 | 0 | 0 | 0 | 0 | 0 | 0 | 0 | 0
F7_Industrial_Instruments_New_Space Heating_Natural Gas_Gas Boiler - Maintenance_A_Achievable Technical Potential | F7 | Industrial | Instruments | New | Space Heating | Natural Gas | Gas Boiler - Maintenance | A | Cumulative Energy Savings (MWh or mTherms) | Achievable Technical Potential | 0 | 0 | 0 | 0 | 0 | 0 | 0 | 0 | 0 | 0 | 0 | 0 | 0 | 0 | 0 | 0 | 0 | 0 | 0 | 0 | 0 | 0 | 0 | 0 | 0 | 0 | 0 | 0 | 0 | 0 | 0
F8_Industrial_Instruments_New_Space Heating_Natural Gas_Gas Boiler - Maintenance_A_Achievable Technical Potential | F8 | Industrial | Instruments | New | Space Heating | Natural Gas | Gas Boiler - Maintenance | A | Cumulative Summer Peak Savings (MW) | Achievable Technical Potential | 0 | 0 | 0 | 0 | 0 | 0 | 0 | 0 | 0 | 0 | 0 | 0 | 0 | 0 | 0 | 0 | 0 | 0 | 0 | 0 | 0 | 0 | 0 | 0 | 0 | 0 | 0 | 0 | 0 | 0 | 0
F9_Industrial_Instruments_New_Space Heating_Natural Gas_Gas Boiler - Maintenance_A_Achievable Technical Potential | F9 | Industrial | Instruments | New | Space Heating | Natural Gas | Gas Boiler - Maintenance | A | Cumulative Winter Peak Savings (MW) | Achievable Technical Potential | 0 | 0 | 0 | 0 | 0 | 0 | 0 | 0 | 0 | 0 | 0 | 0 | 0 | 0 | 0 | 0 | 0 | 0 | 0 | 0 | 0 | 0 | 0 | 0 | 0 | 0 | 0 | 0 | 0 | 0 | 0
F10_Industrial_Instruments_New_Space Heating_Natural Gas_Gas Boiler - Maintenance_A_Achievable Technical Potential | F10 | Industrial | Instruments | New | Space Heating | Natural Gas | Gas Boiler - Maintenance | A | Purchases (Incremental) | Achievable Technical Potential | 0 | 0 | 0 | 0 | 0 | 0 | 0 | 0 | 0 | 0 | 0 | 0 | 0 | 0 | 0 | 0 | 0 | 0 | 0 | 0 | 0 | 0 | 0 | 0 | 0 | 0 | 0 | 0 | 0 | 0 | 0
F11_Industrial_Instruments_New_Space Heating_Natural Gas_Gas Boiler - Maintenance_A_Achievable Technical Potential | F11 | Industrial | Instruments | New | Space Heating | Natural Gas | Gas Boiler - Maintenance | A | Purchases (Cumulative) | Achievable Technical Potential | 0 | 0 | 0 | 0 | 0 | 0 | 0 | 0 | 0 | 0 | 0 | 0 | 0 | 0 | 0 | 0 | 0 | 0 | 0 | 0 | 0 | 0 | 0 | 0 | 0 | 0 | 0 | 0 | 0 | 0 | 0
F1_Industrial_Instruments_New_Process_Natural Gas_Gas Boiler - Maintenance_A_Achievable Technical Potential | F1 | Industrial | Instruments | New | Process | Natural Gas | Gas Boiler - Maintenance | A | Integrated Unit Energy Savings (kWh or therms) | Achievable Technical Potential | 0 | 0 | 0 | 0 | 0 | 2.58 | 2.58 | 2.58 | 2.58 | 2.58 | 2.58 | 2.58 | 2.58 | 2.58 | 2.58 | 2.58 | 2.58 | 2.58 | 2.58 | 2.58 | 2.58 | 2.58 | 2.58 | 2.58 | 2.58 | 2.58 | 2.58 | 2.58 | 2.58 | 2.58 | 2.58
F2_Industrial_Instruments_New_Process_Natural Gas_Gas Boiler - Maintenance_A_Achievable Technical Potential | F2 | Industrial | Instruments | New | Process | Natural Gas | Gas Boiler - Maintenance | A | Integrated Unit Summer Peak Savings (kW) | Achievable Technical Potential | 0 | 0 | 0 | 0 | 0 | 0 | 0 | 0 | 0 | 0 | 0 | 0 | 0 | 0 | 0 | 0 | 0 | 0 | 0 | 0 | 0 | 0 | 0 | 0 | 0 | 0 | 0 | 0 | 0 | 0 | 0
F3_Industrial_Instruments_New_Process_Natural Gas_Gas Boiler - Maintenance_A_Achievable Technical Potential | F3 | Industrial | Instruments | New | Process | Natural Gas | Gas Boiler - Maintenance | A | Integrated Unit Winter Peak Savings (kW) | Achievable Technical Potential | 0 | 0 | 0 | 0 | 0 | 0 | 0 | 0 | 0 | 0 | 0 | 0 | 0 | 0 | 0 | 0 | 0 | 0 | 0 | 0 | 0 | 0 | 0 | 0 | 0 | 0 | 0 | 0 | 0 | 0 | 0
F4_Industrial_Instruments_New_Process_Natural Gas_Gas Boiler - Maintenance_A_Achievable Technical Potential | F4 | Industrial | Instruments | New | Process | Natural Gas | Gas Boiler - Maintenance | A | Incremental Energy Savings (MWh or mTherms) | Achievable Technical Potential | 0 | 0 | 0 | 0 | 0 | 0.015517 | 0.012885 | 0.01031 | 0.015517 | 0.012885 | 0.01031 | 0.015517 | 0.012885 | 0.01031 | 0.015517 | 0.012885 | 0.01031 | 0.015517 | 0.012885 | 0.01031 | 0.015517 | 0.012885 | 0.01031 | 0.015517 | 0.012885 | 0.01031 | 0.015517 | 0.012885 | 0.01031 | 0.015517 | 0.012885
F5_Industrial_Instruments_New_Process_Natural Gas_Gas Boiler - Maintenance_A_Achievable Technical Potential | F5 | Industrial | Instruments | New | Process | Natural Gas | Gas Boiler - Maintenance | A | Incremental Summer Peak Savings (MW) | Achievable Technical Potential | 0 | 0 | 0 | 0 | 0 | 0 | 0 | 0 | 0 | 0 | 0 | 0 | 0 | 0 | 0 | 0 | 0 | 0 | 0 | 0 | 0 | 0 | 0 | 0 | 0 | 0 | 0 | 0 | 0 | 0 | 0
F6_Industrial_Instruments_New_Process_Natural Gas_Gas Boiler - Maintenance_A_Achievable Technical Potential | F6 | Industrial | Instruments | New | Process | Natural Gas | Gas Boiler - Maintenance | A | Incremental Winter Peak Savings (MW) | Achievable Technical Potential | 0 | 0 | 0 | 0 | 0 | 0 | 0 | 0 | 0 | 0 | 0 | 0 | 0 | 0 | 0 | 0 | 0 | 0 | 0 | 0 | 0 | 0 | 0 | 0 | 0 | 0 | 0 | 0 | 0 | 0 | 0
F7_Industrial_Instruments_New_Process_Natural Gas_Gas Boiler - Maintenance_A_Achievable Technical Potential | F7 | Industrial | Instruments | New | Process | Natural Gas | Gas Boiler - Maintenance | A | Cumulative Energy Savings (MWh or mTherms) | Achievable Technical Potential | 0 | 0 | 0 | 0 | 0 | 0.015517 | 0.028402 | 0.038712 | 0.038712 | 0.038712 | 0.038712 | 0.038712 | 0.038712 | 0.038712 | 0.038712 | 0.038712 | 0.038712 | 0.038712 | 0.038712 | 0.038712 | 0.038712 | 0.038712 | 0.038712 | 0.038712 | 0.038712 | 0.038712 | 0.038712 | 0.038712 | 0 | 0 | 0
F8_Industrial_Instruments_New_Process_Natural Gas_Gas Boiler - Maintenance_A_Achievable Technical Potential | F8 | Industrial | Instruments | New | Process | Natural Gas | Gas Boiler - Maintenance | A | Cumulative Summer Peak Savings (MW) | Achievable Technical Potential | 0 | 0 | 0 | 0 | 0 | 0 | 0 | 0 | 0 | 0 | 0 | 0 | 0 | 0 | 0 | 0 | 0 | 0 | 0 | 0 | 0 | 0 | 0 | 0 | 0 | 0 | 0 | 0 | 0 | 0 | 0
F9_Industrial_Instruments_New_Process_Natural Gas_Gas Boiler - Maintenance_A_Achievable Technical Potential | F9 | Industrial | Instruments | New | Process | Natural Gas | Gas Boiler - Maintenance | A | Cumulative Winter Peak Savings (MW) | Achievable Technical Potential | 0 | 0 | 0 | 0 | 0 | 0 | 0 | 0 | 0 | 0 | 0 | 0 | 0 | 0 | 0 | 0 | 0 | 0 | 0 | 0 | 0 | 0 | 0 | 0 | 0 | 0 | 0 | 0 | 0 | 0 | 0
F10_Industrial_Instruments_New_Process_Natural Gas_Gas Boiler - Maintenance_A_Achievable Technical Potential | F10 | Industrial | Instruments | New | Process | Natural Gas | Gas Boiler - Maintenance | A | Purchases (Incremental) | Achievable Technical Potential | 0 | 0 | 0 | 0 | 0 | 6.0143 | 4.9943 | 3.9962 | 6.0143 | 4.9943 | 3.9962 | 6.0143 | 4.9943 | 3.9962 | 6.0143 | 4.9943 | 3.9962 | 6.0143 | 4.9943 | 3.9962 | 6.0143 | 4.9943 | 3.9962 | 6.0143 | 4.9943 | 3.9962 | 6.0143 | 4.9943 | 3.9962 | 6.0143 | 4.9943
F11_Industrial_Instruments_New_Process_Natural Gas_Gas Boiler - Maintenance_A_Achievable Technical Potential | F11 | Industrial | Instruments | New | Process | Natural Gas | Gas Boiler - Maintenance | A | Purchases (Cumulative) | Achievable Technical Potential | 0 | 0 | 0 | 0 | 0 | 6.0143 | 11.0086 | 15.0047 | 15.0047 | 15.0047 | 15.0047 | 15.0047 | 15.0047 | 15.0047 | 15.0047 | 15.0047 | 15.0047 | 15.0047 | 15.0047 | 15.0047 | 15.0047 | 15.0047 | 15.0047 | 15.0047 | 15.0047 | 15.0047 | 15.0047 | 15.0047 | 15.0047 | 15.0047 | 15.0047
F1_Industrial_Instruments_New_Space Heating_Natural Gas_Gas Furnace - Maintenance_A_Achievable Technical Potential | F1 | Industrial | Instruments | New | Space Heating | Natural Gas | Gas Furnace - Maintenance | A | Integrated Unit Energy Savings (kWh or therms) | Achievable Technical Potential | 0 | 0 | 0 | 0 | 0 | 0 | 0 | 0 | 0 | 0 | 0 | 0 | 0 | 0 | 0 | 0 | 0 | 0 | 0 | 0 | 0 | 0 | 0 | 0 | 0 | 0 | 0 | 0 | 0 | 0 | 0
F2_Industrial_Instruments_New_Space Heating_Natural Gas_Gas Furnace - Maintenance_A_Achievable Technical Potential | F2 | Industrial | Instruments | New | Space Heating | Natural Gas | Gas Furnace - Maintenance | A | Integrated Unit Summer Peak Savings (kW) | Achievable Technical Potential | 0 | 0 | 0 | 0 | 0 | 0 | 0 | 0 | 0 | 0 | 0 | 0 | 0 | 0 | 0 | 0 | 0 | 0 | 0 | 0 | 0 | 0 | 0 | 0 | 0 | 0 | 0 | 0 | 0 | 0 | 0
F3_Industrial_Instruments_New_Space Heating_Natural Gas_Gas Furnace - Maintenance_A_Achievable Technical Potential | F3 | Industrial | Instruments | New | Space Heating | Natural Gas | Gas Furnace - Maintenance | A | Integrated Unit Winter Peak Savings (kW) | Achievable Technical Potential | 0 | 0 | 0 | 0 | 0 | 0 | 0 | 0 | 0 | 0 | 0 | 0 | 0 | 0 | 0 | 0 | 0 | 0 | 0 | 0 | 0 | 0 | 0 | 0 | 0 | 0 | 0 | 0 | 0 | 0 | 0
F4_Industrial_Instruments_New_Space Heating_Natural Gas_Gas Furnace - Maintenance_A_Achievable Technical Potential | F4 | Industrial | Instruments | New | Space Heating | Natural Gas | Gas Furnace - Maintenance | A | Incremental Energy Savings (MWh or mTherms) | Achievable Technical Potential | 0 | 0 | 0 | 0 | 0 | 0 | 0 | 0 | 0 | 0 | 0 | 0 | 0 | 0 | 0 | 0 | 0 | 0 | 0 | 0 | 0 | 0 | 0 | 0 | 0 | 0 | 0 | 0 | 0 | 0 | 0
F5_Industrial_Instruments_New_Space Heating_Natural Gas_Gas Furnace - Maintenance_A_Achievable Technical Potential | F5 | Industrial | Instruments | New | Space Heating | Natural Gas | Gas Furnace - Maintenance | A | Incremental Summer Peak Savings (MW) | Achievable Technical Potential | 0 | 0 | 0 | 0 | 0 | 0 | 0 | 0 | 0 | 0 | 0 | 0 | 0 | 0 | 0 | 0 | 0 | 0 | 0 | 0 | 0 | 0 | 0 | 0 | 0 | 0 | 0 | 0 | 0 | 0 | 0
F6_Industrial_Instruments_New_Space Heating_Natural Gas_Gas Furnace - Maintenance_A_Achievable Technical Potential | F6 | Industrial | Instruments | New | Space Heating | Natural Gas | Gas Furnace - Maintenance | A | Incremental Winter Peak Savings (MW) | Achievable Technical Potential | 0 | 0 | 0 | 0 | 0 | 0 | 0 | 0 | 0 | 0 | 0 | 0 | 0 | 0 | 0 | 0 | 0 | 0 | 0 | 0 | 0 | 0 | 0 | 0 | 0 | 0 | 0 | 0 | 0 | 0 | 0
F7_Industrial_Instruments_New_Space Heating_Natural Gas_Gas Furnace - Maintenance_A_Achievable Technical Potential | F7 | Industrial | Instruments | New | Space Heating | Natural Gas | Gas Furnace - Maintenance | A | Cumulative Energy Savings (MWh or mTherms) | Achievable Technical Potential | 0 | 0 | 0 | 0 | 0 | 0 | 0 | 0 | 0 | 0 | 0 | 0 | 0 | 0 | 0 | 0 | 0 | 0 | 0 | 0 | 0 | 0 | 0 | 0 | 0 | 0 | 0 | 0 | 0 | 0 | 0
F8_Industrial_Instruments_New_Space Heating_Natural Gas_Gas Furnace - Maintenance_A_Achievable Technical Potential | F8 | Industrial | Instruments | New | Space Heating | Natural Gas | Gas Furnace - Maintenance | A | Cumulative Summer Peak Savings (MW) | Achievable Technical Potential | 0 | 0 | 0 | 0 | 0 | 0 | 0 | 0 | 0 | 0 | 0 | 0 | 0 | 0 | 0 | 0 | 0 | 0 | 0 | 0 | 0 | 0 | 0 | 0 | 0 | 0 | 0 | 0 | 0 | 0 | 0
F9_Industrial_Instruments_New_Space Heating_Natural Gas_Gas Furnace - Maintenance_A_Achievable Technical Potential | F9 | Industrial | Instruments | New | Space Heating | Natural Gas | Gas Furnace - Maintenance | A | Cumulative Winter Peak Savings (MW) | Achievable Technical Potential | 0 | 0 | 0 | 0 | 0 | 0 | 0 | 0 | 0 | 0 | 0 | 0 | 0 | 0 | 0 | 0 | 0 | 0 | 0 | 0 | 0 | 0 | 0 | 0 | 0 | 0 | 0 | 0 | 0 | 0 | 0
F10_Industrial_Instruments_New_Space Heating_Natural Gas_Gas Furnace - Maintenance_A_Achievable Technical Potential | F10 | Industrial | Instruments | New | Space Heating | Natural Gas | Gas Furnace - Maintenance | A | Purchases (Incremental) | Achievable Technical Potential | 0 | 0 | 0 | 0 | 0 | 0 | 0 | 0 | 0 | 0 | 0 | 0 | 0 | 0 | 0 | 0 | 0 | 0 | 0 | 0 | 0 | 0 | 0 | 0 | 0 | 0 | 0 | 0 | 0 | 0 | 0
F11_Industrial_Instruments_New_Space Heating_Natural Gas_Gas Furnace - Maintenance_A_Achievable Technical Potential | F11 | Industrial | Instruments | New | Space Heating | Natural Gas | Gas Furnace - Maintenance | A | Purchases (Cumulative) | Achievable Technical Potential | 0 | 0 | 0 | 0 | 0 | 0 | 0 | 0 | 0 | 0 | 0 | 0 | 0 | 0 | 0 | 0 | 0 | 0 | 0 | 0 | 0 | 0 | 0 | 0 | 0 | 0 | 0 | 0 | 0 | 0 | 0
F1_Industrial_Instruments_New_Space Heating_Natural Gas_Gas Boiler - Hot Water Reset_A_Achievable Technical Potential | F1 | Industrial | Instruments | New | Space Heating | Natural Gas | Gas Boiler - Hot Water Reset | A | Integrated Unit Energy Savings (kWh or therms) | Achievable Technical Potential | 0 | 0 | 0 | 0 | 0 | 0 | 0 | 0 | 0 | 0 | 0 | 0 | 0 | 0 | 0 | 0 | 0 | 0 | 0 | 0 | 0 | 0 | 0 | 0 | 0 | 0 | 0 | 0 | 0 | 0 | 0
F2_Industrial_Instruments_New_Space Heating_Natural Gas_Gas Boiler - Hot Water Reset_A_Achievable Technical Potential | F2 | Industrial | Instruments | New | Space Heating | Natural Gas | Gas Boiler - Hot Water Reset | A | Integrated Unit Summer Peak Savings (kW) | Achievable Technical Potential | 0 | 0 | 0 | 0 | 0 | 0 | 0 | 0 | 0 | 0 | 0 | 0 | 0 | 0 | 0 | 0 | 0 | 0 | 0 | 0 | 0 | 0 | 0 | 0 | 0 | 0 | 0 | 0 | 0 | 0 | 0
F3_Industrial_Instruments_New_Space Heating_Natural Gas_Gas Boiler - Hot Water Reset_A_Achievable Technical Potential | F3 | Industrial | Instruments | New | Space Heating | Natural Gas | Gas Boiler - Hot Water Reset | A | Integrated Unit Winter Peak Savings (kW) | Achievable Technical Potential | 0 | 0 | 0 | 0 | 0 | 0 | 0 | 0 | 0 | 0 | 0 | 0 | 0 | 0 | 0 | 0 | 0 | 0 | 0 | 0 | 0 | 0 | 0 | 0 | 0 | 0 | 0 | 0 | 0 | 0 | 0
F4_Industrial_Instruments_New_Space Heating_Natural Gas_Gas Boiler - Hot Water Reset_A_Achievable Technical Potential | F4 | Industrial | Instruments | New | Space Heating | Natural Gas | Gas Boiler - Hot Water Reset | A | Incremental Energy Savings (MWh or mTherms) | Achievable Technical Potential | 0 | 0 | 0 | 0 | 0 | 0 | 0 | 0 | 0 | 0 | 0 | 0 | 0 | 0 | 0 | 0 | 0 | 0 | 0 | 0 | 0 | 0 | 0 | 0 | 0 | 0 | 0 | 0 | 0 | 0 | 0
F5_Industrial_Instruments_New_Space Heating_Natural Gas_Gas Boiler - Hot Water Reset_A_Achievable Technical Potential | F5 | Industrial | Instruments | New | Space Heating | Natural Gas | Gas Boiler - Hot Water Reset | A | Incremental Summer Peak Savings (MW) | Achievable Technical Potential | 0 | 0 | 0 | 0 | 0 | 0 | 0 | 0 | 0 | 0 | 0 | 0 | 0 | 0 | 0 | 0 | 0 | 0 | 0 | 0 | 0 | 0 | 0 | 0 | 0 | 0 | 0 | 0 | 0 | 0 | 0
F6_Industrial_Instruments_New_Space Heating_Natural Gas_Gas Boiler - Hot Water Reset_A_Achievable Technical Potential | F6 | Industrial | Instruments | New | Space Heating | Natural Gas | Gas Boiler - Hot Water Reset | A | Incremental Winter Peak Savings (MW) | Achievable Technical Potential | 0 | 0 | 0 | 0 | 0 | 0 | 0 | 0 | 0 | 0 | 0 | 0 | 0 | 0 | 0 | 0 | 0 | 0 | 0 | 0 | 0 | 0 | 0 | 0 | 0 | 0 | 0 | 0 | 0 | 0 | 0
F7_Industrial_Instruments_New_Space Heating_Natural Gas_Gas Boiler - Hot Water Reset_A_Achievable Technical Potential | F7 | Industrial | Instruments | New | Space Heating | Natural Gas | Gas Boiler - Hot Water Reset | A | Cumulative Energy Savings (MWh or mTherms) | Achievable Technical Potential | 0 | 0 | 0 | 0 | 0 | 0 | 0 | 0 | 0 | 0 | 0 | 0 | 0 | 0 | 0 | 0 | 0 | 0 | 0 | 0 | 0 | 0 | 0 | 0 | 0 | 0 | 0 | 0 | 0 | 0 | 0
F8_Industrial_Instruments_New_Space Heating_Natural Gas_Gas Boiler - Hot Water Reset_A_Achievable Technical Potential | F8 | Industrial | Instruments | New | Space Heating | Natural Gas | Gas Boiler - Hot Water Reset | A | Cumulative Summer Peak Savings (MW) | Achievable Technical Potential | 0 | 0 | 0 | 0 | 0 | 0 | 0 | 0 | 0 | 0 | 0 | 0 | 0 | 0 | 0 | 0 | 0 | 0 | 0 | 0 | 0 | 0 | 0 | 0 | 0 | 0 | 0 | 0 | 0 | 0 | 0
F9_Industrial_Instruments_New_Space Heating_Natural Gas_Gas Boiler - Hot Water Reset_A_Achievable Technical Potential | F9 | Industrial | Instruments | New | Space Heating | Natural Gas | Gas Boiler - Hot Water Reset | A | Cumulative Winter Peak Savings (MW) | Achievable Technical Potential | 0 | 0 | 0 | 0 | 0 | 0 | 0 | 0 | 0 | 0 | 0 | 0 | 0 | 0 | 0 | 0 | 0 | 0 | 0 | 0 | 0 | 0 | 0 | 0 | 0 | 0 | 0 | 0 | 0 | 0 | 0
F10_Industrial_Instruments_New_Space Heating_Natural Gas_Gas Boiler - Hot Water Reset_A_Achievable Technical Potential | F10 | Industrial | Instruments | New | Space Heating | Natural Gas | Gas Boiler - Hot Water Reset | A | Purchases (Incremental) | Achievable Technical Potential | 0 | 0 | 0 | 0 | 0 | 0 | 0 | 0 | 0 | 0 | 0 | 0 | 0 | 0 | 0 | 0 | 0 | 0 | 0 | 0 | 0 | 0 | 0 | 0 | 0 | 0 | 0 | 0 | 0 | 0 | 0
F11_Industrial_Instruments_New_Space Heating_Natural Gas_Gas Boiler - Hot Water Reset_A_Achievable Technical Potential | F11 | Industrial | Instruments | New | Space Heating | Natural Gas | Gas Boiler - Hot Water Reset | A | Purchases (Cumulative) | Achievable Technical Potential | 0 | 0 | 0 | 0 | 0 | 0 | 0 | 0 | 0 | 0 | 0 | 0 | 0 | 0 | 0 | 0 | 0 | 0 | 0 | 0 | 0 | 0 | 0 | 0 | 0 | 0 | 0 | 0 | 0 | 0 | 0
F1_Industrial_Instruments_New_Process_Natural Gas_Gas Boiler - Hot Water Reset_A_Achievable Technical Potential | F1 | Industrial | Instruments | New | Process | Natural Gas | Gas Boiler - Hot Water Reset | A | Integrated Unit Energy Savings (kWh or therms) | Achievable Technical Potential | 0 | 0 | 0 | 0 | 0 | 4.6865 | 4.683 | 4.68 | 4.6775 | 4.6752 | 4.6734 | 4.6722 | 4.6715 | 4.6712 | 4.6712 | 4.6713 | 4.6716 | 4.672 | 4.6724 | 4.6729 | 4.6737 | 4.6745 | 4.6752 | 4.6759 | 4.6765 | 4.677 | 4.6775 | 4.678 | 4.6909 | 4.6909 | 4.6909
F2_Industrial_Instruments_New_Process_Natural Gas_Gas Boiler - Hot Water Reset_A_Achievable Technical Potential | F2 | Industrial | Instruments | New | Process | Natural Gas | Gas Boiler - Hot Water Reset | A | Integrated Unit Summer Peak Savings (kW) | Achievable Technical Potential | 0 | 0 | 0 | 0 | 0 | 0 | 0 | 0 | 0 | 0 | 0 | 0 | 0 | 0 | 0 | 0 | 0 | 0 | 0 | 0 | 0 | 0 | 0 | 0 | 0 | 0 | 0 | 0 | 0 | 0 | 0
F3_Industrial_Instruments_New_Process_Natural Gas_Gas Boiler - Hot Water Reset_A_Achievable Technical Potential | F3 | Industrial | Instruments | New | Process | Natural Gas | Gas Boiler - Hot Water Reset | A | Integrated Unit Winter Peak Savings (kW) | Achievable Technical Potential | 0 | 0 | 0 | 0 | 0 | 0 | 0 | 0 | 0 | 0 | 0 | 0 | 0 | 0 | 0 | 0 | 0 | 0 | 0 | 0 | 0 | 0 | 0 | 0 | 0 | 0 | 0 | 0 | 0 | 0 | 0
F4_Industrial_Instruments_New_Process_Natural Gas_Gas Boiler - Hot Water Reset_A_Achievable Technical Potential | F4 | Industrial | Instruments | New | Process | Natural Gas | Gas Boiler - Hot Water Reset | A | Incremental Energy Savings (MWh or mTherms) | Achievable Technical Potential | 0 | 0 | 0 | 0 | 0 | 0.027396 | 0.039822 | 0.056288 | 0.074061 | 0.094419 | 0.12202 | 0.14647 | 0.16249 | 0.16523 | 0.15228 | 0.1258 | 0.088482 | 0.054411 | 0.027652 | 0.012309 | 0.0046986 | 0.027326 | 0.039756 | 0.056239 | 0.074044 | 0.094455 | 0.12213 | 0.14665 | 0.16317 | 0.16593 | 0.15292
F5_Industrial_Instruments_New_Process_Natural Gas_Gas Boiler - Hot Water Reset_A_Achievable Technical Potential | F5 | Industrial | Instruments | New | Process | Natural Gas | Gas Boiler - Hot Water Reset | A | Incremental Summer Peak Savings (MW) | Achievable Technical Potential | 0 | 0 | 0 | 0 | 0 | 0 | 0 | 0 | 0 | 0 | 0 | 0 | 0 | 0 | 0 | 0 | 0 | 0 | 0 | 0 | 0 | 0 | 0 | 0 | 0 | 0 | 0 | 0 | 0 | 0 | 0
F6_Industrial_Instruments_New_Process_Natural Gas_Gas Boiler - Hot Water Reset_A_Achievable Technical Potential | F6 | Industrial | Instruments | New | Process | Natural Gas | Gas Boiler - Hot Water Reset | A | Incremental Winter Peak Savings (MW) | Achievable Technical Potential | 0 | 0 | 0 | 0 | 0 | 0 | 0 | 0 | 0 | 0 | 0 | 0 | 0 | 0 | 0 | 0 | 0 | 0 | 0 | 0 | 0 | 0 | 0 | 0 | 0 | 0 | 0 | 0 | 0 | 0 | 0
F7_Industrial_Instruments_New_Process_Natural Gas_Gas Boiler - Hot Water Reset_A_Achievable Technical Potential | F7 | Industrial | Instruments | New | Process | Natural Gas | Gas Boiler - Hot Water Reset | A | Cumulative Energy Savings (MWh or mTherms) | Achievable Technical Potential | 0 | 0 | 0 | 0 | 0 | 0.027396 | 0.067197 | 0.12344 | 0.19744 | 0.29176 | 0.41367 | 0.56004 | 0.72245 | 0.88763 | 1.0399 | 1.1657 | 1.2543 | 1.3088 | 1.3366 | 1.349 | 1.354 | 1.3542 | 1.3544 | 1.3546 | 1.3547 | 1.3549 | 1.355 | 1.3552 | 0 | 0 | 0
F8_Industrial_Instruments_New_Process_Natural Gas_Gas Boiler - Hot Water Reset_A_Achievable Technical Potential | F8 | Industrial | Instruments | New | Process | Natural Gas | Gas Boiler - Hot Water Reset | A | Cumulative Summer Peak Savings (MW) | Achievable Technical Potential | 0 | 0 | 0 | 0 | 0 | 0 | 0 | 0 | 0 | 0 | 0 | 0 | 0 | 0 | 0 | 0 | 0 | 0 | 0 | 0 | 0 | 0 | 0 | 0 | 0 | 0 | 0 | 0 | 0 | 0 | 0
F9_Industrial_Instruments_New_Process_Natural Gas_Gas Boiler - Hot Water Reset_A_Achievable Technical Potential | F9 | Industrial | Instruments | New | Process | Natural Gas | Gas Boiler - Hot Water Reset | A | Cumulative Winter Peak Savings (MW) | Achievable Technical Potential | 0 | 0 | 0 | 0 | 0 | 0 | 0 | 0 | 0 | 0 | 0 | 0 | 0 | 0 | 0 | 0 | 0 | 0 | 0 | 0 | 0 | 0 | 0 | 0 | 0 | 0 | 0 | 0 | 0 | 0 | 0
F10_Industrial_Instruments_New_Process_Natural Gas_Gas Boiler - Hot Water Reset_A_Achievable Technical Potential | F10 | Industrial | Instruments | New | Process | Natural Gas | Gas Boiler - Hot Water Reset | A | Purchases (Incremental) | Achievable Technical Potential | 0 | 0 | 0 | 0 | 0 | 5.8457 | 8.5035 | 12.0275 | 15.8334 | 20.1956 | 26.11 | 31.3497 | 34.7833 | 35.3723 | 32.5991 | 26.9306 | 18.9403 | 11.6463 | 5.9182 | 2.6342 | 1.0053 | 5.8457 | 8.5035 | 12.0275 | 15.8334 | 20.1956 | 26.11 | 31.3497 | 34.7833 | 35.3723 | 32.5991
F11_Industrial_Instruments_New_Process_Natural Gas_Gas Boiler - Hot Water Reset_A_Achievable Technical Potential | F11 | Industrial | Instruments | New | Process | Natural Gas | Gas Boiler - Hot Water Reset | A | Purchases (Cumulative) | Achievable Technical Potential | 0 | 0 | 0 | 0 | 0 | 5.8457 | 14.3493 | 26.3768 | 42.2101 | 62.4058 | 88.5158 | 119.8654 | 154.6487 | 190.021 | 222.6201 | 249.5507 | 268.491 | 280.1373 | 286.0555 | 288.6897 | 289.695 | 289.695 | 289.695 | 289.695 | 289.695 | 289.695 | 289.695 | 289.695 | 289.695 | 289.695 | 289.695
F1_Industrial_Instruments_New_Space Heating_Natural Gas_Steam Trap Maintenance_A_Achievable Technical Potential | F1 | Industrial | Instruments | New | Space Heating | Natural Gas | Steam Trap Maintenance | A | Integrated Unit Energy Savings (kWh or therms) | Achievable Technical Potential | 0 | 0 | 0 | 0 | 0 | 0 | 0 | 0 | 0 | 0 | 0 | 0 | 0 | 0 | 0 | 0 | 0 | 0 | 0 | 0 | 0 | 0 | 0 | 0 | 0 | 0 | 0 | 0 | 0 | 0 | 0
F2_Industrial_Instruments_New_Space Heating_Natural Gas_Steam Trap Maintenance_A_Achievable Technical Potential | F2 | Industrial | Instruments | New | Space Heating | Natural Gas | Steam Trap Maintenance | A | Integrated Unit Summer Peak Savings (kW) | Achievable Technical Potential | 0 | 0 | 0 | 0 | 0 | 0 | 0 | 0 | 0 | 0 | 0 | 0 | 0 | 0 | 0 | 0 | 0 | 0 | 0 | 0 | 0 | 0 | 0 | 0 | 0 | 0 | 0 | 0 | 0 | 0 | 0
F3_Industrial_Instruments_New_Space Heating_Natural Gas_Steam Trap Maintenance_A_Achievable Technical Potential | F3 | Industrial | Instruments | New | Space Heating | Natural Gas | Steam Trap Maintenance | A | Integrated Unit Winter Peak Savings (kW) | Achievable Technical Potential | 0 | 0 | 0 | 0 | 0 | 0 | 0 | 0 | 0 | 0 | 0 | 0 | 0 | 0 | 0 | 0 | 0 | 0 | 0 | 0 | 0 | 0 | 0 | 0 | 0 | 0 | 0 | 0 | 0 | 0 | 0
F4_Industrial_Instruments_New_Space Heating_Natural Gas_Steam Trap Maintenance_A_Achievable Technical Potential | F4 | Industrial | Instruments | New | Space Heating | Natural Gas | Steam Trap Maintenance | A | Incremental Energy Savings (MWh or mTherms) | Achievable Technical Potential | 0 | 0 | 0 | 0 | 0 | 0 | 0 | 0 | 0 | 0 | 0 | 0 | 0 | 0 | 0 | 0 | 0 | 0 | 0 | 0 | 0 | 0 | 0 | 0 | 0 | 0 | 0 | 0 | 0 | 0 | 0
F5_Industrial_Instruments_New_Space Heating_Natural Gas_Steam Trap Maintenance_A_Achievable Technical Potential | F5 | Industrial | Instruments | New | Space Heating | Natural Gas | Steam Trap Maintenance | A | Incremental Summer Peak Savings (MW) | Achievable Technical Potential | 0 | 0 | 0 | 0 | 0 | 0 | 0 | 0 | 0 | 0 | 0 | 0 | 0 | 0 | 0 | 0 | 0 | 0 | 0 | 0 | 0 | 0 | 0 | 0 | 0 | 0 | 0 | 0 | 0 | 0 | 0
F6_Industrial_Instruments_New_Space Heating_Natural Gas_Steam Trap Maintenance_A_Achievable Technical Potential | F6 | Industrial | Instruments | New | Space Heating | Natural Gas | Steam Trap Maintenance | A | Incremental Winter Peak Savings (MW) | Achievable Technical Potential | 0 | 0 | 0 | 0 | 0 | 0 | 0 | 0 | 0 | 0 | 0 | 0 | 0 | 0 | 0 | 0 | 0 | 0 | 0 | 0 | 0 | 0 | 0 | 0 | 0 | 0 | 0 | 0 | 0 | 0 | 0
F7_Industrial_Instruments_New_Space Heating_Natural Gas_Steam Trap Maintenance_A_Achievable Technical Potential | F7 | Industrial | Instruments | New | Space Heating | Natural Gas | Steam Trap Maintenance | A | Cumulative Energy Savings (MWh or mTherms) | Achievable Technical Potential | 0 | 0 | 0 | 0 | 0 | 0 | 0 | 0 | 0 | 0 | 0 | 0 | 0 | 0 | 0 | 0 | 0 | 0 | 0 | 0 | 0 | 0 | 0 | 0 | 0 | 0 | 0 | 0 | 0 | 0 | 0
F8_Industrial_Instruments_New_Space Heating_Natural Gas_Steam Trap Maintenance_A_Achievable Technical Potential | F8 | Industrial | Instruments | New | Space Heating | Natural Gas | Steam Trap Maintenance | A | Cumulative Summer Peak Savings (MW) | Achievable Technical Potential | 0 | 0 | 0 | 0 | 0 | 0 | 0 | 0 | 0 | 0 | 0 | 0 | 0 | 0 | 0 | 0 | 0 | 0 | 0 | 0 | 0 | 0 | 0 | 0 | 0 | 0 | 0 | 0 | 0 | 0 | 0
F9_Industrial_Instruments_New_Space Heating_Natural Gas_Steam Trap Maintenance_A_Achievable Technical Potential | F9 | Industrial | Instruments | New | Space Heating | Natural Gas | Steam Trap Maintenance | A | Cumulative Winter Peak Savings (MW) | Achievable Technical Potential | 0 | 0 | 0 | 0 | 0 | 0 | 0 | 0 | 0 | 0 | 0 | 0 | 0 | 0 | 0 | 0 | 0 | 0 | 0 | 0 | 0 | 0 | 0 | 0 | 0 | 0 | 0 | 0 | 0 | 0 | 0
F10_Industrial_Instruments_New_Space Heating_Natural Gas_Steam Trap Maintenance_A_Achievable Technical Potential | F10 | Industrial | Instruments | New | Space Heating | Natural Gas | Steam Trap Maintenance | A | Purchases (Incremental) | Achievable Technical Potential | 0 | 0 | 0 | 0 | 0 | 0 | 0 | 0 | 0 | 0 | 0 | 0 | 0 | 0 | 0 | 0 | 0 | 0 | 0 | 0 | 0 | 0 | 0 | 0 | 0 | 0 | 0 | 0 | 0 | 0 | 0
F11_Industrial_Instruments_New_Space Heating_Natural Gas_Steam Trap Maintenance_A_Achievable Technical Potential | F11 | Industrial | Instruments | New | Space Heating | Natural Gas | Steam Trap Maintenance | A | Purchases (Cumulative) | Achievable Technical Potential | 0 | 0 | 0 | 0 | 0 | 0 | 0 | 0 | 0 | 0 | 0 | 0 | 0 | 0 | 0 | 0 | 0 | 0 | 0 | 0 | 0 | 0 | 0 | 0 | 0 | 0 | 0 | 0 | 0 | 0 | 0
F1_Industrial_Instruments_New_Process_Natural Gas_Steam Trap Maintenance_A_Achievable Technical Potential | F1 | Industrial | Instruments | New | Process | Natural Gas | Steam Trap Maintenance | A | Integrated Unit Energy Savings (kWh or therms) | Achievable Technical Potential | 0 | 0 | 0 | 0 | 0 | 3.3113 | 3.3088 | 3.3067 | 3.3049 | 3.3033 | 3.302 | 3.3012 | 3.3007 | 3.3005 | 3.3005 | 3.3006 | 3.3008 | 3.301 | 3.3013 | 3.3017 | 3.3023 | 3.3028 | 3.3033 | 3.3038 | 3.3042 | 3.3046 | 3.3049 | 3.3053 | 3.3144 | 3.3144 | 3.3144
F2_Industrial_Instruments_New_Process_Natural Gas_Steam Trap Maintenance_A_Achievable Technical Potential | F2 | Industrial | Instruments | New | Process | Natural Gas | Steam Trap Maintenance | A | Integrated Unit Summer Peak Savings (kW) | Achievable Technical Potential | 0 | 0 | 0 | 0 | 0 | 0 | 0 | 0 | 0 | 0 | 0 | 0 | 0 | 0 | 0 | 0 | 0 | 0 | 0 | 0 | 0 | 0 | 0 | 0 | 0 | 0 | 0 | 0 | 0 | 0 | 0
F3_Industrial_Instruments_New_Process_Natural Gas_Steam Trap Maintenance_A_Achievable Technical Potential | F3 | Industrial | Instruments | New | Process | Natural Gas | Steam Trap Maintenance | A | Integrated Unit Winter Peak Savings (kW) | Achievable Technical Potential | 0 | 0 | 0 | 0 | 0 | 0 | 0 | 0 | 0 | 0 | 0 | 0 | 0 | 0 | 0 | 0 | 0 | 0 | 0 | 0 | 0 | 0 | 0 | 0 | 0 | 0 | 0 | 0 | 0 | 0 | 0
F4_Industrial_Instruments_New_Process_Natural Gas_Steam Trap Maintenance_A_Achievable Technical Potential | F4 | Industrial | Instruments | New | Process | Natural Gas | Steam Trap Maintenance | A | Incremental Energy Savings (MWh or mTherms) | Achievable Technical Potential | 0 | 0 | 0 | 0 | 0 | 0 | 0 | 0 | 0 | 0 | 0 | 0 | 0 | 0 | 0 | 0 | 0 | 0 | 0 | 0 | 0 | 0 | 0 | 0 | 0 | 0 | 0 | 0 | 0 | 0 | 0
F5_Industrial_Instruments_New_Process_Natural Gas_Steam Trap Maintenance_A_Achievable Technical Potential | F5 | Industrial | Instruments | New | Process | Natural Gas | Steam Trap Maintenance | A | Incremental Summer Peak Savings (MW) | Achievable Technical Potential | 0 | 0 | 0 | 0 | 0 | 0 | 0 | 0 | 0 | 0 | 0 | 0 | 0 | 0 | 0 | 0 | 0 | 0 | 0 | 0 | 0 | 0 | 0 | 0 | 0 | 0 | 0 | 0 | 0 | 0 | 0
F6_Industrial_Instruments_New_Process_Natural Gas_Steam Trap Maintenance_A_Achievable Technical Potential | F6 | Industrial | Instruments | New | Process | Natural Gas | Steam Trap Maintenance | A | Incremental Winter Peak Savings (MW) | Achievable Technical Potential | 0 | 0 | 0 | 0 | 0 | 0 | 0 | 0 | 0 | 0 | 0 | 0 | 0 | 0 | 0 | 0 | 0 | 0 | 0 | 0 | 0 | 0 | 0 | 0 | 0 | 0 | 0 | 0 | 0 | 0 | 0
F7_Industrial_Instruments_New_Process_Natural Gas_Steam Trap Maintenance_A_Achievable Technical Potential | F7 | Industrial | Instruments | New | Process | Natural Gas | Steam Trap Maintenance | A | Cumulative Energy Savings (MWh or mTherms) | Achievable Technical Potential | 0 | 0 | 0 | 0 | 0 | 0 | 0 | 0 | 0 | 0 | 0 | 0 | 0 | 0 | 0 | 0 | 0 | 0 | 0 | 0 | 0 | 0 | 0 | 0 | 0 | 0 | 0 | 0 | 0 | 0 | 0
F8_Industrial_Instruments_New_Process_Natural Gas_Steam Trap Maintenance_A_Achievable Technical Potential | F8 | Industrial | Instruments | New | Process | Natural Gas | Steam Trap Maintenance | A | Cumulative Summer Peak Savings (MW) | Achievable Technical Potential | 0 | 0 | 0 | 0 | 0 | 0 | 0 | 0 | 0 | 0 | 0 | 0 | 0 | 0 | 0 | 0 | 0 | 0 | 0 | 0 | 0 | 0 | 0 | 0 | 0 | 0 | 0 | 0 | 0 | 0 | 0
F9_Industrial_Instruments_New_Process_Natural Gas_Steam Trap Maintenance_A_Achievable Technical Potential | F9 | Industrial | Instruments | New | Process | Natural Gas | Steam Trap Maintenance | A | Cumulative Winter Peak Savings (MW) | Achievable Technical Potential | 0 | 0 | 0 | 0 | 0 | 0 | 0 | 0 | 0 | 0 | 0 | 0 | 0 | 0 | 0 | 0 | 0 | 0 | 0 | 0 | 0 | 0 | 0 | 0 | 0 | 0 | 0 | 0 | 0 | 0 | 0
F10_Industrial_Instruments_New_Process_Natural Gas_Steam Trap Maintenance_A_Achievable Technical Potential | F10 | Industrial | Instruments | New | Process | Natural Gas | Steam Trap Maintenance | A | Purchases (Incremental) | Achievable Technical Potential | 0 | 0 | 0 | 0 | 0 | 0 | 0 | 0 | 0 | 0 | 0 | 0 | 0 | 0 | 0 | 0 | 0 | 0 | 0 | 0 | 0 | 0 | 0 | 0 | 0 | 0 | 0 | 0 | 0 | 0 | 0
F11_Industrial_Instruments_New_Process_Natural Gas_Steam Trap Maintenance_A_Achievable Technical Potential | F11 | Industrial | Instruments | New | Process | Natural Gas | Steam Trap Maintenance | A | Purchases (Cumulative) | Achievable Technical Potential | 0 | 0 | 0 | 0 | 0 | 0 | 0 | 0 | 0 | 0 | 0 | 0 | 0 | 0 | 0 | 0 | 0 | 0 | 0 | 0 | 0 | 0 | 0 | 0 | 0 | 0 | 0 | 0 | 0 | 0 | 0
F1_Industrial_Instruments_New_Space Heating_Natural Gas_Gas Boiler - High Turndown_A_Achievable Technical Potential | F1 | Industrial | Instruments | New | Space Heating | Natural Gas | Gas Boiler - High Turndown | A | Integrated Unit Energy Savings (kWh or therms) | Achievable Technical Potential | 0 | 0 | 0 | 0 | 0 | 0 | 0 | 0 | 0 | 0 | 0 | 0 | 0 | 0 | 0 | 0 | 0 | 0 | 0 | 0 | 0 | 0 | 0 | 0 | 0 | 0 | 0 | 0 | 0 | 0 | 0
F2_Industrial_Instruments_New_Space Heating_Natural Gas_Gas Boiler - High Turndown_A_Achievable Technical Potential | F2 | Industrial | Instruments | New | Space Heating | Natural Gas | Gas Boiler - High Turndown | A | Integrated Unit Summer Peak Savings (kW) | Achievable Technical Potential | 0 | 0 | 0 | 0 | 0 | 0 | 0 | 0 | 0 | 0 | 0 | 0 | 0 | 0 | 0 | 0 | 0 | 0 | 0 | 0 | 0 | 0 | 0 | 0 | 0 | 0 | 0 | 0 | 0 | 0 | 0
F3_Industrial_Instruments_New_Space Heating_Natural Gas_Gas Boiler - High Turndown_A_Achievable Technical Potential | F3 | Industrial | Instruments | New | Space Heating | Natural Gas | Gas Boiler - High Turndown | A | Integrated Unit Winter Peak Savings (kW) | Achievable Technical Potential | 0 | 0 | 0 | 0 | 0 | 0 | 0 | 0 | 0 | 0 | 0 | 0 | 0 | 0 | 0 | 0 | 0 | 0 | 0 | 0 | 0 | 0 | 0 | 0 | 0 | 0 | 0 | 0 | 0 | 0 | 0
F4_Industrial_Instruments_New_Space Heating_Natural Gas_Gas Boiler - High Turndown_A_Achievable Technical Potential | F4 | Industrial | Instruments | New | Space Heating | Natural Gas | Gas Boiler - High Turndown | A | Incremental Energy Savings (MWh or mTherms) | Achievable Technical Potential | 0 | 0 | 0 | 0 | 0 | 0 | 0 | 0 | 0 | 0 | 0 | 0 | 0 | 0 | 0 | 0 | 0 | 0 | 0 | 0 | 0 | 0 | 0 | 0 | 0 | 0 | 0 | 0 | 0 | 0 | 0
F5_Industrial_Instruments_New_Space Heating_Natural Gas_Gas Boiler - High Turndown_A_Achievable Technical Potential | F5 | Industrial | Instruments | New | Space Heating | Natural Gas | Gas Boiler - High Turndown | A | Incremental Summer Peak Savings (MW) | Achievable Technical Potential | 0 | 0 | 0 | 0 | 0 | 0 | 0 | 0 | 0 | 0 | 0 | 0 | 0 | 0 | 0 | 0 | 0 | 0 | 0 | 0 | 0 | 0 | 0 | 0 | 0 | 0 | 0 | 0 | 0 | 0 | 0
F6_Industrial_Instruments_New_Space Heating_Natural Gas_Gas Boiler - High Turndown_A_Achievable Technical Potential | F6 | Industrial | Instruments | New | Space Heating | Natural Gas | Gas Boiler - High Turndown | A | Incremental Winter Peak Savings (MW) | Achievable Technical Potential | 0 | 0 | 0 | 0 | 0 | 0 | 0 | 0 | 0 | 0 | 0 | 0 | 0 | 0 | 0 | 0 | 0 | 0 | 0 | 0 | 0 | 0 | 0 | 0 | 0 | 0 | 0 | 0 | 0 | 0 | 0
F7_Industrial_Instruments_New_Space Heating_Natural Gas_Gas Boiler - High Turndown_A_Achievable Technical Potential | F7 | Industrial | Instruments | New | Space Heating | Natural Gas | Gas Boiler - High Turndown | A | Cumulative Energy Savings (MWh or mTherms) | Achievable Technical Potential | 0 | 0 | 0 | 0 | 0 | 0 | 0 | 0 | 0 | 0 | 0 | 0 | 0 | 0 | 0 | 0 | 0 | 0 | 0 | 0 | 0 | 0 | 0 | 0 | 0 | 0 | 0 | 0 | 0 | 0 | 0
F8_Industrial_Instruments_New_Space Heating_Natural Gas_Gas Boiler - High Turndown_A_Achievable Technical Potential | F8 | Industrial | Instruments | New | Space Heating | Natural Gas | Gas Boiler - High Turndown | A | Cumulative Summer Peak Savings (MW) | Achievable Technical Potential | 0 | 0 | 0 | 0 | 0 | 0 | 0 | 0 | 0 | 0 | 0 | 0 | 0 | 0 | 0 | 0 | 0 | 0 | 0 | 0 | 0 | 0 | 0 | 0 | 0 | 0 | 0 | 0 | 0 | 0 | 0
F9_Industrial_Instruments_New_Space Heating_Natural Gas_Gas Boiler - High Turndown_A_Achievable Technical Potential | F9 | Industrial | Instruments | New | Space Heating | Natural Gas | Gas Boiler - High Turndown | A | Cumulative Winter Peak Savings (MW) | Achievable Technical Potential | 0 | 0 | 0 | 0 | 0 | 0 | 0 | 0 | 0 | 0 | 0 | 0 | 0 | 0 | 0 | 0 | 0 | 0 | 0 | 0 | 0 | 0 | 0 | 0 | 0 | 0 | 0 | 0 | 0 | 0 | 0
F10_Industrial_Instruments_New_Space Heating_Natural Gas_Gas Boiler - High Turndown_A_Achievable Technical Potential | F10 | Industrial | Instruments | New | Space Heating | Natural Gas | Gas Boiler - High Turndown | A | Purchases (Incremental) | Achievable Technical Potential | 0 | 0 | 0 | 0 | 0 | 0 | 0 | 0 | 0 | 0 | 0 | 0 | 0 | 0 | 0 | 0 | 0 | 0 | 0 | 0 | 0 | 0 | 0 | 0 | 0 | 0 | 0 | 0 | 0 | 0 | 0
F11_Industrial_Instruments_New_Space Heating_Natural Gas_Gas Boiler - High Turndown_A_Achievable Technical Potential | F11 | Industrial | Instruments | New | Space Heating | Natural Gas | Gas Boiler - High Turndown | A | Purchases (Cumulative) | Achievable Technical Potential | 0 | 0 | 0 | 0 | 0 | 0 | 0 | 0 | 0 | 0 | 0 | 0 | 0 | 0 | 0 | 0 | 0 | 0 | 0 | 0 | 0 | 0 | 0 | 0 | 0 | 0 | 0 | 0 | 0 | 0 | 0
F1_Industrial_Instruments_New_Process_Natural Gas_Gas Boiler - High Turndown_A_Achievable Technical Potential | F1 | Industrial | Instruments | New | Process | Natural Gas | Gas Boiler - High Turndown | A | Integrated Unit Energy Savings (kWh or therms) | Achievable Technical Potential | 0 | 0 | 0 | 0 | 0 | 3.5082 | 3.4998 | 3.4921 | 3.4851 | 3.4782 | 3.4732 | 3.4686 | 3.4646 | 3.461 | 3.4581 | 3.4558 | 3.4542 | 3.4531 | 3.4522 | 3.4515 | 3.4512 | 3.4507 | 3.4502 | 3.4496 | 3.4489 | 3.4515 | 3.4539 | 3.4561 | 3.5182 | 3.5182 | 3.5182
F2_Industrial_Instruments_New_Process_Natural Gas_Gas Boiler - High Turndown_A_Achievable Technical Potential | F2 | Industrial | Instruments | New | Process | Natural Gas | Gas Boiler - High Turndown | A | Integrated Unit Summer Peak Savings (kW) | Achievable Technical Potential | 0 | 0 | 0 | 0 | 0 | 0 | 0 | 0 | 0 | 0 | 0 | 0 | 0 | 0 | 0 | 0 | 0 | 0 | 0 | 0 | 0 | 0 | 0 | 0 | 0 | 0 | 0 | 0 | 0 | 0 | 0
F3_Industrial_Instruments_New_Process_Natural Gas_Gas Boiler - High Turndown_A_Achievable Technical Potential | F3 | Industrial | Instruments | New | Process | Natural Gas | Gas Boiler - High Turndown | A | Integrated Unit Winter Peak Savings (kW) | Achievable Technical Potential | 0 | 0 | 0 | 0 | 0 | 0 | 0 | 0 | 0 | 0 | 0 | 0 | 0 | 0 | 0 | 0 | 0 | 0 | 0 | 0 | 0 | 0 | 0 | 0 | 0 | 0 | 0 | 0 | 0 | 0 | 0
F4_Industrial_Instruments_New_Process_Natural Gas_Gas Boiler - High Turndown_A_Achievable Technical Potential | F4 | Industrial | Instruments | New | Process | Natural Gas | Gas Boiler - High Turndown | A | Incremental Energy Savings (MWh or mTherms) | Achievable Technical Potential | 0 | 0 | 0 | 0 | 0 | 0.031299 | 0.036991 | 0.042662 | 0.048282 | 0.053886 | 0.053553 | 0.046829 | 0.040641 | 0.035049 | 0.030037 | 0.025636 | 0.021784 | 0.018449 | 0.015573 | 0.013104 | 0.03079 | 0.036473 | 0.04215 | 0.047791 | 0.053432 | 0.053219 | 0.04663 | 0.040542 | 0.035628 | 0.030559 | 0.026099
F5_Industrial_Instruments_New_Process_Natural Gas_Gas Boiler - High Turndown_A_Achievable Technical Potential | F5 | Industrial | Instruments | New | Process | Natural Gas | Gas Boiler - High Turndown | A | Incremental Summer Peak Savings (MW) | Achievable Technical Potential | 0 | 0 | 0 | 0 | 0 | 0 | 0 | 0 | 0 | 0 | 0 | 0 | 0 | 0 | 0 | 0 | 0 | 0 | 0 | 0 | 0 | 0 | 0 | 0 | 0 | 0 | 0 | 0 | 0 | 0 | 0
F6_Industrial_Instruments_New_Process_Natural Gas_Gas Boiler - High Turndown_A_Achievable Technical Potential | F6 | Industrial | Instruments | New | Process | Natural Gas | Gas Boiler - High Turndown | A | Incremental Winter Peak Savings (MW) | Achievable Technical Potential | 0 | 0 | 0 | 0 | 0 | 0 | 0 | 0 | 0 | 0 | 0 | 0 | 0 | 0 | 0 | 0 | 0 | 0 | 0 | 0 | 0 | 0 | 0 | 0 | 0 | 0 | 0 | 0 | 0 | 0 | 0
F7_Industrial_Instruments_New_Process_Natural Gas_Gas Boiler - High Turndown_A_Achievable Technical Potential | F7 | Industrial | Instruments | New | Process | Natural Gas | Gas Boiler - High Turndown | A | Cumulative Energy Savings (MWh or mTherms) | Achievable Technical Potential | 0 | 0 | 0 | 0 | 0 | 0.031299 | 0.068214 | 0.11073 | 0.15879 | 0.21236 | 0.26561 | 0.31209 | 0.35236 | 0.38705 | 0.41676 | 0.44212 | 0.4637 | 0.48199 | 0.49745 | 0.51045 | 0.5104 | 0.51034 | 0.51026 | 0.51017 | 0.51007 | 0.51045 | 0.51081 | 0.51113 | 0 | 0 | 0
F8_Industrial_Instruments_New_Process_Natural Gas_Gas Boiler - High Turndown_A_Achievable Technical Potential | F8 | Industrial | Instruments | New | Process | Natural Gas | Gas Boiler - High Turndown | A | Cumulative Summer Peak Savings (MW) | Achievable Technical Potential | 0 | 0 | 0 | 0 | 0 | 0 | 0 | 0 | 0 | 0 | 0 | 0 | 0 | 0 | 0 | 0 | 0 | 0 | 0 | 0 | 0 | 0 | 0 | 0 | 0 | 0 | 0 | 0 | 0 | 0 | 0
F9_Industrial_Instruments_New_Process_Natural Gas_Gas Boiler - High Turndown_A_Achievable Technical Potential | F9 | Industrial | Instruments | New | Process | Natural Gas | Gas Boiler - High Turndown | A | Cumulative Winter Peak Savings (MW) | Achievable Technical Potential | 0 | 0 | 0 | 0 | 0 | 0 | 0 | 0 | 0 | 0 | 0 | 0 | 0 | 0 | 0 | 0 | 0 | 0 | 0 | 0 | 0 | 0 | 0 | 0 | 0 | 0 | 0 | 0 | 0 | 0 | 0
F10_Industrial_Instruments_New_Process_Natural Gas_Gas Boiler - High Turndown_A_Achievable Technical Potential | F10 | Industrial | Instruments | New | Process | Natural Gas | Gas Boiler - High Turndown | A | Purchases (Incremental) | Achievable Technical Potential | 0 | 0 | 0 | 0 | 0 | 8.9215 | 10.5696 | 12.2167 | 13.8541 | 15.4925 | 15.4189 | 13.5007 | 11.7305 | 10.1268 | 8.6859 | 7.4181 | 6.3064 | 5.3427 | 4.511 | 3.7966 | 8.9215 | 10.5696 | 12.2167 | 13.8541 | 15.4925 | 15.4189 | 13.5007 | 11.7305 | 10.1268 | 8.6859 | 7.4181
F11_Industrial_Instruments_New_Process_Natural Gas_Gas Boiler - High Turndown_A_Achievable Technical Potential | F11 | Industrial | Instruments | New | Process | Natural Gas | Gas Boiler - High Turndown | A | Purchases (Cumulative) | Achievable Technical Potential | 0 | 0 | 0 | 0 | 0 | 8.9215 | 19.4911 | 31.7078 | 45.5619 | 61.0544 | 76.4733 | 89.974 | 101.7045 | 111.8313 | 120.5172 | 127.9353 | 134.2418 | 139.5845 | 144.0955 | 147.8922 | 147.8922 | 147.8922 | 147.8922 | 147.8922 | 147.8922 | 147.8922 | 147.8922 | 147.8922 | 147.8922 | 147.8922 | 147.8922
F1_Industrial_Instruments_New_Space Heating_Natural Gas_Gas Boiler - Burner Control Optimization_A_Achievable Technical Potential | F1 | Industrial | Instruments | New | Space Heating | Natural Gas | Gas Boiler - Burner Control Optimization | A | Integrated Unit Energy Savings (kWh or therms) | Achievable Technical Potential | 0 | 0 | 0 | 0 | 0 | 0 | 0 | 0 | 0 | 0 | 0 | 0 | 0 | 0 | 0 | 0 | 0 | 0 | 0 | 0 | 0 | 0 | 0 | 0 | 0 | 0 | 0 | 0 | 0 | 0 | 0
F2_Industrial_Instruments_New_Space Heating_Natural Gas_Gas Boiler - Burner Control Optimization_A_Achievable Technical Potential | F2 | Industrial | Instruments | New | Space Heating | Natural Gas | Gas Boiler - Burner Control Optimization | A | Integrated Unit Summer Peak Savings (kW) | Achievable Technical Potential | 0 | 0 | 0 | 0 | 0 | 0 | 0 | 0 | 0 | 0 | 0 | 0 | 0 | 0 | 0 | 0 | 0 | 0 | 0 | 0 | 0 | 0 | 0 | 0 | 0 | 0 | 0 | 0 | 0 | 0 | 0
F3_Industrial_Instruments_New_Space Heating_Natural Gas_Gas Boiler - Burner Control Optimization_A_Achievable Technical Potential | F3 | Industrial | Instruments | New | Space Heating | Natural Gas | Gas Boiler - Burner Control Optimization | A | Integrated Unit Winter Peak Savings (kW) | Achievable Technical Potential | 0 | 0 | 0 | 0 | 0 | 0 | 0 | 0 | 0 | 0 | 0 | 0 | 0 | 0 | 0 | 0 | 0 | 0 | 0 | 0 | 0 | 0 | 0 | 0 | 0 | 0 | 0 | 0 | 0 | 0 | 0
F4_Industrial_Instruments_New_Space Heating_Natural Gas_Gas Boiler - Burner Control Optimization_A_Achievable Technical Potential | F4 | Industrial | Instruments | New | Space Heating | Natural Gas | Gas Boiler - Burner Control Optimization | A | Incremental Energy Savings (MWh or mTherms) | Achievable Technical Potential | 0 | 0 | 0 | 0 | 0 | 0 | 0 | 0 | 0 | 0 | 0 | 0 | 0 | 0 | 0 | 0 | 0 | 0 | 0 | 0 | 0 | 0 | 0 | 0 | 0 | 0 | 0 | 0 | 0 | 0 | 0
F5_Industrial_Instruments_New_Space Heating_Natural Gas_Gas Boiler - Burner Control Optimization_A_Achievable Technical Potential | F5 | Industrial | Instruments | New | Space Heating | Natural Gas | Gas Boiler - Burner Control Optimization | A | Incremental Summer Peak Savings (MW) | Achievable Technical Potential | 0 | 0 | 0 | 0 | 0 | 0 | 0 | 0 | 0 | 0 | 0 | 0 | 0 | 0 | 0 | 0 | 0 | 0 | 0 | 0 | 0 | 0 | 0 | 0 | 0 | 0 | 0 | 0 | 0 | 0 | 0
F6_Industrial_Instruments_New_Space Heating_Natural Gas_Gas Boiler - Burner Control Optimization_A_Achievable Technical Potential | F6 | Industrial | Instruments | New | Space Heating | Natural Gas | Gas Boiler - Burner Control Optimization | A | Incremental Winter Peak Savings (MW) | Achievable Technical Potential | 0 | 0 | 0 | 0 | 0 | 0 | 0 | 0 | 0 | 0 | 0 | 0 | 0 | 0 | 0 | 0 | 0 | 0 | 0 | 0 | 0 | 0 | 0 | 0 | 0 | 0 | 0 | 0 | 0 | 0 | 0
F7_Industrial_Instruments_New_Space Heating_Natural Gas_Gas Boiler - Burner Control Optimization_A_Achievable Technical Potential | F7 | Industrial | Instruments | New | Space Heating | Natural Gas | Gas Boiler - Burner Control Optimization | A | Cumulative Energy Savings (MWh or mTherms) | Achievable Technical Potential | 0 | 0 | 0 | 0 | 0 | 0 | 0 | 0 | 0 | 0 | 0 | 0 | 0 | 0 | 0 | 0 | 0 | 0 | 0 | 0 | 0 | 0 | 0 | 0 | 0 | 0 | 0 | 0 | 0 | 0 | 0
F8_Industrial_Instruments_New_Space Heating_Natural Gas_Gas Boiler - Burner Control Optimization_A_Achievable Technical Potential | F8 | Industrial | Instruments | New | Space Heating | Natural Gas | Gas Boiler - Burner Control Optimization | A | Cumulative Summer Peak Savings (MW) | Achievable Technical Potential | 0 | 0 | 0 | 0 | 0 | 0 | 0 | 0 | 0 | 0 | 0 | 0 | 0 | 0 | 0 | 0 | 0 | 0 | 0 | 0 | 0 | 0 | 0 | 0 | 0 | 0 | 0 | 0 | 0 | 0 | 0
F9_Industrial_Instruments_New_Space Heating_Natural Gas_Gas Boiler - Burner Control Optimization_A_Achievable Technical Potential | F9 | Industrial | Instruments | New | Space Heating | Natural Gas | Gas Boiler - Burner Control Optimization | A | Cumulative Winter Peak Savings (MW) | Achievable Technical Potential | 0 | 0 | 0 | 0 | 0 | 0 | 0 | 0 | 0 | 0 | 0 | 0 | 0 | 0 | 0 | 0 | 0 | 0 | 0 | 0 | 0 | 0 | 0 | 0 | 0 | 0 | 0 | 0 | 0 | 0 | 0
F10_Industrial_Instruments_New_Space Heating_Natural Gas_Gas Boiler - Burner Control Optimization_A_Achievable Technical Potential | F10 | Industrial | Instruments | New | Space Heating | Natural Gas | Gas Boiler - Burner Control Optimization | A | Purchases (Incremental) | Achievable Technical Potential | 0 | 0 | 0 | 0 | 0 | 0 | 0 | 0 | 0 | 0 | 0 | 0 | 0 | 0 | 0 | 0 | 0 | 0 | 0 | 0 | 0 | 0 | 0 | 0 | 0 | 0 | 0 | 0 | 0 | 0 | 0
F11_Industrial_Instruments_New_Space Heating_Natural Gas_Gas Boiler - Burner Control Optimization_A_Achievable Technical Potential | F11 | Industrial | Instruments | New | Space Heating | Natural Gas | Gas Boiler - Burner Control Optimization | A | Purchases (Cumulative) | Achievable Technical Potential | 0 | 0 | 0 | 0 | 0 | 0 | 0 | 0 | 0 | 0 | 0 | 0 | 0 | 0 | 0 | 0 | 0 | 0 | 0 | 0 | 0 | 0 | 0 | 0 | 0 | 0 | 0 | 0 | 0 | 0 | 0
F1_Industrial_Instruments_New_Process_Natural Gas_Gas Boiler - Burner Control Optimization_A_Achievable Technical Potential | F1 | Industrial | Instruments | New | Process | Natural Gas | Gas Boiler - Burner Control Optimization | A | Integrated Unit Energy Savings (kWh or therms) | Achievable Technical Potential | 0 | 0 | 0 | 0 | 0 | 1.0171 | 1.0143 | 1.0119 | 1.0096 | 1.0075 | 1.0058 | 1.0044 | 1.0032 | 1.0021 | 1.0013 | 1.0006 | 1.0002 | 0.99985 | 0.99965 | 0.99948 | 0.99944 | 0.99938 | 0.99929 | 0.99916 | 0.99902 | 0.99981 | 1.0005 | 1.0012 | 1.0203 | 1.0203 | 1.0203
F2_Industrial_Instruments_New_Process_Natural Gas_Gas Boiler - Burner Control Optimization_A_Achievable Technical Potential | F2 | Industrial | Instruments | New | Process | Natural Gas | Gas Boiler - Burner Control Optimization | A | Integrated Unit Summer Peak Savings (kW) | Achievable Technical Potential | 0 | 0 | 0 | 0 | 0 | 0 | 0 | 0 | 0 | 0 | 0 | 0 | 0 | 0 | 0 | 0 | 0 | 0 | 0 | 0 | 0 | 0 | 0 | 0 | 0 | 0 | 0 | 0 | 0 | 0 | 0
F3_Industrial_Instruments_New_Process_Natural Gas_Gas Boiler - Burner Control Optimization_A_Achievable Technical Potential | F3 | Industrial | Instruments | New | Process | Natural Gas | Gas Boiler - Burner Control Optimization | A | Integrated Unit Winter Peak Savings (kW) | Achievable Technical Potential | 0 | 0 | 0 | 0 | 0 | 0 | 0 | 0 | 0 | 0 | 0 | 0 | 0 | 0 | 0 | 0 | 0 | 0 | 0 | 0 | 0 | 0 | 0 | 0 | 0 | 0 | 0 | 0 | 0 | 0 | 0
F4_Industrial_Instruments_New_Process_Natural Gas_Gas Boiler - Burner Control Optimization_A_Achievable Technical Potential | F4 | Industrial | Instruments | New | Process | Natural Gas | Gas Boiler - Burner Control Optimization | A | Incremental Energy Savings (MWh or mTherms) | Achievable Technical Potential | 0 | 0 | 0 | 0 | 0 | 0.0024477 | 0.0045461 | 0.010484 | 0.020759 | 0.036032 | 0.055694 | 0.077472 | 0.098044 | 0.11382 | 0.12193 | 0.12141 | 0.11284 | 0.098377 | 0.080739 | 0.062578 | 0.045972 | 0.032086 | 0.021329 | 0.013535 | 0.0095365 | 0.010359 | 0.020572 | 0.03581 | 0.056495 | 0.078696 | 0.099717
F5_Industrial_Instruments_New_Process_Natural Gas_Gas Boiler - Burner Control Optimization_A_Achievable Technical Potential | F5 | Industrial | Instruments | New | Process | Natural Gas | Gas Boiler - Burner Control Optimization | A | Incremental Summer Peak Savings (MW) | Achievable Technical Potential | 0 | 0 | 0 | 0 | 0 | 0 | 0 | 0 | 0 | 0 | 0 | 0 | 0 | 0 | 0 | 0 | 0 | 0 | 0 | 0 | 0 | 0 | 0 | 0 | 0 | 0 | 0 | 0 | 0 | 0 | 0
F6_Industrial_Instruments_New_Process_Natural Gas_Gas Boiler - Burner Control Optimization_A_Achievable Technical Potential | F6 | Industrial | Instruments | New | Process | Natural Gas | Gas Boiler - Burner Control Optimization | A | Incremental Winter Peak Savings (MW) | Achievable Technical Potential | 0 | 0 | 0 | 0 | 0 | 0 | 0 | 0 | 0 | 0 | 0 | 0 | 0 | 0 | 0 | 0 | 0 | 0 | 0 | 0 | 0 | 0 | 0 | 0 | 0 | 0 | 0 | 0 | 0 | 0 | 0
F7_Industrial_Instruments_New_Process_Natural Gas_Gas Boiler - Burner Control Optimization_A_Achievable Technical Potential | F7 | Industrial | Instruments | New | Process | Natural Gas | Gas Boiler - Burner Control Optimization | A | Cumulative Energy Savings (MWh or mTherms) | Achievable Technical Potential | 0 | 0 | 0 | 0 | 0 | 0.0024477 | 0.0069872 | 0.017454 | 0.038174 | 0.074124 | 0.1297 | 0.20699 | 0.30478 | 0.41828 | 0.53985 | 0.66091 | 0.77345 | 0.87159 | 0.95215 | 1.0146 | 1.0605 | 1.0925 | 1.1137 | 1.1247 | 1.1296 | 1.1305 | 1.1314 | 1.1321 | 0 | 0 | 0
F8_Industrial_Instruments_New_Process_Natural Gas_Gas Boiler - Burner Control Optimization_A_Achievable Technical Potential | F8 | Industrial | Instruments | New | Process | Natural Gas | Gas Boiler - Burner Control Optimization | A | Cumulative Summer Peak Savings (MW) | Achievable Technical Potential | 0 | 0 | 0 | 0 | 0 | 0 | 0 | 0 | 0 | 0 | 0 | 0 | 0 | 0 | 0 | 0 | 0 | 0 | 0 | 0 | 0 | 0 | 0 | 0 | 0 | 0 | 0 | 0 | 0 | 0 | 0
F9_Industrial_Instruments_New_Process_Natural Gas_Gas Boiler - Burner Control Optimization_A_Achievable Technical Potential | F9 | Industrial | Instruments | New | Process | Natural Gas | Gas Boiler - Burner Control Optimization | A | Cumulative Winter Peak Savings (MW) | Achievable Technical Potential | 0 | 0 | 0 | 0 | 0 | 0 | 0 | 0 | 0 | 0 | 0 | 0 | 0 | 0 | 0 | 0 | 0 | 0 | 0 | 0 | 0 | 0 | 0 | 0 | 0 | 0 | 0 | 0 | 0 | 0 | 0
F10_Industrial_Instruments_New_Process_Natural Gas_Gas Boiler - Burner Control Optimization_A_Achievable Technical Potential | F10 | Industrial | Instruments | New | Process | Natural Gas | Gas Boiler - Burner Control Optimization | A | Purchases (Incremental) | Achievable Technical Potential | 0 | 0 | 0 | 0 | 0 | 2.4066 | 4.4818 | 10.3605 | 20.5609 | 35.7659 | 55.3717 | 77.1322 | 97.7354 | 113.5803 | 121.7749 | 121.334 | 112.821 | 98.3917 | 80.7678 | 62.6102 | 45.9976 | 32.1061 | 21.3446 | 13.5463 | 9.5458 | 10.3605 | 20.5609 | 35.7659 | 55.3717 | 77.1322 | 97.7354
F11_Industrial_Instruments_New_Process_Natural Gas_Gas Boiler - Burner Control Optimization_A_Achievable Technical Potential | F11 | Industrial | Instruments | New | Process | Natural Gas | Gas Boiler - Burner Control Optimization | A | Purchases (Cumulative) | Achievable Technical Potential | 0 | 0 | 0 | 0 | 0 | 2.4066 | 6.8884 | 17.2489 | 37.8098 | 73.5757 | 128.9474 | 206.0797 | 303.8151 | 417.3954 | 539.1702 | 660.5042 | 773.3252 | 871.7169 | 952.4847 | 1015.0949 | 1061.0925 | 1093.1986 | 1114.5432 | 1125.6829 | 1130.7469 | 1130.7469 | 1130.7469 | 1130.7469 | 1130.7469 | 1130.7469 | 1130.7469
F1_Industrial_Instruments_New_Space Heating_Natural Gas_HVAC - Demand Controlled Ventilation_A_Achievable Technical Potential | F1 | Industrial | Instruments | New | Space Heating | Natural Gas | HVAC - Demand Controlled Ventilation | A | Integrated Unit Energy Savings (kWh or therms) | Achievable Technical Potential | 0 | 0 | 0 | 0 | 0 | 0 | 0 | 0 | 0 | 0 | 0 | 0 | 0 | 0 | 0 | 0 | 0 | 0 | 0 | 0 | 0 | 0 | 0 | 0 | 0 | 0 | 0 | 0 | 0 | 0 | 0
F2_Industrial_Instruments_New_Space Heating_Natural Gas_HVAC - Demand Controlled Ventilation_A_Achievable Technical Potential | F2 | Industrial | Instruments | New | Space Heating | Natural Gas | HVAC - Demand Controlled Ventilation | A | Integrated Unit Summer Peak Savings (kW) | Achievable Technical Potential | 0 | 0 | 0 | 0 | 0 | 0 | 0 | 0 | 0 | 0 | 0 | 0 | 0 | 0 | 0 | 0 | 0 | 0 | 0 | 0 | 0 | 0 | 0 | 0 | 0 | 0 | 0 | 0 | 0 | 0 | 0
F3_Industrial_Instruments_New_Space Heating_Natural Gas_HVAC - Demand Controlled Ventilation_A_Achievable Technical Potential | F3 | Industrial | Instruments | New | Space Heating | Natural Gas | HVAC - Demand Controlled Ventilation | A | Integrated Unit Winter Peak Savings (kW) | Achievable Technical Potential | 0 | 0 | 0 | 0 | 0 | 0 | 0 | 0 | 0 | 0 | 0 | 0 | 0 | 0 | 0 | 0 | 0 | 0 | 0 | 0 | 0 | 0 | 0 | 0 | 0 | 0 | 0 | 0 | 0 | 0 | 0
F4_Industrial_Instruments_New_Space Heating_Natural Gas_HVAC - Demand Controlled Ventilation_A_Achievable Technical Potential | F4 | Industrial | Instruments | New | Space Heating | Natural Gas | HVAC - Demand Controlled Ventilation | A | Incremental Energy Savings (MWh or mTherms) | Achievable Technical Potential | 0 | 0 | 0 | 0 | 0 | 0 | 0 | 0 | 0 | 0 | 0 | 0 | 0 | 0 | 0 | 0 | 0 | 0 | 0 | 0 | 0 | 0 | 0 | 0 | 0 | 0 | 0 | 0 | 0 | 0 | 0
F5_Industrial_Instruments_New_Space Heating_Natural Gas_HVAC - Demand Controlled Ventilation_A_Achievable Technical Potential | F5 | Industrial | Instruments | New | Space Heating | Natural Gas | HVAC - Demand Controlled Ventilation | A | Incremental Summer Peak Savings (MW) | Achievable Technical Potential | 0 | 0 | 0 | 0 | 0 | 0 | 0 | 0 | 0 | 0 | 0 | 0 | 0 | 0 | 0 | 0 | 0 | 0 | 0 | 0 | 0 | 0 | 0 | 0 | 0 | 0 | 0 | 0 | 0 | 0 | 0
F6_Industrial_Instruments_New_Space Heating_Natural Gas_HVAC - Demand Controlled Ventilation_A_Achievable Technical Potential | F6 | Industrial | Instruments | New | Space Heating | Natural Gas | HVAC - Demand Controlled Ventilation | A | Incremental Winter Peak Savings (MW) | Achievable Technical Potential | 0 | 0 | 0 | 0 | 0 | 0 | 0 | 0 | 0 | 0 | 0 | 0 | 0 | 0 | 0 | 0 | 0 | 0 | 0 | 0 | 0 | 0 | 0 | 0 | 0 | 0 | 0 | 0 | 0 | 0 | 0
F7_Industrial_Instruments_New_Space Heating_Natural Gas_HVAC - Demand Controlled Ventilation_A_Achievable Technical Potential | F7 | Industrial | Instruments | New | Space Heating | Natural Gas | HVAC - Demand Controlled Ventilation | A | Cumulative Energy Savings (MWh or mTherms) | Achievable Technical Potential | 0 | 0 | 0 | 0 | 0 | 0 | 0 | 0 | 0 | 0 | 0 | 0 | 0 | 0 | 0 | 0 | 0 | 0 | 0 | 0 | 0 | 0 | 0 | 0 | 0 | 0 | 0 | 0 | 0 | 0 | 0
F8_Industrial_Instruments_New_Space Heating_Natural Gas_HVAC - Demand Controlled Ventilation_A_Achievable Technical Potential | F8 | Industrial | Instruments | New | Space Heating | Natural Gas | HVAC - Demand Controlled Ventilation | A | Cumulative Summer Peak Savings (MW) | Achievable Technical Potential | 0 | 0 | 0 | 0 | 0 | 0 | 0 | 0 | 0 | 0 | 0 | 0 | 0 | 0 | 0 | 0 | 0 | 0 | 0 | 0 | 0 | 0 | 0 | 0 | 0 | 0 | 0 | 0 | 0 | 0 | 0
F9_Industrial_Instruments_New_Space Heating_Natural Gas_HVAC - Demand Controlled Ventilation_A_Achievable Technical Potential | F9 | Industrial | Instruments | New | Space Heating | Natural Gas | HVAC - Demand Controlled Ventilation | A | Cumulative Winter Peak Savings (MW) | Achievable Technical Potential | 0 | 0 | 0 | 0 | 0 | 0 | 0 | 0 | 0 | 0 | 0 | 0 | 0 | 0 | 0 | 0 | 0 | 0 | 0 | 0 | 0 | 0 | 0 | 0 | 0 | 0 | 0 | 0 | 0 | 0 | 0
F10_Industrial_Instruments_New_Space Heating_Natural Gas_HVAC - Demand Controlled Ventilation_A_Achievable Technical Potential | F10 | Industrial | Instruments | New | Space Heating | Natural Gas | HVAC - Demand Controlled Ventilation | A | Purchases (Incremental) | Achievable Technical Potential | 0 | 0 | 0 | 0 | 0 | 0 | 0 | 0 | 0 | 0 | 0 | 0 | 0 | 0 | 0 | 0 | 0 | 0 | 0 | 0 | 0 | 0 | 0 | 0 | 0 | 0 | 0 | 0 | 0 | 0 | 0
F11_Industrial_Instruments_New_Space Heating_Natural Gas_HVAC - Demand Controlled Ventilation_A_Achievable Technical Potential | F11 | Industrial | Instruments | New | Space Heating | Natural Gas | HVAC - Demand Controlled Ventilation | A | Purchases (Cumulative) | Achievable Technical Potential | 0 | 0 | 0 | 0 | 0 | 0 | 0 | 0 | 0 | 0 | 0 | 0 | 0 | 0 | 0 | 0 | 0 | 0 | 0 | 0 | 0 | 0 | 0 | 0 | 0 | 0 | 0 | 0 | 0 | 0 | 0
F1_Industrial_Instruments_New_Space Heating_Natural Gas_Gas Boiler - Stack Economizer_A_Achievable Technical Potential | F1 | Industrial | Instruments | New | Space Heating | Natural Gas | Gas Boiler - Stack Economizer | A | Integrated Unit Energy Savings (kWh or therms) | Achievable Technical Potential | 0 | 0 | 0 | 0 | 0 | 0 | 0 | 0 | 0 | 0 | 0 | 0 | 0 | 0 | 0 | 0 | 0 | 0 | 0 | 0 | 0 | 0 | 0 | 0 | 0 | 0 | 0 | 0 | 0 | 0 | 0
F2_Industrial_Instruments_New_Space Heating_Natural Gas_Gas Boiler - Stack Economizer_A_Achievable Technical Potential | F2 | Industrial | Instruments | New | Space Heating | Natural Gas | Gas Boiler - Stack Economizer | A | Integrated Unit Summer Peak Savings (kW) | Achievable Technical Potential | 0 | 0 | 0 | 0 | 0 | 0 | 0 | 0 | 0 | 0 | 0 | 0 | 0 | 0 | 0 | 0 | 0 | 0 | 0 | 0 | 0 | 0 | 0 | 0 | 0 | 0 | 0 | 0 | 0 | 0 | 0
F3_Industrial_Instruments_New_Space Heating_Natural Gas_Gas Boiler - Stack Economizer_A_Achievable Technical Potential | F3 | Industrial | Instruments | New | Space Heating | Natural Gas | Gas Boiler - Stack Economizer | A | Integrated Unit Winter Peak Savings (kW) | Achievable Technical Potential | 0 | 0 | 0 | 0 | 0 | 0 | 0 | 0 | 0 | 0 | 0 | 0 | 0 | 0 | 0 | 0 | 0 | 0 | 0 | 0 | 0 | 0 | 0 | 0 | 0 | 0 | 0 | 0 | 0 | 0 | 0
F4_Industrial_Instruments_New_Space Heating_Natural Gas_Gas Boiler - Stack Economizer_A_Achievable Technical Potential | F4 | Industrial | Instruments | New | Space Heating | Natural Gas | Gas Boiler - Stack Economizer | A | Incremental Energy Savings (MWh or mTherms) | Achievable Technical Potential | 0 | 0 | 0 | 0 | 0 | 0 | 0 | 0 | 0 | 0 | 0 | 0 | 0 | 0 | 0 | 0 | 0 | 0 | 0 | 0 | 0 | 0 | 0 | 0 | 0 | 0 | 0 | 0 | 0 | 0 | 0
F5_Industrial_Instruments_New_Space Heating_Natural Gas_Gas Boiler - Stack Economizer_A_Achievable Technical Potential | F5 | Industrial | Instruments | New | Space Heating | Natural Gas | Gas Boiler - Stack Economizer | A | Incremental Summer Peak Savings (MW) | Achievable Technical Potential | 0 | 0 | 0 | 0 | 0 | 0 | 0 | 0 | 0 | 0 | 0 | 0 | 0 | 0 | 0 | 0 | 0 | 0 | 0 | 0 | 0 | 0 | 0 | 0 | 0 | 0 | 0 | 0 | 0 | 0 | 0
F6_Industrial_Instruments_New_Space Heating_Natural Gas_Gas Boiler - Stack Economizer_A_Achievable Technical Potential | F6 | Industrial | Instruments | New | Space Heating | Natural Gas | Gas Boiler - Stack Economizer | A | Incremental Winter Peak Savings (MW) | Achievable Technical Potential | 0 | 0 | 0 | 0 | 0 | 0 | 0 | 0 | 0 | 0 | 0 | 0 | 0 | 0 | 0 | 0 | 0 | 0 | 0 | 0 | 0 | 0 | 0 | 0 | 0 | 0 | 0 | 0 | 0 | 0 | 0
F7_Industrial_Instruments_New_Space Heating_Natural Gas_Gas Boiler - Stack Economizer_A_Achievable Technical Potential | F7 | Industrial | Instruments | New | Space Heating | Natural Gas | Gas Boiler - Stack Economizer | A | Cumulative Energy Savings (MWh or mTherms) | Achievable Technical Potential | 0 | 0 | 0 | 0 | 0 | 0 | 0 | 0 | 0 | 0 | 0 | 0 | 0 | 0 | 0 | 0 | 0 | 0 | 0 | 0 | 0 | 0 | 0 | 0 | 0 | 0 | 0 | 0 | 0 | 0 | 0
F8_Industrial_Instruments_New_Space Heating_Natural Gas_Gas Boiler - Stack Economizer_A_Achievable Technical Potential | F8 | Industrial | Instruments | New | Space Heating | Natural Gas | Gas Boiler - Stack Economizer | A | Cumulative Summer Peak Savings (MW) | Achievable Technical Potential | 0 | 0 | 0 | 0 | 0 | 0 | 0 | 0 | 0 | 0 | 0 | 0 | 0 | 0 | 0 | 0 | 0 | 0 | 0 | 0 | 0 | 0 | 0 | 0 | 0 | 0 | 0 | 0 | 0 | 0 | 0
F9_Industrial_Instruments_New_Space Heating_Natural Gas_Gas Boiler - Stack Economizer_A_Achievable Technical Potential | F9 | Industrial | Instruments | New | Space Heating | Natural Gas | Gas Boiler - Stack Economizer | A | Cumulative Winter Peak Savings (MW) | Achievable Technical Potential | 0 | 0 | 0 | 0 | 0 | 0 | 0 | 0 | 0 | 0 | 0 | 0 | 0 | 0 | 0 | 0 | 0 | 0 | 0 | 0 | 0 | 0 | 0 | 0 | 0 | 0 | 0 | 0 | 0 | 0 | 0
F10_Industrial_Instruments_New_Space Heating_Natural Gas_Gas Boiler - Stack Economizer_A_Achievable Technical Potential | F10 | Industrial | Instruments | New | Space Heating | Natural Gas | Gas Boiler - Stack Economizer | A | Purchases (Incremental) | Achievable Technical Potential | 0 | 0 | 0 | 0 | 0 | 0 | 0 | 0 | 0 | 0 | 0 | 0 | 0 | 0 | 0 | 0 | 0 | 0 | 0 | 0 | 0 | 0 | 0 | 0 | 0 | 0 | 0 | 0 | 0 | 0 | 0
F11_Industrial_Instruments_New_Space Heating_Natural Gas_Gas Boiler - Stack Economizer_A_Achievable Technical Potential | F11 | Industrial | Instruments | New | Space Heating | Natural Gas | Gas Boiler - Stack Economizer | A | Purchases (Cumulative) | Achievable Technical Potential | 0 | 0 | 0 | 0 | 0 | 0 | 0 | 0 | 0 | 0 | 0 | 0 | 0 | 0 | 0 | 0 | 0 | 0 | 0 | 0 | 0 | 0 | 0 | 0 | 0 | 0 | 0 | 0 | 0 | 0 | 0
F1_Industrial_Instruments_New_Process_Natural Gas_Gas Boiler - Stack Economizer_A_Achievable Technical Potential | F1 | Industrial | Instruments | New | Process | Natural Gas | Gas Boiler - Stack Economizer | A | Integrated Unit Energy Savings (kWh or therms) | Achievable Technical Potential | 0 | 0 | 0 | 0 | 0 | 3.377 | 3.3767 | 3.3765 | 3.3766 | 3.3767 | 3.3768 | 3.3769 | 3.3769 | 3.377 | 3.377 | 3.377 | 3.377 | 3.3771 | 3.3771 | 3.3771 | 3.3771 | 3.3771 | 3.3772 | 3.3772 | 3.3772 | 3.3772 | 3.3772 | 3.3772 | 3.3775 | 3.3775 | 3.3775
F2_Industrial_Instruments_New_Process_Natural Gas_Gas Boiler - Stack Economizer_A_Achievable Technical Potential | F2 | Industrial | Instruments | New | Process | Natural Gas | Gas Boiler - Stack Economizer | A | Integrated Unit Summer Peak Savings (kW) | Achievable Technical Potential | 0 | 0 | 0 | 0 | 0 | 0 | 0 | 0 | 0 | 0 | 0 | 0 | 0 | 0 | 0 | 0 | 0 | 0 | 0 | 0 | 0 | 0 | 0 | 0 | 0 | 0 | 0 | 0 | 0 | 0 | 0
F3_Industrial_Instruments_New_Process_Natural Gas_Gas Boiler - Stack Economizer_A_Achievable Technical Potential | F3 | Industrial | Instruments | New | Process | Natural Gas | Gas Boiler - Stack Economizer | A | Integrated Unit Winter Peak Savings (kW) | Achievable Technical Potential | 0 | 0 | 0 | 0 | 0 | 0 | 0 | 0 | 0 | 0 | 0 | 0 | 0 | 0 | 0 | 0 | 0 | 0 | 0 | 0 | 0 | 0 | 0 | 0 | 0 | 0 | 0 | 0 | 0 | 0 | 0
F4_Industrial_Instruments_New_Process_Natural Gas_Gas Boiler - Stack Economizer_A_Achievable Technical Potential | F4 | Industrial | Instruments | New | Process | Natural Gas | Gas Boiler - Stack Economizer | A | Incremental Energy Savings (MWh or mTherms) | Achievable Technical Potential | 0 | 0 | 0 | 0 | 0 | 0.08034 | 0.095173 | 0.11 | 0.12475 | 0.1395 | 0.13884 | 0.12157 | 0.10563 | 0.091194 | 0.078219 | 0.066803 | 0.056792 | 0.048114 | 0.040625 | 0.034191 | 0.080344 | 0.095186 | 0.11002 | 0.12477 | 0.13952 | 0.13886 | 0.12159 | 0.10564 | 0.091208 | 0.078231 | 0.066812
F5_Industrial_Instruments_New_Process_Natural Gas_Gas Boiler - Stack Economizer_A_Achievable Technical Potential | F5 | Industrial | Instruments | New | Process | Natural Gas | Gas Boiler - Stack Economizer | A | Incremental Summer Peak Savings (MW) | Achievable Technical Potential | 0 | 0 | 0 | 0 | 0 | 0 | 0 | 0 | 0 | 0 | 0 | 0 | 0 | 0 | 0 | 0 | 0 | 0 | 0 | 0 | 0 | 0 | 0 | 0 | 0 | 0 | 0 | 0 | 0 | 0 | 0
F6_Industrial_Instruments_New_Process_Natural Gas_Gas Boiler - Stack Economizer_A_Achievable Technical Potential | F6 | Industrial | Instruments | New | Process | Natural Gas | Gas Boiler - Stack Economizer | A | Incremental Winter Peak Savings (MW) | Achievable Technical Potential | 0 | 0 | 0 | 0 | 0 | 0 | 0 | 0 | 0 | 0 | 0 | 0 | 0 | 0 | 0 | 0 | 0 | 0 | 0 | 0 | 0 | 0 | 0 | 0 | 0 | 0 | 0 | 0 | 0 | 0 | 0
F7_Industrial_Instruments_New_Process_Natural Gas_Gas Boiler - Stack Economizer_A_Achievable Technical Potential | F7 | Industrial | Instruments | New | Process | Natural Gas | Gas Boiler - Stack Economizer | A | Cumulative Energy Savings (MWh or mTherms) | Achievable Technical Potential | 0 | 0 | 0 | 0 | 0 | 0.08034 | 0.17551 | 0.2855 | 0.41026 | 0.54977 | 0.68863 | 0.81021 | 0.91586 | 1.0071 | 1.0853 | 1.1521 | 1.2089 | 1.257 | 1.2977 | 1.3319 | 1.3319 | 1.3319 | 1.3319 | 1.3319 | 1.3319 | 1.3319 | 1.3319 | 1.3319 | 0 | 0 | 0
F8_Industrial_Instruments_New_Process_Natural Gas_Gas Boiler - Stack Economizer_A_Achievable Technical Potential | F8 | Industrial | Instruments | New | Process | Natural Gas | Gas Boiler - Stack Economizer | A | Cumulative Summer Peak Savings (MW) | Achievable Technical Potential | 0 | 0 | 0 | 0 | 0 | 0 | 0 | 0 | 0 | 0 | 0 | 0 | 0 | 0 | 0 | 0 | 0 | 0 | 0 | 0 | 0 | 0 | 0 | 0 | 0 | 0 | 0 | 0 | 0 | 0 | 0
F9_Industrial_Instruments_New_Process_Natural Gas_Gas Boiler - Stack Economizer_A_Achievable Technical Potential | F9 | Industrial | Instruments | New | Process | Natural Gas | Gas Boiler - Stack Economizer | A | Cumulative Winter Peak Savings (MW) | Achievable Technical Potential | 0 | 0 | 0 | 0 | 0 | 0 | 0 | 0 | 0 | 0 | 0 | 0 | 0 | 0 | 0 | 0 | 0 | 0 | 0 | 0 | 0 | 0 | 0 | 0 | 0 | 0 | 0 | 0 | 0 | 0 | 0
F10_Industrial_Instruments_New_Process_Natural Gas_Gas Boiler - Stack Economizer_A_Achievable Technical Potential | F10 | Industrial | Instruments | New | Process | Natural Gas | Gas Boiler - Stack Economizer | A | Purchases (Incremental) | Achievable Technical Potential | 0 | 0 | 0 | 0 | 0 | 23.7907 | 28.1855 | 32.5779 | 36.9444 | 41.3132 | 41.1171 | 36.0019 | 31.2812 | 27.0048 | 23.1625 | 19.7817 | 16.8172 | 14.2473 | 12.0295 | 10.1244 | 23.7907 | 28.1855 | 32.5779 | 36.9444 | 41.3132 | 41.1171 | 36.0019 | 31.2812 | 27.0048 | 23.1625 | 19.7817
F11_Industrial_Instruments_New_Process_Natural Gas_Gas Boiler - Stack Economizer_A_Achievable Technical Potential | F11 | Industrial | Instruments | New | Process | Natural Gas | Gas Boiler - Stack Economizer | A | Purchases (Cumulative) | Achievable Technical Potential | 0 | 0 | 0 | 0 | 0 | 23.7907 | 51.9762 | 84.5541 | 121.4985 | 162.8117 | 203.9288 | 239.9307 | 271.2119 | 298.2167 | 321.3792 | 341.1609 | 357.978 | 372.2253 | 384.2548 | 394.3792 | 394.3792 | 394.3792 | 394.3792 | 394.3792 | 394.3792 | 394.3792 | 394.3792 | 394.3792 | 394.3792 | 394.3792 | 394.3792
F1_Industrial_Instruments_New_Space Heating_Natural Gas_Gas Furnace Tube Inserts_A_Achievable Technical Potential | F1 | Industrial | Instruments | New | Space Heating | Natural Gas | Gas Furnace Tube Inserts | A | Integrated Unit Energy Savings (kWh or therms) | Achievable Technical Potential | 0 | 0 | 0 | 0 | 0 | 0 | 0 | 0 | 0 | 0 | 0 | 0 | 0 | 0 | 0 | 0 | 0 | 0 | 0 | 0 | 0 | 0 | 0 | 0 | 0 | 0 | 0 | 0 | 0 | 0 | 0
F2_Industrial_Instruments_New_Space Heating_Natural Gas_Gas Furnace Tube Inserts_A_Achievable Technical Potential | F2 | Industrial | Instruments | New | Space Heating | Natural Gas | Gas Furnace Tube Inserts | A | Integrated Unit Summer Peak Savings (kW) | Achievable Technical Potential | 0 | 0 | 0 | 0 | 0 | 0 | 0 | 0 | 0 | 0 | 0 | 0 | 0 | 0 | 0 | 0 | 0 | 0 | 0 | 0 | 0 | 0 | 0 | 0 | 0 | 0 | 0 | 0 | 0 | 0 | 0
F3_Industrial_Instruments_New_Space Heating_Natural Gas_Gas Furnace Tube Inserts_A_Achievable Technical Potential | F3 | Industrial | Instruments | New | Space Heating | Natural Gas | Gas Furnace Tube Inserts | A | Integrated Unit Winter Peak Savings (kW) | Achievable Technical Potential | 0 | 0 | 0 | 0 | 0 | 0 | 0 | 0 | 0 | 0 | 0 | 0 | 0 | 0 | 0 | 0 | 0 | 0 | 0 | 0 | 0 | 0 | 0 | 0 | 0 | 0 | 0 | 0 | 0 | 0 | 0
F4_Industrial_Instruments_New_Space Heating_Natural Gas_Gas Furnace Tube Inserts_A_Achievable Technical Potential | F4 | Industrial | Instruments | New | Space Heating | Natural Gas | Gas Furnace Tube Inserts | A | Incremental Energy Savings (MWh or mTherms) | Achievable Technical Potential | 0 | 0 | 0 | 0 | 0 | 0 | 0 | 0 | 0 | 0 | 0 | 0 | 0 | 0 | 0 | 0 | 0 | 0 | 0 | 0 | 0 | 0 | 0 | 0 | 0 | 0 | 0 | 0 | 0 | 0 | 0
F5_Industrial_Instruments_New_Space Heating_Natural Gas_Gas Furnace Tube Inserts_A_Achievable Technical Potential | F5 | Industrial | Instruments | New | Space Heating | Natural Gas | Gas Furnace Tube Inserts | A | Incremental Summer Peak Savings (MW) | Achievable Technical Potential | 0 | 0 | 0 | 0 | 0 | 0 | 0 | 0 | 0 | 0 | 0 | 0 | 0 | 0 | 0 | 0 | 0 | 0 | 0 | 0 | 0 | 0 | 0 | 0 | 0 | 0 | 0 | 0 | 0 | 0 | 0
F6_Industrial_Instruments_New_Space Heating_Natural Gas_Gas Furnace Tube Inserts_A_Achievable Technical Potential | F6 | Industrial | Instruments | New | Space Heating | Natural Gas | Gas Furnace Tube Inserts | A | Incremental Winter Peak Savings (MW) | Achievable Technical Potential | 0 | 0 | 0 | 0 | 0 | 0 | 0 | 0 | 0 | 0 | 0 | 0 | 0 | 0 | 0 | 0 | 0 | 0 | 0 | 0 | 0 | 0 | 0 | 0 | 0 | 0 | 0 | 0 | 0 | 0 | 0
F7_Industrial_Instruments_New_Space Heating_Natural Gas_Gas Furnace Tube Inserts_A_Achievable Technical Potential | F7 | Industrial | Instruments | New | Space Heating | Natural Gas | Gas Furnace Tube Inserts | A | Cumulative Energy Savings (MWh or mTherms) | Achievable Technical Potential | 0 | 0 | 0 | 0 | 0 | 0 | 0 | 0 | 0 | 0 | 0 | 0 | 0 | 0 | 0 | 0 | 0 | 0 | 0 | 0 | 0 | 0 | 0 | 0 | 0 | 0 | 0 | 0 | 0 | 0 | 0
F8_Industrial_Instruments_New_Space Heating_Natural Gas_Gas Furnace Tube Inserts_A_Achievable Technical Potential | F8 | Industrial | Instruments | New | Space Heating | Natural Gas | Gas Furnace Tube Inserts | A | Cumulative Summer Peak Savings (MW) | Achievable Technical Potential | 0 | 0 | 0 | 0 | 0 | 0 | 0 | 0 | 0 | 0 | 0 | 0 | 0 | 0 | 0 | 0 | 0 | 0 | 0 | 0 | 0 | 0 | 0 | 0 | 0 | 0 | 0 | 0 | 0 | 0 | 0
F9_Industrial_Instruments_New_Space Heating_Natural Gas_Gas Furnace Tube Inserts_A_Achievable Technical Potential | F9 | Industrial | Instruments | New | Space Heating | Natural Gas | Gas Furnace Tube Inserts | A | Cumulative Winter Peak Savings (MW) | Achievable Technical Potential | 0 | 0 | 0 | 0 | 0 | 0 | 0 | 0 | 0 | 0 | 0 | 0 | 0 | 0 | 0 | 0 | 0 | 0 | 0 | 0 | 0 | 0 | 0 | 0 | 0 | 0 | 0 | 0 | 0 | 0 | 0
F10_Industrial_Instruments_New_Space Heating_Natural Gas_Gas Furnace Tube Inserts_A_Achievable Technical Potential | F10 | Industrial | Instruments | New | Space Heating | Natural Gas | Gas Furnace Tube Inserts | A | Purchases (Incremental) | Achievable Technical Potential | 0 | 0 | 0 | 0 | 0 | 0 | 0 | 0 | 0 | 0 | 0 | 0 | 0 | 0 | 0 | 0 | 0 | 0 | 0 | 0 | 0 | 0 | 0 | 0 | 0 | 0 | 0 | 0 | 0 | 0 | 0
F11_Industrial_Instruments_New_Space Heating_Natural Gas_Gas Furnace Tube Inserts_A_Achievable Technical Potential | F11 | Industrial | Instruments | New | Space Heating | Natural Gas | Gas Furnace Tube Inserts | A | Purchases (Cumulative) | Achievable Technical Potential | 0 | 0 | 0 | 0 | 0 | 0 | 0 | 0 | 0 | 0 | 0 | 0 | 0 | 0 | 0 | 0 | 0 | 0 | 0 | 0 | 0 | 0 | 0 | 0 | 0 | 0 | 0 | 0 | 0 | 0 | 0
F1_Industrial_Instruments_New_Space Heating_Natural Gas_Space Heating - Heat Recovery Ventilator_A_Achievable Technical Potential | F1 | Industrial | Instruments | New | Space Heating | Natural Gas | Space Heating - Heat Recovery Ventilator | A | Integrated Unit Energy Savings (kWh or therms) | Achievable Technical Potential | 0 | 0 | 0 | 0 | 0 | 0.012431 | 0.012219 | 0.012041 | 0.011885 | 0.011741 | 0.011609 | 0.011451 | 0.011276 | 0.011096 | 0.010914 | 0.010744 | 0.010587 | 0.010451 | 0.010285 | 0.010157 | 0.010062 | 0.0099908 | 0.009955 | 0.0099375 | 0.0099331 | 0.0099379 | 0.0099451 | 0.0099548 | 0 | 0 | 0
F2_Industrial_Instruments_New_Space Heating_Natural Gas_Space Heating - Heat Recovery Ventilator_A_Achievable Technical Potential | F2 | Industrial | Instruments | New | Space Heating | Natural Gas | Space Heating - Heat Recovery Ventilator | A | Integrated Unit Summer Peak Savings (kW) | Achievable Technical Potential | 0 | 0 | 0 | 0 | 0 | 0 | 0 | 0 | 0 | 0 | 0 | 0 | 0 | 0 | 0 | 0 | 0 | 0 | 0 | 0 | 0 | 0 | 0 | 0 | 0 | 0 | 0 | 0 | 0 | 0 | 0
F3_Industrial_Instruments_New_Space Heating_Natural Gas_Space Heating - Heat Recovery Ventilator_A_Achievable Technical Potential | F3 | Industrial | Instruments | New | Space Heating | Natural Gas | Space Heating - Heat Recovery Ventilator | A | Integrated Unit Winter Peak Savings (kW) | Achievable Technical Potential | 0 | 0 | 0 | 0 | 0 | 0 | 0 | 0 | 0 | 0 | 0 | 0 | 0 | 0 | 0 | 0 | 0 | 0 | 0 | 0 | 0 | 0 | 0 | 0 | 0 | 0 | 0 | 0 | 0 | 0 | 0
F4_Industrial_Instruments_New_Space Heating_Natural Gas_Space Heating - Heat Recovery Ventilator_A_Achievable Technical Potential | F4 | Industrial | Instruments | New | Space Heating | Natural Gas | Space Heating - Heat Recovery Ventilator | A | Incremental Energy Savings (MWh or mTherms) | Achievable Technical Potential | 0 | 0 | 0 | 0 | 0 | 0.00062788 | 0.00073119 | 0.00083285 | 0.00093221 | 0.0010298 | 0.0011261 | 0.0012156 | 0.0013002 | 0.0013806 | 0.0014559 | 0.0015301 | 0.0016022 | 0.0016749 | 0.0017397 | 0.0018075 | 0.0018792 | 0.0019536 | 0.0020336 | 0.0021166 | 0.0022019 | 0.00096395 | 0.0010558 | 0.0011478 | 0 | 0 | 0
F5_Industrial_Instruments_New_Space Heating_Natural Gas_Space Heating - Heat Recovery Ventilator_A_Achievable Technical Potential | F5 | Industrial | Instruments | New | Space Heating | Natural Gas | Space Heating - Heat Recovery Ventilator | A | Incremental Summer Peak Savings (MW) | Achievable Technical Potential | 0 | 0 | 0 | 0 | 0 | 0 | 0 | 0 | 0 | 0 | 0 | 0 | 0 | 0 | 0 | 0 | 0 | 0 | 0 | 0 | 0 | 0 | 0 | 0 | 0 | 0 | 0 | 0 | 0 | 0 | 0
F6_Industrial_Instruments_New_Space Heating_Natural Gas_Space Heating - Heat Recovery Ventilator_A_Achievable Technical Potential | F6 | Industrial | Instruments | New | Space Heating | Natural Gas | Space Heating - Heat Recovery Ventilator | A | Incremental Winter Peak Savings (MW) | Achievable Technical Potential | 0 | 0 | 0 | 0 | 0 | 0 | 0 | 0 | 0 | 0 | 0 | 0 | 0 | 0 | 0 | 0 | 0 | 0 | 0 | 0 | 0 | 0 | 0 | 0 | 0 | 0 | 0 | 0 | 0 | 0 | 0
F7_Industrial_Instruments_New_Space Heating_Natural Gas_Space Heating - Heat Recovery Ventilator_A_Achievable Technical Potential | F7 | Industrial | Instruments | New | Space Heating | Natural Gas | Space Heating - Heat Recovery Ventilator | A | Cumulative Energy Savings (MWh or mTherms) | Achievable Technical Potential | 0 | 0 | 0 | 0 | 0 | 0.00062788 | 0.0013484 | 0.0021616 | 0.0030658 | 0.0040584 | 0.0051391 | 0.0062845 | 0.0074891 | 0.0087499 | 0.010062 | 0.011436 | 0.01287 | 0.01438 | 0.015892 | 0.017502 | 0.018709 | 0.019932 | 0.021206 | 0.022505 | 0.023826 | 0.023837 | 0.023855 | 0.023878 | 0 | 0 | 0
F8_Industrial_Instruments_New_Space Heating_Natural Gas_Space Heating - Heat Recovery Ventilator_A_Achievable Technical Potential | F8 | Industrial | Instruments | New | Space Heating | Natural Gas | Space Heating - Heat Recovery Ventilator | A | Cumulative Summer Peak Savings (MW) | Achievable Technical Potential | 0 | 0 | 0 | 0 | 0 | 0 | 0 | 0 | 0 | 0 | 0 | 0 | 0 | 0 | 0 | 0 | 0 | 0 | 0 | 0 | 0 | 0 | 0 | 0 | 0 | 0 | 0 | 0 | 0 | 0 | 0
F9_Industrial_Instruments_New_Space Heating_Natural Gas_Space Heating - Heat Recovery Ventilator_A_Achievable Technical Potential | F9 | Industrial | Instruments | New | Space Heating | Natural Gas | Space Heating - Heat Recovery Ventilator | A | Cumulative Winter Peak Savings (MW) | Achievable Technical Potential | 0 | 0 | 0 | 0 | 0 | 0 | 0 | 0 | 0 | 0 | 0 | 0 | 0 | 0 | 0 | 0 | 0 | 0 | 0 | 0 | 0 | 0 | 0 | 0 | 0 | 0 | 0 | 0 | 0 | 0 | 0
F10_Industrial_Instruments_New_Space Heating_Natural Gas_Space Heating - Heat Recovery Ventilator_A_Achievable Technical Potential | F10 | Industrial | Instruments | New | Space Heating | Natural Gas | Space Heating - Heat Recovery Ventilator | A | Purchases (Incremental) | Achievable Technical Potential | 0 | 0 | 0 | 0 | 0 | 50.5111 | 59.8419 | 69.1675 | 78.4382 | 87.7139 | 96.9972 | 106.1626 | 115.303 | 124.4249 | 133.4019 | 142.4131 | 151.3385 | 160.265 | 169.1465 | 177.9489 | 186.7616 | 195.5379 | 204.2801 | 212.9905 | 221.6712 | 96.9972 | 106.1626 | 115.303 | 124.4249 | 133.4019 | 142.4131
F11_Industrial_Instruments_New_Space Heating_Natural Gas_Space Heating - Heat Recovery Ventilator_A_Achievable Technical Potential | F11 | Industrial | Instruments | New | Space Heating | Natural Gas | Space Heating - Heat Recovery Ventilator | A | Purchases (Cumulative) | Achievable Technical Potential | 0 | 0 | 0 | 0 | 0 | 50.5111 | 110.353 | 179.5205 | 257.9587 | 345.6726 | 442.6697 | 548.8324 | 664.1354 | 788.5603 | 921.9622 | 1064.3753 | 1215.7138 | 1375.9787 | 1545.1253 | 1723.0741 | 1859.3246 | 1995.0207 | 2130.1333 | 2264.6856 | 2398.643 | 2398.643 | 2398.643 | 2398.643 | 2398.643 | 2398.643 | 2398.643
F1_Industrial_Instruments_New_Space Heating_Natural Gas_Thermostat - Programmable_A_Achievable Technical Potential | F1 | Industrial | Instruments | New | Space Heating | Natural Gas | Thermostat - Programmable | A | Integrated Unit Energy Savings (kWh or therms) | Achievable Technical Potential | 0 | 0 | 0 | 0 | 0 | 0.0061743 | 0.0060683 | 0.0059793 | 0.0059011 | 0.0058289 | 0.0057631 | 0.0056838 | 0.0055969 | 0.0055068 | 0.0054159 | 0.0053311 | 0.0052525 | 0.0051846 | 0.005102 | 0.0050382 | 0.0049908 | 0.0049552 | 0.0049373 | 0.0049284 | 0.0049261 | 0.0049288 | 0.0049327 | 0.0049378 | 0 | 0 | 0
F2_Industrial_Instruments_New_Space Heating_Natural Gas_Thermostat - Programmable_A_Achievable Technical Potential | F2 | Industrial | Instruments | New | Space Heating | Natural Gas | Thermostat - Programmable | A | Integrated Unit Summer Peak Savings (kW) | Achievable Technical Potential | 0 | 0 | 0 | 0 | 0 | 0 | 0 | 0 | 0 | 0 | 0 | 0 | 0 | 0 | 0 | 0 | 0 | 0 | 0 | 0 | 0 | 0 | 0 | 0 | 0 | 0 | 0 | 0 | 0 | 0 | 0
F3_Industrial_Instruments_New_Space Heating_Natural Gas_Thermostat - Programmable_A_Achievable Technical Potential | F3 | Industrial | Instruments | New | Space Heating | Natural Gas | Thermostat - Programmable | A | Integrated Unit Winter Peak Savings (kW) | Achievable Technical Potential | 0 | 0 | 0 | 0 | 0 | 0 | 0 | 0 | 0 | 0 | 0 | 0 | 0 | 0 | 0 | 0 | 0 | 0 | 0 | 0 | 0 | 0 | 0 | 0 | 0 | 0 | 0 | 0 | 0 | 0 | 0
F4_Industrial_Instruments_New_Space Heating_Natural Gas_Thermostat - Programmable_A_Achievable Technical Potential | F4 | Industrial | Instruments | New | Space Heating | Natural Gas | Thermostat - Programmable | A | Incremental Energy Savings (MWh or mTherms) | Achievable Technical Potential | 0 | 0 | 0 | 0 | 0 | 0.00093562 | 0.0010894 | 0.0012407 | 0.0013886 | 0.0015338 | 0.001677 | 0.0018102 | 0.001936 | 0.0020555 | 0.0021675 | 0.0022776 | 0.0023847 | 0.0024927 | 0.002589 | 0.0026896 | 0.0027963 | 0.0029068 | 0.0030258 | 0.0031491 | 0.0032759 | 0.0019725 | 0.0021074 | 0.0022418 | 0 | 0 | 0
F5_Industrial_Instruments_New_Space Heating_Natural Gas_Thermostat - Programmable_A_Achievable Technical Potential | F5 | Industrial | Instruments | New | Space Heating | Natural Gas | Thermostat - Programmable | A | Incremental Summer Peak Savings (MW) | Achievable Technical Potential | 0 | 0 | 0 | 0 | 0 | 0 | 0 | 0 | 0 | 0 | 0 | 0 | 0 | 0 | 0 | 0 | 0 | 0 | 0 | 0 | 0 | 0 | 0 | 0 | 0 | 0 | 0 | 0 | 0 | 0 | 0
F6_Industrial_Instruments_New_Space Heating_Natural Gas_Thermostat - Programmable_A_Achievable Technical Potential | F6 | Industrial | Instruments | New | Space Heating | Natural Gas | Thermostat - Programmable | A | Incremental Winter Peak Savings (MW) | Achievable Technical Potential | 0 | 0 | 0 | 0 | 0 | 0 | 0 | 0 | 0 | 0 | 0 | 0 | 0 | 0 | 0 | 0 | 0 | 0 | 0 | 0 | 0 | 0 | 0 | 0 | 0 | 0 | 0 | 0 | 0 | 0 | 0
F7_Industrial_Instruments_New_Space Heating_Natural Gas_Thermostat - Programmable_A_Achievable Technical Potential | F7 | Industrial | Instruments | New | Space Heating | Natural Gas | Thermostat - Programmable | A | Cumulative Energy Savings (MWh or mTherms) | Achievable Technical Potential | 0 | 0 | 0 | 0 | 0 | 0.00093562 | 0.002009 | 0.0032202 | 0.0045667 | 0.0060447 | 0.0076535 | 0.0093584 | 0.011151 | 0.013027 | 0.01498 | 0.017023 | 0.018361 | 0.019685 | 0.020902 | 0.022145 | 0.023419 | 0.024717 | 0.026081 | 0.027479 | 0.028903 | 0.028919 | 0.028941 | 0.028971 | 0 | 0 | 0
F8_Industrial_Instruments_New_Space Heating_Natural Gas_Thermostat - Programmable_A_Achievable Technical Potential | F8 | Industrial | Instruments | New | Space Heating | Natural Gas | Thermostat - Programmable | A | Cumulative Summer Peak Savings (MW) | Achievable Technical Potential | 0 | 0 | 0 | 0 | 0 | 0 | 0 | 0 | 0 | 0 | 0 | 0 | 0 | 0 | 0 | 0 | 0 | 0 | 0 | 0 | 0 | 0 | 0 | 0 | 0 | 0 | 0 | 0 | 0 | 0 | 0
F9_Industrial_Instruments_New_Space Heating_Natural Gas_Thermostat - Programmable_A_Achievable Technical Potential | F9 | Industrial | Instruments | New | Space Heating | Natural Gas | Thermostat - Programmable | A | Cumulative Winter Peak Savings (MW) | Achievable Technical Potential | 0 | 0 | 0 | 0 | 0 | 0 | 0 | 0 | 0 | 0 | 0 | 0 | 0 | 0 | 0 | 0 | 0 | 0 | 0 | 0 | 0 | 0 | 0 | 0 | 0 | 0 | 0 | 0 | 0 | 0 | 0
F10_Industrial_Instruments_New_Space Heating_Natural Gas_Thermostat - Programmable_A_Achievable Technical Potential | F10 | Industrial | Instruments | New | Space Heating | Natural Gas | Thermostat - Programmable | A | Purchases (Incremental) | Achievable Technical Potential | 0 | 0 | 0 | 0 | 0 | 151.5333 | 179.5256 | 207.5026 | 235.3146 | 263.1416 | 290.9916 | 318.4879 | 345.9091 | 373.2746 | 400.2056 | 427.2394 | 454.0154 | 480.7949 | 507.4396 | 533.8466 | 560.2849 | 586.6138 | 612.8404 | 638.9714 | 665.0136 | 400.2056 | 427.2394 | 454.0154 | 480.7949 | 507.4396 | 533.8466
F11_Industrial_Instruments_New_Space Heating_Natural Gas_Thermostat - Programmable_A_Achievable Technical Potential | F11 | Industrial | Instruments | New | Space Heating | Natural Gas | Thermostat - Programmable | A | Purchases (Cumulative) | Achievable Technical Potential | 0 | 0 | 0 | 0 | 0 | 151.5333 | 331.059 | 538.5615 | 773.8761 | 1037.0177 | 1328.0092 | 1646.4971 | 1992.4062 | 2365.6809 | 2765.8865 | 3193.1259 | 3495.608 | 3796.8772 | 4096.8142 | 4395.3462 | 4692.4896 | 4988.1119 | 5282.4644 | 5575.5267 | 5867.2657 | 5867.2657 | 5867.2657 | 5867.2657 | 5867.2657 | 5867.2657 | 5867.2657
F1_Industrial_Instruments_New_Space Heating_Natural Gas_ENERGY STAR Connected Thermostat_A_Achievable Technical Potential | F1 | Industrial | Instruments | New | Space Heating | Natural Gas | ENERGY STAR Connected Thermostat | A | Integrated Unit Energy Savings (kWh or therms) | Achievable Technical Potential | 0 | 0 | 0 | 0 | 0 | 0.014531 | 0.014279 | 0.014067 | 0.01388 | 0.013709 | 0.013552 | 0.013363 | 0.013157 | 0.012944 | 0.012728 | 0.012527 | 0.012342 | 0.012182 | 0.011987 | 0.011837 | 0.011725 | 0.011641 | 0.011599 | 0.011578 | 0.011572 | 0.011579 | 0.011589 | 0.011602 | 0 | 0 | 0
F2_Industrial_Instruments_New_Space Heating_Natural Gas_ENERGY STAR Connected Thermostat_A_Achievable Technical Potential | F2 | Industrial | Instruments | New | Space Heating | Natural Gas | ENERGY STAR Connected Thermostat | A | Integrated Unit Summer Peak Savings (kW) | Achievable Technical Potential | 0 | 0 | 0 | 0 | 0 | 0 | 0 | 0 | 0 | 0 | 0 | 0 | 0 | 0 | 0 | 0 | 0 | 0 | 0 | 0 | 0 | 0 | 0 | 0 | 0 | 0 | 0 | 0 | 0 | 0 | 0
F3_Industrial_Instruments_New_Space Heating_Natural Gas_ENERGY STAR Connected Thermostat_A_Achievable Technical Potential | F3 | Industrial | Instruments | New | Space Heating | Natural Gas | ENERGY STAR Connected Thermostat | A | Integrated Unit Winter Peak Savings (kW) | Achievable Technical Potential | 0 | 0 | 0 | 0 | 0 | 0 | 0 | 0 | 0 | 0 | 0 | 0 | 0 | 0 | 0 | 0 | 0 | 0 | 0 | 0 | 0 | 0 | 0 | 0 | 0 | 0 | 0 | 0 | 0 | 0 | 0
F4_Industrial_Instruments_New_Space Heating_Natural Gas_ENERGY STAR Connected Thermostat_A_Achievable Technical Potential | F4 | Industrial | Instruments | New | Space Heating | Natural Gas | ENERGY STAR Connected Thermostat | A | Incremental Energy Savings (MWh or mTherms) | Achievable Technical Potential | 0 | 0 | 0 | 0 | 0 | 0.0022019 | 0.0025634 | 0.0029189 | 0.0032663 | 0.0036073 | 0.0039435 | 0.0042561 | 0.0045512 | 0.0048315 | 0.0050939 | 0.0053521 | 0.0056034 | 0.0058569 | 0.0060828 | 0.006319 | 0.0065694 | 0.0068289 | 0.0071082 | 0.0073977 | 0.0076954 | 0.0064876 | 0.0067983 | 0.0071101 | 0 | 0 | 0
F5_Industrial_Instruments_New_Space Heating_Natural Gas_ENERGY STAR Connected Thermostat_A_Achievable Technical Potential | F5 | Industrial | Instruments | New | Space Heating | Natural Gas | ENERGY STAR Connected Thermostat | A | Incremental Summer Peak Savings (MW) | Achievable Technical Potential | 0 | 0 | 0 | 0 | 0 | 0 | 0 | 0 | 0 | 0 | 0 | 0 | 0 | 0 | 0 | 0 | 0 | 0 | 0 | 0 | 0 | 0 | 0 | 0 | 0 | 0 | 0 | 0 | 0 | 0 | 0
F6_Industrial_Instruments_New_Space Heating_Natural Gas_ENERGY STAR Connected Thermostat_A_Achievable Technical Potential | F6 | Industrial | Instruments | New | Space Heating | Natural Gas | ENERGY STAR Connected Thermostat | A | Incremental Winter Peak Savings (MW) | Achievable Technical Potential | 0 | 0 | 0 | 0 | 0 | 0 | 0 | 0 | 0 | 0 | 0 | 0 | 0 | 0 | 0 | 0 | 0 | 0 | 0 | 0 | 0 | 0 | 0 | 0 | 0 | 0 | 0 | 0 | 0 | 0 | 0
F7_Industrial_Instruments_New_Space Heating_Natural Gas_ENERGY STAR Connected Thermostat_A_Achievable Technical Potential | F7 | Industrial | Instruments | New | Space Heating | Natural Gas | ENERGY STAR Connected Thermostat | A | Cumulative Energy Savings (MWh or mTherms) | Achievable Technical Potential | 0 | 0 | 0 | 0 | 0 | 0.0022019 | 0.004727 | 0.0075758 | 0.010742 | 0.014216 | 0.015943 | 0.017579 | 0.019128 | 0.020604 | 0.022005 | 0.023365 | 0.024692 | 0.026014 | 0.027207 | 0.028448 | 0.029739 | 0.03107 | 0.032488 | 0.033952 | 0.035453 | 0.035475 | 0.035506 | 0.035545 | 0 | 0 | 0
F8_Industrial_Instruments_New_Space Heating_Natural Gas_ENERGY STAR Connected Thermostat_A_Achievable Technical Potential | F8 | Industrial | Instruments | New | Space Heating | Natural Gas | ENERGY STAR Connected Thermostat | A | Cumulative Summer Peak Savings (MW) | Achievable Technical Potential | 0 | 0 | 0 | 0 | 0 | 0 | 0 | 0 | 0 | 0 | 0 | 0 | 0 | 0 | 0 | 0 | 0 | 0 | 0 | 0 | 0 | 0 | 0 | 0 | 0 | 0 | 0 | 0 | 0 | 0 | 0
F9_Industrial_Instruments_New_Space Heating_Natural Gas_ENERGY STAR Connected Thermostat_A_Achievable Technical Potential | F9 | Industrial | Instruments | New | Space Heating | Natural Gas | ENERGY STAR Connected Thermostat | A | Cumulative Winter Peak Savings (MW) | Achievable Technical Potential | 0 | 0 | 0 | 0 | 0 | 0 | 0 | 0 | 0 | 0 | 0 | 0 | 0 | 0 | 0 | 0 | 0 | 0 | 0 | 0 | 0 | 0 | 0 | 0 | 0 | 0 | 0 | 0 | 0 | 0 | 0
F10_Industrial_Instruments_New_Space Heating_Natural Gas_ENERGY STAR Connected Thermostat_A_Achievable Technical Potential | F10 | Industrial | Instruments | New | Space Heating | Natural Gas | ENERGY STAR Connected Thermostat | A | Purchases (Incremental) | Achievable Technical Potential | 0 | 0 | 0 | 0 | 0 | 151.5333 | 179.5256 | 207.5026 | 235.3146 | 263.1416 | 290.9916 | 318.4879 | 345.9091 | 373.2746 | 400.2056 | 427.2394 | 454.0154 | 480.7949 | 507.4396 | 533.8466 | 560.2849 | 586.6138 | 612.8404 | 638.9714 | 665.0136 | 560.2849 | 586.6138 | 612.8404 | 638.9714 | 665.0136 | 560.2849
F11_Industrial_Instruments_New_Space Heating_Natural Gas_ENERGY STAR Connected Thermostat_A_Achievable Technical Potential | F11 | Industrial | Instruments | New | Space Heating | Natural Gas | ENERGY STAR Connected Thermostat | A | Purchases (Cumulative) | Achievable Technical Potential | 0 | 0 | 0 | 0 | 0 | 151.5333 | 331.059 | 538.5615 | 773.8761 | 1037.0177 | 1176.4759 | 1315.4382 | 1453.8447 | 1591.8048 | 1728.8688 | 1865.1167 | 2000.6442 | 2135.53 | 2269.6949 | 2403.3358 | 2536.3813 | 2668.9798 | 2801.0253 | 2932.5572 | 3063.7242 | 3063.7242 | 3063.7242 | 3063.7242 | 3063.7242 | 3063.7242 | 3063.7242
F1_Industrial_Instruments_New_Space Heating_Natural Gas_Destratification Fans (HVLS)_A_Achievable Technical Potential | F1 | Industrial | Instruments | New | Space Heating | Natural Gas | Destratification Fans (HVLS) | A | Integrated Unit Energy Savings (kWh or therms) | Achievable Technical Potential | 0 | 0 | 0 | 0 | 0 | 0.014523 | 0.014264 | 0.014046 | 0.013855 | 0.013678 | 0.013521 | 0.013333 | 0.013126 | 0.012913 | 0.012697 | 0.012497 | 0.012312 | 0.012151 | 0.011957 | 0.011807 | 0.011695 | 0.011612 | 0.011569 | 0.011548 | 0.011542 | 0.01155 | 0.011561 | 0.011575 | 0 | 0 | 0
F2_Industrial_Instruments_New_Space Heating_Natural Gas_Destratification Fans (HVLS)_A_Achievable Technical Potential | F2 | Industrial | Instruments | New | Space Heating | Natural Gas | Destratification Fans (HVLS) | A | Integrated Unit Summer Peak Savings (kW) | Achievable Technical Potential | 0 | 0 | 0 | 0 | 0 | 0 | 0 | 0 | 0 | 0 | 0 | 0 | 0 | 0 | 0 | 0 | 0 | 0 | 0 | 0 | 0 | 0 | 0 | 0 | 0 | 0 | 0 | 0 | 0 | 0 | 0
F3_Industrial_Instruments_New_Space Heating_Natural Gas_Destratification Fans (HVLS)_A_Achievable Technical Potential | F3 | Industrial | Instruments | New | Space Heating | Natural Gas | Destratification Fans (HVLS) | A | Integrated Unit Winter Peak Savings (kW) | Achievable Technical Potential | 0 | 0 | 0 | 0 | 0 | 0 | 0 | 0 | 0 | 0 | 0 | 0 | 0 | 0 | 0 | 0 | 0 | 0 | 0 | 0 | 0 | 0 | 0 | 0 | 0 | 0 | 0 | 0 | 0 | 0 | 0
F4_Industrial_Instruments_New_Space Heating_Natural Gas_Destratification Fans (HVLS)_A_Achievable Technical Potential | F4 | Industrial | Instruments | New | Space Heating | Natural Gas | Destratification Fans (HVLS) | A | Incremental Energy Savings (MWh or mTherms) | Achievable Technical Potential | 0 | 0 | 0 | 0 | 0 | 0.0022007 | 0.0025607 | 0.0029147 | 0.0032602 | 0.0035993 | 0.0039345 | 0.0042463 | 0.0045405 | 0.00482 | 0.0050816 | 0.005339 | 0.0055896 | 0.0058424 | 0.0060676 | 0.0063031 | 0.0065527 | 0.0068115 | 0.00709 | 0.0073788 | 0.0076756 | 0.0049348 | 0.005249 | 0.0055652 | 0 | 0 | 0
F5_Industrial_Instruments_New_Space Heating_Natural Gas_Destratification Fans (HVLS)_A_Achievable Technical Potential | F5 | Industrial | Instruments | New | Space Heating | Natural Gas | Destratification Fans (HVLS) | A | Incremental Summer Peak Savings (MW) | Achievable Technical Potential | 0 | 0 | 0 | 0 | 0 | 0 | 0 | 0 | 0 | 0 | 0 | 0 | 0 | 0 | 0 | 0 | 0 | 0 | 0 | 0 | 0 | 0 | 0 | 0 | 0 | 0 | 0 | 0 | 0 | 0 | 0
F6_Industrial_Instruments_New_Space Heating_Natural Gas_Destratification Fans (HVLS)_A_Achievable Technical Potential | F6 | Industrial | Instruments | New | Space Heating | Natural Gas | Destratification Fans (HVLS) | A | Incremental Winter Peak Savings (MW) | Achievable Technical Potential | 0 | 0 | 0 | 0 | 0 | 0 | 0 | 0 | 0 | 0 | 0 | 0 | 0 | 0 | 0 | 0 | 0 | 0 | 0 | 0 | 0 | 0 | 0 | 0 | 0 | 0 | 0 | 0 | 0 | 0 | 0
F7_Industrial_Instruments_New_Space Heating_Natural Gas_Destratification Fans (HVLS)_A_Achievable Technical Potential | F7 | Industrial | Instruments | New | Space Heating | Natural Gas | Destratification Fans (HVLS) | A | Cumulative Energy Savings (MWh or mTherms) | Achievable Technical Potential | 0 | 0 | 0 | 0 | 0 | 0.0022007 | 0.0047222 | 0.0075648 | 0.010722 | 0.014185 | 0.017956 | 0.021952 | 0.026153 | 0.030547 | 0.03512 | 0.038009 | 0.040826 | 0.043616 | 0.046173 | 0.048789 | 0.051477 | 0.054222 | 0.057111 | 0.060075 | 0.063101 | 0.063147 | 0.063207 | 0.063282 | 0 | 0 | 0
F8_Industrial_Instruments_New_Space Heating_Natural Gas_Destratification Fans (HVLS)_A_Achievable Technical Potential | F8 | Industrial | Instruments | New | Space Heating | Natural Gas | Destratification Fans (HVLS) | A | Cumulative Summer Peak Savings (MW) | Achievable Technical Potential | 0 | 0 | 0 | 0 | 0 | 0 | 0 | 0 | 0 | 0 | 0 | 0 | 0 | 0 | 0 | 0 | 0 | 0 | 0 | 0 | 0 | 0 | 0 | 0 | 0 | 0 | 0 | 0 | 0 | 0 | 0
F9_Industrial_Instruments_New_Space Heating_Natural Gas_Destratification Fans (HVLS)_A_Achievable Technical Potential | F9 | Industrial | Instruments | New | Space Heating | Natural Gas | Destratification Fans (HVLS) | A | Cumulative Winter Peak Savings (MW) | Achievable Technical Potential | 0 | 0 | 0 | 0 | 0 | 0 | 0 | 0 | 0 | 0 | 0 | 0 | 0 | 0 | 0 | 0 | 0 | 0 | 0 | 0 | 0 | 0 | 0 | 0 | 0 | 0 | 0 | 0 | 0 | 0 | 0
F10_Industrial_Instruments_New_Space Heating_Natural Gas_Destratification Fans (HVLS)_A_Achievable Technical Potential | F10 | Industrial | Instruments | New | Space Heating | Natural Gas | Destratification Fans (HVLS) | A | Purchases (Incremental) | Achievable Technical Potential | 0 | 0 | 0 | 0 | 0 | 151.5333 | 179.5256 | 207.5026 | 235.3146 | 263.1416 | 290.9916 | 318.4879 | 345.9091 | 373.2746 | 400.2056 | 427.2394 | 454.0154 | 480.7949 | 507.4396 | 533.8466 | 560.2849 | 586.6138 | 612.8404 | 638.9714 | 665.0136 | 427.2394 | 454.0154 | 480.7949 | 507.4396 | 533.8466 | 560.2849
F11_Industrial_Instruments_New_Space Heating_Natural Gas_Destratification Fans (HVLS)_A_Achievable Technical Potential | F11 | Industrial | Instruments | New | Space Heating | Natural Gas | Destratification Fans (HVLS) | A | Purchases (Cumulative) | Achievable Technical Potential | 0 | 0 | 0 | 0 | 0 | 151.5333 | 331.059 | 538.5615 | 773.8761 | 1037.0177 | 1328.0092 | 1646.4971 | 1992.4062 | 2365.6809 | 2765.8865 | 3041.5926 | 3316.0824 | 3589.3747 | 3861.4997 | 4132.2047 | 4401.498 | 4669.6239 | 4936.5552 | 5202.252 | 5467.06 | 5467.06 | 5467.06 | 5467.06 | 5467.06 | 5467.06 | 5467.06
F1_Industrial_Instruments_New_Space Heating_Natural Gas_Gas Boiler - Insulate Steam Lines/Condensate Tank_A_Achievable Technical Potential | F1 | Industrial | Instruments | New | Space Heating | Natural Gas | Gas Boiler - Insulate Steam Lines/Condensate Tank | A | Integrated Unit Energy Savings (kWh or therms) | Achievable Technical Potential | 0 | 0 | 0 | 0 | 0 | 0 | 0 | 0 | 0 | 0 | 0 | 0 | 0 | 0 | 0 | 0 | 0 | 0 | 0 | 0 | 0 | 0 | 0 | 0 | 0 | 0 | 0 | 0 | 0 | 0 | 0
F2_Industrial_Instruments_New_Space Heating_Natural Gas_Gas Boiler - Insulate Steam Lines/Condensate Tank_A_Achievable Technical Potential | F2 | Industrial | Instruments | New | Space Heating | Natural Gas | Gas Boiler - Insulate Steam Lines/Condensate Tank | A | Integrated Unit Summer Peak Savings (kW) | Achievable Technical Potential | 0 | 0 | 0 | 0 | 0 | 0 | 0 | 0 | 0 | 0 | 0 | 0 | 0 | 0 | 0 | 0 | 0 | 0 | 0 | 0 | 0 | 0 | 0 | 0 | 0 | 0 | 0 | 0 | 0 | 0 | 0
F3_Industrial_Instruments_New_Space Heating_Natural Gas_Gas Boiler - Insulate Steam Lines/Condensate Tank_A_Achievable Technical Potential | F3 | Industrial | Instruments | New | Space Heating | Natural Gas | Gas Boiler - Insulate Steam Lines/Condensate Tank | A | Integrated Unit Winter Peak Savings (kW) | Achievable Technical Potential | 0 | 0 | 0 | 0 | 0 | 0 | 0 | 0 | 0 | 0 | 0 | 0 | 0 | 0 | 0 | 0 | 0 | 0 | 0 | 0 | 0 | 0 | 0 | 0 | 0 | 0 | 0 | 0 | 0 | 0 | 0
F4_Industrial_Instruments_New_Space Heating_Natural Gas_Gas Boiler - Insulate Steam Lines/Condensate Tank_A_Achievable Technical Potential | F4 | Industrial | Instruments | New | Space Heating | Natural Gas | Gas Boiler - Insulate Steam Lines/Condensate Tank | A | Incremental Energy Savings (MWh or mTherms) | Achievable Technical Potential | 0 | 0 | 0 | 0 | 0 | 0 | 0 | 0 | 0 | 0 | 0 | 0 | 0 | 0 | 0 | 0 | 0 | 0 | 0 | 0 | 0 | 0 | 0 | 0 | 0 | 0 | 0 | 0 | 0 | 0 | 0
F5_Industrial_Instruments_New_Space Heating_Natural Gas_Gas Boiler - Insulate Steam Lines/Condensate Tank_A_Achievable Technical Potential | F5 | Industrial | Instruments | New | Space Heating | Natural Gas | Gas Boiler - Insulate Steam Lines/Condensate Tank | A | Incremental Summer Peak Savings (MW) | Achievable Technical Potential | 0 | 0 | 0 | 0 | 0 | 0 | 0 | 0 | 0 | 0 | 0 | 0 | 0 | 0 | 0 | 0 | 0 | 0 | 0 | 0 | 0 | 0 | 0 | 0 | 0 | 0 | 0 | 0 | 0 | 0 | 0
F6_Industrial_Instruments_New_Space Heating_Natural Gas_Gas Boiler - Insulate Steam Lines/Condensate Tank_A_Achievable Technical Potential | F6 | Industrial | Instruments | New | Space Heating | Natural Gas | Gas Boiler - Insulate Steam Lines/Condensate Tank | A | Incremental Winter Peak Savings (MW) | Achievable Technical Potential | 0 | 0 | 0 | 0 | 0 | 0 | 0 | 0 | 0 | 0 | 0 | 0 | 0 | 0 | 0 | 0 | 0 | 0 | 0 | 0 | 0 | 0 | 0 | 0 | 0 | 0 | 0 | 0 | 0 | 0 | 0
F7_Industrial_Instruments_New_Space Heating_Natural Gas_Gas Boiler - Insulate Steam Lines/Condensate Tank_A_Achievable Technical Potential | F7 | Industrial | Instruments | New | Space Heating | Natural Gas | Gas Boiler - Insulate Steam Lines/Condensate Tank | A | Cumulative Energy Savings (MWh or mTherms) | Achievable Technical Potential | 0 | 0 | 0 | 0 | 0 | 0 | 0 | 0 | 0 | 0 | 0 | 0 | 0 | 0 | 0 | 0 | 0 | 0 | 0 | 0 | 0 | 0 | 0 | 0 | 0 | 0 | 0 | 0 | 0 | 0 | 0
F8_Industrial_Instruments_New_Space Heating_Natural Gas_Gas Boiler - Insulate Steam Lines/Condensate Tank_A_Achievable Technical Potential | F8 | Industrial | Instruments | New | Space Heating | Natural Gas | Gas Boiler - Insulate Steam Lines/Condensate Tank | A | Cumulative Summer Peak Savings (MW) | Achievable Technical Potential | 0 | 0 | 0 | 0 | 0 | 0 | 0 | 0 | 0 | 0 | 0 | 0 | 0 | 0 | 0 | 0 | 0 | 0 | 0 | 0 | 0 | 0 | 0 | 0 | 0 | 0 | 0 | 0 | 0 | 0 | 0
F9_Industrial_Instruments_New_Space Heating_Natural Gas_Gas Boiler - Insulate Steam Lines/Condensate Tank_A_Achievable Technical Potential | F9 | Industrial | Instruments | New | Space Heating | Natural Gas | Gas Boiler - Insulate Steam Lines/Condensate Tank | A | Cumulative Winter Peak Savings (MW) | Achievable Technical Potential | 0 | 0 | 0 | 0 | 0 | 0 | 0 | 0 | 0 | 0 | 0 | 0 | 0 | 0 | 0 | 0 | 0 | 0 | 0 | 0 | 0 | 0 | 0 | 0 | 0 | 0 | 0 | 0 | 0 | 0 | 0
F10_Industrial_Instruments_New_Space Heating_Natural Gas_Gas Boiler - Insulate Steam Lines/Condensate Tank_A_Achievable Technical Potential | F10 | Industrial | Instruments | New | Space Heating | Natural Gas | Gas Boiler - Insulate Steam Lines/Condensate Tank | A | Purchases (Incremental) | Achievable Technical Potential | 0 | 0 | 0 | 0 | 0 | 0 | 0 | 0 | 0 | 0 | 0 | 0 | 0 | 0 | 0 | 0 | 0 | 0 | 0 | 0 | 0 | 0 | 0 | 0 | 0 | 0 | 0 | 0 | 0 | 0 | 0
F11_Industrial_Instruments_New_Space Heating_Natural Gas_Gas Boiler - Insulate Steam Lines/Condensate Tank_A_Achievable Technical Potential | F11 | Industrial | Instruments | New | Space Heating | Natural Gas | Gas Boiler - Insulate Steam Lines/Condensate Tank | A | Purchases (Cumulative) | Achievable Technical Potential | 0 | 0 | 0 | 0 | 0 | 0 | 0 | 0 | 0 | 0 | 0 | 0 | 0 | 0 | 0 | 0 | 0 | 0 | 0 | 0 | 0 | 0 | 0 | 0 | 0 | 0 | 0 | 0 | 0 | 0 | 0
F1_Industrial_Instruments_New_Process_Natural Gas_Gas Boiler - Insulate Steam Lines/Condensate Tank_A_Achievable Technical Potential | F1 | Industrial | Instruments | New | Process | Natural Gas | Gas Boiler - Insulate Steam Lines/Condensate Tank | A | Integrated Unit Energy Savings (kWh or therms) | Achievable Technical Potential | 0 | 0 | 0 | 0 | 0 | 27.8724 | 27.8139 | 27.7608 | 27.7122 | 27.6647 | 27.6311 | 27.601 | 27.5748 | 27.5528 | 27.5353 | 27.5232 | 27.5159 | 27.5125 | 27.5116 | 27.5117 | 27.5144 | 27.5166 | 27.518 | 27.5188 | 27.519 | 27.5348 | 27.5494 | 27.5629 | 27.9412 | 27.9412 | 27.9412
F2_Industrial_Instruments_New_Process_Natural Gas_Gas Boiler - Insulate Steam Lines/Condensate Tank_A_Achievable Technical Potential | F2 | Industrial | Instruments | New | Process | Natural Gas | Gas Boiler - Insulate Steam Lines/Condensate Tank | A | Integrated Unit Summer Peak Savings (kW) | Achievable Technical Potential | 0 | 0 | 0 | 0 | 0 | 0 | 0 | 0 | 0 | 0 | 0 | 0 | 0 | 0 | 0 | 0 | 0 | 0 | 0 | 0 | 0 | 0 | 0 | 0 | 0 | 0 | 0 | 0 | 0 | 0 | 0
F3_Industrial_Instruments_New_Process_Natural Gas_Gas Boiler - Insulate Steam Lines/Condensate Tank_A_Achievable Technical Potential | F3 | Industrial | Instruments | New | Process | Natural Gas | Gas Boiler - Insulate Steam Lines/Condensate Tank | A | Integrated Unit Winter Peak Savings (kW) | Achievable Technical Potential | 0 | 0 | 0 | 0 | 0 | 0 | 0 | 0 | 0 | 0 | 0 | 0 | 0 | 0 | 0 | 0 | 0 | 0 | 0 | 0 | 0 | 0 | 0 | 0 | 0 | 0 | 0 | 0 | 0 | 0 | 0
F4_Industrial_Instruments_New_Process_Natural Gas_Gas Boiler - Insulate Steam Lines/Condensate Tank_A_Achievable Technical Potential | F4 | Industrial | Instruments | New | Process | Natural Gas | Gas Boiler - Insulate Steam Lines/Condensate Tank | A | Incremental Energy Savings (MWh or mTherms) | Achievable Technical Potential | 0 | 0 | 0 | 0 | 0 | 0.037892 | 0.044797 | 0.05168 | 0.058504 | 0.06531 | 0.072134 | 0.078864 | 0.085573 | 0.092269 | 0.098864 | 0.1055 | 0.11208 | 0.11867 | 0.12525 | 0.13176 | 0.1383 | 0.14481 | 0.1513 | 0.15775 | 0.16418 | 0.037433 | 0.044371 | 0.051311 | 0.058987 | 0.065963 | 0.072944
F5_Industrial_Instruments_New_Process_Natural Gas_Gas Boiler - Insulate Steam Lines/Condensate Tank_A_Achievable Technical Potential | F5 | Industrial | Instruments | New | Process | Natural Gas | Gas Boiler - Insulate Steam Lines/Condensate Tank | A | Incremental Summer Peak Savings (MW) | Achievable Technical Potential | 0 | 0 | 0 | 0 | 0 | 0 | 0 | 0 | 0 | 0 | 0 | 0 | 0 | 0 | 0 | 0 | 0 | 0 | 0 | 0 | 0 | 0 | 0 | 0 | 0 | 0 | 0 | 0 | 0 | 0 | 0
F6_Industrial_Instruments_New_Process_Natural Gas_Gas Boiler - Insulate Steam Lines/Condensate Tank_A_Achievable Technical Potential | F6 | Industrial | Instruments | New | Process | Natural Gas | Gas Boiler - Insulate Steam Lines/Condensate Tank | A | Incremental Winter Peak Savings (MW) | Achievable Technical Potential | 0 | 0 | 0 | 0 | 0 | 0 | 0 | 0 | 0 | 0 | 0 | 0 | 0 | 0 | 0 | 0 | 0 | 0 | 0 | 0 | 0 | 0 | 0 | 0 | 0 | 0 | 0 | 0 | 0 | 0 | 0
F7_Industrial_Instruments_New_Process_Natural Gas_Gas Boiler - Insulate Steam Lines/Condensate Tank_A_Achievable Technical Potential | F7 | Industrial | Instruments | New | Process | Natural Gas | Gas Boiler - Insulate Steam Lines/Condensate Tank | A | Cumulative Energy Savings (MWh or mTherms) | Achievable Technical Potential | 0 | 0 | 0 | 0 | 0 | 0.037892 | 0.08261 | 0.13413 | 0.1924 | 0.25738 | 0.3292 | 0.40771 | 0.49289 | 0.58477 | 0.68326 | 0.78846 | 0.90033 | 1.0189 | 1.1441 | 1.2759 | 1.4143 | 1.5592 | 1.7106 | 1.8684 | 2.0326 | 2.0338 | 2.0348 | 2.0358 | 0 | 0 | 0
F8_Industrial_Instruments_New_Process_Natural Gas_Gas Boiler - Insulate Steam Lines/Condensate Tank_A_Achievable Technical Potential | F8 | Industrial | Instruments | New | Process | Natural Gas | Gas Boiler - Insulate Steam Lines/Condensate Tank | A | Cumulative Summer Peak Savings (MW) | Achievable Technical Potential | 0 | 0 | 0 | 0 | 0 | 0 | 0 | 0 | 0 | 0 | 0 | 0 | 0 | 0 | 0 | 0 | 0 | 0 | 0 | 0 | 0 | 0 | 0 | 0 | 0 | 0 | 0 | 0 | 0 | 0 | 0
F9_Industrial_Instruments_New_Process_Natural Gas_Gas Boiler - Insulate Steam Lines/Condensate Tank_A_Achievable Technical Potential | F9 | Industrial | Instruments | New | Process | Natural Gas | Gas Boiler - Insulate Steam Lines/Condensate Tank | A | Cumulative Winter Peak Savings (MW) | Achievable Technical Potential | 0 | 0 | 0 | 0 | 0 | 0 | 0 | 0 | 0 | 0 | 0 | 0 | 0 | 0 | 0 | 0 | 0 | 0 | 0 | 0 | 0 | 0 | 0 | 0 | 0 | 0 | 0 | 0 | 0 | 0 | 0
F10_Industrial_Instruments_New_Process_Natural Gas_Gas Boiler - Insulate Steam Lines/Condensate Tank_A_Achievable Technical Potential | F10 | Industrial | Instruments | New | Process | Natural Gas | Gas Boiler - Insulate Steam Lines/Condensate Tank | A | Purchases (Incremental) | Achievable Technical Potential | 0 | 0 | 0 | 0 | 0 | 1.3595 | 1.6106 | 1.8616 | 2.1111 | 2.3608 | 2.6106 | 2.8573 | 3.1033 | 3.3488 | 3.5904 | 3.833 | 4.0732 | 4.3134 | 4.5525 | 4.7894 | 5.0266 | 5.2628 | 5.4981 | 5.7325 | 5.9661 | 1.3595 | 1.6106 | 1.8616 | 2.1111 | 2.3608 | 2.6106
F11_Industrial_Instruments_New_Process_Natural Gas_Gas Boiler - Insulate Steam Lines/Condensate Tank_A_Achievable Technical Potential | F11 | Industrial | Instruments | New | Process | Natural Gas | Gas Boiler - Insulate Steam Lines/Condensate Tank | A | Purchases (Cumulative) | Achievable Technical Potential | 0 | 0 | 0 | 0 | 0 | 1.3595 | 2.9701 | 4.8317 | 6.9428 | 9.3036 | 11.9142 | 14.7715 | 17.8748 | 21.2236 | 24.814 | 28.647 | 32.7202 | 37.0336 | 41.5861 | 46.3755 | 51.402 | 56.6648 | 62.1629 | 67.8954 | 73.8615 | 73.8615 | 73.8615 | 73.8615 | 73.8615 | 73.8615 | 73.8615
F1_Industrial_Instruments_New_Space Heating_Natural Gas_Gas Boiler - Insulate Hot Water Lines_A_Achievable Technical Potential | F1 | Industrial | Instruments | New | Space Heating | Natural Gas | Gas Boiler - Insulate Hot Water Lines | A | Integrated Unit Energy Savings (kWh or therms) | Achievable Technical Potential | 0 | 0 | 0 | 0 | 0 | 0 | 0 | 0 | 0 | 0 | 0 | 0 | 0 | 0 | 0 | 0 | 0 | 0 | 0 | 0 | 0 | 0 | 0 | 0 | 0 | 0 | 0 | 0 | 0 | 0 | 0
F2_Industrial_Instruments_New_Space Heating_Natural Gas_Gas Boiler - Insulate Hot Water Lines_A_Achievable Technical Potential | F2 | Industrial | Instruments | New | Space Heating | Natural Gas | Gas Boiler - Insulate Hot Water Lines | A | Integrated Unit Summer Peak Savings (kW) | Achievable Technical Potential | 0 | 0 | 0 | 0 | 0 | 0 | 0 | 0 | 0 | 0 | 0 | 0 | 0 | 0 | 0 | 0 | 0 | 0 | 0 | 0 | 0 | 0 | 0 | 0 | 0 | 0 | 0 | 0 | 0 | 0 | 0
F3_Industrial_Instruments_New_Space Heating_Natural Gas_Gas Boiler - Insulate Hot Water Lines_A_Achievable Technical Potential | F3 | Industrial | Instruments | New | Space Heating | Natural Gas | Gas Boiler - Insulate Hot Water Lines | A | Integrated Unit Winter Peak Savings (kW) | Achievable Technical Potential | 0 | 0 | 0 | 0 | 0 | 0 | 0 | 0 | 0 | 0 | 0 | 0 | 0 | 0 | 0 | 0 | 0 | 0 | 0 | 0 | 0 | 0 | 0 | 0 | 0 | 0 | 0 | 0 | 0 | 0 | 0
F4_Industrial_Instruments_New_Space Heating_Natural Gas_Gas Boiler - Insulate Hot Water Lines_A_Achievable Technical Potential | F4 | Industrial | Instruments | New | Space Heating | Natural Gas | Gas Boiler - Insulate Hot Water Lines | A | Incremental Energy Savings (MWh or mTherms) | Achievable Technical Potential | 0 | 0 | 0 | 0 | 0 | 0 | 0 | 0 | 0 | 0 | 0 | 0 | 0 | 0 | 0 | 0 | 0 | 0 | 0 | 0 | 0 | 0 | 0 | 0 | 0 | 0 | 0 | 0 | 0 | 0 | 0
F5_Industrial_Instruments_New_Space Heating_Natural Gas_Gas Boiler - Insulate Hot Water Lines_A_Achievable Technical Potential | F5 | Industrial | Instruments | New | Space Heating | Natural Gas | Gas Boiler - Insulate Hot Water Lines | A | Incremental Summer Peak Savings (MW) | Achievable Technical Potential | 0 | 0 | 0 | 0 | 0 | 0 | 0 | 0 | 0 | 0 | 0 | 0 | 0 | 0 | 0 | 0 | 0 | 0 | 0 | 0 | 0 | 0 | 0 | 0 | 0 | 0 | 0 | 0 | 0 | 0 | 0
F6_Industrial_Instruments_New_Space Heating_Natural Gas_Gas Boiler - Insulate Hot Water Lines_A_Achievable Technical Potential | F6 | Industrial | Instruments | New | Space Heating | Natural Gas | Gas Boiler - Insulate Hot Water Lines | A | Incremental Winter Peak Savings (MW) | Achievable Technical Potential | 0 | 0 | 0 | 0 | 0 | 0 | 0 | 0 | 0 | 0 | 0 | 0 | 0 | 0 | 0 | 0 | 0 | 0 | 0 | 0 | 0 | 0 | 0 | 0 | 0 | 0 | 0 | 0 | 0 | 0 | 0
F7_Industrial_Instruments_New_Space Heating_Natural Gas_Gas Boiler - Insulate Hot Water Lines_A_Achievable Technical Potential | F7 | Industrial | Instruments | New | Space Heating | Natural Gas | Gas Boiler - Insulate Hot Water Lines | A | Cumulative Energy Savings (MWh or mTherms) | Achievable Technical Potential | 0 | 0 | 0 | 0 | 0 | 0 | 0 | 0 | 0 | 0 | 0 | 0 | 0 | 0 | 0 | 0 | 0 | 0 | 0 | 0 | 0 | 0 | 0 | 0 | 0 | 0 | 0 | 0 | 0 | 0 | 0
F8_Industrial_Instruments_New_Space Heating_Natural Gas_Gas Boiler - Insulate Hot Water Lines_A_Achievable Technical Potential | F8 | Industrial | Instruments | New | Space Heating | Natural Gas | Gas Boiler - Insulate Hot Water Lines | A | Cumulative Summer Peak Savings (MW) | Achievable Technical Potential | 0 | 0 | 0 | 0 | 0 | 0 | 0 | 0 | 0 | 0 | 0 | 0 | 0 | 0 | 0 | 0 | 0 | 0 | 0 | 0 | 0 | 0 | 0 | 0 | 0 | 0 | 0 | 0 | 0 | 0 | 0
F9_Industrial_Instruments_New_Space Heating_Natural Gas_Gas Boiler - Insulate Hot Water Lines_A_Achievable Technical Potential | F9 | Industrial | Instruments | New | Space Heating | Natural Gas | Gas Boiler - Insulate Hot Water Lines | A | Cumulative Winter Peak Savings (MW) | Achievable Technical Potential | 0 | 0 | 0 | 0 | 0 | 0 | 0 | 0 | 0 | 0 | 0 | 0 | 0 | 0 | 0 | 0 | 0 | 0 | 0 | 0 | 0 | 0 | 0 | 0 | 0 | 0 | 0 | 0 | 0 | 0 | 0
F10_Industrial_Instruments_New_Space Heating_Natural Gas_Gas Boiler - Insulate Hot Water Lines_A_Achievable Technical Potential | F10 | Industrial | Instruments | New | Space Heating | Natural Gas | Gas Boiler - Insulate Hot Water Lines | A | Purchases (Incremental) | Achievable Technical Potential | 0 | 0 | 0 | 0 | 0 | 0 | 0 | 0 | 0 | 0 | 0 | 0 | 0 | 0 | 0 | 0 | 0 | 0 | 0 | 0 | 0 | 0 | 0 | 0 | 0 | 0 | 0 | 0 | 0 | 0 | 0
F11_Industrial_Instruments_New_Space Heating_Natural Gas_Gas Boiler - Insulate Hot Water Lines_A_Achievable Technical Potential | F11 | Industrial | Instruments | New | Space Heating | Natural Gas | Gas Boiler - Insulate Hot Water Lines | A | Purchases (Cumulative) | Achievable Technical Potential | 0 | 0 | 0 | 0 | 0 | 0 | 0 | 0 | 0 | 0 | 0 | 0 | 0 | 0 | 0 | 0 | 0 | 0 | 0 | 0 | 0 | 0 | 0 | 0 | 0 | 0 | 0 | 0 | 0 | 0 | 0
F1_Industrial_Instruments_New_Process_Natural Gas_Gas Boiler - Insulate Hot Water Lines_A_Achievable Technical Potential | F1 | Industrial | Instruments | New | Process | Natural Gas | Gas Boiler - Insulate Hot Water Lines | A | Integrated Unit Energy Savings (kWh or therms) | Achievable Technical Potential | 0 | 0 | 0 | 0 | 0 | 31.5439 | 31.5109 | 31.4803 | 31.4524 | 31.4241 | 31.3968 | 31.373 | 31.3529 | 31.3372 | 31.3265 | 31.3213 | 31.3216 | 31.326 | 31.3331 | 31.3413 | 31.3522 | 31.3625 | 31.3719 | 31.3805 | 31.3884 | 31.3957 | 31.4024 | 31.4087 | 31.5823 | 31.5823 | 31.5823
F2_Industrial_Instruments_New_Process_Natural Gas_Gas Boiler - Insulate Hot Water Lines_A_Achievable Technical Potential | F2 | Industrial | Instruments | New | Process | Natural Gas | Gas Boiler - Insulate Hot Water Lines | A | Integrated Unit Summer Peak Savings (kW) | Achievable Technical Potential | 0 | 0 | 0 | 0 | 0 | 0 | 0 | 0 | 0 | 0 | 0 | 0 | 0 | 0 | 0 | 0 | 0 | 0 | 0 | 0 | 0 | 0 | 0 | 0 | 0 | 0 | 0 | 0 | 0 | 0 | 0
F3_Industrial_Instruments_New_Process_Natural Gas_Gas Boiler - Insulate Hot Water Lines_A_Achievable Technical Potential | F3 | Industrial | Instruments | New | Process | Natural Gas | Gas Boiler - Insulate Hot Water Lines | A | Integrated Unit Winter Peak Savings (kW) | Achievable Technical Potential | 0 | 0 | 0 | 0 | 0 | 0 | 0 | 0 | 0 | 0 | 0 | 0 | 0 | 0 | 0 | 0 | 0 | 0 | 0 | 0 | 0 | 0 | 0 | 0 | 0 | 0 | 0 | 0 | 0 | 0 | 0
F4_Industrial_Instruments_New_Process_Natural Gas_Gas Boiler - Insulate Hot Water Lines_A_Achievable Technical Potential | F4 | Industrial | Instruments | New | Process | Natural Gas | Gas Boiler - Insulate Hot Water Lines | A | Incremental Energy Savings (MWh or mTherms) | Achievable Technical Potential | 0 | 0 | 0 | 0 | 0 | 0.042883 | 0.050752 | 0.058604 | 0.0664 | 0.074185 | 0.081965 | 0.089642 | 0.097298 | 0.10494 | 0.11248 | 0.12005 | 0.12758 | 0.13512 | 0.14264 | 0.15011 | 0.15759 | 0.16505 | 0.17249 | 0.17989 | 0.18727 | 0.042682 | 0.050577 | 0.05847 | 0.066674 | 0.074558 | 0.082449
F5_Industrial_Instruments_New_Process_Natural Gas_Gas Boiler - Insulate Hot Water Lines_A_Achievable Technical Potential | F5 | Industrial | Instruments | New | Process | Natural Gas | Gas Boiler - Insulate Hot Water Lines | A | Incremental Summer Peak Savings (MW) | Achievable Technical Potential | 0 | 0 | 0 | 0 | 0 | 0 | 0 | 0 | 0 | 0 | 0 | 0 | 0 | 0 | 0 | 0 | 0 | 0 | 0 | 0 | 0 | 0 | 0 | 0 | 0 | 0 | 0 | 0 | 0 | 0 | 0
F6_Industrial_Instruments_New_Process_Natural Gas_Gas Boiler - Insulate Hot Water Lines_A_Achievable Technical Potential | F6 | Industrial | Instruments | New | Process | Natural Gas | Gas Boiler - Insulate Hot Water Lines | A | Incremental Winter Peak Savings (MW) | Achievable Technical Potential | 0 | 0 | 0 | 0 | 0 | 0 | 0 | 0 | 0 | 0 | 0 | 0 | 0 | 0 | 0 | 0 | 0 | 0 | 0 | 0 | 0 | 0 | 0 | 0 | 0 | 0 | 0 | 0 | 0 | 0 | 0
F7_Industrial_Instruments_New_Process_Natural Gas_Gas Boiler - Insulate Hot Water Lines_A_Achievable Technical Potential | F7 | Industrial | Instruments | New | Process | Natural Gas | Gas Boiler - Insulate Hot Water Lines | A | Cumulative Energy Savings (MWh or mTherms) | Achievable Technical Potential | 0 | 0 | 0 | 0 | 0 | 0.042883 | 0.09359 | 0.1521 | 0.21837 | 0.29236 | 0.37407 | 0.46343 | 0.56043 | 0.66509 | 0.77734 | 0.89726 | 1.0248 | 1.1601 | 1.303 | 1.4535 | 1.6116 | 1.7772 | 1.9502 | 2.1306 | 2.3184 | 2.3189 | 2.3194 | 2.3199 | 0 | 0 | 0
F8_Industrial_Instruments_New_Process_Natural Gas_Gas Boiler - Insulate Hot Water Lines_A_Achievable Technical Potential | F8 | Industrial | Instruments | New | Process | Natural Gas | Gas Boiler - Insulate Hot Water Lines | A | Cumulative Summer Peak Savings (MW) | Achievable Technical Potential | 0 | 0 | 0 | 0 | 0 | 0 | 0 | 0 | 0 | 0 | 0 | 0 | 0 | 0 | 0 | 0 | 0 | 0 | 0 | 0 | 0 | 0 | 0 | 0 | 0 | 0 | 0 | 0 | 0 | 0 | 0
F9_Industrial_Instruments_New_Process_Natural Gas_Gas Boiler - Insulate Hot Water Lines_A_Achievable Technical Potential | F9 | Industrial | Instruments | New | Process | Natural Gas | Gas Boiler - Insulate Hot Water Lines | A | Cumulative Winter Peak Savings (MW) | Achievable Technical Potential | 0 | 0 | 0 | 0 | 0 | 0 | 0 | 0 | 0 | 0 | 0 | 0 | 0 | 0 | 0 | 0 | 0 | 0 | 0 | 0 | 0 | 0 | 0 | 0 | 0 | 0 | 0 | 0 | 0 | 0 | 0
F10_Industrial_Instruments_New_Process_Natural Gas_Gas Boiler - Insulate Hot Water Lines_A_Achievable Technical Potential | F10 | Industrial | Instruments | New | Process | Natural Gas | Gas Boiler - Insulate Hot Water Lines | A | Purchases (Incremental) | Achievable Technical Potential | 0 | 0 | 0 | 0 | 0 | 1.3595 | 1.6106 | 1.8616 | 2.1111 | 2.3608 | 2.6106 | 2.8573 | 3.1033 | 3.3488 | 3.5904 | 3.833 | 4.0732 | 4.3134 | 4.5525 | 4.7894 | 5.0266 | 5.2628 | 5.4981 | 5.7325 | 5.9661 | 1.3595 | 1.6106 | 1.8616 | 2.1111 | 2.3608 | 2.6106
F11_Industrial_Instruments_New_Process_Natural Gas_Gas Boiler - Insulate Hot Water Lines_A_Achievable Technical Potential | F11 | Industrial | Instruments | New | Process | Natural Gas | Gas Boiler - Insulate Hot Water Lines | A | Purchases (Cumulative) | Achievable Technical Potential | 0 | 0 | 0 | 0 | 0 | 1.3595 | 2.9701 | 4.8317 | 6.9428 | 9.3036 | 11.9142 | 14.7715 | 17.8748 | 21.2236 | 24.814 | 28.647 | 32.7202 | 37.0336 | 41.5861 | 46.3755 | 51.402 | 56.6648 | 62.1629 | 67.8954 | 73.8615 | 73.8615 | 73.8615 | 73.8615 | 73.8615 | 73.8615 | 73.8615
F1_Industrial_Instruments_New_Process_Natural Gas_Process - Insulate Heated Process Fluids_A_Achievable Technical Potential | F1 | Industrial | Instruments | New | Process | Natural Gas | Process - Insulate Heated Process Fluids | A | Integrated Unit Energy Savings (kWh or therms) | Achievable Technical Potential | 0 | 0 | 0 | 0 | 0 | 9.2022 | 9.1773 | 9.1544 | 9.1329 | 9.1115 | 9.0945 | 9.0787 | 9.0643 | 9.0514 | 9.0404 | 9.0318 | 9.0254 | 9.0211 | 9.0183 | 9.0165 | 9.0163 | 9.0162 | 9.016 | 9.0157 | 9.0152 | 9.0233 | 9.0307 | 9.0376 | 9.2315 | 9.2315 | 9.2315
F2_Industrial_Instruments_New_Process_Natural Gas_Process - Insulate Heated Process Fluids_A_Achievable Technical Potential | F2 | Industrial | Instruments | New | Process | Natural Gas | Process - Insulate Heated Process Fluids | A | Integrated Unit Summer Peak Savings (kW) | Achievable Technical Potential | 0 | 0 | 0 | 0 | 0 | 0 | 0 | 0 | 0 | 0 | 0 | 0 | 0 | 0 | 0 | 0 | 0 | 0 | 0 | 0 | 0 | 0 | 0 | 0 | 0 | 0 | 0 | 0 | 0 | 0 | 0
F3_Industrial_Instruments_New_Process_Natural Gas_Process - Insulate Heated Process Fluids_A_Achievable Technical Potential | F3 | Industrial | Instruments | New | Process | Natural Gas | Process - Insulate Heated Process Fluids | A | Integrated Unit Winter Peak Savings (kW) | Achievable Technical Potential | 0 | 0 | 0 | 0 | 0 | 0 | 0 | 0 | 0 | 0 | 0 | 0 | 0 | 0 | 0 | 0 | 0 | 0 | 0 | 0 | 0 | 0 | 0 | 0 | 0 | 0 | 0 | 0 | 0 | 0 | 0
F4_Industrial_Instruments_New_Process_Natural Gas_Process - Insulate Heated Process Fluids_A_Achievable Technical Potential | F4 | Industrial | Instruments | New | Process | Natural Gas | Process - Insulate Heated Process Fluids | A | Incremental Energy Savings (MWh or mTherms) | Achievable Technical Potential | 0 | 0 | 0 | 0 | 0 | 0.027366 | 0.032333 | 0.037279 | 0.042176 | 0.047053 | 0.046742 | 0.040856 | 0.035443 | 0.030554 | 0.026175 | 0.022333 | 0.018973 | 0.016066 | 0.013561 | 0.011411 | 0.0095805 | 6.8416e-05 | 2.5526e-05 | 9.0729e-06 | 3.079e-06 | 0.026834 | 0.031817 | 0.036803 | 0.042632 | 0.047673 | 0.047447
F5_Industrial_Instruments_New_Process_Natural Gas_Process - Insulate Heated Process Fluids_A_Achievable Technical Potential | F5 | Industrial | Instruments | New | Process | Natural Gas | Process - Insulate Heated Process Fluids | A | Incremental Summer Peak Savings (MW) | Achievable Technical Potential | 0 | 0 | 0 | 0 | 0 | 0 | 0 | 0 | 0 | 0 | 0 | 0 | 0 | 0 | 0 | 0 | 0 | 0 | 0 | 0 | 0 | 0 | 0 | 0 | 0 | 0 | 0 | 0 | 0 | 0 | 0
F6_Industrial_Instruments_New_Process_Natural Gas_Process - Insulate Heated Process Fluids_A_Achievable Technical Potential | F6 | Industrial | Instruments | New | Process | Natural Gas | Process - Insulate Heated Process Fluids | A | Incremental Winter Peak Savings (MW) | Achievable Technical Potential | 0 | 0 | 0 | 0 | 0 | 0 | 0 | 0 | 0 | 0 | 0 | 0 | 0 | 0 | 0 | 0 | 0 | 0 | 0 | 0 | 0 | 0 | 0 | 0 | 0 | 0 | 0 | 0 | 0 | 0 | 0
F7_Industrial_Instruments_New_Process_Natural Gas_Process - Insulate Heated Process Fluids_A_Achievable Technical Potential | F7 | Industrial | Instruments | New | Process | Natural Gas | Process - Insulate Heated Process Fluids | A | Cumulative Energy Savings (MWh or mTherms) | Achievable Technical Potential | 0 | 0 | 0 | 0 | 0 | 0.027366 | 0.059625 | 0.096755 | 0.1387 | 0.18543 | 0.23183 | 0.27228 | 0.30729 | 0.33741 | 0.36317 | 0.38516 | 0.40386 | 0.41974 | 0.43317 | 0.44449 | 0.45406 | 0.45412 | 0.45414 | 0.45413 | 0.45411 | 0.45452 | 0.45489 | 0.45524 | 0 | 0 | 0
F8_Industrial_Instruments_New_Process_Natural Gas_Process - Insulate Heated Process Fluids_A_Achievable Technical Potential | F8 | Industrial | Instruments | New | Process | Natural Gas | Process - Insulate Heated Process Fluids | A | Cumulative Summer Peak Savings (MW) | Achievable Technical Potential | 0 | 0 | 0 | 0 | 0 | 0 | 0 | 0 | 0 | 0 | 0 | 0 | 0 | 0 | 0 | 0 | 0 | 0 | 0 | 0 | 0 | 0 | 0 | 0 | 0 | 0 | 0 | 0 | 0 | 0 | 0
F9_Industrial_Instruments_New_Process_Natural Gas_Process - Insulate Heated Process Fluids_A_Achievable Technical Potential | F9 | Industrial | Instruments | New | Process | Natural Gas | Process - Insulate Heated Process Fluids | A | Cumulative Winter Peak Savings (MW) | Achievable Technical Potential | 0 | 0 | 0 | 0 | 0 | 0 | 0 | 0 | 0 | 0 | 0 | 0 | 0 | 0 | 0 | 0 | 0 | 0 | 0 | 0 | 0 | 0 | 0 | 0 | 0 | 0 | 0 | 0 | 0 | 0 | 0
F10_Industrial_Instruments_New_Process_Natural Gas_Process - Insulate Heated Process Fluids_A_Achievable Technical Potential | F10 | Industrial | Instruments | New | Process | Natural Gas | Process - Insulate Heated Process Fluids | A | Purchases (Incremental) | Achievable Technical Potential | 0 | 0 | 0 | 0 | 0 | 2.9738 | 3.5232 | 4.0722 | 4.618 | 5.1642 | 5.1396 | 4.5002 | 3.9102 | 3.3756 | 2.8953 | 2.4727 | 2.1021 | 1.7809 | 1.5037 | 1.2655 | 1.0626 | 0.0075882 | 0.0028312 | 0.0010063 | 0.00034153 | 2.9738 | 3.5232 | 4.0722 | 4.618 | 5.1642 | 5.1396
F11_Industrial_Instruments_New_Process_Natural Gas_Process - Insulate Heated Process Fluids_A_Achievable Technical Potential | F11 | Industrial | Instruments | New | Process | Natural Gas | Process - Insulate Heated Process Fluids | A | Purchases (Cumulative) | Achievable Technical Potential | 0 | 0 | 0 | 0 | 0 | 2.9738 | 6.497 | 10.5693 | 15.1873 | 20.3515 | 25.4911 | 29.9913 | 33.9015 | 37.2771 | 40.1724 | 42.6451 | 44.7473 | 46.5282 | 48.0318 | 49.2974 | 50.36 | 50.3676 | 50.3704 | 50.3714 | 50.3717 | 50.3717 | 50.3717 | 50.3717 | 50.3717 | 50.3717 | 50.3717
F1_Industrial_Instruments_New_Process_Natural Gas_Process Heat Recovery_A_Achievable Technical Potential | F1 | Industrial | Instruments | New | Process | Natural Gas | Process Heat Recovery | A | Integrated Unit Energy Savings (kWh or therms) | Achievable Technical Potential | 0 | 0 | 0 | 0 | 0 | 0.13968 | 0.13927 | 0.1389 | 0.13854 | 0.1382 | 0.13792 | 0.13767 | 0.13744 | 0.13724 | 0.13707 | 0.13694 | 0.13685 | 0.13679 | 0.13675 | 0.13673 | 0.13673 | 0.13673 | 0.13674 | 0.13674 | 0.13674 | 0.13687 | 0.13698 | 0.13709 | 0 | 0 | 0
F2_Industrial_Instruments_New_Process_Natural Gas_Process Heat Recovery_A_Achievable Technical Potential | F2 | Industrial | Instruments | New | Process | Natural Gas | Process Heat Recovery | A | Integrated Unit Summer Peak Savings (kW) | Achievable Technical Potential | 0 | 0 | 0 | 0 | 0 | 0 | 0 | 0 | 0 | 0 | 0 | 0 | 0 | 0 | 0 | 0 | 0 | 0 | 0 | 0 | 0 | 0 | 0 | 0 | 0 | 0 | 0 | 0 | 0 | 0 | 0
F3_Industrial_Instruments_New_Process_Natural Gas_Process Heat Recovery_A_Achievable Technical Potential | F3 | Industrial | Instruments | New | Process | Natural Gas | Process Heat Recovery | A | Integrated Unit Winter Peak Savings (kW) | Achievable Technical Potential | 0 | 0 | 0 | 0 | 0 | 0 | 0 | 0 | 0 | 0 | 0 | 0 | 0 | 0 | 0 | 0 | 0 | 0 | 0 | 0 | 0 | 0 | 0 | 0 | 0 | 0 | 0 | 0 | 0 | 0 | 0
F4_Industrial_Instruments_New_Process_Natural Gas_Process Heat Recovery_A_Achievable Technical Potential | F4 | Industrial | Instruments | New | Process | Natural Gas | Process Heat Recovery | A | Incremental Energy Savings (MWh or mTherms) | Achievable Technical Potential | 0 | 0 | 0 | 0 | 0 | 0.014954 | 0.017665 | 0.020362 | 0.023033 | 0.025692 | 0.025518 | 0.022303 | 0.019347 | 0.016678 | 0.014287 | 0.01219 | 0.010356 | 0.0087698 | 0.0074026 | 0.0062292 | 0.014638 | 0.017343 | 0.020046 | 0.022733 | 0.025421 | 0.025324 | 0.022192 | 0.019298 | 0 | 0 | 0
F5_Industrial_Instruments_New_Process_Natural Gas_Process Heat Recovery_A_Achievable Technical Potential | F5 | Industrial | Instruments | New | Process | Natural Gas | Process Heat Recovery | A | Incremental Summer Peak Savings (MW) | Achievable Technical Potential | 0 | 0 | 0 | 0 | 0 | 0 | 0 | 0 | 0 | 0 | 0 | 0 | 0 | 0 | 0 | 0 | 0 | 0 | 0 | 0 | 0 | 0 | 0 | 0 | 0 | 0 | 0 | 0 | 0 | 0 | 0
F6_Industrial_Instruments_New_Process_Natural Gas_Process Heat Recovery_A_Achievable Technical Potential | F6 | Industrial | Instruments | New | Process | Natural Gas | Process Heat Recovery | A | Incremental Winter Peak Savings (MW) | Achievable Technical Potential | 0 | 0 | 0 | 0 | 0 | 0 | 0 | 0 | 0 | 0 | 0 | 0 | 0 | 0 | 0 | 0 | 0 | 0 | 0 | 0 | 0 | 0 | 0 | 0 | 0 | 0 | 0 | 0 | 0 | 0 | 0
F7_Industrial_Instruments_New_Process_Natural Gas_Process Heat Recovery_A_Achievable Technical Potential | F7 | Industrial | Instruments | New | Process | Natural Gas | Process Heat Recovery | A | Cumulative Energy Savings (MWh or mTherms) | Achievable Technical Potential | 0 | 0 | 0 | 0 | 0 | 0.014954 | 0.032575 | 0.052849 | 0.075748 | 0.10125 | 0.12656 | 0.14864 | 0.16774 | 0.18417 | 0.19824 | 0.21024 | 0.22045 | 0.22912 | 0.23646 | 0.24265 | 0.24265 | 0.24266 | 0.24267 | 0.24267 | 0.24267 | 0.2429 | 0.2431 | 0.2433 | 0 | 0 | 0
F8_Industrial_Instruments_New_Process_Natural Gas_Process Heat Recovery_A_Achievable Technical Potential | F8 | Industrial | Instruments | New | Process | Natural Gas | Process Heat Recovery | A | Cumulative Summer Peak Savings (MW) | Achievable Technical Potential | 0 | 0 | 0 | 0 | 0 | 0 | 0 | 0 | 0 | 0 | 0 | 0 | 0 | 0 | 0 | 0 | 0 | 0 | 0 | 0 | 0 | 0 | 0 | 0 | 0 | 0 | 0 | 0 | 0 | 0 | 0
F9_Industrial_Instruments_New_Process_Natural Gas_Process Heat Recovery_A_Achievable Technical Potential | F9 | Industrial | Instruments | New | Process | Natural Gas | Process Heat Recovery | A | Cumulative Winter Peak Savings (MW) | Achievable Technical Potential | 0 | 0 | 0 | 0 | 0 | 0 | 0 | 0 | 0 | 0 | 0 | 0 | 0 | 0 | 0 | 0 | 0 | 0 | 0 | 0 | 0 | 0 | 0 | 0 | 0 | 0 | 0 | 0 | 0 | 0 | 0
F10_Industrial_Instruments_New_Process_Natural Gas_Process Heat Recovery_A_Achievable Technical Potential | F10 | Industrial | Instruments | New | Process | Natural Gas | Process Heat Recovery | A | Purchases (Incremental) | Achievable Technical Potential | 0 | 0 | 0 | 0 | 0 | 107.0583 | 126.8348 | 146.6005 | 166.2497 | 185.9095 | 185.0269 | 162.0084 | 140.7656 | 121.5215 | 104.2312 | 89.0176 | 75.6772 | 64.1127 | 54.1326 | 45.5597 | 107.0583 | 126.8348 | 146.6005 | 166.2497 | 185.9095 | 185.0269 | 162.0084 | 140.7656 | 121.5215 | 104.2312 | 89.0176
F11_Industrial_Instruments_New_Process_Natural Gas_Process Heat Recovery_A_Achievable Technical Potential | F11 | Industrial | Instruments | New | Process | Natural Gas | Process Heat Recovery | A | Purchases (Cumulative) | Achievable Technical Potential | 0 | 0 | 0 | 0 | 0 | 107.0583 | 233.8931 | 380.4936 | 546.7433 | 732.6528 | 917.6797 | 1079.6881 | 1220.4537 | 1341.9752 | 1446.2064 | 1535.224 | 1610.9012 | 1675.0139 | 1729.1465 | 1774.7062 | 1774.7062 | 1774.7062 | 1774.7062 | 1774.7062 | 1774.7062 | 1774.7062 | 1774.7062 | 1774.7062 | 1774.7062 | 1774.7062 | 1774.7062
F1_Industrial_Instruments_New_Space Heating_Natural Gas_Building Automation System_A_Achievable Technical Potential | F1 | Industrial | Instruments | New | Space Heating | Natural Gas | Building Automation System | A | Integrated Unit Energy Savings (kWh or therms) | Achievable Technical Potential | 0 | 0 | 0 | 0 | 0 | 0.014549 | 0.014313 | 0.014117 | 0.013949 | 0.013799 | 0.013662 | 0.013499 | 0.013323 | 0.013145 | 0.01297 | 0.012811 | 0.012669 | 0.012549 | 0.012388 | 0.012265 | 0.012171 | 0.012096 | 0.012055 | 0.012028 | 0.012011 | 0.012002 | 0.011996 | 0.011995 | 0 | 0 | 0
F2_Industrial_Instruments_New_Space Heating_Natural Gas_Building Automation System_A_Achievable Technical Potential | F2 | Industrial | Instruments | New | Space Heating | Natural Gas | Building Automation System | A | Integrated Unit Summer Peak Savings (kW) | Achievable Technical Potential | 0 | 0 | 0 | 0 | 0 | 0 | 0 | 0 | 0 | 0 | 0 | 0 | 0 | 0 | 0 | 0 | 0 | 0 | 0 | 0 | 0 | 0 | 0 | 0 | 0 | 0 | 0 | 0 | 0 | 0 | 0
F3_Industrial_Instruments_New_Space Heating_Natural Gas_Building Automation System_A_Achievable Technical Potential | F3 | Industrial | Instruments | New | Space Heating | Natural Gas | Building Automation System | A | Integrated Unit Winter Peak Savings (kW) | Achievable Technical Potential | 0 | 0 | 0 | 0 | 0 | 0 | 0 | 0 | 0 | 0 | 0 | 0 | 0 | 0 | 0 | 0 | 0 | 0 | 0 | 0 | 0 | 0 | 0 | 0 | 0 | 0 | 0 | 0 | 0 | 0 | 0
F4_Industrial_Instruments_New_Space Heating_Natural Gas_Building Automation System_A_Achievable Technical Potential | F4 | Industrial | Instruments | New | Space Heating | Natural Gas | Building Automation System | A | Incremental Energy Savings (MWh or mTherms) | Achievable Technical Potential | 0 | 0 | 0 | 0 | 0 | 0.00045229 | 0.0010537 | 0.002133 | 0.0038877 | 0.0065276 | 0.010236 | 0.015058 | 0.020924 | 0.027554 | 0.034372 | 0.040666 | 0.04546 | 0.047886 | 0.047032 | 0.04307 | 0.037097 | 0.029519 | 0.021277 | 0.014141 | 0.0095852 | 0.0089921 | 0.013382 | 0.018839 | 0 | 0 | 0
F5_Industrial_Instruments_New_Space Heating_Natural Gas_Building Automation System_A_Achievable Technical Potential | F5 | Industrial | Instruments | New | Space Heating | Natural Gas | Building Automation System | A | Incremental Summer Peak Savings (MW) | Achievable Technical Potential | 0 | 0 | 0 | 0 | 0 | 0 | 0 | 0 | 0 | 0 | 0 | 0 | 0 | 0 | 0 | 0 | 0 | 0 | 0 | 0 | 0 | 0 | 0 | 0 | 0 | 0 | 0 | 0 | 0 | 0 | 0
F6_Industrial_Instruments_New_Space Heating_Natural Gas_Building Automation System_A_Achievable Technical Potential | F6 | Industrial | Instruments | New | Space Heating | Natural Gas | Building Automation System | A | Incremental Winter Peak Savings (MW) | Achievable Technical Potential | 0 | 0 | 0 | 0 | 0 | 0 | 0 | 0 | 0 | 0 | 0 | 0 | 0 | 0 | 0 | 0 | 0 | 0 | 0 | 0 | 0 | 0 | 0 | 0 | 0 | 0 | 0 | 0 | 0 | 0 | 0
F7_Industrial_Instruments_New_Space Heating_Natural Gas_Building Automation System_A_Achievable Technical Potential | F7 | Industrial | Instruments | New | Space Heating | Natural Gas | Building Automation System | A | Cumulative Energy Savings (MWh or mTherms) | Achievable Technical Potential | 0 | 0 | 0 | 0 | 0 | 0.00045229 | 0.0014987 | 0.0036112 | 0.0074559 | 0.013903 | 0.024002 | 0.038772 | 0.059191 | 0.085954 | 0.11918 | 0.15839 | 0.20209 | 0.24807 | 0.29192 | 0.33208 | 0.36626 | 0.39264 | 0.41076 | 0.42062 | 0.42394 | 0.42361 | 0.42342 | 0.42337 | 0 | 0 | 0
F8_Industrial_Instruments_New_Space Heating_Natural Gas_Building Automation System_A_Achievable Technical Potential | F8 | Industrial | Instruments | New | Space Heating | Natural Gas | Building Automation System | A | Cumulative Summer Peak Savings (MW) | Achievable Technical Potential | 0 | 0 | 0 | 0 | 0 | 0 | 0 | 0 | 0 | 0 | 0 | 0 | 0 | 0 | 0 | 0 | 0 | 0 | 0 | 0 | 0 | 0 | 0 | 0 | 0 | 0 | 0 | 0 | 0 | 0 | 0
F9_Industrial_Instruments_New_Space Heating_Natural Gas_Building Automation System_A_Achievable Technical Potential | F9 | Industrial | Instruments | New | Space Heating | Natural Gas | Building Automation System | A | Cumulative Winter Peak Savings (MW) | Achievable Technical Potential | 0 | 0 | 0 | 0 | 0 | 0 | 0 | 0 | 0 | 0 | 0 | 0 | 0 | 0 | 0 | 0 | 0 | 0 | 0 | 0 | 0 | 0 | 0 | 0 | 0 | 0 | 0 | 0 | 0 | 0 | 0
F10_Industrial_Instruments_New_Space Heating_Natural Gas_Building Automation System_A_Achievable Technical Potential | F10 | Industrial | Instruments | New | Space Heating | Natural Gas | Building Automation System | A | Purchases (Incremental) | Achievable Technical Potential | 0 | 0 | 0 | 0 | 0 | 31.0873 | 73.6208 | 151.0877 | 278.7052 | 473.0614 | 749.2319 | 1115.4636 | 1570.5453 | 2096.1682 | 2650.2212 | 3174.2268 | 3588.4096 | 3815.9317 | 3796.5065 | 3511.6859 | 3047.9497 | 2440.3136 | 1764.9804 | 1175.7074 | 798.0164 | 749.2319 | 1115.4636 | 1570.5453 | 2096.1682 | 2650.2212 | 3174.2268
F11_Industrial_Instruments_New_Space Heating_Natural Gas_Building Automation System_A_Achievable Technical Potential | F11 | Industrial | Instruments | New | Space Heating | Natural Gas | Building Automation System | A | Purchases (Cumulative) | Achievable Technical Potential | 0 | 0 | 0 | 0 | 0 | 31.0873 | 104.7081 | 255.7958 | 534.5009 | 1007.5623 | 1756.7942 | 2872.2577 | 4442.803 | 6538.9712 | 9189.1924 | 12363.4193 | 15951.8289 | 19767.7606 | 23564.2671 | 27075.953 | 30092.8154 | 32459.5083 | 34073.401 | 34970.4032 | 35295.3582 | 35295.3582 | 35295.3582 | 35295.3582 | 35295.3582 | 35295.3582 | 35295.3582
F1_Industrial_Instruments_New_Space Heating_Natural Gas_Steam System Efficiency Improvements_A_Achievable Technical Potential | F1 | Industrial | Instruments | New | Space Heating | Natural Gas | Steam System Efficiency Improvements | A | Integrated Unit Energy Savings (kWh or therms) | Achievable Technical Potential | 0 | 0 | 0 | 0 | 0 | 0 | 0 | 0 | 0 | 0 | 0 | 0 | 0 | 0 | 0 | 0 | 0 | 0 | 0 | 0 | 0 | 0 | 0 | 0 | 0 | 0 | 0 | 0 | 0 | 0 | 0
F2_Industrial_Instruments_New_Space Heating_Natural Gas_Steam System Efficiency Improvements_A_Achievable Technical Potential | F2 | Industrial | Instruments | New | Space Heating | Natural Gas | Steam System Efficiency Improvements | A | Integrated Unit Summer Peak Savings (kW) | Achievable Technical Potential | 0 | 0 | 0 | 0 | 0 | 0 | 0 | 0 | 0 | 0 | 0 | 0 | 0 | 0 | 0 | 0 | 0 | 0 | 0 | 0 | 0 | 0 | 0 | 0 | 0 | 0 | 0 | 0 | 0 | 0 | 0
F3_Industrial_Instruments_New_Space Heating_Natural Gas_Steam System Efficiency Improvements_A_Achievable Technical Potential | F3 | Industrial | Instruments | New | Space Heating | Natural Gas | Steam System Efficiency Improvements | A | Integrated Unit Winter Peak Savings (kW) | Achievable Technical Potential | 0 | 0 | 0 | 0 | 0 | 0 | 0 | 0 | 0 | 0 | 0 | 0 | 0 | 0 | 0 | 0 | 0 | 0 | 0 | 0 | 0 | 0 | 0 | 0 | 0 | 0 | 0 | 0 | 0 | 0 | 0
F4_Industrial_Instruments_New_Space Heating_Natural Gas_Steam System Efficiency Improvements_A_Achievable Technical Potential | F4 | Industrial | Instruments | New | Space Heating | Natural Gas | Steam System Efficiency Improvements | A | Incremental Energy Savings (MWh or mTherms) | Achievable Technical Potential | 0 | 0 | 0 | 0 | 0 | 0 | 0 | 0 | 0 | 0 | 0 | 0 | 0 | 0 | 0 | 0 | 0 | 0 | 0 | 0 | 0 | 0 | 0 | 0 | 0 | 0 | 0 | 0 | 0 | 0 | 0
F5_Industrial_Instruments_New_Space Heating_Natural Gas_Steam System Efficiency Improvements_A_Achievable Technical Potential | F5 | Industrial | Instruments | New | Space Heating | Natural Gas | Steam System Efficiency Improvements | A | Incremental Summer Peak Savings (MW) | Achievable Technical Potential | 0 | 0 | 0 | 0 | 0 | 0 | 0 | 0 | 0 | 0 | 0 | 0 | 0 | 0 | 0 | 0 | 0 | 0 | 0 | 0 | 0 | 0 | 0 | 0 | 0 | 0 | 0 | 0 | 0 | 0 | 0
F6_Industrial_Instruments_New_Space Heating_Natural Gas_Steam System Efficiency Improvements_A_Achievable Technical Potential | F6 | Industrial | Instruments | New | Space Heating | Natural Gas | Steam System Efficiency Improvements | A | Incremental Winter Peak Savings (MW) | Achievable Technical Potential | 0 | 0 | 0 | 0 | 0 | 0 | 0 | 0 | 0 | 0 | 0 | 0 | 0 | 0 | 0 | 0 | 0 | 0 | 0 | 0 | 0 | 0 | 0 | 0 | 0 | 0 | 0 | 0 | 0 | 0 | 0
F7_Industrial_Instruments_New_Space Heating_Natural Gas_Steam System Efficiency Improvements_A_Achievable Technical Potential | F7 | Industrial | Instruments | New | Space Heating | Natural Gas | Steam System Efficiency Improvements | A | Cumulative Energy Savings (MWh or mTherms) | Achievable Technical Potential | 0 | 0 | 0 | 0 | 0 | 0 | 0 | 0 | 0 | 0 | 0 | 0 | 0 | 0 | 0 | 0 | 0 | 0 | 0 | 0 | 0 | 0 | 0 | 0 | 0 | 0 | 0 | 0 | 0 | 0 | 0
F8_Industrial_Instruments_New_Space Heating_Natural Gas_Steam System Efficiency Improvements_A_Achievable Technical Potential | F8 | Industrial | Instruments | New | Space Heating | Natural Gas | Steam System Efficiency Improvements | A | Cumulative Summer Peak Savings (MW) | Achievable Technical Potential | 0 | 0 | 0 | 0 | 0 | 0 | 0 | 0 | 0 | 0 | 0 | 0 | 0 | 0 | 0 | 0 | 0 | 0 | 0 | 0 | 0 | 0 | 0 | 0 | 0 | 0 | 0 | 0 | 0 | 0 | 0
F9_Industrial_Instruments_New_Space Heating_Natural Gas_Steam System Efficiency Improvements_A_Achievable Technical Potential | F9 | Industrial | Instruments | New | Space Heating | Natural Gas | Steam System Efficiency Improvements | A | Cumulative Winter Peak Savings (MW) | Achievable Technical Potential | 0 | 0 | 0 | 0 | 0 | 0 | 0 | 0 | 0 | 0 | 0 | 0 | 0 | 0 | 0 | 0 | 0 | 0 | 0 | 0 | 0 | 0 | 0 | 0 | 0 | 0 | 0 | 0 | 0 | 0 | 0
F10_Industrial_Instruments_New_Space Heating_Natural Gas_Steam System Efficiency Improvements_A_Achievable Technical Potential | F10 | Industrial | Instruments | New | Space Heating | Natural Gas | Steam System Efficiency Improvements | A | Purchases (Incremental) | Achievable Technical Potential | 0 | 0 | 0 | 0 | 0 | 0 | 0 | 0 | 0 | 0 | 0 | 0 | 0 | 0 | 0 | 0 | 0 | 0 | 0 | 0 | 0 | 0 | 0 | 0 | 0 | 0 | 0 | 0 | 0 | 0 | 0
F11_Industrial_Instruments_New_Space Heating_Natural Gas_Steam System Efficiency Improvements_A_Achievable Technical Potential | F11 | Industrial | Instruments | New | Space Heating | Natural Gas | Steam System Efficiency Improvements | A | Purchases (Cumulative) | Achievable Technical Potential | 0 | 0 | 0 | 0 | 0 | 0 | 0 | 0 | 0 | 0 | 0 | 0 | 0 | 0 | 0 | 0 | 0 | 0 | 0 | 0 | 0 | 0 | 0 | 0 | 0 | 0 | 0 | 0 | 0 | 0 | 0
F1_Industrial_Instruments_New_Process_Natural Gas_Steam System Efficiency Improvements_A_Achievable Technical Potential | F1 | Industrial | Instruments | New | Process | Natural Gas | Steam System Efficiency Improvements | A | Integrated Unit Energy Savings (kWh or therms) | Achievable Technical Potential | 0 | 0 | 0 | 0 | 0 | 0.086832 | 0.086597 | 0.086381 | 0.086179 | 0.085977 | 0.085817 | 0.085668 | 0.085532 | 0.085412 | 0.085308 | 0.085228 | 0.085168 | 0.085128 | 0.085102 | 0.085085 | 0.085083 | 0.085081 | 0.085079 | 0.085076 | 0.085072 | 0.085147 | 0.085218 | 0.085283 | 0.087109 | 0.087109 | 0.087109
F2_Industrial_Instruments_New_Process_Natural Gas_Steam System Efficiency Improvements_A_Achievable Technical Potential | F2 | Industrial | Instruments | New | Process | Natural Gas | Steam System Efficiency Improvements | A | Integrated Unit Summer Peak Savings (kW) | Achievable Technical Potential | 0 | 0 | 0 | 0 | 0 | 0 | 0 | 0 | 0 | 0 | 0 | 0 | 0 | 0 | 0 | 0 | 0 | 0 | 0 | 0 | 0 | 0 | 0 | 0 | 0 | 0 | 0 | 0 | 0 | 0 | 0
F3_Industrial_Instruments_New_Process_Natural Gas_Steam System Efficiency Improvements_A_Achievable Technical Potential | F3 | Industrial | Instruments | New | Process | Natural Gas | Steam System Efficiency Improvements | A | Integrated Unit Winter Peak Savings (kW) | Achievable Technical Potential | 0 | 0 | 0 | 0 | 0 | 0 | 0 | 0 | 0 | 0 | 0 | 0 | 0 | 0 | 0 | 0 | 0 | 0 | 0 | 0 | 0 | 0 | 0 | 0 | 0 | 0 | 0 | 0 | 0 | 0 | 0
F4_Industrial_Instruments_New_Process_Natural Gas_Steam System Efficiency Improvements_A_Achievable Technical Potential | F4 | Industrial | Instruments | New | Process | Natural Gas | Steam System Efficiency Improvements | A | Incremental Energy Savings (MWh or mTherms) | Achievable Technical Potential | 0 | 0 | 0 | 0 | 0 | 3.6326e-05 | 8.5794e-05 | 0.00017563 | 0.00032322 | 0.00054733 | 0.00086525 | 0.001286 | 0.0018077 | 0.0024093 | 0.0030425 | 0.0036406 | 0.0041128 | 0.0043715 | 0.0043479 | 0.0040209 | 0.0036344 | 0.0041086 | 0.004369 | 0.0043466 | 0.0040203 | 0.0036372 | 0.0041151 | 0.0043794 | 0.0044504 | 0.0041165 | 0.0037209
F5_Industrial_Instruments_New_Process_Natural Gas_Steam System Efficiency Improvements_A_Achievable Technical Potential | F5 | Industrial | Instruments | New | Process | Natural Gas | Steam System Efficiency Improvements | A | Incremental Summer Peak Savings (MW) | Achievable Technical Potential | 0 | 0 | 0 | 0 | 0 | 0 | 0 | 0 | 0 | 0 | 0 | 0 | 0 | 0 | 0 | 0 | 0 | 0 | 0 | 0 | 0 | 0 | 0 | 0 | 0 | 0 | 0 | 0 | 0 | 0 | 0
F6_Industrial_Instruments_New_Process_Natural Gas_Steam System Efficiency Improvements_A_Achievable Technical Potential | F6 | Industrial | Instruments | New | Process | Natural Gas | Steam System Efficiency Improvements | A | Incremental Winter Peak Savings (MW) | Achievable Technical Potential | 0 | 0 | 0 | 0 | 0 | 0 | 0 | 0 | 0 | 0 | 0 | 0 | 0 | 0 | 0 | 0 | 0 | 0 | 0 | 0 | 0 | 0 | 0 | 0 | 0 | 0 | 0 | 0 | 0 | 0 | 0
F7_Industrial_Instruments_New_Process_Natural Gas_Steam System Efficiency Improvements_A_Achievable Technical Potential | F7 | Industrial | Instruments | New | Process | Natural Gas | Steam System Efficiency Improvements | A | Cumulative Energy Savings (MWh or mTherms) | Achievable Technical Potential | 0 | 0 | 0 | 0 | 0 | 3.6326e-05 | 0.00012202 | 0.00029735 | 0.00061987 | 0.0011658 | 0.0019929 | 0.0031906 | 0.0048193 | 0.0069015 | 0.0093926 | 0.012165 | 0.014991 | 0.017556 | 0.019498 | 0.02048 | 0.02048 | 0.02048 | 0.020479 | 0.020478 | 0.020477 | 0.020495 | 0.020512 | 0.020528 | 0 | 0 | 0
F8_Industrial_Instruments_New_Process_Natural Gas_Steam System Efficiency Improvements_A_Achievable Technical Potential | F8 | Industrial | Instruments | New | Process | Natural Gas | Steam System Efficiency Improvements | A | Cumulative Summer Peak Savings (MW) | Achievable Technical Potential | 0 | 0 | 0 | 0 | 0 | 0 | 0 | 0 | 0 | 0 | 0 | 0 | 0 | 0 | 0 | 0 | 0 | 0 | 0 | 0 | 0 | 0 | 0 | 0 | 0 | 0 | 0 | 0 | 0 | 0 | 0
F9_Industrial_Instruments_New_Process_Natural Gas_Steam System Efficiency Improvements_A_Achievable Technical Potential | F9 | Industrial | Instruments | New | Process | Natural Gas | Steam System Efficiency Improvements | A | Cumulative Winter Peak Savings (MW) | Achievable Technical Potential | 0 | 0 | 0 | 0 | 0 | 0 | 0 | 0 | 0 | 0 | 0 | 0 | 0 | 0 | 0 | 0 | 0 | 0 | 0 | 0 | 0 | 0 | 0 | 0 | 0 | 0 | 0 | 0 | 0 | 0 | 0
F10_Industrial_Instruments_New_Process_Natural Gas_Steam System Efficiency Improvements_A_Achievable Technical Potential | F10 | Industrial | Instruments | New | Process | Natural Gas | Steam System Efficiency Improvements | A | Purchases (Incremental) | Achievable Technical Potential | 0 | 0 | 0 | 0 | 0 | 0.41835 | 0.99073 | 2.0332 | 3.7506 | 6.3661 | 10.0826 | 15.011 | 21.1351 | 28.2085 | 35.6645 | 42.7162 | 48.2899 | 51.3517 | 51.0903 | 47.2574 | 42.7162 | 48.2899 | 51.3517 | 51.0903 | 47.2574 | 42.7162 | 48.2899 | 51.3517 | 51.0903 | 47.2574 | 42.7162
F11_Industrial_Instruments_New_Process_Natural Gas_Steam System Efficiency Improvements_A_Achievable Technical Potential | F11 | Industrial | Instruments | New | Process | Natural Gas | Steam System Efficiency Improvements | A | Purchases (Cumulative) | Achievable Technical Potential | 0 | 0 | 0 | 0 | 0 | 0.41835 | 1.4091 | 3.4423 | 7.1929 | 13.559 | 23.2232 | 37.2434 | 56.3454 | 80.8033 | 110.1017 | 142.7354 | 176.0143 | 206.2309 | 229.1126 | 240.7055 | 240.7055 | 240.7055 | 240.7055 | 240.7055 | 240.7055 | 240.7055 | 240.7055 | 240.7055 | 240.7055 | 240.7055 | 240.7055
F1_Industrial_Instruments_New_Space Heating_Natural Gas_Strategic Energy Management_A_Achievable Technical Potential | F1 | Industrial | Instruments | New | Space Heating | Natural Gas | Strategic Energy Management | A | Integrated Unit Energy Savings (kWh or therms) | Achievable Technical Potential | 0 | 0 | 0 | 0 | 0 | 2.989 | 2.9398 | 2.8986 | 2.8625 | 2.8291 | 2.7976 | 2.7596 | 2.7178 | 2.6744 | 2.6306 | 2.5897 | 2.5519 | 2.5191 | 2.4793 | 2.4485 | 2.4256 | 2.4085 | 2.3999 | 2.3957 | 2.3947 | 2.3955 | 2.397 | 2.3991 | 0 | 0 | 0
F2_Industrial_Instruments_New_Space Heating_Natural Gas_Strategic Energy Management_A_Achievable Technical Potential | F2 | Industrial | Instruments | New | Space Heating | Natural Gas | Strategic Energy Management | A | Integrated Unit Summer Peak Savings (kW) | Achievable Technical Potential | 0 | 0 | 0 | 0 | 0 | 0 | 0 | 0 | 0 | 0 | 0 | 0 | 0 | 0 | 0 | 0 | 0 | 0 | 0 | 0 | 0 | 0 | 0 | 0 | 0 | 0 | 0 | 0 | 0 | 0 | 0
F3_Industrial_Instruments_New_Space Heating_Natural Gas_Strategic Energy Management_A_Achievable Technical Potential | F3 | Industrial | Instruments | New | Space Heating | Natural Gas | Strategic Energy Management | A | Integrated Unit Winter Peak Savings (kW) | Achievable Technical Potential | 0 | 0 | 0 | 0 | 0 | 0 | 0 | 0 | 0 | 0 | 0 | 0 | 0 | 0 | 0 | 0 | 0 | 0 | 0 | 0 | 0 | 0 | 0 | 0 | 0 | 0 | 0 | 0 | 0 | 0 | 0
F4_Industrial_Instruments_New_Space Heating_Natural Gas_Strategic Energy Management_A_Achievable Technical Potential | F4 | Industrial | Instruments | New | Space Heating | Natural Gas | Strategic Energy Management | A | Incremental Energy Savings (MWh or mTherms) | Achievable Technical Potential | 0 | 0 | 0 | 0 | 0 | 0.0028437 | 0.0033136 | 0.0037763 | 0.004229 | 0.004674 | 0.0051112 | 0.0055181 | 0.0059023 | 0.0062676 | 0.0066098 | 0.0069466 | 0.0072741 | 0.0076043 | 0.0078988 | 0.0082068 | 0.0085327 | 0.0088705 | 0.0092341 | 0.009611 | 0.0099984 | 0.0084268 | 0.0088282 | 0.0092309 | 0 | 0 | 0
F5_Industrial_Instruments_New_Space Heating_Natural Gas_Strategic Energy Management_A_Achievable Technical Potential | F5 | Industrial | Instruments | New | Space Heating | Natural Gas | Strategic Energy Management | A | Incremental Summer Peak Savings (MW) | Achievable Technical Potential | 0 | 0 | 0 | 0 | 0 | 0 | 0 | 0 | 0 | 0 | 0 | 0 | 0 | 0 | 0 | 0 | 0 | 0 | 0 | 0 | 0 | 0 | 0 | 0 | 0 | 0 | 0 | 0 | 0 | 0 | 0
F6_Industrial_Instruments_New_Space Heating_Natural Gas_Strategic Energy Management_A_Achievable Technical Potential | F6 | Industrial | Instruments | New | Space Heating | Natural Gas | Strategic Energy Management | A | Incremental Winter Peak Savings (MW) | Achievable Technical Potential | 0 | 0 | 0 | 0 | 0 | 0 | 0 | 0 | 0 | 0 | 0 | 0 | 0 | 0 | 0 | 0 | 0 | 0 | 0 | 0 | 0 | 0 | 0 | 0 | 0 | 0 | 0 | 0 | 0 | 0 | 0
F7_Industrial_Instruments_New_Space Heating_Natural Gas_Strategic Energy Management_A_Achievable Technical Potential | F7 | Industrial | Instruments | New | Space Heating | Natural Gas | Strategic Energy Management | A | Cumulative Energy Savings (MWh or mTherms) | Achievable Technical Potential | 0 | 0 | 0 | 0 | 0 | 0.0028437 | 0.0061105 | 0.0098012 | 0.013908 | 0.01842 | 0.020664 | 0.022791 | 0.024807 | 0.026728 | 0.028554 | 0.030325 | 0.032054 | 0.033776 | 0.03533 | 0.036946 | 0.038627 | 0.040359 | 0.042205 | 0.044109 | 0.046063 | 0.046079 | 0.046107 | 0.046147 | 0 | 0 | 0
F8_Industrial_Instruments_New_Space Heating_Natural Gas_Strategic Energy Management_A_Achievable Technical Potential | F8 | Industrial | Instruments | New | Space Heating | Natural Gas | Strategic Energy Management | A | Cumulative Summer Peak Savings (MW) | Achievable Technical Potential | 0 | 0 | 0 | 0 | 0 | 0 | 0 | 0 | 0 | 0 | 0 | 0 | 0 | 0 | 0 | 0 | 0 | 0 | 0 | 0 | 0 | 0 | 0 | 0 | 0 | 0 | 0 | 0 | 0 | 0 | 0
F9_Industrial_Instruments_New_Space Heating_Natural Gas_Strategic Energy Management_A_Achievable Technical Potential | F9 | Industrial | Instruments | New | Space Heating | Natural Gas | Strategic Energy Management | A | Cumulative Winter Peak Savings (MW) | Achievable Technical Potential | 0 | 0 | 0 | 0 | 0 | 0 | 0 | 0 | 0 | 0 | 0 | 0 | 0 | 0 | 0 | 0 | 0 | 0 | 0 | 0 | 0 | 0 | 0 | 0 | 0 | 0 | 0 | 0 | 0 | 0 | 0
F10_Industrial_Instruments_New_Space Heating_Natural Gas_Strategic Energy Management_A_Achievable Technical Potential | F10 | Industrial | Instruments | New | Space Heating | Natural Gas | Strategic Energy Management | A | Purchases (Incremental) | Achievable Technical Potential | 0 | 0 | 0 | 0 | 0 | 0.95139 | 1.1271 | 1.3028 | 1.4774 | 1.6521 | 1.827 | 1.9996 | 2.1718 | 2.3436 | 2.5127 | 2.6824 | 2.8505 | 3.0186 | 3.1859 | 3.3517 | 3.5177 | 3.683 | 3.8477 | 4.0117 | 4.1752 | 3.5177 | 3.683 | 3.8477 | 4.0117 | 4.1752 | 3.5177
F11_Industrial_Instruments_New_Space Heating_Natural Gas_Strategic Energy Management_A_Achievable Technical Potential | F11 | Industrial | Instruments | New | Space Heating | Natural Gas | Strategic Energy Management | A | Purchases (Cumulative) | Achievable Technical Potential | 0 | 0 | 0 | 0 | 0 | 0.95139 | 2.0785 | 3.3813 | 4.8587 | 6.5108 | 7.3864 | 8.2589 | 9.1278 | 9.994 | 10.8546 | 11.71 | 12.5609 | 13.4077 | 14.2501 | 15.0891 | 15.9245 | 16.757 | 17.586 | 18.4118 | 19.2353 | 19.2353 | 19.2353 | 19.2353 | 19.2353 | 19.2353 | 19.2353
F1_Industrial_Instruments_New_Process_Natural Gas_Strategic Energy Management_A_Achievable Technical Potential | F1 | Industrial | Instruments | New | Process | Natural Gas | Strategic Energy Management | A | Integrated Unit Energy Savings (kWh or therms) | Achievable Technical Potential | 0 | 0 | 0 | 0 | 0 | 1.6966 | 1.6942 | 1.692 | 1.69 | 1.688 | 1.6861 | 1.6844 | 1.6829 | 1.6816 | 1.6807 | 1.68 | 1.6796 | 1.6794 | 1.6794 | 1.6795 | 1.6797 | 1.6798 | 1.6799 | 1.68 | 1.6801 | 1.6808 | 1.6814 | 1.6821 | 0 | 0 | 0
F2_Industrial_Instruments_New_Process_Natural Gas_Strategic Energy Management_A_Achievable Technical Potential | F2 | Industrial | Instruments | New | Process | Natural Gas | Strategic Energy Management | A | Integrated Unit Summer Peak Savings (kW) | Achievable Technical Potential | 0 | 0 | 0 | 0 | 0 | 0 | 0 | 0 | 0 | 0 | 0 | 0 | 0 | 0 | 0 | 0 | 0 | 0 | 0 | 0 | 0 | 0 | 0 | 0 | 0 | 0 | 0 | 0 | 0 | 0 | 0
F3_Industrial_Instruments_New_Process_Natural Gas_Strategic Energy Management_A_Achievable Technical Potential | F3 | Industrial | Instruments | New | Process | Natural Gas | Strategic Energy Management | A | Integrated Unit Winter Peak Savings (kW) | Achievable Technical Potential | 0 | 0 | 0 | 0 | 0 | 0 | 0 | 0 | 0 | 0 | 0 | 0 | 0 | 0 | 0 | 0 | 0 | 0 | 0 | 0 | 0 | 0 | 0 | 0 | 0 | 0 | 0 | 0 | 0 | 0 | 0
F4_Industrial_Instruments_New_Process_Natural Gas_Strategic Energy Management_A_Achievable Technical Potential | F4 | Industrial | Instruments | New | Process | Natural Gas | Strategic Energy Management | A | Incremental Energy Savings (MWh or mTherms) | Achievable Technical Potential | 0 | 0 | 0 | 0 | 0 | 0.083032 | 0.098233 | 0.11339 | 0.12844 | 0.14346 | 0.15846 | 0.17326 | 0.18801 | 0.20273 | 0.21723 | 0.23181 | 0.24629 | 0.26079 | 0.27524 | 0.28957 | 0.30395 | 0.31826 | 0.33251 | 0.34671 | 0.36084 | 0.30415 | 0.31857 | 0.33293 | 0 | 0 | 0
F5_Industrial_Instruments_New_Process_Natural Gas_Strategic Energy Management_A_Achievable Technical Potential | F5 | Industrial | Instruments | New | Process | Natural Gas | Strategic Energy Management | A | Incremental Summer Peak Savings (MW) | Achievable Technical Potential | 0 | 0 | 0 | 0 | 0 | 0 | 0 | 0 | 0 | 0 | 0 | 0 | 0 | 0 | 0 | 0 | 0 | 0 | 0 | 0 | 0 | 0 | 0 | 0 | 0 | 0 | 0 | 0 | 0 | 0 | 0
F6_Industrial_Instruments_New_Process_Natural Gas_Strategic Energy Management_A_Achievable Technical Potential | F6 | Industrial | Instruments | New | Process | Natural Gas | Strategic Energy Management | A | Incremental Winter Peak Savings (MW) | Achievable Technical Potential | 0 | 0 | 0 | 0 | 0 | 0 | 0 | 0 | 0 | 0 | 0 | 0 | 0 | 0 | 0 | 0 | 0 | 0 | 0 | 0 | 0 | 0 | 0 | 0 | 0 | 0 | 0 | 0 | 0 | 0 | 0
F7_Industrial_Instruments_New_Process_Natural Gas_Strategic Energy Management_A_Achievable Technical Potential | F7 | Industrial | Instruments | New | Process | Natural Gas | Strategic Energy Management | A | Cumulative Energy Savings (MWh or mTherms) | Achievable Technical Potential | 0 | 0 | 0 | 0 | 0 | 0.083032 | 0.18115 | 0.29431 | 0.4224 | 0.56537 | 0.64067 | 0.71562 | 0.79021 | 0.86455 | 0.93844 | 1.012 | 1.0853 | 1.1583 | 1.2311 | 1.3036 | 1.3759 | 1.448 | 1.5198 | 1.5912 | 1.6624 | 1.6631 | 1.6638 | 1.6644 | 0 | 0 | 0
F8_Industrial_Instruments_New_Process_Natural Gas_Strategic Energy Management_A_Achievable Technical Potential | F8 | Industrial | Instruments | New | Process | Natural Gas | Strategic Energy Management | A | Cumulative Summer Peak Savings (MW) | Achievable Technical Potential | 0 | 0 | 0 | 0 | 0 | 0 | 0 | 0 | 0 | 0 | 0 | 0 | 0 | 0 | 0 | 0 | 0 | 0 | 0 | 0 | 0 | 0 | 0 | 0 | 0 | 0 | 0 | 0 | 0 | 0 | 0
F9_Industrial_Instruments_New_Process_Natural Gas_Strategic Energy Management_A_Achievable Technical Potential | F9 | Industrial | Instruments | New | Process | Natural Gas | Strategic Energy Management | A | Cumulative Winter Peak Savings (MW) | Achievable Technical Potential | 0 | 0 | 0 | 0 | 0 | 0 | 0 | 0 | 0 | 0 | 0 | 0 | 0 | 0 | 0 | 0 | 0 | 0 | 0 | 0 | 0 | 0 | 0 | 0 | 0 | 0 | 0 | 0 | 0 | 0 | 0
F10_Industrial_Instruments_New_Process_Natural Gas_Strategic Energy Management_A_Achievable Technical Potential | F10 | Industrial | Instruments | New | Process | Natural Gas | Strategic Energy Management | A | Purchases (Incremental) | Achievable Technical Potential | 0 | 0 | 0 | 0 | 0 | 48.9411 | 57.9819 | 67.0176 | 76.0001 | 84.9875 | 93.9823 | 102.8629 | 111.7191 | 120.5575 | 129.2554 | 137.9866 | 146.6345 | 155.2835 | 163.889 | 172.4178 | 180.9566 | 189.4602 | 197.9306 | 206.3702 | 214.7811 | 180.9566 | 189.4602 | 197.9306 | 206.3702 | 214.7811 | 180.9566
F11_Industrial_Instruments_New_Process_Natural Gas_Strategic Energy Management_A_Achievable Technical Potential | F11 | Industrial | Instruments | New | Process | Natural Gas | Strategic Energy Management | A | Purchases (Cumulative) | Achievable Technical Potential | 0 | 0 | 0 | 0 | 0 | 48.9411 | 106.923 | 173.9406 | 249.9407 | 334.9282 | 379.9694 | 424.8504 | 469.5519 | 514.1092 | 558.3772 | 602.3815 | 646.1532 | 689.7176 | 733.0491 | 776.2115 | 819.1815 | 862.0072 | 904.6543 | 947.1355 | 989.4988 | 989.4988 | 989.4988 | 989.4988 | 989.4988 | 989.4988 | 989.4988
F1_Industrial_Instruments_New_Miscellaneous_Natural Gas_Strategic Energy Management_A_Achievable Technical Potential | F1 | Industrial | Instruments | New | Miscellaneous | Natural Gas | Strategic Energy Management | A | Integrated Unit Energy Savings (kWh or therms) | Achievable Technical Potential | 0 | 0 | 0 | 0 | 0 | 1.1153 | 1.1153 | 1.1153 | 1.1153 | 1.1153 | 1.1153 | 1.1153 | 1.1153 | 1.1153 | 1.1153 | 1.1153 | 1.1153 | 1.1153 | 1.1153 | 1.1153 | 1.1153 | 1.1153 | 1.1153 | 1.1153 | 1.1153 | 1.1153 | 1.1153 | 1.1153 | 0 | 0 | 0
F2_Industrial_Instruments_New_Miscellaneous_Natural Gas_Strategic Energy Management_A_Achievable Technical Potential | F2 | Industrial | Instruments | New | Miscellaneous | Natural Gas | Strategic Energy Management | A | Integrated Unit Summer Peak Savings (kW) | Achievable Technical Potential | 0 | 0 | 0 | 0 | 0 | 0 | 0 | 0 | 0 | 0 | 0 | 0 | 0 | 0 | 0 | 0 | 0 | 0 | 0 | 0 | 0 | 0 | 0 | 0 | 0 | 0 | 0 | 0 | 0 | 0 | 0
F3_Industrial_Instruments_New_Miscellaneous_Natural Gas_Strategic Energy Management_A_Achievable Technical Potential | F3 | Industrial | Instruments | New | Miscellaneous | Natural Gas | Strategic Energy Management | A | Integrated Unit Winter Peak Savings (kW) | Achievable Technical Potential | 0 | 0 | 0 | 0 | 0 | 0 | 0 | 0 | 0 | 0 | 0 | 0 | 0 | 0 | 0 | 0 | 0 | 0 | 0 | 0 | 0 | 0 | 0 | 0 | 0 | 0 | 0 | 0 | 0 | 0 | 0
F4_Industrial_Instruments_New_Miscellaneous_Natural Gas_Strategic Energy Management_A_Achievable Technical Potential | F4 | Industrial | Instruments | New | Miscellaneous | Natural Gas | Strategic Energy Management | A | Incremental Energy Savings (MWh or mTherms) | Achievable Technical Potential | 0 | 0 | 0 | 0 | 0 | 0.013646 | 0.016166 | 0.018686 | 0.02119 | 0.023696 | 0.026204 | 0.02868 | 0.031149 | 0.033614 | 0.036039 | 0.038473 | 0.040884 | 0.043296 | 0.045695 | 0.048073 | 0.050454 | 0.052825 | 0.055187 | 0.05754 | 0.059885 | 0.050454 | 0.052825 | 0.055187 | 0 | 0 | 0
F5_Industrial_Instruments_New_Miscellaneous_Natural Gas_Strategic Energy Management_A_Achievable Technical Potential | F5 | Industrial | Instruments | New | Miscellaneous | Natural Gas | Strategic Energy Management | A | Incremental Summer Peak Savings (MW) | Achievable Technical Potential | 0 | 0 | 0 | 0 | 0 | 0 | 0 | 0 | 0 | 0 | 0 | 0 | 0 | 0 | 0 | 0 | 0 | 0 | 0 | 0 | 0 | 0 | 0 | 0 | 0 | 0 | 0 | 0 | 0 | 0 | 0
F6_Industrial_Instruments_New_Miscellaneous_Natural Gas_Strategic Energy Management_A_Achievable Technical Potential | F6 | Industrial | Instruments | New | Miscellaneous | Natural Gas | Strategic Energy Management | A | Incremental Winter Peak Savings (MW) | Achievable Technical Potential | 0 | 0 | 0 | 0 | 0 | 0 | 0 | 0 | 0 | 0 | 0 | 0 | 0 | 0 | 0 | 0 | 0 | 0 | 0 | 0 | 0 | 0 | 0 | 0 | 0 | 0 | 0 | 0 | 0 | 0 | 0
F7_Industrial_Instruments_New_Miscellaneous_Natural Gas_Strategic Energy Management_A_Achievable Technical Potential | F7 | Industrial | Instruments | New | Miscellaneous | Natural Gas | Strategic Energy Management | A | Cumulative Energy Savings (MWh or mTherms) | Achievable Technical Potential | 0 | 0 | 0 | 0 | 0 | 0.013646 | 0.029812 | 0.048498 | 0.069688 | 0.093384 | 0.10594 | 0.11846 | 0.13092 | 0.14334 | 0.15569 | 0.16796 | 0.18016 | 0.19231 | 0.20439 | 0.21642 | 0.2284 | 0.24034 | 0.25223 | 0.26408 | 0.27589 | 0.27589 | 0.27589 | 0.27589 | 0 | 0 | 0
F8_Industrial_Instruments_New_Miscellaneous_Natural Gas_Strategic Energy Management_A_Achievable Technical Potential | F8 | Industrial | Instruments | New | Miscellaneous | Natural Gas | Strategic Energy Management | A | Cumulative Summer Peak Savings (MW) | Achievable Technical Potential | 0 | 0 | 0 | 0 | 0 | 0 | 0 | 0 | 0 | 0 | 0 | 0 | 0 | 0 | 0 | 0 | 0 | 0 | 0 | 0 | 0 | 0 | 0 | 0 | 0 | 0 | 0 | 0 | 0 | 0 | 0
F9_Industrial_Instruments_New_Miscellaneous_Natural Gas_Strategic Energy Management_A_Achievable Technical Potential | F9 | Industrial | Instruments | New | Miscellaneous | Natural Gas | Strategic Energy Management | A | Cumulative Winter Peak Savings (MW) | Achievable Technical Potential | 0 | 0 | 0 | 0 | 0 | 0 | 0 | 0 | 0 | 0 | 0 | 0 | 0 | 0 | 0 | 0 | 0 | 0 | 0 | 0 | 0 | 0 | 0 | 0 | 0 | 0 | 0 | 0 | 0 | 0 | 0
F10_Industrial_Instruments_New_Miscellaneous_Natural Gas_Strategic Energy Management_A_Achievable Technical Potential | F10 | Industrial | Instruments | New | Miscellaneous | Natural Gas | Strategic Energy Management | A | Purchases (Incremental) | Achievable Technical Potential | 0 | 0 | 0 | 0 | 0 | 12.2353 | 14.4955 | 16.7544 | 19 | 21.2469 | 23.4956 | 25.7157 | 27.9298 | 30.1394 | 32.3139 | 34.4967 | 36.6586 | 38.8209 | 40.9723 | 43.1044 | 45.2392 | 47.365 | 49.4827 | 51.5926 | 53.6953 | 45.2392 | 47.365 | 49.4827 | 51.5926 | 53.6953 | 45.2392
F11_Industrial_Instruments_New_Miscellaneous_Natural Gas_Strategic Energy Management_A_Achievable Technical Potential | F11 | Industrial | Instruments | New | Miscellaneous | Natural Gas | Strategic Energy Management | A | Purchases (Cumulative) | Achievable Technical Potential | 0 | 0 | 0 | 0 | 0 | 12.2353 | 26.7307 | 43.4851 | 62.4852 | 83.7321 | 94.9924 | 106.2126 | 117.388 | 128.5273 | 139.5943 | 150.5954 | 161.5383 | 172.4294 | 183.2623 | 194.0529 | 204.7954 | 215.5018 | 226.1636 | 236.7839 | 247.3747 | 247.3747 | 247.3747 | 247.3747 | 247.3747 | 247.3747 | 247.3747
F1_Industrial_Instruments_New_Space Heating_Natural Gas_Commissioning_A_Achievable Technical Potential | F1 | Industrial | Instruments | New | Space Heating | Natural Gas | Commissioning | A | Integrated Unit Energy Savings (kWh or therms) | Achievable Technical Potential | 0 | 0 | 0 | 0 | 0 | 3.4166 | 3.3611 | 3.3152 | 3.2757 | 3.2404 | 3.2083 | 3.17 | 3.1287 | 3.0869 | 3.0457 | 3.0085 | 2.975 | 2.9469 | 2.9092 | 2.8802 | 2.8582 | 2.8406 | 2.8309 | 2.8246 | 2.8207 | 2.8184 | 2.8171 | 2.8168 | 0 | 0 | 0
F2_Industrial_Instruments_New_Space Heating_Natural Gas_Commissioning_A_Achievable Technical Potential | F2 | Industrial | Instruments | New | Space Heating | Natural Gas | Commissioning | A | Integrated Unit Summer Peak Savings (kW) | Achievable Technical Potential | 0 | 0 | 0 | 0 | 0 | 0 | 0 | 0 | 0 | 0 | 0 | 0 | 0 | 0 | 0 | 0 | 0 | 0 | 0 | 0 | 0 | 0 | 0 | 0 | 0 | 0 | 0 | 0 | 0 | 0 | 0
F3_Industrial_Instruments_New_Space Heating_Natural Gas_Commissioning_A_Achievable Technical Potential | F3 | Industrial | Instruments | New | Space Heating | Natural Gas | Commissioning | A | Integrated Unit Winter Peak Savings (kW) | Achievable Technical Potential | 0 | 0 | 0 | 0 | 0 | 0 | 0 | 0 | 0 | 0 | 0 | 0 | 0 | 0 | 0 | 0 | 0 | 0 | 0 | 0 | 0 | 0 | 0 | 0 | 0 | 0 | 0 | 0 | 0 | 0 | 0
F4_Industrial_Instruments_New_Space Heating_Natural Gas_Commissioning_A_Achievable Technical Potential | F4 | Industrial | Instruments | New | Space Heating | Natural Gas | Commissioning | A | Incremental Energy Savings (MWh or mTherms) | Achievable Technical Potential | 0 | 0 | 0 | 0 | 0 | 0 | 0 | 0 | 0 | 0 | 0 | 0 | 0 | 0 | 0 | 0 | 0 | 0 | 0 | 0 | 0 | 0 | 0 | 0 | 0 | 0 | 0 | 0 | 0 | 0 | 0
F5_Industrial_Instruments_New_Space Heating_Natural Gas_Commissioning_A_Achievable Technical Potential | F5 | Industrial | Instruments | New | Space Heating | Natural Gas | Commissioning | A | Incremental Summer Peak Savings (MW) | Achievable Technical Potential | 0 | 0 | 0 | 0 | 0 | 0 | 0 | 0 | 0 | 0 | 0 | 0 | 0 | 0 | 0 | 0 | 0 | 0 | 0 | 0 | 0 | 0 | 0 | 0 | 0 | 0 | 0 | 0 | 0 | 0 | 0
F6_Industrial_Instruments_New_Space Heating_Natural Gas_Commissioning_A_Achievable Technical Potential | F6 | Industrial | Instruments | New | Space Heating | Natural Gas | Commissioning | A | Incremental Winter Peak Savings (MW) | Achievable Technical Potential | 0 | 0 | 0 | 0 | 0 | 0 | 0 | 0 | 0 | 0 | 0 | 0 | 0 | 0 | 0 | 0 | 0 | 0 | 0 | 0 | 0 | 0 | 0 | 0 | 0 | 0 | 0 | 0 | 0 | 0 | 0
F7_Industrial_Instruments_New_Space Heating_Natural Gas_Commissioning_A_Achievable Technical Potential | F7 | Industrial | Instruments | New | Space Heating | Natural Gas | Commissioning | A | Cumulative Energy Savings (MWh or mTherms) | Achievable Technical Potential | 0 | 0 | 0 | 0 | 0 | 0 | 0 | 0 | 0 | 0 | 0 | 0 | 0 | 0 | 0 | 0 | 0 | 0 | 0 | 0 | 0 | 0 | 0 | 0 | 0 | 0 | 0 | 0 | 0 | 0 | 0
F8_Industrial_Instruments_New_Space Heating_Natural Gas_Commissioning_A_Achievable Technical Potential | F8 | Industrial | Instruments | New | Space Heating | Natural Gas | Commissioning | A | Cumulative Summer Peak Savings (MW) | Achievable Technical Potential | 0 | 0 | 0 | 0 | 0 | 0 | 0 | 0 | 0 | 0 | 0 | 0 | 0 | 0 | 0 | 0 | 0 | 0 | 0 | 0 | 0 | 0 | 0 | 0 | 0 | 0 | 0 | 0 | 0 | 0 | 0
F9_Industrial_Instruments_New_Space Heating_Natural Gas_Commissioning_A_Achievable Technical Potential | F9 | Industrial | Instruments | New | Space Heating | Natural Gas | Commissioning | A | Cumulative Winter Peak Savings (MW) | Achievable Technical Potential | 0 | 0 | 0 | 0 | 0 | 0 | 0 | 0 | 0 | 0 | 0 | 0 | 0 | 0 | 0 | 0 | 0 | 0 | 0 | 0 | 0 | 0 | 0 | 0 | 0 | 0 | 0 | 0 | 0 | 0 | 0
F10_Industrial_Instruments_New_Space Heating_Natural Gas_Commissioning_A_Achievable Technical Potential | F10 | Industrial | Instruments | New | Space Heating | Natural Gas | Commissioning | A | Purchases (Incremental) | Achievable Technical Potential | 0 | 0 | 0 | 0 | 0 | 0 | 0 | 0 | 0 | 0 | 0 | 0 | 0 | 0 | 0 | 0 | 0 | 0 | 0 | 0 | 0 | 0 | 0 | 0 | 0 | 0 | 0 | 0 | 0 | 0 | 0
F11_Industrial_Instruments_New_Space Heating_Natural Gas_Commissioning_A_Achievable Technical Potential | F11 | Industrial | Instruments | New | Space Heating | Natural Gas | Commissioning | A | Purchases (Cumulative) | Achievable Technical Potential | 0 | 0 | 0 | 0 | 0 | 0 | 0 | 0 | 0 | 0 | 0 | 0 | 0 | 0 | 0 | 0 | 0 | 0 | 0 | 0 | 0 | 0 | 0 | 0 | 0 | 0 | 0 | 0 | 0 | 0 | 0
F1_Industrial_Instruments_New_Process_Natural Gas_Commissioning_A_Achievable Technical Potential | F1 | Industrial | Instruments | New | Process | Natural Gas | Commissioning | A | Integrated Unit Energy Savings (kWh or therms) | Achievable Technical Potential | 0 | 0 | 0 | 0 | 0 | 9.4834 | 9.4826 | 9.4822 | 9.4825 | 9.4828 | 9.483 | 9.4831 | 9.4833 | 9.4834 | 9.4835 | 9.4836 | 9.4836 | 9.4837 | 9.4838 | 9.4838 | 9.4839 | 9.4839 | 9.484 | 9.484 | 9.484 | 9.4841 | 9.4841 | 9.4841 | 0 | 0 | 0
F2_Industrial_Instruments_New_Process_Natural Gas_Commissioning_A_Achievable Technical Potential | F2 | Industrial | Instruments | New | Process | Natural Gas | Commissioning | A | Integrated Unit Summer Peak Savings (kW) | Achievable Technical Potential | 0 | 0 | 0 | 0 | 0 | 0 | 0 | 0 | 0 | 0 | 0 | 0 | 0 | 0 | 0 | 0 | 0 | 0 | 0 | 0 | 0 | 0 | 0 | 0 | 0 | 0 | 0 | 0 | 0 | 0 | 0
F3_Industrial_Instruments_New_Process_Natural Gas_Commissioning_A_Achievable Technical Potential | F3 | Industrial | Instruments | New | Process | Natural Gas | Commissioning | A | Integrated Unit Winter Peak Savings (kW) | Achievable Technical Potential | 0 | 0 | 0 | 0 | 0 | 0 | 0 | 0 | 0 | 0 | 0 | 0 | 0 | 0 | 0 | 0 | 0 | 0 | 0 | 0 | 0 | 0 | 0 | 0 | 0 | 0 | 0 | 0 | 0 | 0 | 0
F4_Industrial_Instruments_New_Process_Natural Gas_Commissioning_A_Achievable Technical Potential | F4 | Industrial | Instruments | New | Process | Natural Gas | Commissioning | A | Incremental Energy Savings (MWh or mTherms) | Achievable Technical Potential | 0 | 0 | 0 | 0 | 0 | 0 | 0 | 0 | 0 | 0 | 0 | 0 | 0 | 0 | 0 | 0 | 0 | 0 | 0 | 0 | 0 | 0 | 0 | 0 | 0 | 0 | 0 | 0 | 0 | 0 | 0
F5_Industrial_Instruments_New_Process_Natural Gas_Commissioning_A_Achievable Technical Potential | F5 | Industrial | Instruments | New | Process | Natural Gas | Commissioning | A | Incremental Summer Peak Savings (MW) | Achievable Technical Potential | 0 | 0 | 0 | 0 | 0 | 0 | 0 | 0 | 0 | 0 | 0 | 0 | 0 | 0 | 0 | 0 | 0 | 0 | 0 | 0 | 0 | 0 | 0 | 0 | 0 | 0 | 0 | 0 | 0 | 0 | 0
F6_Industrial_Instruments_New_Process_Natural Gas_Commissioning_A_Achievable Technical Potential | F6 | Industrial | Instruments | New | Process | Natural Gas | Commissioning | A | Incremental Winter Peak Savings (MW) | Achievable Technical Potential | 0 | 0 | 0 | 0 | 0 | 0 | 0 | 0 | 0 | 0 | 0 | 0 | 0 | 0 | 0 | 0 | 0 | 0 | 0 | 0 | 0 | 0 | 0 | 0 | 0 | 0 | 0 | 0 | 0 | 0 | 0
F7_Industrial_Instruments_New_Process_Natural Gas_Commissioning_A_Achievable Technical Potential | F7 | Industrial | Instruments | New | Process | Natural Gas | Commissioning | A | Cumulative Energy Savings (MWh or mTherms) | Achievable Technical Potential | 0 | 0 | 0 | 0 | 0 | 0 | 0 | 0 | 0 | 0 | 0 | 0 | 0 | 0 | 0 | 0 | 0 | 0 | 0 | 0 | 0 | 0 | 0 | 0 | 0 | 0 | 0 | 0 | 0 | 0 | 0
F8_Industrial_Instruments_New_Process_Natural Gas_Commissioning_A_Achievable Technical Potential | F8 | Industrial | Instruments | New | Process | Natural Gas | Commissioning | A | Cumulative Summer Peak Savings (MW) | Achievable Technical Potential | 0 | 0 | 0 | 0 | 0 | 0 | 0 | 0 | 0 | 0 | 0 | 0 | 0 | 0 | 0 | 0 | 0 | 0 | 0 | 0 | 0 | 0 | 0 | 0 | 0 | 0 | 0 | 0 | 0 | 0 | 0
F9_Industrial_Instruments_New_Process_Natural Gas_Commissioning_A_Achievable Technical Potential | F9 | Industrial | Instruments | New | Process | Natural Gas | Commissioning | A | Cumulative Winter Peak Savings (MW) | Achievable Technical Potential | 0 | 0 | 0 | 0 | 0 | 0 | 0 | 0 | 0 | 0 | 0 | 0 | 0 | 0 | 0 | 0 | 0 | 0 | 0 | 0 | 0 | 0 | 0 | 0 | 0 | 0 | 0 | 0 | 0 | 0 | 0
F10_Industrial_Instruments_New_Process_Natural Gas_Commissioning_A_Achievable Technical Potential | F10 | Industrial | Instruments | New | Process | Natural Gas | Commissioning | A | Purchases (Incremental) | Achievable Technical Potential | 0 | 0 | 0 | 0 | 0 | 0 | 0 | 0 | 0 | 0 | 0 | 0 | 0 | 0 | 0 | 0 | 0 | 0 | 0 | 0 | 0 | 0 | 0 | 0 | 0 | 0 | 0 | 0 | 0 | 0 | 0
F11_Industrial_Instruments_New_Process_Natural Gas_Commissioning_A_Achievable Technical Potential | F11 | Industrial | Instruments | New | Process | Natural Gas | Commissioning | A | Purchases (Cumulative) | Achievable Technical Potential | 0 | 0 | 0 | 0 | 0 | 0 | 0 | 0 | 0 | 0 | 0 | 0 | 0 | 0 | 0 | 0 | 0 | 0 | 0 | 0 | 0 | 0 | 0 | 0 | 0 | 0 | 0 | 0 | 0 | 0 | 0
F1_Industrial_Instruments_New_Space Heating_Natural Gas_Retrocommissioning_A_Achievable Technical Potential | F1 | Industrial | Instruments | New | Space Heating | Natural Gas | Retrocommissioning | A | Integrated Unit Energy Savings (kWh or therms) | Achievable Technical Potential | 0 | 0 | 0 | 0 | 0 | 0 | 0 | 0 | 0 | 0 | 0 | 0 | 0 | 0 | 0 | 0 | 0 | 0 | 0 | 0 | 0 | 0 | 0 | 0 | 0 | 0 | 0 | 0 | 0 | 0 | 0
F2_Industrial_Instruments_New_Space Heating_Natural Gas_Retrocommissioning_A_Achievable Technical Potential | F2 | Industrial | Instruments | New | Space Heating | Natural Gas | Retrocommissioning | A | Integrated Unit Summer Peak Savings (kW) | Achievable Technical Potential | 0 | 0 | 0 | 0 | 0 | 0 | 0 | 0 | 0 | 0 | 0 | 0 | 0 | 0 | 0 | 0 | 0 | 0 | 0 | 0 | 0 | 0 | 0 | 0 | 0 | 0 | 0 | 0 | 0 | 0 | 0
F3_Industrial_Instruments_New_Space Heating_Natural Gas_Retrocommissioning_A_Achievable Technical Potential | F3 | Industrial | Instruments | New | Space Heating | Natural Gas | Retrocommissioning | A | Integrated Unit Winter Peak Savings (kW) | Achievable Technical Potential | 0 | 0 | 0 | 0 | 0 | 0 | 0 | 0 | 0 | 0 | 0 | 0 | 0 | 0 | 0 | 0 | 0 | 0 | 0 | 0 | 0 | 0 | 0 | 0 | 0 | 0 | 0 | 0 | 0 | 0 | 0
F4_Industrial_Instruments_New_Space Heating_Natural Gas_Retrocommissioning_A_Achievable Technical Potential | F4 | Industrial | Instruments | New | Space Heating | Natural Gas | Retrocommissioning | A | Incremental Energy Savings (MWh or mTherms) | Achievable Technical Potential | 0 | 0 | 0 | 0 | 0 | 0 | 0 | 0 | 0 | 0 | 0 | 0 | 0 | 0 | 0 | 0 | 0 | 0 | 0 | 0 | 0 | 0 | 0 | 0 | 0 | 0 | 0 | 0 | 0 | 0 | 0
F5_Industrial_Instruments_New_Space Heating_Natural Gas_Retrocommissioning_A_Achievable Technical Potential | F5 | Industrial | Instruments | New | Space Heating | Natural Gas | Retrocommissioning | A | Incremental Summer Peak Savings (MW) | Achievable Technical Potential | 0 | 0 | 0 | 0 | 0 | 0 | 0 | 0 | 0 | 0 | 0 | 0 | 0 | 0 | 0 | 0 | 0 | 0 | 0 | 0 | 0 | 0 | 0 | 0 | 0 | 0 | 0 | 0 | 0 | 0 | 0
F6_Industrial_Instruments_New_Space Heating_Natural Gas_Retrocommissioning_A_Achievable Technical Potential | F6 | Industrial | Instruments | New | Space Heating | Natural Gas | Retrocommissioning | A | Incremental Winter Peak Savings (MW) | Achievable Technical Potential | 0 | 0 | 0 | 0 | 0 | 0 | 0 | 0 | 0 | 0 | 0 | 0 | 0 | 0 | 0 | 0 | 0 | 0 | 0 | 0 | 0 | 0 | 0 | 0 | 0 | 0 | 0 | 0 | 0 | 0 | 0
F7_Industrial_Instruments_New_Space Heating_Natural Gas_Retrocommissioning_A_Achievable Technical Potential | F7 | Industrial | Instruments | New | Space Heating | Natural Gas | Retrocommissioning | A | Cumulative Energy Savings (MWh or mTherms) | Achievable Technical Potential | 0 | 0 | 0 | 0 | 0 | 0 | 0 | 0 | 0 | 0 | 0 | 0 | 0 | 0 | 0 | 0 | 0 | 0 | 0 | 0 | 0 | 0 | 0 | 0 | 0 | 0 | 0 | 0 | 0 | 0 | 0
F8_Industrial_Instruments_New_Space Heating_Natural Gas_Retrocommissioning_A_Achievable Technical Potential | F8 | Industrial | Instruments | New | Space Heating | Natural Gas | Retrocommissioning | A | Cumulative Summer Peak Savings (MW) | Achievable Technical Potential | 0 | 0 | 0 | 0 | 0 | 0 | 0 | 0 | 0 | 0 | 0 | 0 | 0 | 0 | 0 | 0 | 0 | 0 | 0 | 0 | 0 | 0 | 0 | 0 | 0 | 0 | 0 | 0 | 0 | 0 | 0
F9_Industrial_Instruments_New_Space Heating_Natural Gas_Retrocommissioning_A_Achievable Technical Potential | F9 | Industrial | Instruments | New | Space Heating | Natural Gas | Retrocommissioning | A | Cumulative Winter Peak Savings (MW) | Achievable Technical Potential | 0 | 0 | 0 | 0 | 0 | 0 | 0 | 0 | 0 | 0 | 0 | 0 | 0 | 0 | 0 | 0 | 0 | 0 | 0 | 0 | 0 | 0 | 0 | 0 | 0 | 0 | 0 | 0 | 0 | 0 | 0
F10_Industrial_Instruments_New_Space Heating_Natural Gas_Retrocommissioning_A_Achievable Technical Potential | F10 | Industrial | Instruments | New | Space Heating | Natural Gas | Retrocommissioning | A | Purchases (Incremental) | Achievable Technical Potential | 0 | 0 | 0 | 0 | 0 | 0 | 0 | 0 | 0 | 0 | 0 | 0 | 0 | 0 | 0 | 0 | 0 | 0 | 0 | 0 | 0 | 0 | 0 | 0 | 0 | 0 | 0 | 0 | 0 | 0 | 0
F11_Industrial_Instruments_New_Space Heating_Natural Gas_Retrocommissioning_A_Achievable Technical Potential | F11 | Industrial | Instruments | New | Space Heating | Natural Gas | Retrocommissioning | A | Purchases (Cumulative) | Achievable Technical Potential | 0 | 0 | 0 | 0 | 0 | 0 | 0 | 0 | 0 | 0 | 0 | 0 | 0 | 0 | 0 | 0 | 0 | 0 | 0 | 0 | 0 | 0 | 0 | 0 | 0 | 0 | 0 | 0 | 0 | 0 | 0
F1_Industrial_Instruments_New_Process_Natural Gas_Retrocommissioning_A_Achievable Technical Potential | F1 | Industrial | Instruments | New | Process | Natural Gas | Retrocommissioning | A | Integrated Unit Energy Savings (kWh or therms) | Achievable Technical Potential | 0 | 0 | 0 | 0 | 0 | 0 | 0 | 0 | 0 | 0 | 0 | 0 | 0 | 0 | 0 | 0 | 0 | 0 | 0 | 0 | 0 | 0 | 0 | 0 | 0 | 0 | 0 | 0 | 0 | 0 | 0
F2_Industrial_Instruments_New_Process_Natural Gas_Retrocommissioning_A_Achievable Technical Potential | F2 | Industrial | Instruments | New | Process | Natural Gas | Retrocommissioning | A | Integrated Unit Summer Peak Savings (kW) | Achievable Technical Potential | 0 | 0 | 0 | 0 | 0 | 0 | 0 | 0 | 0 | 0 | 0 | 0 | 0 | 0 | 0 | 0 | 0 | 0 | 0 | 0 | 0 | 0 | 0 | 0 | 0 | 0 | 0 | 0 | 0 | 0 | 0
F3_Industrial_Instruments_New_Process_Natural Gas_Retrocommissioning_A_Achievable Technical Potential | F3 | Industrial | Instruments | New | Process | Natural Gas | Retrocommissioning | A | Integrated Unit Winter Peak Savings (kW) | Achievable Technical Potential | 0 | 0 | 0 | 0 | 0 | 0 | 0 | 0 | 0 | 0 | 0 | 0 | 0 | 0 | 0 | 0 | 0 | 0 | 0 | 0 | 0 | 0 | 0 | 0 | 0 | 0 | 0 | 0 | 0 | 0 | 0
F4_Industrial_Instruments_New_Process_Natural Gas_Retrocommissioning_A_Achievable Technical Potential | F4 | Industrial | Instruments | New | Process | Natural Gas | Retrocommissioning | A | Incremental Energy Savings (MWh or mTherms) | Achievable Technical Potential | 0 | 0 | 0 | 0 | 0 | 0 | 0 | 0 | 0 | 0 | 0 | 0 | 0 | 0 | 0 | 0 | 0 | 0 | 0 | 0 | 0 | 0 | 0 | 0 | 0 | 0 | 0 | 0 | 0 | 0 | 0
F5_Industrial_Instruments_New_Process_Natural Gas_Retrocommissioning_A_Achievable Technical Potential | F5 | Industrial | Instruments | New | Process | Natural Gas | Retrocommissioning | A | Incremental Summer Peak Savings (MW) | Achievable Technical Potential | 0 | 0 | 0 | 0 | 0 | 0 | 0 | 0 | 0 | 0 | 0 | 0 | 0 | 0 | 0 | 0 | 0 | 0 | 0 | 0 | 0 | 0 | 0 | 0 | 0 | 0 | 0 | 0 | 0 | 0 | 0
F6_Industrial_Instruments_New_Process_Natural Gas_Retrocommissioning_A_Achievable Technical Potential | F6 | Industrial | Instruments | New | Process | Natural Gas | Retrocommissioning | A | Incremental Winter Peak Savings (MW) | Achievable Technical Potential | 0 | 0 | 0 | 0 | 0 | 0 | 0 | 0 | 0 | 0 | 0 | 0 | 0 | 0 | 0 | 0 | 0 | 0 | 0 | 0 | 0 | 0 | 0 | 0 | 0 | 0 | 0 | 0 | 0 | 0 | 0
F7_Industrial_Instruments_New_Process_Natural Gas_Retrocommissioning_A_Achievable Technical Potential | F7 | Industrial | Instruments | New | Process | Natural Gas | Retrocommissioning | A | Cumulative Energy Savings (MWh or mTherms) | Achievable Technical Potential | 0 | 0 | 0 | 0 | 0 | 0 | 0 | 0 | 0 | 0 | 0 | 0 | 0 | 0 | 0 | 0 | 0 | 0 | 0 | 0 | 0 | 0 | 0 | 0 | 0 | 0 | 0 | 0 | 0 | 0 | 0
F8_Industrial_Instruments_New_Process_Natural Gas_Retrocommissioning_A_Achievable Technical Potential | F8 | Industrial | Instruments | New | Process | Natural Gas | Retrocommissioning | A | Cumulative Summer Peak Savings (MW) | Achievable Technical Potential | 0 | 0 | 0 | 0 | 0 | 0 | 0 | 0 | 0 | 0 | 0 | 0 | 0 | 0 | 0 | 0 | 0 | 0 | 0 | 0 | 0 | 0 | 0 | 0 | 0 | 0 | 0 | 0 | 0 | 0 | 0
F9_Industrial_Instruments_New_Process_Natural Gas_Retrocommissioning_A_Achievable Technical Potential | F9 | Industrial | Instruments | New | Process | Natural Gas | Retrocommissioning | A | Cumulative Winter Peak Savings (MW) | Achievable Technical Potential | 0 | 0 | 0 | 0 | 0 | 0 | 0 | 0 | 0 | 0 | 0 | 0 | 0 | 0 | 0 | 0 | 0 | 0 | 0 | 0 | 0 | 0 | 0 | 0 | 0 | 0 | 0 | 0 | 0 | 0 | 0
F10_Industrial_Instruments_New_Process_Natural Gas_Retrocommissioning_A_Achievable Technical Potential | F10 | Industrial | Instruments | New | Process | Natural Gas | Retrocommissioning | A | Purchases (Incremental) | Achievable Technical Potential | 0 | 0 | 0 | 0 | 0 | 0 | 0 | 0 | 0 | 0 | 0 | 0 | 0 | 0 | 0 | 0 | 0 | 0 | 0 | 0 | 0 | 0 | 0 | 0 | 0 | 0 | 0 | 0 | 0 | 0 | 0
F11_Industrial_Instruments_New_Process_Natural Gas_Retrocommissioning_A_Achievable Technical Potential | F11 | Industrial | Instruments | New | Process | Natural Gas | Retrocommissioning | A | Purchases (Cumulative) | Achievable Technical Potential | 0 | 0 | 0 | 0 | 0 | 0 | 0 | 0 | 0 | 0 | 0 | 0 | 0 | 0 | 0 | 0 | 0 | 0 | 0 | 0 | 0 | 0 | 0 | 0 | 0 | 0 | 0 | 0 | 0 | 0 | 0
F1_Industrial_Wood and Lumber Products_Existing_Space Heating_Natural Gas_Insulation - Roof/Ceiling_A_Achievable Technical Potential | F1 | Industrial | Wood and Lumber Products | Existing | Space Heating | Natural Gas | Insulation - Roof/Ceiling | A | Integrated Unit Energy Savings (kWh or therms) | Achievable Technical Potential | 0 | 0 | 0 | 0 | 0 | 0.099386 | 0.098657 | 0.097767 | 0.096787 | 0.095705 | 0.094518 | 0.093242 | 0.091883 | 0.090396 | 0.088812 | 0.087188 | 0.085583 | 0.084024 | 0.082532 | 0.081207 | 0.079972 | 0.078807 | 0.077825 | 0.077004 | 0.076261 | 0.075738 | 0.075288 | 0.074868 | 0 | 0 | 0
F2_Industrial_Wood and Lumber Products_Existing_Space Heating_Natural Gas_Insulation - Roof/Ceiling_A_Achievable Technical Potential | F2 | Industrial | Wood and Lumber Products | Existing | Space Heating | Natural Gas | Insulation - Roof/Ceiling | A | Integrated Unit Summer Peak Savings (kW) | Achievable Technical Potential | 0 | 0 | 0 | 0 | 0 | 0 | 0 | 0 | 0 | 0 | 0 | 0 | 0 | 0 | 0 | 0 | 0 | 0 | 0 | 0 | 0 | 0 | 0 | 0 | 0 | 0 | 0 | 0 | 0 | 0 | 0
F3_Industrial_Wood and Lumber Products_Existing_Space Heating_Natural Gas_Insulation - Roof/Ceiling_A_Achievable Technical Potential | F3 | Industrial | Wood and Lumber Products | Existing | Space Heating | Natural Gas | Insulation - Roof/Ceiling | A | Integrated Unit Winter Peak Savings (kW) | Achievable Technical Potential | 0 | 0 | 0 | 0 | 0 | 0 | 0 | 0 | 0 | 0 | 0 | 0 | 0 | 0 | 0 | 0 | 0 | 0 | 0 | 0 | 0 | 0 | 0 | 0 | 0 | 0 | 0 | 0 | 0 | 0 | 0
F4_Industrial_Wood and Lumber Products_Existing_Space Heating_Natural Gas_Insulation - Roof/Ceiling_A_Achievable Technical Potential | F4 | Industrial | Wood and Lumber Products | Existing | Space Heating | Natural Gas | Insulation - Roof/Ceiling | A | Incremental Energy Savings (MWh or mTherms) | Achievable Technical Potential | 0 | 0 | 0 | 0 | 0 | 0.28907 | 0.50188 | 0.7691 | 1.0665 | 1.3433 | 1.5281 | 1.619 | 1.5922 | 1.4388 | 1.2416 | 0.99422 | 0.75914 | 0.54641 | 0.37235 | 0.24453 | 0.15261 | 0.091185 | 0.060748 | 0 | 0 | 0 | 0 | 0 | 0 | 0 | 0
F5_Industrial_Wood and Lumber Products_Existing_Space Heating_Natural Gas_Insulation - Roof/Ceiling_A_Achievable Technical Potential | F5 | Industrial | Wood and Lumber Products | Existing | Space Heating | Natural Gas | Insulation - Roof/Ceiling | A | Incremental Summer Peak Savings (MW) | Achievable Technical Potential | 0 | 0 | 0 | 0 | 0 | 0 | 0 | 0 | 0 | 0 | 0 | 0 | 0 | 0 | 0 | 0 | 0 | 0 | 0 | 0 | 0 | 0 | 0 | 0 | 0 | 0 | 0 | 0 | 0 | 0 | 0
F6_Industrial_Wood and Lumber Products_Existing_Space Heating_Natural Gas_Insulation - Roof/Ceiling_A_Achievable Technical Potential | F6 | Industrial | Wood and Lumber Products | Existing | Space Heating | Natural Gas | Insulation - Roof/Ceiling | A | Incremental Winter Peak Savings (MW) | Achievable Technical Potential | 0 | 0 | 0 | 0 | 0 | 0 | 0 | 0 | 0 | 0 | 0 | 0 | 0 | 0 | 0 | 0 | 0 | 0 | 0 | 0 | 0 | 0 | 0 | 0 | 0 | 0 | 0 | 0 | 0 | 0 | 0
F7_Industrial_Wood and Lumber Products_Existing_Space Heating_Natural Gas_Insulation - Roof/Ceiling_A_Achievable Technical Potential | F7 | Industrial | Wood and Lumber Products | Existing | Space Heating | Natural Gas | Insulation - Roof/Ceiling | A | Cumulative Energy Savings (MWh or mTherms) | Achievable Technical Potential | 0 | 0 | 0 | 0 | 0 | 0.28907 | 0.78883 | 1.5508 | 2.6018 | 3.916 | 5.3956 | 6.9418 | 8.4328 | 9.7351 | 10.8061 | 11.6027 | 12.1482 | 12.4733 | 12.6242 | 12.666 | 12.626 | 12.5333 | 12.4378 | 12.3067 | 12.188 | 12.1043 | 12.0324 | 11.9653 | 0 | 0 | 0
F8_Industrial_Wood and Lumber Products_Existing_Space Heating_Natural Gas_Insulation - Roof/Ceiling_A_Achievable Technical Potential | F8 | Industrial | Wood and Lumber Products | Existing | Space Heating | Natural Gas | Insulation - Roof/Ceiling | A | Cumulative Summer Peak Savings (MW) | Achievable Technical Potential | 0 | 0 | 0 | 0 | 0 | 0 | 0 | 0 | 0 | 0 | 0 | 0 | 0 | 0 | 0 | 0 | 0 | 0 | 0 | 0 | 0 | 0 | 0 | 0 | 0 | 0 | 0 | 0 | 0 | 0 | 0
F9_Industrial_Wood and Lumber Products_Existing_Space Heating_Natural Gas_Insulation - Roof/Ceiling_A_Achievable Technical Potential | F9 | Industrial | Wood and Lumber Products | Existing | Space Heating | Natural Gas | Insulation - Roof/Ceiling | A | Cumulative Winter Peak Savings (MW) | Achievable Technical Potential | 0 | 0 | 0 | 0 | 0 | 0 | 0 | 0 | 0 | 0 | 0 | 0 | 0 | 0 | 0 | 0 | 0 | 0 | 0 | 0 | 0 | 0 | 0 | 0 | 0 | 0 | 0 | 0 | 0 | 0 | 0
F10_Industrial_Wood and Lumber Products_Existing_Space Heating_Natural Gas_Insulation - Roof/Ceiling_A_Achievable Technical Potential | F10 | Industrial | Wood and Lumber Products | Existing | Space Heating | Natural Gas | Insulation - Roof/Ceiling | A | Purchases (Incremental) | Achievable Technical Potential | 0 | 0 | 0 | 0 | 0 | 2908.5236 | 5087.1228 | 7866.6346 | 11019.2427 | 14036.0873 | 16167.484 | 17363.5577 | 17328.3022 | 15916.2591 | 13979.8994 | 11403.0682 | 8870.204 | 6503.0442 | 4511.5262 | 3011.2469 | 1908.3239 | 1157.0706 | 780.5791 | 0 | 0 | 0 | 0 | 0 | 0 | 0 | 0
F11_Industrial_Wood and Lumber Products_Existing_Space Heating_Natural Gas_Insulation - Roof/Ceiling_A_Achievable Technical Potential | F11 | Industrial | Wood and Lumber Products | Existing | Space Heating | Natural Gas | Insulation - Roof/Ceiling | A | Purchases (Cumulative) | Achievable Technical Potential | 0 | 0 | 0 | 0 | 0 | 2908.5236 | 7995.6465 | 15862.2811 | 26881.5238 | 40917.611 | 57085.095 | 74448.6527 | 91776.9549 | 107693.2139 | 121673.1133 | 133076.1815 | 141946.3856 | 148449.4297 | 152960.9559 | 155972.2028 | 157880.5267 | 159037.5973 | 159818.1764 | 159818.1764 | 159818.1764 | 159818.1764 | 159818.1764 | 159818.1764 | 159818.1764 | 159818.1764 | 159818.1764
F1_Industrial_Wood and Lumber Products_Existing_Space Heating_Natural Gas_Insulation - Wall Cavity_A_Achievable Technical Potential | F1 | Industrial | Wood and Lumber Products | Existing | Space Heating | Natural Gas | Insulation - Wall Cavity | A | Integrated Unit Energy Savings (kWh or therms) | Achievable Technical Potential | 0 | 0 | 0 | 0 | 0 | 0.017829 | 0.017578 | 0.017235 | 0.016807 | 0.0163 | 0.015718 | 0.015111 | 0.014502 | 0.013881 | 0.013342 | 0.012827 | 0.012403 | 0.012026 | 0.011691 | 0.011446 | 0.01122 | 0.011021 | 0.010856 | 0.01073 | 0.010617 | 0.010535 | 0.010464 | 0.010398 | 0 | 0 | 0
F2_Industrial_Wood and Lumber Products_Existing_Space Heating_Natural Gas_Insulation - Wall Cavity_A_Achievable Technical Potential | F2 | Industrial | Wood and Lumber Products | Existing | Space Heating | Natural Gas | Insulation - Wall Cavity | A | Integrated Unit Summer Peak Savings (kW) | Achievable Technical Potential | 0 | 0 | 0 | 0 | 0 | 0 | 0 | 0 | 0 | 0 | 0 | 0 | 0 | 0 | 0 | 0 | 0 | 0 | 0 | 0 | 0 | 0 | 0 | 0 | 0 | 0 | 0 | 0 | 0 | 0 | 0
F3_Industrial_Wood and Lumber Products_Existing_Space Heating_Natural Gas_Insulation - Wall Cavity_A_Achievable Technical Potential | F3 | Industrial | Wood and Lumber Products | Existing | Space Heating | Natural Gas | Insulation - Wall Cavity | A | Integrated Unit Winter Peak Savings (kW) | Achievable Technical Potential | 0 | 0 | 0 | 0 | 0 | 0 | 0 | 0 | 0 | 0 | 0 | 0 | 0 | 0 | 0 | 0 | 0 | 0 | 0 | 0 | 0 | 0 | 0 | 0 | 0 | 0 | 0 | 0 | 0 | 0 | 0
F4_Industrial_Wood and Lumber Products_Existing_Space Heating_Natural Gas_Insulation - Wall Cavity_A_Achievable Technical Potential | F4 | Industrial | Wood and Lumber Products | Existing | Space Heating | Natural Gas | Insulation - Wall Cavity | A | Incremental Energy Savings (MWh or mTherms) | Achievable Technical Potential | 0 | 0 | 0 | 0 | 0 | 0.051856 | 0.089423 | 0.13558 | 0.18521 | 0.22879 | 0.25412 | 0.26238 | 0.25129 | 0.22093 | 0.18652 | 0.14627 | 0.11002 | 0.078205 | 0.052745 | 0.034465 | 0.021411 | 0.012752 | 0.008474 | 0 | 0 | 0 | 0 | 0 | 0 | 0 | 0
F5_Industrial_Wood and Lumber Products_Existing_Space Heating_Natural Gas_Insulation - Wall Cavity_A_Achievable Technical Potential | F5 | Industrial | Wood and Lumber Products | Existing | Space Heating | Natural Gas | Insulation - Wall Cavity | A | Incremental Summer Peak Savings (MW) | Achievable Technical Potential | 0 | 0 | 0 | 0 | 0 | 0 | 0 | 0 | 0 | 0 | 0 | 0 | 0 | 0 | 0 | 0 | 0 | 0 | 0 | 0 | 0 | 0 | 0 | 0 | 0 | 0 | 0 | 0 | 0 | 0 | 0
F6_Industrial_Wood and Lumber Products_Existing_Space Heating_Natural Gas_Insulation - Wall Cavity_A_Achievable Technical Potential | F6 | Industrial | Wood and Lumber Products | Existing | Space Heating | Natural Gas | Insulation - Wall Cavity | A | Incremental Winter Peak Savings (MW) | Achievable Technical Potential | 0 | 0 | 0 | 0 | 0 | 0 | 0 | 0 | 0 | 0 | 0 | 0 | 0 | 0 | 0 | 0 | 0 | 0 | 0 | 0 | 0 | 0 | 0 | 0 | 0 | 0 | 0 | 0 | 0 | 0 | 0
F7_Industrial_Wood and Lumber Products_Existing_Space Heating_Natural Gas_Insulation - Wall Cavity_A_Achievable Technical Potential | F7 | Industrial | Wood and Lumber Products | Existing | Space Heating | Natural Gas | Insulation - Wall Cavity | A | Cumulative Energy Savings (MWh or mTherms) | Achievable Technical Potential | 0 | 0 | 0 | 0 | 0 | 0.051856 | 0.14055 | 0.27338 | 0.45181 | 0.66696 | 0.89725 | 1.125 | 1.3309 | 1.4949 | 1.6234 | 1.707 | 1.7606 | 1.7852 | 1.7883 | 1.7852 | 1.7714 | 1.7527 | 1.735 | 1.7149 | 1.6968 | 1.6837 | 1.6724 | 1.6619 | 0 | 0 | 0
F8_Industrial_Wood and Lumber Products_Existing_Space Heating_Natural Gas_Insulation - Wall Cavity_A_Achievable Technical Potential | F8 | Industrial | Wood and Lumber Products | Existing | Space Heating | Natural Gas | Insulation - Wall Cavity | A | Cumulative Summer Peak Savings (MW) | Achievable Technical Potential | 0 | 0 | 0 | 0 | 0 | 0 | 0 | 0 | 0 | 0 | 0 | 0 | 0 | 0 | 0 | 0 | 0 | 0 | 0 | 0 | 0 | 0 | 0 | 0 | 0 | 0 | 0 | 0 | 0 | 0 | 0
F9_Industrial_Wood and Lumber Products_Existing_Space Heating_Natural Gas_Insulation - Wall Cavity_A_Achievable Technical Potential | F9 | Industrial | Wood and Lumber Products | Existing | Space Heating | Natural Gas | Insulation - Wall Cavity | A | Cumulative Winter Peak Savings (MW) | Achievable Technical Potential | 0 | 0 | 0 | 0 | 0 | 0 | 0 | 0 | 0 | 0 | 0 | 0 | 0 | 0 | 0 | 0 | 0 | 0 | 0 | 0 | 0 | 0 | 0 | 0 | 0 | 0 | 0 | 0 | 0 | 0 | 0
F10_Industrial_Wood and Lumber Products_Existing_Space Heating_Natural Gas_Insulation - Wall Cavity_A_Achievable Technical Potential | F10 | Industrial | Wood and Lumber Products | Existing | Space Heating | Natural Gas | Insulation - Wall Cavity | A | Purchases (Incremental) | Achievable Technical Potential | 0 | 0 | 0 | 0 | 0 | 2908.5236 | 5087.1228 | 7866.6346 | 11019.2427 | 14036.0873 | 16167.484 | 17363.5577 | 17328.3022 | 15916.2591 | 13979.8994 | 11403.0682 | 8870.204 | 6503.0442 | 4511.5262 | 3011.2469 | 1908.3239 | 1157.0706 | 780.5791 | 0 | 0 | 0 | 0 | 0 | 0 | 0 | 0
F11_Industrial_Wood and Lumber Products_Existing_Space Heating_Natural Gas_Insulation - Wall Cavity_A_Achievable Technical Potential | F11 | Industrial | Wood and Lumber Products | Existing | Space Heating | Natural Gas | Insulation - Wall Cavity | A | Purchases (Cumulative) | Achievable Technical Potential | 0 | 0 | 0 | 0 | 0 | 2908.5236 | 7995.6465 | 15862.2811 | 26881.5238 | 40917.611 | 57085.095 | 74448.6527 | 91776.9549 | 107693.2139 | 121673.1133 | 133076.1815 | 141946.3856 | 148449.4297 | 152960.9559 | 155972.2028 | 157880.5267 | 159037.5973 | 159818.1764 | 159818.1764 | 159818.1764 | 159818.1764 | 159818.1764 | 159818.1764 | 159818.1764 | 159818.1764 | 159818.1764
F1_Industrial_Wood and Lumber Products_Existing_Space Heating_Natural Gas_Insulation - Ducting_A_Achievable Technical Potential | F1 | Industrial | Wood and Lumber Products | Existing | Space Heating | Natural Gas | Insulation - Ducting | A | Integrated Unit Energy Savings (kWh or therms) | Achievable Technical Potential | 0 | 0 | 0 | 0 | 0 | 0.0016198 | 0.0015882 | 0.0015453 | 0.0014946 | 0.0014367 | 0.0013725 | 0.0013073 | 0.0012436 | 0.0011806 | 0.001127 | 0.0010771 | 0.0010368 | 0.0010011 | 0.0009696 | 0.00094615 | 0.0009244 | 0.00090531 | 0.00088845 | 0.00087506 | 0.00086275 | 0.00085334 | 0.00084498 | 0.00083716 | 0.00131 | 0.0013019 | 0.0012943
F2_Industrial_Wood and Lumber Products_Existing_Space Heating_Natural Gas_Insulation - Ducting_A_Achievable Technical Potential | F2 | Industrial | Wood and Lumber Products | Existing | Space Heating | Natural Gas | Insulation - Ducting | A | Integrated Unit Summer Peak Savings (kW) | Achievable Technical Potential | 0 | 0 | 0 | 0 | 0 | 0 | 0 | 0 | 0 | 0 | 0 | 0 | 0 | 0 | 0 | 0 | 0 | 0 | 0 | 0 | 0 | 0 | 0 | 0 | 0 | 0 | 0 | 0 | 0 | 0 | 0
F3_Industrial_Wood and Lumber Products_Existing_Space Heating_Natural Gas_Insulation - Ducting_A_Achievable Technical Potential | F3 | Industrial | Wood and Lumber Products | Existing | Space Heating | Natural Gas | Insulation - Ducting | A | Integrated Unit Winter Peak Savings (kW) | Achievable Technical Potential | 0 | 0 | 0 | 0 | 0 | 0 | 0 | 0 | 0 | 0 | 0 | 0 | 0 | 0 | 0 | 0 | 0 | 0 | 0 | 0 | 0 | 0 | 0 | 0 | 0 | 0 | 0 | 0 | 0 | 0 | 0
F4_Industrial_Wood and Lumber Products_Existing_Space Heating_Natural Gas_Insulation - Ducting_A_Achievable Technical Potential | F4 | Industrial | Wood and Lumber Products | Existing | Space Heating | Natural Gas | Insulation - Ducting | A | Incremental Energy Savings (MWh or mTherms) | Achievable Technical Potential | 0 | 0 | 0 | 0 | 0 | 0.00059485 | 0.00071574 | 0.00084717 | 0.00095166 | 0.0010443 | 0.0011516 | 0.0011999 | 0.0011638 | 0.0010246 | 0.00084396 | 0.00061822 | 0.00039389 | 0.00021974 | 0.00010155 | 4.1975e-05 | 1.4851e-05 | 4.5254e-06 | 9.6443e-07 | 1.5561e-07 | 1.8357e-08 | 0 | 0 | 0 | 0 | 0 | 0
F5_Industrial_Wood and Lumber Products_Existing_Space Heating_Natural Gas_Insulation - Ducting_A_Achievable Technical Potential | F5 | Industrial | Wood and Lumber Products | Existing | Space Heating | Natural Gas | Insulation - Ducting | A | Incremental Summer Peak Savings (MW) | Achievable Technical Potential | 0 | 0 | 0 | 0 | 0 | 0 | 0 | 0 | 0 | 0 | 0 | 0 | 0 | 0 | 0 | 0 | 0 | 0 | 0 | 0 | 0 | 0 | 0 | 0 | 0 | 0 | 0 | 0 | 0 | 0 | 0
F6_Industrial_Wood and Lumber Products_Existing_Space Heating_Natural Gas_Insulation - Ducting_A_Achievable Technical Potential | F6 | Industrial | Wood and Lumber Products | Existing | Space Heating | Natural Gas | Insulation - Ducting | A | Incremental Winter Peak Savings (MW) | Achievable Technical Potential | 0 | 0 | 0 | 0 | 0 | 0 | 0 | 0 | 0 | 0 | 0 | 0 | 0 | 0 | 0 | 0 | 0 | 0 | 0 | 0 | 0 | 0 | 0 | 0 | 0 | 0 | 0 | 0 | 0 | 0 | 0
F7_Industrial_Wood and Lumber Products_Existing_Space Heating_Natural Gas_Insulation - Ducting_A_Achievable Technical Potential | F7 | Industrial | Wood and Lumber Products | Existing | Space Heating | Natural Gas | Insulation - Ducting | A | Cumulative Energy Savings (MWh or mTherms) | Achievable Technical Potential | 0 | 0 | 0 | 0 | 0 | 0.00059485 | 0.001299 | 0.0021111 | 0.0029934 | 0.0039218 | 0.0048982 | 0.0058653 | 0.0067435 | 0.0074262 | 0.0079331 | 0.0082001 | 0.0082871 | 0.0082219 | 0.0080646 | 0.0079114 | 0.0077445 | 0.0075891 | 0.0074486 | 0.0073366 | 0.0072333 | 0.0071545 | 0.0070844 | 0.0070189 | 0 | 0 | 0
F8_Industrial_Wood and Lumber Products_Existing_Space Heating_Natural Gas_Insulation - Ducting_A_Achievable Technical Potential | F8 | Industrial | Wood and Lumber Products | Existing | Space Heating | Natural Gas | Insulation - Ducting | A | Cumulative Summer Peak Savings (MW) | Achievable Technical Potential | 0 | 0 | 0 | 0 | 0 | 0 | 0 | 0 | 0 | 0 | 0 | 0 | 0 | 0 | 0 | 0 | 0 | 0 | 0 | 0 | 0 | 0 | 0 | 0 | 0 | 0 | 0 | 0 | 0 | 0 | 0
F9_Industrial_Wood and Lumber Products_Existing_Space Heating_Natural Gas_Insulation - Ducting_A_Achievable Technical Potential | F9 | Industrial | Wood and Lumber Products | Existing | Space Heating | Natural Gas | Insulation - Ducting | A | Cumulative Winter Peak Savings (MW) | Achievable Technical Potential | 0 | 0 | 0 | 0 | 0 | 0 | 0 | 0 | 0 | 0 | 0 | 0 | 0 | 0 | 0 | 0 | 0 | 0 | 0 | 0 | 0 | 0 | 0 | 0 | 0 | 0 | 0 | 0 | 0 | 0 | 0
F10_Industrial_Wood and Lumber Products_Existing_Space Heating_Natural Gas_Insulation - Ducting_A_Achievable Technical Potential | F10 | Industrial | Wood and Lumber Products | Existing | Space Heating | Natural Gas | Insulation - Ducting | A | Purchases (Incremental) | Achievable Technical Potential | 0 | 0 | 0 | 0 | 0 | 367.236 | 450.6597 | 548.2234 | 636.745 | 726.8889 | 839.0286 | 917.9122 | 935.8082 | 867.8828 | 748.8671 | 573.9787 | 379.9206 | 219.4888 | 104.7371 | 44.3643 | 16.0658 | 4.9987 | 1.0855 | 0.17782 | 0.021278 | 0 | 0 | 0 | 0 | 0 | 0
F11_Industrial_Wood and Lumber Products_Existing_Space Heating_Natural Gas_Insulation - Ducting_A_Achievable Technical Potential | F11 | Industrial | Wood and Lumber Products | Existing | Space Heating | Natural Gas | Insulation - Ducting | A | Purchases (Cumulative) | Achievable Technical Potential | 0 | 0 | 0 | 0 | 0 | 367.236 | 817.8957 | 1366.119 | 2002.864 | 2729.7529 | 3568.7815 | 4486.6937 | 5422.5019 | 6290.3848 | 7039.2519 | 7613.2306 | 7993.1511 | 8212.6399 | 8317.377 | 8361.7413 | 8377.8071 | 8382.8058 | 8383.8914 | 8384.0692 | 8384.0905 | 8384.0905 | 8384.0905 | 8384.0905 | 8384.0905 | 8384.0905 | 8384.0905
F1_Industrial_Wood and Lumber Products_Existing_Space Heating_Natural Gas_HVAC - Duct Repair and Sealing_A_Achievable Technical Potential | F1 | Industrial | Wood and Lumber Products | Existing | Space Heating | Natural Gas | HVAC - Duct Repair and Sealing | A | Integrated Unit Energy Savings (kWh or therms) | Achievable Technical Potential | 0 | 0 | 0 | 0 | 0 | 0.0038168 | 0.0037476 | 0.0036541 | 0.0035442 | 0.0034191 | 0.0032804 | 0.0031385 | 0.0029993 | 0.0028604 | 0.0027405 | 0.0026281 | 0.002536 | 0.0024539 | 0.0023809 | 0.0023255 | 0.0022741 | 0.0022286 | 0.0021884 | 0.0021562 | 0.0021267 | 0.0021038 | 0.0020834 | 0.0020644 | 0.0030839 | 0.0030649 | 0.0030471
F2_Industrial_Wood and Lumber Products_Existing_Space Heating_Natural Gas_HVAC - Duct Repair and Sealing_A_Achievable Technical Potential | F2 | Industrial | Wood and Lumber Products | Existing | Space Heating | Natural Gas | HVAC - Duct Repair and Sealing | A | Integrated Unit Summer Peak Savings (kW) | Achievable Technical Potential | 0 | 0 | 0 | 0 | 0 | 0 | 0 | 0 | 0 | 0 | 0 | 0 | 0 | 0 | 0 | 0 | 0 | 0 | 0 | 0 | 0 | 0 | 0 | 0 | 0 | 0 | 0 | 0 | 0 | 0 | 0
F3_Industrial_Wood and Lumber Products_Existing_Space Heating_Natural Gas_HVAC - Duct Repair and Sealing_A_Achievable Technical Potential | F3 | Industrial | Wood and Lumber Products | Existing | Space Heating | Natural Gas | HVAC - Duct Repair and Sealing | A | Integrated Unit Winter Peak Savings (kW) | Achievable Technical Potential | 0 | 0 | 0 | 0 | 0 | 0 | 0 | 0 | 0 | 0 | 0 | 0 | 0 | 0 | 0 | 0 | 0 | 0 | 0 | 0 | 0 | 0 | 0 | 0 | 0 | 0 | 0 | 0 | 0 | 0 | 0
F4_Industrial_Wood and Lumber Products_Existing_Space Heating_Natural Gas_HVAC - Duct Repair and Sealing_A_Achievable Technical Potential | F4 | Industrial | Wood and Lumber Products | Existing | Space Heating | Natural Gas | HVAC - Duct Repair and Sealing | A | Incremental Energy Savings (MWh or mTherms) | Achievable Technical Potential | 0 | 0 | 0 | 0 | 0 | 0.0028522 | 0.002799 | 0.0027131 | 0.0026329 | 0.002542 | 0.002408 | 0.0022975 | 0.0021911 | 0.0020565 | 0.0019778 | 0.0018786 | 0.001813 | 0.0017455 | 0.0016784 | 0.0016413 | 0.0015984 | 0.0015604 | 0.0015266 | 0.0014991 | 0.0014738 | 0 | 0 | 0 | 0 | 0 | 0
F5_Industrial_Wood and Lumber Products_Existing_Space Heating_Natural Gas_HVAC - Duct Repair and Sealing_A_Achievable Technical Potential | F5 | Industrial | Wood and Lumber Products | Existing | Space Heating | Natural Gas | HVAC - Duct Repair and Sealing | A | Incremental Summer Peak Savings (MW) | Achievable Technical Potential | 0 | 0 | 0 | 0 | 0 | 0 | 0 | 0 | 0 | 0 | 0 | 0 | 0 | 0 | 0 | 0 | 0 | 0 | 0 | 0 | 0 | 0 | 0 | 0 | 0 | 0 | 0 | 0 | 0 | 0 | 0
F6_Industrial_Wood and Lumber Products_Existing_Space Heating_Natural Gas_HVAC - Duct Repair and Sealing_A_Achievable Technical Potential | F6 | Industrial | Wood and Lumber Products | Existing | Space Heating | Natural Gas | HVAC - Duct Repair and Sealing | A | Incremental Winter Peak Savings (MW) | Achievable Technical Potential | 0 | 0 | 0 | 0 | 0 | 0 | 0 | 0 | 0 | 0 | 0 | 0 | 0 | 0 | 0 | 0 | 0 | 0 | 0 | 0 | 0 | 0 | 0 | 0 | 0 | 0 | 0 | 0 | 0 | 0 | 0
F7_Industrial_Wood and Lumber Products_Existing_Space Heating_Natural Gas_HVAC - Duct Repair and Sealing_A_Achievable Technical Potential | F7 | Industrial | Wood and Lumber Products | Existing | Space Heating | Natural Gas | HVAC - Duct Repair and Sealing | A | Cumulative Energy Savings (MWh or mTherms) | Achievable Technical Potential | 0 | 0 | 0 | 0 | 0 | 0.0028522 | 0.0055995 | 0.0081729 | 0.01056 | 0.012729 | 0.014621 | 0.016286 | 0.017755 | 0.018989 | 0.02017 | 0.021222 | 0.022292 | 0.023316 | 0.0243 | 0.025376 | 0.026413 | 0.027446 | 0.028477 | 0.029558 | 0.030626 | 0.030296 | 0.030003 | 0.029729 | 0 | 0 | 0
F8_Industrial_Wood and Lumber Products_Existing_Space Heating_Natural Gas_HVAC - Duct Repair and Sealing_A_Achievable Technical Potential | F8 | Industrial | Wood and Lumber Products | Existing | Space Heating | Natural Gas | HVAC - Duct Repair and Sealing | A | Cumulative Summer Peak Savings (MW) | Achievable Technical Potential | 0 | 0 | 0 | 0 | 0 | 0 | 0 | 0 | 0 | 0 | 0 | 0 | 0 | 0 | 0 | 0 | 0 | 0 | 0 | 0 | 0 | 0 | 0 | 0 | 0 | 0 | 0 | 0 | 0 | 0 | 0
F9_Industrial_Wood and Lumber Products_Existing_Space Heating_Natural Gas_HVAC - Duct Repair and Sealing_A_Achievable Technical Potential | F9 | Industrial | Wood and Lumber Products | Existing | Space Heating | Natural Gas | HVAC - Duct Repair and Sealing | A | Cumulative Winter Peak Savings (MW) | Achievable Technical Potential | 0 | 0 | 0 | 0 | 0 | 0 | 0 | 0 | 0 | 0 | 0 | 0 | 0 | 0 | 0 | 0 | 0 | 0 | 0 | 0 | 0 | 0 | 0 | 0 | 0 | 0 | 0 | 0 | 0 | 0 | 0
F10_Industrial_Wood and Lumber Products_Existing_Space Heating_Natural Gas_HVAC - Duct Repair and Sealing_A_Achievable Technical Potential | F10 | Industrial | Wood and Lumber Products | Existing | Space Heating | Natural Gas | HVAC - Duct Repair and Sealing | A | Purchases (Incremental) | Achievable Technical Potential | 0 | 0 | 0 | 0 | 0 | 747.2825 | 746.8723 | 742.4678 | 742.8692 | 743.4834 | 734.042 | 732.0361 | 730.5497 | 718.9488 | 721.6938 | 714.8115 | 714.9043 | 711.3061 | 704.9613 | 705.7964 | 702.8778 | 700.144 | 697.593 | 695.2223 | 693.03 | 0 | 0 | 0 | 0 | 0 | 0
F11_Industrial_Wood and Lumber Products_Existing_Space Heating_Natural Gas_HVAC - Duct Repair and Sealing_A_Achievable Technical Potential | F11 | Industrial | Wood and Lumber Products | Existing | Space Heating | Natural Gas | HVAC - Duct Repair and Sealing | A | Purchases (Cumulative) | Achievable Technical Potential | 0 | 0 | 0 | 0 | 0 | 747.2825 | 1494.1548 | 2236.6226 | 2979.4918 | 3722.9752 | 4457.0172 | 5189.0532 | 5919.6029 | 6638.5518 | 7360.2456 | 8075.0571 | 8789.9614 | 9501.2676 | 10206.2289 | 10912.0253 | 11614.9031 | 12315.0471 | 13012.6401 | 13707.8624 | 14400.8923 | 14400.8923 | 14400.8923 | 14400.8923 | 14400.8923 | 14400.8923 | 14400.8923
F1_Industrial_Wood and Lumber Products_Existing_Space Heating_Natural Gas_Windows - High Efficiency_A_Achievable Technical Potential | F1 | Industrial | Wood and Lumber Products | Existing | Space Heating | Natural Gas | Windows - High Efficiency | A | Integrated Unit Energy Savings (kWh or therms) | Achievable Technical Potential | 0 | 0 | 0 | 0 | 0 | 0.0056353 | 0.0055306 | 0.0053937 | 0.0052284 | 0.0050365 | 0.0048193 | 0.0045973 | 0.0043778 | 0.0041558 | 0.0039677 | 0.0037879 | 0.0036419 | 0.0035116 | 0.0033955 | 0.0033104 | 0.0032309 | 0.0031603 | 0.0031004 | 0.0030527 | 0.0030087 | 0.0029845 | 0.0029635 | 0.0029441 | 0 | 0 | 0
F2_Industrial_Wood and Lumber Products_Existing_Space Heating_Natural Gas_Windows - High Efficiency_A_Achievable Technical Potential | F2 | Industrial | Wood and Lumber Products | Existing | Space Heating | Natural Gas | Windows - High Efficiency | A | Integrated Unit Summer Peak Savings (kW) | Achievable Technical Potential | 0 | 0 | 0 | 0 | 0 | 0 | 0 | 0 | 0 | 0 | 0 | 0 | 0 | 0 | 0 | 0 | 0 | 0 | 0 | 0 | 0 | 0 | 0 | 0 | 0 | 0 | 0 | 0 | 0 | 0 | 0
F3_Industrial_Wood and Lumber Products_Existing_Space Heating_Natural Gas_Windows - High Efficiency_A_Achievable Technical Potential | F3 | Industrial | Wood and Lumber Products | Existing | Space Heating | Natural Gas | Windows - High Efficiency | A | Integrated Unit Winter Peak Savings (kW) | Achievable Technical Potential | 0 | 0 | 0 | 0 | 0 | 0 | 0 | 0 | 0 | 0 | 0 | 0 | 0 | 0 | 0 | 0 | 0 | 0 | 0 | 0 | 0 | 0 | 0 | 0 | 0 | 0 | 0 | 0 | 0 | 0 | 0
F4_Industrial_Wood and Lumber Products_Existing_Space Heating_Natural Gas_Windows - High Efficiency_A_Achievable Technical Potential | F4 | Industrial | Wood and Lumber Products | Existing | Space Heating | Natural Gas | Windows - High Efficiency | A | Incremental Energy Savings (MWh or mTherms) | Achievable Technical Potential | 0 | 0 | 0 | 0 | 0 | 0.003323 | 0.0065156 | 0.011216 | 0.017694 | 0.025893 | 0.035035 | 0.045337 | 0.055853 | 0.064537 | 0.072937 | 0.077378 | 0.079151 | 0.076254 | 0.068885 | 0.059117 | 0.047518 | 0.035405 | 0.023959 | 0.015021 | 0.0096244 | 0 | 0 | 0 | 0 | 0 | 0
F5_Industrial_Wood and Lumber Products_Existing_Space Heating_Natural Gas_Windows - High Efficiency_A_Achievable Technical Potential | F5 | Industrial | Wood and Lumber Products | Existing | Space Heating | Natural Gas | Windows - High Efficiency | A | Incremental Summer Peak Savings (MW) | Achievable Technical Potential | 0 | 0 | 0 | 0 | 0 | 0 | 0 | 0 | 0 | 0 | 0 | 0 | 0 | 0 | 0 | 0 | 0 | 0 | 0 | 0 | 0 | 0 | 0 | 0 | 0 | 0 | 0 | 0 | 0 | 0 | 0
F6_Industrial_Wood and Lumber Products_Existing_Space Heating_Natural Gas_Windows - High Efficiency_A_Achievable Technical Potential | F6 | Industrial | Wood and Lumber Products | Existing | Space Heating | Natural Gas | Windows - High Efficiency | A | Incremental Winter Peak Savings (MW) | Achievable Technical Potential | 0 | 0 | 0 | 0 | 0 | 0 | 0 | 0 | 0 | 0 | 0 | 0 | 0 | 0 | 0 | 0 | 0 | 0 | 0 | 0 | 0 | 0 | 0 | 0 | 0 | 0 | 0 | 0 | 0 | 0 | 0
F7_Industrial_Wood and Lumber Products_Existing_Space Heating_Natural Gas_Windows - High Efficiency_A_Achievable Technical Potential | F7 | Industrial | Wood and Lumber Products | Existing | Space Heating | Natural Gas | Windows - High Efficiency | A | Cumulative Energy Savings (MWh or mTherms) | Achievable Technical Potential | 0 | 0 | 0 | 0 | 0 | 0.003323 | 0.0097769 | 0.020751 | 0.037809 | 0.062314 | 0.094662 | 0.13564 | 0.18501 | 0.24017 | 0.30224 | 0.36592 | 0.43096 | 0.49181 | 0.54443 | 0.58989 | 0.62324 | 0.64504 | 0.65677 | 0.66169 | 0.66178 | 0.65645 | 0.65184 | 0.64756 | 0 | 0 | 0
F8_Industrial_Wood and Lumber Products_Existing_Space Heating_Natural Gas_Windows - High Efficiency_A_Achievable Technical Potential | F8 | Industrial | Wood and Lumber Products | Existing | Space Heating | Natural Gas | Windows - High Efficiency | A | Cumulative Summer Peak Savings (MW) | Achievable Technical Potential | 0 | 0 | 0 | 0 | 0 | 0 | 0 | 0 | 0 | 0 | 0 | 0 | 0 | 0 | 0 | 0 | 0 | 0 | 0 | 0 | 0 | 0 | 0 | 0 | 0 | 0 | 0 | 0 | 0 | 0 | 0
F9_Industrial_Wood and Lumber Products_Existing_Space Heating_Natural Gas_Windows - High Efficiency_A_Achievable Technical Potential | F9 | Industrial | Wood and Lumber Products | Existing | Space Heating | Natural Gas | Windows - High Efficiency | A | Cumulative Winter Peak Savings (MW) | Achievable Technical Potential | 0 | 0 | 0 | 0 | 0 | 0 | 0 | 0 | 0 | 0 | 0 | 0 | 0 | 0 | 0 | 0 | 0 | 0 | 0 | 0 | 0 | 0 | 0 | 0 | 0 | 0 | 0 | 0 | 0 | 0 | 0
F10_Industrial_Wood and Lumber Products_Existing_Space Heating_Natural Gas_Windows - High Efficiency_A_Achievable Technical Potential | F10 | Industrial | Wood and Lumber Products | Existing | Space Heating | Natural Gas | Windows - High Efficiency | A | Purchases (Incremental) | Achievable Technical Potential | 0 | 0 | 0 | 0 | 0 | 589.6816 | 1178.088 | 2079.4128 | 3384.2786 | 5141.1097 | 7269.663 | 9861.7154 | 12758.3873 | 15529.3464 | 18382.7073 | 20427.5243 | 21733.8599 | 21714.7518 | 20287.2261 | 17858.138 | 14707.4116 | 11203.1015 | 7727.7332 | 4920.3848 | 3198.8274 | 0 | 0 | 0 | 0 | 0 | 0
F11_Industrial_Wood and Lumber Products_Existing_Space Heating_Natural Gas_Windows - High Efficiency_A_Achievable Technical Potential | F11 | Industrial | Wood and Lumber Products | Existing | Space Heating | Natural Gas | Windows - High Efficiency | A | Purchases (Cumulative) | Achievable Technical Potential | 0 | 0 | 0 | 0 | 0 | 589.6816 | 1767.7696 | 3847.1824 | 7231.4609 | 12372.5707 | 19642.2337 | 29503.9491 | 42262.3364 | 57791.6828 | 76174.3901 | 96601.9144 | 118335.7743 | 140050.526 | 160337.7522 | 178195.8902 | 192903.3018 | 204106.4033 | 211834.1365 | 216754.5214 | 219953.3487 | 219953.3487 | 219953.3487 | 219953.3487 | 219953.3487 | 219953.3487 | 219953.3487
F1_Industrial_Wood and Lumber Products_Existing_Space Heating_Natural Gas_Gas Boiler - Maintenance_A_Achievable Technical Potential | F1 | Industrial | Wood and Lumber Products | Existing | Space Heating | Natural Gas | Gas Boiler - Maintenance | A | Integrated Unit Energy Savings (kWh or therms) | Achievable Technical Potential | 0 | 0 | 0 | 0 | 0 | 0.88467 | 0.87815 | 0.87145 | 0.86444 | 0.85714 | 0.84968 | 0.84202 | 0.83414 | 0.82591 | 0.81697 | 0.80829 | 0.79957 | 0.79099 | 0.78253 | 0.77441 | 0.76661 | 0.7586 | 0.7513 | 0.74488 | 0.7386 | 0.7329 | 0.72802 | 0.72351 | 0.76441 | 0.76127 | 0.75841
F2_Industrial_Wood and Lumber Products_Existing_Space Heating_Natural Gas_Gas Boiler - Maintenance_A_Achievable Technical Potential | F2 | Industrial | Wood and Lumber Products | Existing | Space Heating | Natural Gas | Gas Boiler - Maintenance | A | Integrated Unit Summer Peak Savings (kW) | Achievable Technical Potential | 0 | 0 | 0 | 0 | 0 | 0 | 0 | 0 | 0 | 0 | 0 | 0 | 0 | 0 | 0 | 0 | 0 | 0 | 0 | 0 | 0 | 0 | 0 | 0 | 0 | 0 | 0 | 0 | 0 | 0 | 0
F3_Industrial_Wood and Lumber Products_Existing_Space Heating_Natural Gas_Gas Boiler - Maintenance_A_Achievable Technical Potential | F3 | Industrial | Wood and Lumber Products | Existing | Space Heating | Natural Gas | Gas Boiler - Maintenance | A | Integrated Unit Winter Peak Savings (kW) | Achievable Technical Potential | 0 | 0 | 0 | 0 | 0 | 0 | 0 | 0 | 0 | 0 | 0 | 0 | 0 | 0 | 0 | 0 | 0 | 0 | 0 | 0 | 0 | 0 | 0 | 0 | 0 | 0 | 0 | 0 | 0 | 0 | 0
F4_Industrial_Wood and Lumber Products_Existing_Space Heating_Natural Gas_Gas Boiler - Maintenance_A_Achievable Technical Potential | F4 | Industrial | Wood and Lumber Products | Existing | Space Heating | Natural Gas | Gas Boiler - Maintenance | A | Incremental Energy Savings (MWh or mTherms) | Achievable Technical Potential | 0 | 0 | 0 | 0 | 0 | 0.003178 | 0.0022099 | 0.0015092 | 0.0011666 | 0.0010143 | 0.00085901 | 0.00072727 | 0.00061086 | 0.0005022 | 0.00041823 | 0.00034198 | 0.0002635 | 0.00020199 | 0.00015424 | 0.00011901 | 0.00010773 | 8.3107e-05 | 7.0618e-05 | 5.8522e-05 | 4.6722e-05 | 0 | 0 | 0 | 0 | 0 | 0
F5_Industrial_Wood and Lumber Products_Existing_Space Heating_Natural Gas_Gas Boiler - Maintenance_A_Achievable Technical Potential | F5 | Industrial | Wood and Lumber Products | Existing | Space Heating | Natural Gas | Gas Boiler - Maintenance | A | Incremental Summer Peak Savings (MW) | Achievable Technical Potential | 0 | 0 | 0 | 0 | 0 | 0 | 0 | 0 | 0 | 0 | 0 | 0 | 0 | 0 | 0 | 0 | 0 | 0 | 0 | 0 | 0 | 0 | 0 | 0 | 0 | 0 | 0 | 0 | 0 | 0 | 0
F6_Industrial_Wood and Lumber Products_Existing_Space Heating_Natural Gas_Gas Boiler - Maintenance_A_Achievable Technical Potential | F6 | Industrial | Wood and Lumber Products | Existing | Space Heating | Natural Gas | Gas Boiler - Maintenance | A | Incremental Winter Peak Savings (MW) | Achievable Technical Potential | 0 | 0 | 0 | 0 | 0 | 0 | 0 | 0 | 0 | 0 | 0 | 0 | 0 | 0 | 0 | 0 | 0 | 0 | 0 | 0 | 0 | 0 | 0 | 0 | 0 | 0 | 0 | 0 | 0 | 0 | 0
F7_Industrial_Wood and Lumber Products_Existing_Space Heating_Natural Gas_Gas Boiler - Maintenance_A_Achievable Technical Potential | F7 | Industrial | Wood and Lumber Products | Existing | Space Heating | Natural Gas | Gas Boiler - Maintenance | A | Cumulative Energy Savings (MWh or mTherms) | Achievable Technical Potential | 0 | 0 | 0 | 0 | 0 | 0.003178 | 0.0053645 | 0.0068327 | 0.0079444 | 0.0088915 | 0.0096732 | 0.010313 | 0.010828 | 0.011223 | 0.01152 | 0.011739 | 0.011876 | 0.011951 | 0.011977 | 0.011972 | 0.011959 | 0.011917 | 0.011873 | 0.01183 | 0.011777 | 0.011686 | 0.011608 | 0.011537 | 0 | 0 | 0
F8_Industrial_Wood and Lumber Products_Existing_Space Heating_Natural Gas_Gas Boiler - Maintenance_A_Achievable Technical Potential | F8 | Industrial | Wood and Lumber Products | Existing | Space Heating | Natural Gas | Gas Boiler - Maintenance | A | Cumulative Summer Peak Savings (MW) | Achievable Technical Potential | 0 | 0 | 0 | 0 | 0 | 0 | 0 | 0 | 0 | 0 | 0 | 0 | 0 | 0 | 0 | 0 | 0 | 0 | 0 | 0 | 0 | 0 | 0 | 0 | 0 | 0 | 0 | 0 | 0 | 0 | 0
F9_Industrial_Wood and Lumber Products_Existing_Space Heating_Natural Gas_Gas Boiler - Maintenance_A_Achievable Technical Potential | F9 | Industrial | Wood and Lumber Products | Existing | Space Heating | Natural Gas | Gas Boiler - Maintenance | A | Cumulative Winter Peak Savings (MW) | Achievable Technical Potential | 0 | 0 | 0 | 0 | 0 | 0 | 0 | 0 | 0 | 0 | 0 | 0 | 0 | 0 | 0 | 0 | 0 | 0 | 0 | 0 | 0 | 0 | 0 | 0 | 0 | 0 | 0 | 0 | 0 | 0 | 0
F10_Industrial_Wood and Lumber Products_Existing_Space Heating_Natural Gas_Gas Boiler - Maintenance_A_Achievable Technical Potential | F10 | Industrial | Wood and Lumber Products | Existing | Space Heating | Natural Gas | Gas Boiler - Maintenance | A | Purchases (Incremental) | Achievable Technical Potential | 0 | 0 | 0 | 0 | 0 | 3.5923 | 2.5165 | 1.7318 | 1.3495 | 1.1833 | 1.011 | 0.86372 | 0.73232 | 0.60805 | 0.51192 | 0.42309 | 0.32955 | 0.25536 | 0.1971 | 0.15368 | 0.14053 | 0.10955 | 0.093994 | 0.078565 | 0.063257 | 0 | 0 | 0 | 0 | 0 | 0
F11_Industrial_Wood and Lumber Products_Existing_Space Heating_Natural Gas_Gas Boiler - Maintenance_A_Achievable Technical Potential | F11 | Industrial | Wood and Lumber Products | Existing | Space Heating | Natural Gas | Gas Boiler - Maintenance | A | Purchases (Cumulative) | Achievable Technical Potential | 0 | 0 | 0 | 0 | 0 | 3.5923 | 6.1088 | 7.8407 | 9.1902 | 10.3735 | 11.3845 | 12.2482 | 12.9805 | 13.5886 | 14.1005 | 14.5236 | 14.8531 | 15.1085 | 15.3056 | 15.4593 | 15.5998 | 15.7094 | 15.8033 | 15.8819 | 15.9452 | 15.9452 | 15.9452 | 15.9452 | 15.9452 | 15.9452 | 15.9452
F1_Industrial_Wood and Lumber Products_Existing_Process_Natural Gas_Gas Boiler - Maintenance_A_Achievable Technical Potential | F1 | Industrial | Wood and Lumber Products | Existing | Process | Natural Gas | Gas Boiler - Maintenance | A | Integrated Unit Energy Savings (kWh or therms) | Achievable Technical Potential | 0 | 0 | 0 | 0 | 0 | 6.3264 | 6.3264 | 6.3264 | 6.3264 | 6.3264 | 6.3264 | 6.3264 | 6.3264 | 6.3264 | 6.3264 | 6.3264 | 6.3264 | 6.3264 | 6.3264 | 6.3264 | 6.3264 | 6.3264 | 6.3264 | 6.3264 | 6.3264 | 6.3264 | 6.3264 | 6.3264 | 6.3264 | 6.3264 | 6.3264
F2_Industrial_Wood and Lumber Products_Existing_Process_Natural Gas_Gas Boiler - Maintenance_A_Achievable Technical Potential | F2 | Industrial | Wood and Lumber Products | Existing | Process | Natural Gas | Gas Boiler - Maintenance | A | Integrated Unit Summer Peak Savings (kW) | Achievable Technical Potential | 0 | 0 | 0 | 0 | 0 | 0 | 0 | 0 | 0 | 0 | 0 | 0 | 0 | 0 | 0 | 0 | 0 | 0 | 0 | 0 | 0 | 0 | 0 | 0 | 0 | 0 | 0 | 0 | 0 | 0 | 0
F3_Industrial_Wood and Lumber Products_Existing_Process_Natural Gas_Gas Boiler - Maintenance_A_Achievable Technical Potential | F3 | Industrial | Wood and Lumber Products | Existing | Process | Natural Gas | Gas Boiler - Maintenance | A | Integrated Unit Winter Peak Savings (kW) | Achievable Technical Potential | 0 | 0 | 0 | 0 | 0 | 0 | 0 | 0 | 0 | 0 | 0 | 0 | 0 | 0 | 0 | 0 | 0 | 0 | 0 | 0 | 0 | 0 | 0 | 0 | 0 | 0 | 0 | 0 | 0 | 0 | 0
F4_Industrial_Wood and Lumber Products_Existing_Process_Natural Gas_Gas Boiler - Maintenance_A_Achievable Technical Potential | F4 | Industrial | Wood and Lumber Products | Existing | Process | Natural Gas | Gas Boiler - Maintenance | A | Incremental Energy Savings (MWh or mTherms) | Achievable Technical Potential | 0 | 0 | 0 | 0 | 0 | 0.078225 | 0.054799 | 0.037712 | 0.029386 | 0.025768 | 0.022015 | 0.018808 | 0.015947 | 0.013241 | 0.011148 | 0.0092131 | 0.0071761 | 0.0055606 | 0.004292 | 0.0033466 | 0.0030602 | 0.0023856 | 0.0020468 | 0.0017108 | 0.0013775 | 0 | 0 | 0 | 0 | 0 | 0
F5_Industrial_Wood and Lumber Products_Existing_Process_Natural Gas_Gas Boiler - Maintenance_A_Achievable Technical Potential | F5 | Industrial | Wood and Lumber Products | Existing | Process | Natural Gas | Gas Boiler - Maintenance | A | Incremental Summer Peak Savings (MW) | Achievable Technical Potential | 0 | 0 | 0 | 0 | 0 | 0 | 0 | 0 | 0 | 0 | 0 | 0 | 0 | 0 | 0 | 0 | 0 | 0 | 0 | 0 | 0 | 0 | 0 | 0 | 0 | 0 | 0 | 0 | 0 | 0 | 0
F6_Industrial_Wood and Lumber Products_Existing_Process_Natural Gas_Gas Boiler - Maintenance_A_Achievable Technical Potential | F6 | Industrial | Wood and Lumber Products | Existing | Process | Natural Gas | Gas Boiler - Maintenance | A | Incremental Winter Peak Savings (MW) | Achievable Technical Potential | 0 | 0 | 0 | 0 | 0 | 0 | 0 | 0 | 0 | 0 | 0 | 0 | 0 | 0 | 0 | 0 | 0 | 0 | 0 | 0 | 0 | 0 | 0 | 0 | 0 | 0 | 0 | 0 | 0 | 0 | 0
F7_Industrial_Wood and Lumber Products_Existing_Process_Natural Gas_Gas Boiler - Maintenance_A_Achievable Technical Potential | F7 | Industrial | Wood and Lumber Products | Existing | Process | Natural Gas | Gas Boiler - Maintenance | A | Cumulative Energy Savings (MWh or mTherms) | Achievable Technical Potential | 0 | 0 | 0 | 0 | 0 | 0.078225 | 0.13302 | 0.17074 | 0.20012 | 0.22589 | 0.24791 | 0.26671 | 0.28266 | 0.2959 | 0.30705 | 0.31626 | 0.32344 | 0.329 | 0.33329 | 0.33664 | 0.3397 | 0.34208 | 0.34413 | 0.34584 | 0.34722 | 0.34722 | 0.34722 | 0.34722 | 0 | 0 | 0
F8_Industrial_Wood and Lumber Products_Existing_Process_Natural Gas_Gas Boiler - Maintenance_A_Achievable Technical Potential | F8 | Industrial | Wood and Lumber Products | Existing | Process | Natural Gas | Gas Boiler - Maintenance | A | Cumulative Summer Peak Savings (MW) | Achievable Technical Potential | 0 | 0 | 0 | 0 | 0 | 0 | 0 | 0 | 0 | 0 | 0 | 0 | 0 | 0 | 0 | 0 | 0 | 0 | 0 | 0 | 0 | 0 | 0 | 0 | 0 | 0 | 0 | 0 | 0 | 0 | 0
F9_Industrial_Wood and Lumber Products_Existing_Process_Natural Gas_Gas Boiler - Maintenance_A_Achievable Technical Potential | F9 | Industrial | Wood and Lumber Products | Existing | Process | Natural Gas | Gas Boiler - Maintenance | A | Cumulative Winter Peak Savings (MW) | Achievable Technical Potential | 0 | 0 | 0 | 0 | 0 | 0 | 0 | 0 | 0 | 0 | 0 | 0 | 0 | 0 | 0 | 0 | 0 | 0 | 0 | 0 | 0 | 0 | 0 | 0 | 0 | 0 | 0 | 0 | 0 | 0 | 0
F10_Industrial_Wood and Lumber Products_Existing_Process_Natural Gas_Gas Boiler - Maintenance_A_Achievable Technical Potential | F10 | Industrial | Wood and Lumber Products | Existing | Process | Natural Gas | Gas Boiler - Maintenance | A | Purchases (Incremental) | Achievable Technical Potential | 0 | 0 | 0 | 0 | 0 | 12.3649 | 8.662 | 5.9611 | 4.645 | 4.0731 | 3.4798 | 2.973 | 2.5207 | 2.0929 | 1.7621 | 1.4563 | 1.1343 | 0.87896 | 0.67843 | 0.52899 | 0.48371 | 0.37709 | 0.32353 | 0.27043 | 0.21773 | 0 | 0 | 0 | 0 | 0 | 0
F11_Industrial_Wood and Lumber Products_Existing_Process_Natural Gas_Gas Boiler - Maintenance_A_Achievable Technical Potential | F11 | Industrial | Wood and Lumber Products | Existing | Process | Natural Gas | Gas Boiler - Maintenance | A | Purchases (Cumulative) | Achievable Technical Potential | 0 | 0 | 0 | 0 | 0 | 12.3649 | 21.0269 | 26.988 | 31.633 | 35.7061 | 39.186 | 42.1589 | 44.6796 | 46.7726 | 48.5346 | 49.9909 | 51.1253 | 52.0042 | 52.6827 | 53.2116 | 53.6954 | 54.0724 | 54.396 | 54.6664 | 54.8841 | 54.8841 | 54.8841 | 54.8841 | 54.8841 | 54.8841 | 54.8841
F1_Industrial_Wood and Lumber Products_Existing_Space Heating_Natural Gas_Gas Furnace - Maintenance_A_Achievable Technical Potential | F1 | Industrial | Wood and Lumber Products | Existing | Space Heating | Natural Gas | Gas Furnace - Maintenance | A | Integrated Unit Energy Savings (kWh or therms) | Achievable Technical Potential | 0 | 0 | 0 | 0 | 0 | 0.0091884 | 0.0090978 | 0.0089825 | 0.008863 | 0.0087401 | 0.0086163 | 0.0084913 | 0.00837 | 0.0082503 | 0.0081266 | 0.0080123 | 0.0079019 | 0.0077967 | 0.0076963 | 0.0075991 | 0.0075053 | 0.0074119 | 0.0073221 | 0.0072419 | 0.0071659 | 0.0070964 | 0.0070347 | 0.0069768 | 0.0073847 | 0.0073392 | 0.0072965
F2_Industrial_Wood and Lumber Products_Existing_Space Heating_Natural Gas_Gas Furnace - Maintenance_A_Achievable Technical Potential | F2 | Industrial | Wood and Lumber Products | Existing | Space Heating | Natural Gas | Gas Furnace - Maintenance | A | Integrated Unit Summer Peak Savings (kW) | Achievable Technical Potential | 0 | 0 | 0 | 0 | 0 | 0 | 0 | 0 | 0 | 0 | 0 | 0 | 0 | 0 | 0 | 0 | 0 | 0 | 0 | 0 | 0 | 0 | 0 | 0 | 0 | 0 | 0 | 0 | 0 | 0 | 0
F3_Industrial_Wood and Lumber Products_Existing_Space Heating_Natural Gas_Gas Furnace - Maintenance_A_Achievable Technical Potential | F3 | Industrial | Wood and Lumber Products | Existing | Space Heating | Natural Gas | Gas Furnace - Maintenance | A | Integrated Unit Winter Peak Savings (kW) | Achievable Technical Potential | 0 | 0 | 0 | 0 | 0 | 0 | 0 | 0 | 0 | 0 | 0 | 0 | 0 | 0 | 0 | 0 | 0 | 0 | 0 | 0 | 0 | 0 | 0 | 0 | 0 | 0 | 0 | 0 | 0 | 0 | 0
F4_Industrial_Wood and Lumber Products_Existing_Space Heating_Natural Gas_Gas Furnace - Maintenance_A_Achievable Technical Potential | F4 | Industrial | Wood and Lumber Products | Existing | Space Heating | Natural Gas | Gas Furnace - Maintenance | A | Incremental Energy Savings (MWh or mTherms) | Achievable Technical Potential | 0 | 0 | 0 | 0 | 0 | 5.5752e-05 | 3.8671e-05 | 2.6276e-05 | 2.0202e-05 | 1.7469e-05 | 1.4713e-05 | 1.2388e-05 | 1.0353e-05 | 8.4734e-06 | 7.0269e-06 | 5.7259e-06 | 4.3984e-06 | 3.3629e-06 | 2.5622e-06 | 1.9726e-06 | 1.7815e-06 | 1.3715e-06 | 1.1625e-06 | 9.6103e-07 | 7.6565e-07 | 0 | 0 | 0 | 0 | 0 | 0
F5_Industrial_Wood and Lumber Products_Existing_Space Heating_Natural Gas_Gas Furnace - Maintenance_A_Achievable Technical Potential | F5 | Industrial | Wood and Lumber Products | Existing | Space Heating | Natural Gas | Gas Furnace - Maintenance | A | Incremental Summer Peak Savings (MW) | Achievable Technical Potential | 0 | 0 | 0 | 0 | 0 | 0 | 0 | 0 | 0 | 0 | 0 | 0 | 0 | 0 | 0 | 0 | 0 | 0 | 0 | 0 | 0 | 0 | 0 | 0 | 0 | 0 | 0 | 0 | 0 | 0 | 0
F6_Industrial_Wood and Lumber Products_Existing_Space Heating_Natural Gas_Gas Furnace - Maintenance_A_Achievable Technical Potential | F6 | Industrial | Wood and Lumber Products | Existing | Space Heating | Natural Gas | Gas Furnace - Maintenance | A | Incremental Winter Peak Savings (MW) | Achievable Technical Potential | 0 | 0 | 0 | 0 | 0 | 0 | 0 | 0 | 0 | 0 | 0 | 0 | 0 | 0 | 0 | 0 | 0 | 0 | 0 | 0 | 0 | 0 | 0 | 0 | 0 | 0 | 0 | 0 | 0 | 0 | 0
F7_Industrial_Wood and Lumber Products_Existing_Space Heating_Natural Gas_Gas Furnace - Maintenance_A_Achievable Technical Potential | F7 | Industrial | Wood and Lumber Products | Existing | Space Heating | Natural Gas | Gas Furnace - Maintenance | A | Cumulative Energy Savings (MWh or mTherms) | Achievable Technical Potential | 0 | 0 | 0 | 0 | 0 | 5.5752e-05 | 9.3874e-05 | 0.00011896 | 0.00013758 | 0.00015314 | 0.00016569 | 0.00017567 | 0.00018351 | 0.00018936 | 0.00019355 | 0.00019655 | 0.00019824 | 0.00019897 | 0.00019897 | 0.00019843 | 0.00019776 | 0.00019667 | 0.00019545 | 0.00019427 | 0.000193 | 0.00019112 | 0.00018946 | 0.0001879 | 0 | 0 | 0
F8_Industrial_Wood and Lumber Products_Existing_Space Heating_Natural Gas_Gas Furnace - Maintenance_A_Achievable Technical Potential | F8 | Industrial | Wood and Lumber Products | Existing | Space Heating | Natural Gas | Gas Furnace - Maintenance | A | Cumulative Summer Peak Savings (MW) | Achievable Technical Potential | 0 | 0 | 0 | 0 | 0 | 0 | 0 | 0 | 0 | 0 | 0 | 0 | 0 | 0 | 0 | 0 | 0 | 0 | 0 | 0 | 0 | 0 | 0 | 0 | 0 | 0 | 0 | 0 | 0 | 0 | 0
F9_Industrial_Wood and Lumber Products_Existing_Space Heating_Natural Gas_Gas Furnace - Maintenance_A_Achievable Technical Potential | F9 | Industrial | Wood and Lumber Products | Existing | Space Heating | Natural Gas | Gas Furnace - Maintenance | A | Cumulative Winter Peak Savings (MW) | Achievable Technical Potential | 0 | 0 | 0 | 0 | 0 | 0 | 0 | 0 | 0 | 0 | 0 | 0 | 0 | 0 | 0 | 0 | 0 | 0 | 0 | 0 | 0 | 0 | 0 | 0 | 0 | 0 | 0 | 0 | 0 | 0 | 0
F10_Industrial_Wood and Lumber Products_Existing_Space Heating_Natural Gas_Gas Furnace - Maintenance_A_Achievable Technical Potential | F10 | Industrial | Wood and Lumber Products | Existing | Space Heating | Natural Gas | Gas Furnace - Maintenance | A | Purchases (Incremental) | Achievable Technical Potential | 0 | 0 | 0 | 0 | 0 | 6.0677 | 4.2506 | 2.9252 | 2.2794 | 1.9987 | 1.7076 | 1.4589 | 1.237 | 1.027 | 0.86468 | 0.71463 | 0.55663 | 0.43132 | 0.33292 | 0.25958 | 0.23737 | 0.18504 | 0.15876 | 0.1327 | 0.10685 | 0 | 0 | 0 | 0 | 0 | 0
F11_Industrial_Wood and Lumber Products_Existing_Space Heating_Natural Gas_Gas Furnace - Maintenance_A_Achievable Technical Potential | F11 | Industrial | Wood and Lumber Products | Existing | Space Heating | Natural Gas | Gas Furnace - Maintenance | A | Purchases (Cumulative) | Achievable Technical Potential | 0 | 0 | 0 | 0 | 0 | 6.0677 | 10.3183 | 13.2435 | 15.5229 | 17.5217 | 19.2293 | 20.6882 | 21.9251 | 22.9522 | 23.8168 | 24.5315 | 25.0881 | 25.5194 | 25.8523 | 26.1119 | 26.3493 | 26.5343 | 26.6931 | 26.8258 | 26.9326 | 26.9326 | 26.9326 | 26.9326 | 26.9326 | 26.9326 | 26.9326
F1_Industrial_Wood and Lumber Products_Existing_Space Heating_Natural Gas_Gas Boiler - Hot Water Reset_A_Achievable Technical Potential | F1 | Industrial | Wood and Lumber Products | Existing | Space Heating | Natural Gas | Gas Boiler - Hot Water Reset | A | Integrated Unit Energy Savings (kWh or therms) | Achievable Technical Potential | 0 | 0 | 0 | 0 | 0 | 3.2161 | 3.1916 | 3.1665 | 3.1403 | 3.113 | 3.0852 | 3.0568 | 3.0275 | 2.997 | 2.9641 | 2.9321 | 2.8999 | 2.8683 | 2.8371 | 2.8073 | 2.7786 | 2.7491 | 2.7223 | 2.6986 | 2.6754 | 2.6548 | 2.637 | 2.6207 | 2.7797 | 2.7683 | 2.7578
F2_Industrial_Wood and Lumber Products_Existing_Space Heating_Natural Gas_Gas Boiler - Hot Water Reset_A_Achievable Technical Potential | F2 | Industrial | Wood and Lumber Products | Existing | Space Heating | Natural Gas | Gas Boiler - Hot Water Reset | A | Integrated Unit Summer Peak Savings (kW) | Achievable Technical Potential | 0 | 0 | 0 | 0 | 0 | 0 | 0 | 0 | 0 | 0 | 0 | 0 | 0 | 0 | 0 | 0 | 0 | 0 | 0 | 0 | 0 | 0 | 0 | 0 | 0 | 0 | 0 | 0 | 0 | 0 | 0
F3_Industrial_Wood and Lumber Products_Existing_Space Heating_Natural Gas_Gas Boiler - Hot Water Reset_A_Achievable Technical Potential | F3 | Industrial | Wood and Lumber Products | Existing | Space Heating | Natural Gas | Gas Boiler - Hot Water Reset | A | Integrated Unit Winter Peak Savings (kW) | Achievable Technical Potential | 0 | 0 | 0 | 0 | 0 | 0 | 0 | 0 | 0 | 0 | 0 | 0 | 0 | 0 | 0 | 0 | 0 | 0 | 0 | 0 | 0 | 0 | 0 | 0 | 0 | 0 | 0 | 0 | 0 | 0 | 0
F4_Industrial_Wood and Lumber Products_Existing_Space Heating_Natural Gas_Gas Boiler - Hot Water Reset_A_Achievable Technical Potential | F4 | Industrial | Wood and Lumber Products | Existing | Space Heating | Natural Gas | Gas Boiler - Hot Water Reset | A | Incremental Energy Savings (MWh or mTherms) | Achievable Technical Potential | 0 | 0 | 0 | 0 | 0 | 0.0056147 | 0.0068378 | 0.0082526 | 0.0095058 | 0.010757 | 0.012306 | 0.013339 | 0.013469 | 0.012365 | 0.010552 | 0.0080005 | 0.0052376 | 0.0029929 | 0.0014126 | 0.00059207 | 0.00021221 | 6.5329e-05 | 1.4048e-05 | 2.2813e-06 | 2.7062e-07 | 0 | 0 | 0 | 0 | 0 | 0
F5_Industrial_Wood and Lumber Products_Existing_Space Heating_Natural Gas_Gas Boiler - Hot Water Reset_A_Achievable Technical Potential | F5 | Industrial | Wood and Lumber Products | Existing | Space Heating | Natural Gas | Gas Boiler - Hot Water Reset | A | Incremental Summer Peak Savings (MW) | Achievable Technical Potential | 0 | 0 | 0 | 0 | 0 | 0 | 0 | 0 | 0 | 0 | 0 | 0 | 0 | 0 | 0 | 0 | 0 | 0 | 0 | 0 | 0 | 0 | 0 | 0 | 0 | 0 | 0 | 0 | 0 | 0 | 0
F6_Industrial_Wood and Lumber Products_Existing_Space Heating_Natural Gas_Gas Boiler - Hot Water Reset_A_Achievable Technical Potential | F6 | Industrial | Wood and Lumber Products | Existing | Space Heating | Natural Gas | Gas Boiler - Hot Water Reset | A | Incremental Winter Peak Savings (MW) | Achievable Technical Potential | 0 | 0 | 0 | 0 | 0 | 0 | 0 | 0 | 0 | 0 | 0 | 0 | 0 | 0 | 0 | 0 | 0 | 0 | 0 | 0 | 0 | 0 | 0 | 0 | 0 | 0 | 0 | 0 | 0 | 0 | 0
F7_Industrial_Wood and Lumber Products_Existing_Space Heating_Natural Gas_Gas Boiler - Hot Water Reset_A_Achievable Technical Potential | F7 | Industrial | Wood and Lumber Products | Existing | Space Heating | Natural Gas | Gas Boiler - Hot Water Reset | A | Cumulative Energy Savings (MWh or mTherms) | Achievable Technical Potential | 0 | 0 | 0 | 0 | 0 | 0.0056147 | 0.01241 | 0.020565 | 0.0299 | 0.040398 | 0.052343 | 0.065199 | 0.078045 | 0.089624 | 0.09919 | 0.10612 | 0.11019 | 0.11199 | 0.11218 | 0.11159 | 0.11066 | 0.10956 | 0.1085 | 0.10756 | 0.10664 | 0.10581 | 0.10511 | 0.10445 | 0 | 0 | 0
F8_Industrial_Wood and Lumber Products_Existing_Space Heating_Natural Gas_Gas Boiler - Hot Water Reset_A_Achievable Technical Potential | F8 | Industrial | Wood and Lumber Products | Existing | Space Heating | Natural Gas | Gas Boiler - Hot Water Reset | A | Cumulative Summer Peak Savings (MW) | Achievable Technical Potential | 0 | 0 | 0 | 0 | 0 | 0 | 0 | 0 | 0 | 0 | 0 | 0 | 0 | 0 | 0 | 0 | 0 | 0 | 0 | 0 | 0 | 0 | 0 | 0 | 0 | 0 | 0 | 0 | 0 | 0 | 0
F9_Industrial_Wood and Lumber Products_Existing_Space Heating_Natural Gas_Gas Boiler - Hot Water Reset_A_Achievable Technical Potential | F9 | Industrial | Wood and Lumber Products | Existing | Space Heating | Natural Gas | Gas Boiler - Hot Water Reset | A | Cumulative Winter Peak Savings (MW) | Achievable Technical Potential | 0 | 0 | 0 | 0 | 0 | 0 | 0 | 0 | 0 | 0 | 0 | 0 | 0 | 0 | 0 | 0 | 0 | 0 | 0 | 0 | 0 | 0 | 0 | 0 | 0 | 0 | 0 | 0 | 0 | 0 | 0
F10_Industrial_Wood and Lumber Products_Existing_Space Heating_Natural Gas_Gas Boiler - Hot Water Reset_A_Achievable Technical Potential | F10 | Industrial | Wood and Lumber Products | Existing | Space Heating | Natural Gas | Gas Boiler - Hot Water Reset | A | Purchases (Incremental) | Achievable Technical Potential | 0 | 0 | 0 | 0 | 0 | 1.7458 | 2.1424 | 2.6062 | 3.027 | 3.4556 | 3.9887 | 4.3637 | 4.4488 | 4.1258 | 3.5601 | 2.7287 | 1.8061 | 1.0434 | 0.49791 | 0.2109 | 0.076375 | 0.023763 | 0.0051605 | 0.00084536 | 0.00010115 | 0 | 0 | 0 | 0 | 0 | 0
F11_Industrial_Wood and Lumber Products_Existing_Space Heating_Natural Gas_Gas Boiler - Hot Water Reset_A_Achievable Technical Potential | F11 | Industrial | Wood and Lumber Products | Existing | Space Heating | Natural Gas | Gas Boiler - Hot Water Reset | A | Purchases (Cumulative) | Achievable Technical Potential | 0 | 0 | 0 | 0 | 0 | 1.7458 | 3.8882 | 6.4944 | 9.5215 | 12.977 | 16.9657 | 21.3294 | 25.7782 | 29.904 | 33.4641 | 36.1927 | 37.9988 | 39.0423 | 39.5402 | 39.7511 | 39.8274 | 39.8512 | 39.8564 | 39.8572 | 39.8573 | 39.8573 | 39.8573 | 39.8573 | 39.8573 | 39.8573 | 39.8573
F1_Industrial_Wood and Lumber Products_Existing_Process_Natural Gas_Gas Boiler - Hot Water Reset_A_Achievable Technical Potential | F1 | Industrial | Wood and Lumber Products | Existing | Process | Natural Gas | Gas Boiler - Hot Water Reset | A | Integrated Unit Energy Savings (kWh or therms) | Achievable Technical Potential | 0 | 0 | 0 | 0 | 0 | 11.488 | 11.4739 | 11.46 | 11.4466 | 11.4332 | 11.4202 | 11.4101 | 11.402 | 11.3938 | 11.3889 | 11.3834 | 11.3798 | 11.3762 | 11.3726 | 11.3706 | 11.3682 | 11.3671 | 11.366 | 11.3649 | 11.3639 | 11.3635 | 11.3631 | 11.3627 | 11.5025 | 11.5025 | 11.5025
F2_Industrial_Wood and Lumber Products_Existing_Process_Natural Gas_Gas Boiler - Hot Water Reset_A_Achievable Technical Potential | F2 | Industrial | Wood and Lumber Products | Existing | Process | Natural Gas | Gas Boiler - Hot Water Reset | A | Integrated Unit Summer Peak Savings (kW) | Achievable Technical Potential | 0 | 0 | 0 | 0 | 0 | 0 | 0 | 0 | 0 | 0 | 0 | 0 | 0 | 0 | 0 | 0 | 0 | 0 | 0 | 0 | 0 | 0 | 0 | 0 | 0 | 0 | 0 | 0 | 0 | 0 | 0
F3_Industrial_Wood and Lumber Products_Existing_Process_Natural Gas_Gas Boiler - Hot Water Reset_A_Achievable Technical Potential | F3 | Industrial | Wood and Lumber Products | Existing | Process | Natural Gas | Gas Boiler - Hot Water Reset | A | Integrated Unit Winter Peak Savings (kW) | Achievable Technical Potential | 0 | 0 | 0 | 0 | 0 | 0 | 0 | 0 | 0 | 0 | 0 | 0 | 0 | 0 | 0 | 0 | 0 | 0 | 0 | 0 | 0 | 0 | 0 | 0 | 0 | 0 | 0 | 0 | 0 | 0 | 0
F4_Industrial_Wood and Lumber Products_Existing_Process_Natural Gas_Gas Boiler - Hot Water Reset_A_Achievable Technical Potential | F4 | Industrial | Wood and Lumber Products | Existing | Process | Natural Gas | Gas Boiler - Hot Water Reset | A | Incremental Energy Savings (MWh or mTherms) | Achievable Technical Potential | 0 | 0 | 0 | 0 | 0 | 0.069033 | 0.084612 | 0.1028 | 0.11926 | 0.13599 | 0.15679 | 0.17138 | 0.1746 | 0.16181 | 0.13956 | 0.10691 | 0.070745 | 0.040858 | 0.019491 | 0.0082544 | 0.0029886 | 0.00092977 | 0.00020189 | 3.3069e-05 | 3.9565e-06 | 0 | 0 | 0 | 0 | 0 | 0
F5_Industrial_Wood and Lumber Products_Existing_Process_Natural Gas_Gas Boiler - Hot Water Reset_A_Achievable Technical Potential | F5 | Industrial | Wood and Lumber Products | Existing | Process | Natural Gas | Gas Boiler - Hot Water Reset | A | Incremental Summer Peak Savings (MW) | Achievable Technical Potential | 0 | 0 | 0 | 0 | 0 | 0 | 0 | 0 | 0 | 0 | 0 | 0 | 0 | 0 | 0 | 0 | 0 | 0 | 0 | 0 | 0 | 0 | 0 | 0 | 0 | 0 | 0 | 0 | 0 | 0 | 0
F6_Industrial_Wood and Lumber Products_Existing_Process_Natural Gas_Gas Boiler - Hot Water Reset_A_Achievable Technical Potential | F6 | Industrial | Wood and Lumber Products | Existing | Process | Natural Gas | Gas Boiler - Hot Water Reset | A | Incremental Winter Peak Savings (MW) | Achievable Technical Potential | 0 | 0 | 0 | 0 | 0 | 0 | 0 | 0 | 0 | 0 | 0 | 0 | 0 | 0 | 0 | 0 | 0 | 0 | 0 | 0 | 0 | 0 | 0 | 0 | 0 | 0 | 0 | 0 | 0 | 0 | 0
F7_Industrial_Wood and Lumber Products_Existing_Process_Natural Gas_Gas Boiler - Hot Water Reset_A_Achievable Technical Potential | F7 | Industrial | Wood and Lumber Products | Existing | Process | Natural Gas | Gas Boiler - Hot Water Reset | A | Cumulative Energy Savings (MWh or mTherms) | Achievable Technical Potential | 0 | 0 | 0 | 0 | 0 | 0.069033 | 0.15356 | 0.25618 | 0.37514 | 0.51069 | 0.6669 | 0.8377 | 1.0117 | 1.1728 | 1.3118 | 1.4181 | 1.4884 | 1.5288 | 1.5478 | 1.5558 | 1.5584 | 1.5592 | 1.5593 | 1.5592 | 1.559 | 1.559 | 1.5589 | 1.5589 | 0 | 0 | 0
F8_Industrial_Wood and Lumber Products_Existing_Process_Natural Gas_Gas Boiler - Hot Water Reset_A_Achievable Technical Potential | F8 | Industrial | Wood and Lumber Products | Existing | Process | Natural Gas | Gas Boiler - Hot Water Reset | A | Cumulative Summer Peak Savings (MW) | Achievable Technical Potential | 0 | 0 | 0 | 0 | 0 | 0 | 0 | 0 | 0 | 0 | 0 | 0 | 0 | 0 | 0 | 0 | 0 | 0 | 0 | 0 | 0 | 0 | 0 | 0 | 0 | 0 | 0 | 0 | 0 | 0 | 0
F9_Industrial_Wood and Lumber Products_Existing_Process_Natural Gas_Gas Boiler - Hot Water Reset_A_Achievable Technical Potential | F9 | Industrial | Wood and Lumber Products | Existing | Process | Natural Gas | Gas Boiler - Hot Water Reset | A | Cumulative Winter Peak Savings (MW) | Achievable Technical Potential | 0 | 0 | 0 | 0 | 0 | 0 | 0 | 0 | 0 | 0 | 0 | 0 | 0 | 0 | 0 | 0 | 0 | 0 | 0 | 0 | 0 | 0 | 0 | 0 | 0 | 0 | 0 | 0 | 0 | 0 | 0
F10_Industrial_Wood and Lumber Products_Existing_Process_Natural Gas_Gas Boiler - Hot Water Reset_A_Achievable Technical Potential | F10 | Industrial | Wood and Lumber Products | Existing | Process | Natural Gas | Gas Boiler - Hot Water Reset | A | Purchases (Incremental) | Achievable Technical Potential | 0 | 0 | 0 | 0 | 0 | 6.0092 | 7.3743 | 8.9707 | 10.4192 | 11.8943 | 13.7292 | 15.02 | 15.3129 | 14.2014 | 12.2539 | 9.3922 | 6.2167 | 3.5916 | 1.7138 | 0.72595 | 0.26289 | 0.081795 | 0.017763 | 0.0029098 | 0.00034817 | 0 | 0 | 0 | 0 | 0 | 0
F11_Industrial_Wood and Lumber Products_Existing_Process_Natural Gas_Gas Boiler - Hot Water Reset_A_Achievable Technical Potential | F11 | Industrial | Wood and Lumber Products | Existing | Process | Natural Gas | Gas Boiler - Hot Water Reset | A | Purchases (Cumulative) | Achievable Technical Potential | 0 | 0 | 0 | 0 | 0 | 6.0092 | 13.3834 | 22.3542 | 32.7734 | 44.6677 | 58.3969 | 73.4169 | 88.7298 | 102.9312 | 115.1851 | 124.5773 | 130.794 | 134.3856 | 136.0994 | 136.8253 | 137.0882 | 137.17 | 137.1878 | 137.1907 | 137.191 | 137.191 | 137.191 | 137.191 | 137.191 | 137.191 | 137.191
F1_Industrial_Wood and Lumber Products_Existing_Space Heating_Natural Gas_Steam Trap Maintenance_A_Achievable Technical Potential | F1 | Industrial | Wood and Lumber Products | Existing | Space Heating | Natural Gas | Steam Trap Maintenance | A | Integrated Unit Energy Savings (kWh or therms) | Achievable Technical Potential | 0 | 0 | 0 | 0 | 0 | 1.1362 | 1.1276 | 1.1187 | 1.1095 | 1.0999 | 1.09 | 1.08 | 1.0697 | 1.0589 | 1.0473 | 1.036 | 1.0247 | 1.0135 | 1.0025 | 0.99199 | 0.98185 | 0.97146 | 0.96198 | 0.95363 | 0.94546 | 0.93816 | 0.9319 | 0.92612 | 0.982 | 0.97797 | 0.97429
F2_Industrial_Wood and Lumber Products_Existing_Space Heating_Natural Gas_Steam Trap Maintenance_A_Achievable Technical Potential | F2 | Industrial | Wood and Lumber Products | Existing | Space Heating | Natural Gas | Steam Trap Maintenance | A | Integrated Unit Summer Peak Savings (kW) | Achievable Technical Potential | 0 | 0 | 0 | 0 | 0 | 0 | 0 | 0 | 0 | 0 | 0 | 0 | 0 | 0 | 0 | 0 | 0 | 0 | 0 | 0 | 0 | 0 | 0 | 0 | 0 | 0 | 0 | 0 | 0 | 0 | 0
F3_Industrial_Wood and Lumber Products_Existing_Space Heating_Natural Gas_Steam Trap Maintenance_A_Achievable Technical Potential | F3 | Industrial | Wood and Lumber Products | Existing | Space Heating | Natural Gas | Steam Trap Maintenance | A | Integrated Unit Winter Peak Savings (kW) | Achievable Technical Potential | 0 | 0 | 0 | 0 | 0 | 0 | 0 | 0 | 0 | 0 | 0 | 0 | 0 | 0 | 0 | 0 | 0 | 0 | 0 | 0 | 0 | 0 | 0 | 0 | 0 | 0 | 0 | 0 | 0 | 0 | 0
F4_Industrial_Wood and Lumber Products_Existing_Space Heating_Natural Gas_Steam Trap Maintenance_A_Achievable Technical Potential | F4 | Industrial | Wood and Lumber Products | Existing | Space Heating | Natural Gas | Steam Trap Maintenance | A | Incremental Energy Savings (MWh or mTherms) | Achievable Technical Potential | 0 | 0 | 0 | 0 | 0 | 0.0011071 | 0.0010981 | 0.0010831 | 0.0010747 | 0.0010663 | 0.0010433 | 0.0010309 | 0.001019 | 0.00099271 | 0.00098556 | 0.00096563 | 0.00095519 | 0.00094003 | 0.00092153 | 0.00091294 | 0.00089987 | 0.00088688 | 0.00087503 | 0.00086449 | 0.00085438 | 0 | 0 | 0 | 0 | 0 | 0
F5_Industrial_Wood and Lumber Products_Existing_Space Heating_Natural Gas_Steam Trap Maintenance_A_Achievable Technical Potential | F5 | Industrial | Wood and Lumber Products | Existing | Space Heating | Natural Gas | Steam Trap Maintenance | A | Incremental Summer Peak Savings (MW) | Achievable Technical Potential | 0 | 0 | 0 | 0 | 0 | 0 | 0 | 0 | 0 | 0 | 0 | 0 | 0 | 0 | 0 | 0 | 0 | 0 | 0 | 0 | 0 | 0 | 0 | 0 | 0 | 0 | 0 | 0 | 0 | 0 | 0
F6_Industrial_Wood and Lumber Products_Existing_Space Heating_Natural Gas_Steam Trap Maintenance_A_Achievable Technical Potential | F6 | Industrial | Wood and Lumber Products | Existing | Space Heating | Natural Gas | Steam Trap Maintenance | A | Incremental Winter Peak Savings (MW) | Achievable Technical Potential | 0 | 0 | 0 | 0 | 0 | 0 | 0 | 0 | 0 | 0 | 0 | 0 | 0 | 0 | 0 | 0 | 0 | 0 | 0 | 0 | 0 | 0 | 0 | 0 | 0 | 0 | 0 | 0 | 0 | 0 | 0
F7_Industrial_Wood and Lumber Products_Existing_Space Heating_Natural Gas_Steam Trap Maintenance_A_Achievable Technical Potential | F7 | Industrial | Wood and Lumber Products | Existing | Space Heating | Natural Gas | Steam Trap Maintenance | A | Cumulative Energy Savings (MWh or mTherms) | Achievable Technical Potential | 0 | 0 | 0 | 0 | 0 | 0.0011071 | 0.0021968 | 0.0032626 | 0.0043104 | 0.0053393 | 0.0063349 | 0.0073075 | 0.0082568 | 0.0091664 | 0.010051 | 0.010908 | 0.011744 | 0.012556 | 0.013342 | 0.014115 | 0.01487 | 0.0156 | 0.016323 | 0.017045 | 0.017754 | 0.017617 | 0.017499 | 0.017391 | 0 | 0 | 0
F8_Industrial_Wood and Lumber Products_Existing_Space Heating_Natural Gas_Steam Trap Maintenance_A_Achievable Technical Potential | F8 | Industrial | Wood and Lumber Products | Existing | Space Heating | Natural Gas | Steam Trap Maintenance | A | Cumulative Summer Peak Savings (MW) | Achievable Technical Potential | 0 | 0 | 0 | 0 | 0 | 0 | 0 | 0 | 0 | 0 | 0 | 0 | 0 | 0 | 0 | 0 | 0 | 0 | 0 | 0 | 0 | 0 | 0 | 0 | 0 | 0 | 0 | 0 | 0 | 0 | 0
F9_Industrial_Wood and Lumber Products_Existing_Space Heating_Natural Gas_Steam Trap Maintenance_A_Achievable Technical Potential | F9 | Industrial | Wood and Lumber Products | Existing | Space Heating | Natural Gas | Steam Trap Maintenance | A | Cumulative Winter Peak Savings (MW) | Achievable Technical Potential | 0 | 0 | 0 | 0 | 0 | 0 | 0 | 0 | 0 | 0 | 0 | 0 | 0 | 0 | 0 | 0 | 0 | 0 | 0 | 0 | 0 | 0 | 0 | 0 | 0 | 0 | 0 | 0 | 0 | 0 | 0
F10_Industrial_Wood and Lumber Products_Existing_Space Heating_Natural Gas_Steam Trap Maintenance_A_Achievable Technical Potential | F10 | Industrial | Wood and Lumber Products | Existing | Space Heating | Natural Gas | Steam Trap Maintenance | A | Purchases (Incremental) | Achievable Technical Potential | 0 | 0 | 0 | 0 | 0 | 0.97441 | 0.97387 | 0.96813 | 0.96865 | 0.96945 | 0.95714 | 0.95453 | 0.95259 | 0.93746 | 0.94104 | 0.93207 | 0.93219 | 0.9275 | 0.91922 | 0.92031 | 0.91651 | 0.91294 | 0.90961 | 0.90652 | 0.90366 | 0 | 0 | 0 | 0 | 0 | 0
F11_Industrial_Wood and Lumber Products_Existing_Space Heating_Natural Gas_Steam Trap Maintenance_A_Achievable Technical Potential | F11 | Industrial | Wood and Lumber Products | Existing | Space Heating | Natural Gas | Steam Trap Maintenance | A | Purchases (Cumulative) | Achievable Technical Potential | 0 | 0 | 0 | 0 | 0 | 0.97441 | 1.9483 | 2.9164 | 3.8851 | 4.8545 | 5.8117 | 6.7662 | 7.7188 | 8.6562 | 9.5973 | 10.5293 | 11.4615 | 12.389 | 13.3082 | 14.2286 | 15.1451 | 16.058 | 16.9676 | 17.8741 | 18.7778 | 18.7778 | 18.7778 | 18.7778 | 18.7778 | 18.7778 | 18.7778
F1_Industrial_Wood and Lumber Products_Existing_Process_Natural Gas_Steam Trap Maintenance_A_Achievable Technical Potential | F1 | Industrial | Wood and Lumber Products | Existing | Process | Natural Gas | Steam Trap Maintenance | A | Integrated Unit Energy Savings (kWh or therms) | Achievable Technical Potential | 0 | 0 | 0 | 0 | 0 | 8.123 | 8.1192 | 8.1156 | 8.1121 | 8.1088 | 8.1055 | 8.103 | 8.101 | 8.0989 | 8.0978 | 8.0965 | 8.0956 | 8.0948 | 8.094 | 8.0936 | 8.0932 | 8.093 | 8.0928 | 8.0927 | 8.0926 | 8.0925 | 8.0924 | 8.0923 | 8.1272 | 8.1272 | 8.1272
F2_Industrial_Wood and Lumber Products_Existing_Process_Natural Gas_Steam Trap Maintenance_A_Achievable Technical Potential | F2 | Industrial | Wood and Lumber Products | Existing | Process | Natural Gas | Steam Trap Maintenance | A | Integrated Unit Summer Peak Savings (kW) | Achievable Technical Potential | 0 | 0 | 0 | 0 | 0 | 0 | 0 | 0 | 0 | 0 | 0 | 0 | 0 | 0 | 0 | 0 | 0 | 0 | 0 | 0 | 0 | 0 | 0 | 0 | 0 | 0 | 0 | 0 | 0 | 0 | 0
F3_Industrial_Wood and Lumber Products_Existing_Process_Natural Gas_Steam Trap Maintenance_A_Achievable Technical Potential | F3 | Industrial | Wood and Lumber Products | Existing | Process | Natural Gas | Steam Trap Maintenance | A | Integrated Unit Winter Peak Savings (kW) | Achievable Technical Potential | 0 | 0 | 0 | 0 | 0 | 0 | 0 | 0 | 0 | 0 | 0 | 0 | 0 | 0 | 0 | 0 | 0 | 0 | 0 | 0 | 0 | 0 | 0 | 0 | 0 | 0 | 0 | 0 | 0 | 0 | 0
F4_Industrial_Wood and Lumber Products_Existing_Process_Natural Gas_Steam Trap Maintenance_A_Achievable Technical Potential | F4 | Industrial | Wood and Lumber Products | Existing | Process | Natural Gas | Steam Trap Maintenance | A | Incremental Energy Savings (MWh or mTherms) | Achievable Technical Potential | 0 | 0 | 0 | 0 | 0 | 0.027244 | 0.027217 | 0.027044 | 0.027047 | 0.027058 | 0.026704 | 0.026623 | 0.026562 | 0.026134 | 0.02623 | 0.025975 | 0.025976 | 0.025843 | 0.02561 | 0.025639 | 0.025531 | 0.025431 | 0.025338 | 0.025252 | 0.025172 | 0 | 0 | 0 | 0 | 0 | 0
F5_Industrial_Wood and Lumber Products_Existing_Process_Natural Gas_Steam Trap Maintenance_A_Achievable Technical Potential | F5 | Industrial | Wood and Lumber Products | Existing | Process | Natural Gas | Steam Trap Maintenance | A | Incremental Summer Peak Savings (MW) | Achievable Technical Potential | 0 | 0 | 0 | 0 | 0 | 0 | 0 | 0 | 0 | 0 | 0 | 0 | 0 | 0 | 0 | 0 | 0 | 0 | 0 | 0 | 0 | 0 | 0 | 0 | 0 | 0 | 0 | 0 | 0 | 0 | 0
F6_Industrial_Wood and Lumber Products_Existing_Process_Natural Gas_Steam Trap Maintenance_A_Achievable Technical Potential | F6 | Industrial | Wood and Lumber Products | Existing | Process | Natural Gas | Steam Trap Maintenance | A | Incremental Winter Peak Savings (MW) | Achievable Technical Potential | 0 | 0 | 0 | 0 | 0 | 0 | 0 | 0 | 0 | 0 | 0 | 0 | 0 | 0 | 0 | 0 | 0 | 0 | 0 | 0 | 0 | 0 | 0 | 0 | 0 | 0 | 0 | 0 | 0 | 0 | 0
F7_Industrial_Wood and Lumber Products_Existing_Process_Natural Gas_Steam Trap Maintenance_A_Achievable Technical Potential | F7 | Industrial | Wood and Lumber Products | Existing | Process | Natural Gas | Steam Trap Maintenance | A | Cumulative Energy Savings (MWh or mTherms) | Achievable Technical Potential | 0 | 0 | 0 | 0 | 0 | 0.027244 | 0.054448 | 0.081468 | 0.10848 | 0.13549 | 0.16214 | 0.18871 | 0.21523 | 0.24131 | 0.2675 | 0.29344 | 0.31938 | 0.34519 | 0.37077 | 0.39639 | 0.4219 | 0.44732 | 0.47265 | 0.49789 | 0.52306 | 0.52305 | 0.52304 | 0.52304 | 0 | 0 | 0
F8_Industrial_Wood and Lumber Products_Existing_Process_Natural Gas_Steam Trap Maintenance_A_Achievable Technical Potential | F8 | Industrial | Wood and Lumber Products | Existing | Process | Natural Gas | Steam Trap Maintenance | A | Cumulative Summer Peak Savings (MW) | Achievable Technical Potential | 0 | 0 | 0 | 0 | 0 | 0 | 0 | 0 | 0 | 0 | 0 | 0 | 0 | 0 | 0 | 0 | 0 | 0 | 0 | 0 | 0 | 0 | 0 | 0 | 0 | 0 | 0 | 0 | 0 | 0 | 0
F9_Industrial_Wood and Lumber Products_Existing_Process_Natural Gas_Steam Trap Maintenance_A_Achievable Technical Potential | F9 | Industrial | Wood and Lumber Products | Existing | Process | Natural Gas | Steam Trap Maintenance | A | Cumulative Winter Peak Savings (MW) | Achievable Technical Potential | 0 | 0 | 0 | 0 | 0 | 0 | 0 | 0 | 0 | 0 | 0 | 0 | 0 | 0 | 0 | 0 | 0 | 0 | 0 | 0 | 0 | 0 | 0 | 0 | 0 | 0 | 0 | 0 | 0 | 0 | 0
F10_Industrial_Wood and Lumber Products_Existing_Process_Natural Gas_Steam Trap Maintenance_A_Achievable Technical Potential | F10 | Industrial | Wood and Lumber Products | Existing | Process | Natural Gas | Steam Trap Maintenance | A | Purchases (Incremental) | Achievable Technical Potential | 0 | 0 | 0 | 0 | 0 | 3.354 | 3.3521 | 3.3323 | 3.3342 | 3.3369 | 3.2945 | 3.2855 | 3.2789 | 3.2268 | 3.2391 | 3.2082 | 3.2086 | 3.1925 | 3.164 | 3.1678 | 3.1547 | 3.1424 | 3.1309 | 3.1203 | 3.1105 | 0 | 0 | 0 | 0 | 0 | 0
F11_Industrial_Wood and Lumber Products_Existing_Process_Natural Gas_Steam Trap Maintenance_A_Achievable Technical Potential | F11 | Industrial | Wood and Lumber Products | Existing | Process | Natural Gas | Steam Trap Maintenance | A | Purchases (Cumulative) | Achievable Technical Potential | 0 | 0 | 0 | 0 | 0 | 3.354 | 6.7061 | 10.0384 | 13.3726 | 16.7095 | 20.004 | 23.2896 | 26.5684 | 29.7952 | 33.0343 | 36.2425 | 39.4512 | 42.6437 | 45.8077 | 48.9754 | 52.1301 | 55.2725 | 58.4034 | 61.5237 | 64.6342 | 64.6342 | 64.6342 | 64.6342 | 64.6342 | 64.6342 | 64.6342
F1_Industrial_Wood and Lumber Products_Existing_Space Heating_Natural Gas_Gas Boiler - High Turndown_A_Achievable Technical Potential | F1 | Industrial | Wood and Lumber Products | Existing | Space Heating | Natural Gas | Gas Boiler - High Turndown | A | Integrated Unit Energy Savings (kWh or therms) | Achievable Technical Potential | 0 | 0 | 0 | 0 | 0 | 1.1997 | 1.1807 | 1.1569 | 1.1279 | 1.0939 | 1.0551 | 1.015 | 0.97471 | 0.93363 | 0.8982 | 0.86429 | 0.83645 | 0.81139 | 0.78886 | 0.77219 | 0.75675 | 0.74303 | 0.73136 | 0.72225 | 0.71373 | 0.70745 | 0.70203 | 0.69705 | 1.0424 | 1.0381 | 1.0342
F2_Industrial_Wood and Lumber Products_Existing_Space Heating_Natural Gas_Gas Boiler - High Turndown_A_Achievable Technical Potential | F2 | Industrial | Wood and Lumber Products | Existing | Space Heating | Natural Gas | Gas Boiler - High Turndown | A | Integrated Unit Summer Peak Savings (kW) | Achievable Technical Potential | 0 | 0 | 0 | 0 | 0 | 0 | 0 | 0 | 0 | 0 | 0 | 0 | 0 | 0 | 0 | 0 | 0 | 0 | 0 | 0 | 0 | 0 | 0 | 0 | 0 | 0 | 0 | 0 | 0 | 0 | 0
F3_Industrial_Wood and Lumber Products_Existing_Space Heating_Natural Gas_Gas Boiler - High Turndown_A_Achievable Technical Potential | F3 | Industrial | Wood and Lumber Products | Existing | Space Heating | Natural Gas | Gas Boiler - High Turndown | A | Integrated Unit Winter Peak Savings (kW) | Achievable Technical Potential | 0 | 0 | 0 | 0 | 0 | 0 | 0 | 0 | 0 | 0 | 0 | 0 | 0 | 0 | 0 | 0 | 0 | 0 | 0 | 0 | 0 | 0 | 0 | 0 | 0 | 0 | 0 | 0 | 0 | 0 | 0
F4_Industrial_Wood and Lumber Products_Existing_Space Heating_Natural Gas_Gas Boiler - High Turndown_A_Achievable Technical Potential | F4 | Industrial | Wood and Lumber Products | Existing | Space Heating | Natural Gas | Gas Boiler - High Turndown | A | Incremental Energy Savings (MWh or mTherms) | Achievable Technical Potential | 0 | 0 | 0 | 0 | 0 | 0.0031965 | 0.0031441 | 0.0030625 | 0.0029874 | 0.0028997 | 0.0024853 | 0.0019074 | 0.0014624 | 0.0011028 | 0.000852 | 0.00064961 | 0.00050302 | 0.00038839 | 0.00029939 | 0.00023473 | 0.00018327 | 1.2226e-06 | 4.2821e-07 | 1.4367e-07 | 4.6151e-08 | 3.877e-08 | 3.8371e-08 | 3.8007e-08 | 5.6712e-08 | 5.6369e-08 | 5.6061e-08
F5_Industrial_Wood and Lumber Products_Existing_Space Heating_Natural Gas_Gas Boiler - High Turndown_A_Achievable Technical Potential | F5 | Industrial | Wood and Lumber Products | Existing | Space Heating | Natural Gas | Gas Boiler - High Turndown | A | Incremental Summer Peak Savings (MW) | Achievable Technical Potential | 0 | 0 | 0 | 0 | 0 | 0 | 0 | 0 | 0 | 0 | 0 | 0 | 0 | 0 | 0 | 0 | 0 | 0 | 0 | 0 | 0 | 0 | 0 | 0 | 0 | 0 | 0 | 0 | 0 | 0 | 0
F6_Industrial_Wood and Lumber Products_Existing_Space Heating_Natural Gas_Gas Boiler - High Turndown_A_Achievable Technical Potential | F6 | Industrial | Wood and Lumber Products | Existing | Space Heating | Natural Gas | Gas Boiler - High Turndown | A | Incremental Winter Peak Savings (MW) | Achievable Technical Potential | 0 | 0 | 0 | 0 | 0 | 0 | 0 | 0 | 0 | 0 | 0 | 0 | 0 | 0 | 0 | 0 | 0 | 0 | 0 | 0 | 0 | 0 | 0 | 0 | 0 | 0 | 0 | 0 | 0 | 0 | 0
F7_Industrial_Wood and Lumber Products_Existing_Space Heating_Natural Gas_Gas Boiler - High Turndown_A_Achievable Technical Potential | F7 | Industrial | Wood and Lumber Products | Existing | Space Heating | Natural Gas | Gas Boiler - High Turndown | A | Cumulative Energy Savings (MWh or mTherms) | Achievable Technical Potential | 0 | 0 | 0 | 0 | 0 | 0.0031965 | 0.0062899 | 0.0092257 | 0.011982 | 0.01452 | 0.016491 | 0.017771 | 0.018528 | 0.01885 | 0.018987 | 0.01892 | 0.018813 | 0.018638 | 0.01842 | 0.018265 | 0.018083 | 0.017757 | 0.017478 | 0.017261 | 0.017057 | 0.016907 | 0.016778 | 0.016659 | 0 | 0 | 0
F8_Industrial_Wood and Lumber Products_Existing_Space Heating_Natural Gas_Gas Boiler - High Turndown_A_Achievable Technical Potential | F8 | Industrial | Wood and Lumber Products | Existing | Space Heating | Natural Gas | Gas Boiler - High Turndown | A | Cumulative Summer Peak Savings (MW) | Achievable Technical Potential | 0 | 0 | 0 | 0 | 0 | 0 | 0 | 0 | 0 | 0 | 0 | 0 | 0 | 0 | 0 | 0 | 0 | 0 | 0 | 0 | 0 | 0 | 0 | 0 | 0 | 0 | 0 | 0 | 0 | 0 | 0
F9_Industrial_Wood and Lumber Products_Existing_Space Heating_Natural Gas_Gas Boiler - High Turndown_A_Achievable Technical Potential | F9 | Industrial | Wood and Lumber Products | Existing | Space Heating | Natural Gas | Gas Boiler - High Turndown | A | Cumulative Winter Peak Savings (MW) | Achievable Technical Potential | 0 | 0 | 0 | 0 | 0 | 0 | 0 | 0 | 0 | 0 | 0 | 0 | 0 | 0 | 0 | 0 | 0 | 0 | 0 | 0 | 0 | 0 | 0 | 0 | 0 | 0 | 0 | 0 | 0 | 0 | 0
F10_Industrial_Wood and Lumber Products_Existing_Space Heating_Natural Gas_Gas Boiler - High Turndown_A_Achievable Technical Potential | F10 | Industrial | Wood and Lumber Products | Existing | Space Heating | Natural Gas | Gas Boiler - High Turndown | A | Purchases (Incremental) | Achievable Technical Potential | 0 | 0 | 0 | 0 | 0 | 2.6644 | 2.6629 | 2.6472 | 2.6486 | 2.6508 | 2.3555 | 1.8792 | 1.5003 | 1.1812 | 0.94857 | 0.75162 | 0.60137 | 0.47868 | 0.37952 | 0.30398 | 0.24218 | 0.0016454 | 0.00058551 | 0.00019893 | 6.4663e-05 | 5.4803e-05 | 5.4657e-05 | 5.4525e-05 | 5.4406e-05 | 5.43e-05 | 5.4208e-05
F11_Industrial_Wood and Lumber Products_Existing_Space Heating_Natural Gas_Gas Boiler - High Turndown_A_Achievable Technical Potential | F11 | Industrial | Wood and Lumber Products | Existing | Space Heating | Natural Gas | Gas Boiler - High Turndown | A | Purchases (Cumulative) | Achievable Technical Potential | 0 | 0 | 0 | 0 | 0 | 2.6644 | 5.3273 | 7.9745 | 10.6232 | 13.274 | 15.6295 | 17.5087 | 19.009 | 20.1902 | 21.1388 | 21.8904 | 22.4917 | 22.9704 | 23.3499 | 23.6539 | 23.8961 | 23.8977 | 23.8983 | 23.8985 | 23.8986 | 23.8987 | 23.8987 | 23.8988 | 23.8988 | 23.8989 | 23.8989
F1_Industrial_Wood and Lumber Products_Existing_Process_Natural Gas_Gas Boiler - High Turndown_A_Achievable Technical Potential | F1 | Industrial | Wood and Lumber Products | Existing | Process | Natural Gas | Gas Boiler - High Turndown | A | Integrated Unit Energy Savings (kWh or therms) | Achievable Technical Potential | 0 | 0 | 0 | 0 | 0 | 8.6029 | 8.579 | 8.5549 | 8.531 | 8.507 | 8.482 | 8.4597 | 8.4387 | 8.4162 | 8.3988 | 8.3797 | 8.3639 | 8.3478 | 8.3312 | 8.3179 | 8.3034 | 8.2899 | 8.2765 | 8.2631 | 8.2499 | 8.2488 | 8.2478 | 8.2469 | 8.6269 | 8.6269 | 8.6269
F2_Industrial_Wood and Lumber Products_Existing_Process_Natural Gas_Gas Boiler - High Turndown_A_Achievable Technical Potential | F2 | Industrial | Wood and Lumber Products | Existing | Process | Natural Gas | Gas Boiler - High Turndown | A | Integrated Unit Summer Peak Savings (kW) | Achievable Technical Potential | 0 | 0 | 0 | 0 | 0 | 0 | 0 | 0 | 0 | 0 | 0 | 0 | 0 | 0 | 0 | 0 | 0 | 0 | 0 | 0 | 0 | 0 | 0 | 0 | 0 | 0 | 0 | 0 | 0 | 0 | 0
F3_Industrial_Wood and Lumber Products_Existing_Process_Natural Gas_Gas Boiler - High Turndown_A_Achievable Technical Potential | F3 | Industrial | Wood and Lumber Products | Existing | Process | Natural Gas | Gas Boiler - High Turndown | A | Integrated Unit Winter Peak Savings (kW) | Achievable Technical Potential | 0 | 0 | 0 | 0 | 0 | 0 | 0 | 0 | 0 | 0 | 0 | 0 | 0 | 0 | 0 | 0 | 0 | 0 | 0 | 0 | 0 | 0 | 0 | 0 | 0 | 0 | 0 | 0 | 0 | 0 | 0
F4_Industrial_Wood and Lumber Products_Existing_Process_Natural Gas_Gas Boiler - High Turndown_A_Achievable Technical Potential | F4 | Industrial | Wood and Lumber Products | Existing | Process | Natural Gas | Gas Boiler - High Turndown | A | Incremental Energy Savings (MWh or mTherms) | Achievable Technical Potential | 0 | 0 | 0 | 0 | 0 | 0.078897 | 0.078635 | 0.077951 | 0.077776 | 0.077621 | 0.068769 | 0.05472 | 0.043579 | 0.034218 | 0.027422 | 0.021679 | 0.017313 | 0.013754 | 0.010883 | 0.0087031 | 0.0069216 | 4.6951e-05 | 1.668e-05 | 5.6579e-06 | 1.8362e-06 | 1.556e-06 | 1.5517e-06 | 1.5478e-06 | 1.6155e-06 | 1.6124e-06 | 1.6097e-06
F5_Industrial_Wood and Lumber Products_Existing_Process_Natural Gas_Gas Boiler - High Turndown_A_Achievable Technical Potential | F5 | Industrial | Wood and Lumber Products | Existing | Process | Natural Gas | Gas Boiler - High Turndown | A | Incremental Summer Peak Savings (MW) | Achievable Technical Potential | 0 | 0 | 0 | 0 | 0 | 0 | 0 | 0 | 0 | 0 | 0 | 0 | 0 | 0 | 0 | 0 | 0 | 0 | 0 | 0 | 0 | 0 | 0 | 0 | 0 | 0 | 0 | 0 | 0 | 0 | 0
F6_Industrial_Wood and Lumber Products_Existing_Process_Natural Gas_Gas Boiler - High Turndown_A_Achievable Technical Potential | F6 | Industrial | Wood and Lumber Products | Existing | Process | Natural Gas | Gas Boiler - High Turndown | A | Incremental Winter Peak Savings (MW) | Achievable Technical Potential | 0 | 0 | 0 | 0 | 0 | 0 | 0 | 0 | 0 | 0 | 0 | 0 | 0 | 0 | 0 | 0 | 0 | 0 | 0 | 0 | 0 | 0 | 0 | 0 | 0 | 0 | 0 | 0 | 0 | 0 | 0
F7_Industrial_Wood and Lumber Products_Existing_Process_Natural Gas_Gas Boiler - High Turndown_A_Achievable Technical Potential | F7 | Industrial | Wood and Lumber Products | Existing | Process | Natural Gas | Gas Boiler - High Turndown | A | Cumulative Energy Savings (MWh or mTherms) | Achievable Technical Potential | 0 | 0 | 0 | 0 | 0 | 0.078897 | 0.15731 | 0.23482 | 0.31194 | 0.38868 | 0.45631 | 0.50983 | 0.55214 | 0.58489 | 0.61111 | 0.63139 | 0.64752 | 0.66002 | 0.66959 | 0.67723 | 0.68297 | 0.6819 | 0.68082 | 0.67973 | 0.67864 | 0.67855 | 0.67847 | 0.6784 | 0 | 0 | 0
F8_Industrial_Wood and Lumber Products_Existing_Process_Natural Gas_Gas Boiler - High Turndown_A_Achievable Technical Potential | F8 | Industrial | Wood and Lumber Products | Existing | Process | Natural Gas | Gas Boiler - High Turndown | A | Cumulative Summer Peak Savings (MW) | Achievable Technical Potential | 0 | 0 | 0 | 0 | 0 | 0 | 0 | 0 | 0 | 0 | 0 | 0 | 0 | 0 | 0 | 0 | 0 | 0 | 0 | 0 | 0 | 0 | 0 | 0 | 0 | 0 | 0 | 0 | 0 | 0 | 0
F9_Industrial_Wood and Lumber Products_Existing_Process_Natural Gas_Gas Boiler - High Turndown_A_Achievable Technical Potential | F9 | Industrial | Wood and Lumber Products | Existing | Process | Natural Gas | Gas Boiler - High Turndown | A | Cumulative Winter Peak Savings (MW) | Achievable Technical Potential | 0 | 0 | 0 | 0 | 0 | 0 | 0 | 0 | 0 | 0 | 0 | 0 | 0 | 0 | 0 | 0 | 0 | 0 | 0 | 0 | 0 | 0 | 0 | 0 | 0 | 0 | 0 | 0 | 0 | 0 | 0
F10_Industrial_Wood and Lumber Products_Existing_Process_Natural Gas_Gas Boiler - High Turndown_A_Achievable Technical Potential | F10 | Industrial | Wood and Lumber Products | Existing | Process | Natural Gas | Gas Boiler - High Turndown | A | Purchases (Incremental) | Achievable Technical Potential | 0 | 0 | 0 | 0 | 0 | 9.1709 | 9.1659 | 9.1119 | 9.1168 | 9.1243 | 8.1076 | 6.4684 | 5.1642 | 4.0657 | 3.265 | 2.5871 | 2.0699 | 1.6476 | 1.3063 | 1.0463 | 0.83359 | 0.0056636 | 0.0020153 | 0.00068471 | 0.00022257 | 0.00018864 | 0.00018813 | 0.00018768 | 0.00018727 | 0.0001869 | 0.00018659
F11_Industrial_Wood and Lumber Products_Existing_Process_Natural Gas_Gas Boiler - High Turndown_A_Achievable Technical Potential | F11 | Industrial | Wood and Lumber Products | Existing | Process | Natural Gas | Gas Boiler - High Turndown | A | Purchases (Cumulative) | Achievable Technical Potential | 0 | 0 | 0 | 0 | 0 | 9.1709 | 18.3369 | 27.4487 | 36.5655 | 45.6898 | 53.7974 | 60.2658 | 65.43 | 69.4957 | 72.7608 | 75.3479 | 77.4178 | 79.0654 | 80.3718 | 81.4181 | 82.2517 | 82.2573 | 82.2594 | 82.26 | 82.2603 | 82.2604 | 82.2606 | 82.2608 | 82.261 | 82.2612 | 82.2614
F1_Industrial_Wood and Lumber Products_Existing_Space Heating_Natural Gas_Gas Boiler - Burner Control Optimization_A_Achievable Technical Potential | F1 | Industrial | Wood and Lumber Products | Existing | Space Heating | Natural Gas | Gas Boiler - Burner Control Optimization | A | Integrated Unit Energy Savings (kWh or therms) | Achievable Technical Potential | 0 | 0 | 0 | 0 | 0 | 0.3479 | 0.34237 | 0.33546 | 0.32703 | 0.31716 | 0.30591 | 0.29427 | 0.28258 | 0.27066 | 0.26039 | 0.25055 | 0.24248 | 0.23521 | 0.22868 | 0.22384 | 0.21937 | 0.21539 | 0.21201 | 0.20937 | 0.2069 | 0.20508 | 0.2035 | 0.20206 | 0.30229 | 0.30105 | 0.29992
F2_Industrial_Wood and Lumber Products_Existing_Space Heating_Natural Gas_Gas Boiler - Burner Control Optimization_A_Achievable Technical Potential | F2 | Industrial | Wood and Lumber Products | Existing | Space Heating | Natural Gas | Gas Boiler - Burner Control Optimization | A | Integrated Unit Summer Peak Savings (kW) | Achievable Technical Potential | 0 | 0 | 0 | 0 | 0 | 0 | 0 | 0 | 0 | 0 | 0 | 0 | 0 | 0 | 0 | 0 | 0 | 0 | 0 | 0 | 0 | 0 | 0 | 0 | 0 | 0 | 0 | 0 | 0 | 0 | 0
F3_Industrial_Wood and Lumber Products_Existing_Space Heating_Natural Gas_Gas Boiler - Burner Control Optimization_A_Achievable Technical Potential | F3 | Industrial | Wood and Lumber Products | Existing | Space Heating | Natural Gas | Gas Boiler - Burner Control Optimization | A | Integrated Unit Winter Peak Savings (kW) | Achievable Technical Potential | 0 | 0 | 0 | 0 | 0 | 0 | 0 | 0 | 0 | 0 | 0 | 0 | 0 | 0 | 0 | 0 | 0 | 0 | 0 | 0 | 0 | 0 | 0 | 0 | 0 | 0 | 0 | 0 | 0 | 0 | 0
F4_Industrial_Wood and Lumber Products_Existing_Space Heating_Natural Gas_Gas Boiler - Burner Control Optimization_A_Achievable Technical Potential | F4 | Industrial | Wood and Lumber Products | Existing | Space Heating | Natural Gas | Gas Boiler - Burner Control Optimization | A | Incremental Energy Savings (MWh or mTherms) | Achievable Technical Potential | 0 | 0 | 0 | 0 | 0 | 0.00025004 | 0.00038659 | 0.0007531 | 0.0012855 | 0.0019409 | 0.0025877 | 0.0031594 | 0.0035323 | 0.0035858 | 0.0034628 | 0.0030802 | 0.0026087 | 0.0020735 | 0.0015539 | 0.0011221 | 0.00076659 | 0.00049984 | 0.00031194 | 0.00018688 | 0.00012464 | 0 | 0 | 0 | 0 | 0 | 0
F5_Industrial_Wood and Lumber Products_Existing_Space Heating_Natural Gas_Gas Boiler - Burner Control Optimization_A_Achievable Technical Potential | F5 | Industrial | Wood and Lumber Products | Existing | Space Heating | Natural Gas | Gas Boiler - Burner Control Optimization | A | Incremental Summer Peak Savings (MW) | Achievable Technical Potential | 0 | 0 | 0 | 0 | 0 | 0 | 0 | 0 | 0 | 0 | 0 | 0 | 0 | 0 | 0 | 0 | 0 | 0 | 0 | 0 | 0 | 0 | 0 | 0 | 0 | 0 | 0 | 0 | 0 | 0 | 0
F6_Industrial_Wood and Lumber Products_Existing_Space Heating_Natural Gas_Gas Boiler - Burner Control Optimization_A_Achievable Technical Potential | F6 | Industrial | Wood and Lumber Products | Existing | Space Heating | Natural Gas | Gas Boiler - Burner Control Optimization | A | Incremental Winter Peak Savings (MW) | Achievable Technical Potential | 0 | 0 | 0 | 0 | 0 | 0 | 0 | 0 | 0 | 0 | 0 | 0 | 0 | 0 | 0 | 0 | 0 | 0 | 0 | 0 | 0 | 0 | 0 | 0 | 0 | 0 | 0 | 0 | 0 | 0 | 0
F7_Industrial_Wood and Lumber Products_Existing_Space Heating_Natural Gas_Gas Boiler - Burner Control Optimization_A_Achievable Technical Potential | F7 | Industrial | Wood and Lumber Products | Existing | Space Heating | Natural Gas | Gas Boiler - Burner Control Optimization | A | Cumulative Energy Savings (MWh or mTherms) | Achievable Technical Potential | 0 | 0 | 0 | 0 | 0 | 0.00025004 | 0.00063267 | 0.001373 | 0.002624 | 0.0044857 | 0.0069143 | 0.0098105 | 0.012953 | 0.015993 | 0.018848 | 0.021217 | 0.023142 | 0.024522 | 0.025395 | 0.02598 | 0.026227 | 0.026251 | 0.026151 | 0.026012 | 0.025829 | 0.025602 | 0.025406 | 0.025226 | 0 | 0 | 0
F8_Industrial_Wood and Lumber Products_Existing_Space Heating_Natural Gas_Gas Boiler - Burner Control Optimization_A_Achievable Technical Potential | F8 | Industrial | Wood and Lumber Products | Existing | Space Heating | Natural Gas | Gas Boiler - Burner Control Optimization | A | Cumulative Summer Peak Savings (MW) | Achievable Technical Potential | 0 | 0 | 0 | 0 | 0 | 0 | 0 | 0 | 0 | 0 | 0 | 0 | 0 | 0 | 0 | 0 | 0 | 0 | 0 | 0 | 0 | 0 | 0 | 0 | 0 | 0 | 0 | 0 | 0 | 0 | 0
F9_Industrial_Wood and Lumber Products_Existing_Space Heating_Natural Gas_Gas Boiler - Burner Control Optimization_A_Achievable Technical Potential | F9 | Industrial | Wood and Lumber Products | Existing | Space Heating | Natural Gas | Gas Boiler - Burner Control Optimization | A | Cumulative Winter Peak Savings (MW) | Achievable Technical Potential | 0 | 0 | 0 | 0 | 0 | 0 | 0 | 0 | 0 | 0 | 0 | 0 | 0 | 0 | 0 | 0 | 0 | 0 | 0 | 0 | 0 | 0 | 0 | 0 | 0 | 0 | 0 | 0 | 0 | 0 | 0
F10_Industrial_Wood and Lumber Products_Existing_Space Heating_Natural Gas_Gas Boiler - Burner Control Optimization_A_Achievable Technical Potential | F10 | Industrial | Wood and Lumber Products | Existing | Space Heating | Natural Gas | Gas Boiler - Burner Control Optimization | A | Purchases (Incremental) | Achievable Technical Potential | 0 | 0 | 0 | 0 | 0 | 0.71873 | 1.1292 | 2.245 | 3.9309 | 6.1197 | 8.4588 | 10.7363 | 12.5003 | 13.2481 | 13.2987 | 12.2937 | 10.7584 | 8.8153 | 6.7952 | 5.0129 | 3.4945 | 2.3206 | 1.4714 | 0.89258 | 0.60244 | 0 | 0 | 0 | 0 | 0 | 0
F11_Industrial_Wood and Lumber Products_Existing_Space Heating_Natural Gas_Gas Boiler - Burner Control Optimization_A_Achievable Technical Potential | F11 | Industrial | Wood and Lumber Products | Existing | Space Heating | Natural Gas | Gas Boiler - Burner Control Optimization | A | Purchases (Cumulative) | Achievable Technical Potential | 0 | 0 | 0 | 0 | 0 | 0.71873 | 1.8479 | 4.0929 | 8.0237 | 14.1435 | 22.6023 | 33.3386 | 45.8389 | 59.087 | 72.3857 | 84.6794 | 95.4378 | 104.2531 | 111.0483 | 116.0612 | 119.5557 | 121.8763 | 123.3477 | 124.2403 | 124.8427 | 124.8427 | 124.8427 | 124.8427 | 124.8427 | 124.8427 | 124.8427
F1_Industrial_Wood and Lumber Products_Existing_Process_Natural Gas_Gas Boiler - Burner Control Optimization_A_Achievable Technical Potential | F1 | Industrial | Wood and Lumber Products | Existing | Process | Natural Gas | Gas Boiler - Burner Control Optimization | A | Integrated Unit Energy Savings (kWh or therms) | Achievable Technical Potential | 0 | 0 | 0 | 0 | 0 | 2.4945 | 2.4872 | 2.4798 | 2.4726 | 2.4652 | 2.4577 | 2.4509 | 2.4446 | 2.4379 | 2.4328 | 2.4271 | 2.4224 | 2.4177 | 2.4128 | 2.4089 | 2.4047 | 2.4007 | 2.3968 | 2.393 | 2.3891 | 2.3888 | 2.3885 | 2.3882 | 2.5018 | 2.5018 | 2.5018
F2_Industrial_Wood and Lumber Products_Existing_Process_Natural Gas_Gas Boiler - Burner Control Optimization_A_Achievable Technical Potential | F2 | Industrial | Wood and Lumber Products | Existing | Process | Natural Gas | Gas Boiler - Burner Control Optimization | A | Integrated Unit Summer Peak Savings (kW) | Achievable Technical Potential | 0 | 0 | 0 | 0 | 0 | 0 | 0 | 0 | 0 | 0 | 0 | 0 | 0 | 0 | 0 | 0 | 0 | 0 | 0 | 0 | 0 | 0 | 0 | 0 | 0 | 0 | 0 | 0 | 0 | 0 | 0
F3_Industrial_Wood and Lumber Products_Existing_Process_Natural Gas_Gas Boiler - Burner Control Optimization_A_Achievable Technical Potential | F3 | Industrial | Wood and Lumber Products | Existing | Process | Natural Gas | Gas Boiler - Burner Control Optimization | A | Integrated Unit Winter Peak Savings (kW) | Achievable Technical Potential | 0 | 0 | 0 | 0 | 0 | 0 | 0 | 0 | 0 | 0 | 0 | 0 | 0 | 0 | 0 | 0 | 0 | 0 | 0 | 0 | 0 | 0 | 0 | 0 | 0 | 0 | 0 | 0 | 0 | 0 | 0
F4_Industrial_Wood and Lumber Products_Existing_Process_Natural Gas_Gas Boiler - Burner Control Optimization_A_Achievable Technical Potential | F4 | Industrial | Wood and Lumber Products | Existing | Process | Natural Gas | Gas Boiler - Burner Control Optimization | A | Incremental Energy Savings (MWh or mTherms) | Achievable Technical Potential | 0 | 0 | 0 | 0 | 0 | 0.0061711 | 0.0096668 | 0.019163 | 0.033454 | 0.051929 | 0.071557 | 0.090574 | 0.10518 | 0.11117 | 0.11136 | 0.1027 | 0.089706 | 0.073359 | 0.056434 | 0.041565 | 0.028924 | 0.019176 | 0.012139 | 0.0073519 | 0.0049542 | 0 | 0 | 0 | 0 | 0 | 0
F5_Industrial_Wood and Lumber Products_Existing_Process_Natural Gas_Gas Boiler - Burner Control Optimization_A_Achievable Technical Potential | F5 | Industrial | Wood and Lumber Products | Existing | Process | Natural Gas | Gas Boiler - Burner Control Optimization | A | Incremental Summer Peak Savings (MW) | Achievable Technical Potential | 0 | 0 | 0 | 0 | 0 | 0 | 0 | 0 | 0 | 0 | 0 | 0 | 0 | 0 | 0 | 0 | 0 | 0 | 0 | 0 | 0 | 0 | 0 | 0 | 0 | 0 | 0 | 0 | 0 | 0 | 0
F6_Industrial_Wood and Lumber Products_Existing_Process_Natural Gas_Gas Boiler - Burner Control Optimization_A_Achievable Technical Potential | F6 | Industrial | Wood and Lumber Products | Existing | Process | Natural Gas | Gas Boiler - Burner Control Optimization | A | Incremental Winter Peak Savings (MW) | Achievable Technical Potential | 0 | 0 | 0 | 0 | 0 | 0 | 0 | 0 | 0 | 0 | 0 | 0 | 0 | 0 | 0 | 0 | 0 | 0 | 0 | 0 | 0 | 0 | 0 | 0 | 0 | 0 | 0 | 0 | 0 | 0 | 0
F7_Industrial_Wood and Lumber Products_Existing_Process_Natural Gas_Gas Boiler - Burner Control Optimization_A_Achievable Technical Potential | F7 | Industrial | Wood and Lumber Products | Existing | Process | Natural Gas | Gas Boiler - Burner Control Optimization | A | Cumulative Energy Savings (MWh or mTherms) | Achievable Technical Potential | 0 | 0 | 0 | 0 | 0 | 0.0061711 | 0.01582 | 0.034936 | 0.068288 | 0.12001 | 0.1912 | 0.28125 | 0.38571 | 0.49583 | 0.60614 | 0.70743 | 0.79578 | 0.86757 | 0.92225 | 0.96234 | 0.98956 | 1.0071 | 1.0176 | 1.0233 | 1.0266 | 1.0265 | 1.0264 | 1.0263 | 0 | 0 | 0
F8_Industrial_Wood and Lumber Products_Existing_Process_Natural Gas_Gas Boiler - Burner Control Optimization_A_Achievable Technical Potential | F8 | Industrial | Wood and Lumber Products | Existing | Process | Natural Gas | Gas Boiler - Burner Control Optimization | A | Cumulative Summer Peak Savings (MW) | Achievable Technical Potential | 0 | 0 | 0 | 0 | 0 | 0 | 0 | 0 | 0 | 0 | 0 | 0 | 0 | 0 | 0 | 0 | 0 | 0 | 0 | 0 | 0 | 0 | 0 | 0 | 0 | 0 | 0 | 0 | 0 | 0 | 0
F9_Industrial_Wood and Lumber Products_Existing_Process_Natural Gas_Gas Boiler - Burner Control Optimization_A_Achievable Technical Potential | F9 | Industrial | Wood and Lumber Products | Existing | Process | Natural Gas | Gas Boiler - Burner Control Optimization | A | Cumulative Winter Peak Savings (MW) | Achievable Technical Potential | 0 | 0 | 0 | 0 | 0 | 0 | 0 | 0 | 0 | 0 | 0 | 0 | 0 | 0 | 0 | 0 | 0 | 0 | 0 | 0 | 0 | 0 | 0 | 0 | 0 | 0 | 0 | 0 | 0 | 0 | 0
F10_Industrial_Wood and Lumber Products_Existing_Process_Natural Gas_Gas Boiler - Burner Control Optimization_A_Achievable Technical Potential | F10 | Industrial | Wood and Lumber Products | Existing | Process | Natural Gas | Gas Boiler - Burner Control Optimization | A | Purchases (Incremental) | Achievable Technical Potential | 0 | 0 | 0 | 0 | 0 | 2.4739 | 3.8866 | 7.7274 | 13.5302 | 21.0644 | 29.1157 | 36.9551 | 43.0267 | 45.6007 | 45.7748 | 42.3157 | 37.031 | 30.3427 | 23.3893 | 17.2547 | 12.0283 | 7.9877 | 5.0646 | 3.0723 | 2.0736 | 0 | 0 | 0 | 0 | 0 | 0
F11_Industrial_Wood and Lumber Products_Existing_Process_Natural Gas_Gas Boiler - Burner Control Optimization_A_Achievable Technical Potential | F11 | Industrial | Wood and Lumber Products | Existing | Process | Natural Gas | Gas Boiler - Burner Control Optimization | A | Purchases (Cumulative) | Achievable Technical Potential | 0 | 0 | 0 | 0 | 0 | 2.4739 | 6.3605 | 14.0879 | 27.6181 | 48.6825 | 77.7982 | 114.7533 | 157.78 | 203.3807 | 249.1555 | 291.4712 | 328.5022 | 358.8449 | 382.2342 | 399.4889 | 411.5172 | 419.5049 | 424.5694 | 427.6417 | 429.7154 | 429.7154 | 429.7154 | 429.7154 | 429.7154 | 429.7154 | 429.7154
F1_Industrial_Wood and Lumber Products_Existing_Space Heating_Natural Gas_HVAC - Demand Controlled Ventilation_A_Achievable Technical Potential | F1 | Industrial | Wood and Lumber Products | Existing | Space Heating | Natural Gas | HVAC - Demand Controlled Ventilation | A | Integrated Unit Energy Savings (kWh or therms) | Achievable Technical Potential | 0 | 0 | 0 | 0 | 0 | 0.045634 | 0.045125 | 0.044484 | 0.04381 | 0.043103 | 0.042367 | 0.041604 | 0.040835 | 0.040039 | 0.03922 | 0.038418 | 0.037643 | 0.036892 | 0.036175 | 0.035521 | 0.034905 | 0.034328 | 0.033802 | 0.033348 | 0.03293 | 0.032603 | 0.032313 | 0.032041 | 0.036718 | 0.036492 | 0.03628
F2_Industrial_Wood and Lumber Products_Existing_Space Heating_Natural Gas_HVAC - Demand Controlled Ventilation_A_Achievable Technical Potential | F2 | Industrial | Wood and Lumber Products | Existing | Space Heating | Natural Gas | HVAC - Demand Controlled Ventilation | A | Integrated Unit Summer Peak Savings (kW) | Achievable Technical Potential | 0 | 0 | 0 | 0 | 0 | 0 | 0 | 0 | 0 | 0 | 0 | 0 | 0 | 0 | 0 | 0 | 0 | 0 | 0 | 0 | 0 | 0 | 0 | 0 | 0 | 0 | 0 | 0 | 0 | 0 | 0
F3_Industrial_Wood and Lumber Products_Existing_Space Heating_Natural Gas_HVAC - Demand Controlled Ventilation_A_Achievable Technical Potential | F3 | Industrial | Wood and Lumber Products | Existing | Space Heating | Natural Gas | HVAC - Demand Controlled Ventilation | A | Integrated Unit Winter Peak Savings (kW) | Achievable Technical Potential | 0 | 0 | 0 | 0 | 0 | 0 | 0 | 0 | 0 | 0 | 0 | 0 | 0 | 0 | 0 | 0 | 0 | 0 | 0 | 0 | 0 | 0 | 0 | 0 | 0 | 0 | 0 | 0 | 0 | 0 | 0
F4_Industrial_Wood and Lumber Products_Existing_Space Heating_Natural Gas_HVAC - Demand Controlled Ventilation_A_Achievable Technical Potential | F4 | Industrial | Wood and Lumber Products | Existing | Space Heating | Natural Gas | HVAC - Demand Controlled Ventilation | A | Incremental Energy Savings (MWh or mTherms) | Achievable Technical Potential | 0 | 0 | 0 | 0 | 0 | 0.019487 | 0.019259 | 0.018873 | 0.018597 | 0.018312 | 0.017771 | 0.017403 | 0.017047 | 0.016449 | 0.016174 | 0.015692 | 0.015378 | 0.014995 | 0.014572 | 0.014326 | 0.01402 | 0.013734 | 0.013474 | 0.013248 | 0.013041 | 0 | 0 | 0 | 0 | 0 | 0
F5_Industrial_Wood and Lumber Products_Existing_Space Heating_Natural Gas_HVAC - Demand Controlled Ventilation_A_Achievable Technical Potential | F5 | Industrial | Wood and Lumber Products | Existing | Space Heating | Natural Gas | HVAC - Demand Controlled Ventilation | A | Incremental Summer Peak Savings (MW) | Achievable Technical Potential | 0 | 0 | 0 | 0 | 0 | 0 | 0 | 0 | 0 | 0 | 0 | 0 | 0 | 0 | 0 | 0 | 0 | 0 | 0 | 0 | 0 | 0 | 0 | 0 | 0 | 0 | 0 | 0 | 0 | 0 | 0
F6_Industrial_Wood and Lumber Products_Existing_Space Heating_Natural Gas_HVAC - Demand Controlled Ventilation_A_Achievable Technical Potential | F6 | Industrial | Wood and Lumber Products | Existing | Space Heating | Natural Gas | HVAC - Demand Controlled Ventilation | A | Incremental Winter Peak Savings (MW) | Achievable Technical Potential | 0 | 0 | 0 | 0 | 0 | 0 | 0 | 0 | 0 | 0 | 0 | 0 | 0 | 0 | 0 | 0 | 0 | 0 | 0 | 0 | 0 | 0 | 0 | 0 | 0 | 0 | 0 | 0 | 0 | 0 | 0
F7_Industrial_Wood and Lumber Products_Existing_Space Heating_Natural Gas_HVAC - Demand Controlled Ventilation_A_Achievable Technical Potential | F7 | Industrial | Wood and Lumber Products | Existing | Space Heating | Natural Gas | HVAC - Demand Controlled Ventilation | A | Cumulative Energy Savings (MWh or mTherms) | Achievable Technical Potential | 0 | 0 | 0 | 0 | 0 | 0.019487 | 0.038528 | 0.056853 | 0.074589 | 0.091698 | 0.1079 | 0.12336 | 0.13813 | 0.15189 | 0.16495 | 0.17727 | 0.18907 | 0.2003 | 0.21098 | 0.22149 | 0.23167 | 0.24157 | 0.25134 | 0.26122 | 0.27099 | 0.2683 | 0.26591 | 0.26367 | 0 | 0 | 0
F8_Industrial_Wood and Lumber Products_Existing_Space Heating_Natural Gas_HVAC - Demand Controlled Ventilation_A_Achievable Technical Potential | F8 | Industrial | Wood and Lumber Products | Existing | Space Heating | Natural Gas | HVAC - Demand Controlled Ventilation | A | Cumulative Summer Peak Savings (MW) | Achievable Technical Potential | 0 | 0 | 0 | 0 | 0 | 0 | 0 | 0 | 0 | 0 | 0 | 0 | 0 | 0 | 0 | 0 | 0 | 0 | 0 | 0 | 0 | 0 | 0 | 0 | 0 | 0 | 0 | 0 | 0 | 0 | 0
F9_Industrial_Wood and Lumber Products_Existing_Space Heating_Natural Gas_HVAC - Demand Controlled Ventilation_A_Achievable Technical Potential | F9 | Industrial | Wood and Lumber Products | Existing | Space Heating | Natural Gas | HVAC - Demand Controlled Ventilation | A | Cumulative Winter Peak Savings (MW) | Achievable Technical Potential | 0 | 0 | 0 | 0 | 0 | 0 | 0 | 0 | 0 | 0 | 0 | 0 | 0 | 0 | 0 | 0 | 0 | 0 | 0 | 0 | 0 | 0 | 0 | 0 | 0 | 0 | 0 | 0 | 0 | 0 | 0
F10_Industrial_Wood and Lumber Products_Existing_Space Heating_Natural Gas_HVAC - Demand Controlled Ventilation_A_Achievable Technical Potential | F10 | Industrial | Wood and Lumber Products | Existing | Space Heating | Natural Gas | HVAC - Demand Controlled Ventilation | A | Purchases (Incremental) | Achievable Technical Potential | 0 | 0 | 0 | 0 | 0 | 427.0186 | 426.7842 | 424.2673 | 424.4967 | 424.8477 | 419.4526 | 418.3063 | 417.457 | 410.8279 | 412.3965 | 408.4637 | 408.5167 | 406.4607 | 402.835 | 403.3122 | 401.6444 | 400.0823 | 398.6245 | 397.2699 | 396.0171 | 0 | 0 | 0 | 0 | 0 | 0
F11_Industrial_Wood and Lumber Products_Existing_Space Heating_Natural Gas_HVAC - Demand Controlled Ventilation_A_Achievable Technical Potential | F11 | Industrial | Wood and Lumber Products | Existing | Space Heating | Natural Gas | HVAC - Demand Controlled Ventilation | A | Purchases (Cumulative) | Achievable Technical Potential | 0 | 0 | 0 | 0 | 0 | 427.0186 | 853.8028 | 1278.07 | 1702.5667 | 2127.4144 | 2546.8669 | 2965.1733 | 3382.6303 | 3793.4582 | 4205.8546 | 4614.3184 | 5022.8351 | 5429.2957 | 5832.1308 | 6235.443 | 6637.0875 | 7037.1698 | 7435.7943 | 7833.0642 | 8229.0813 | 8229.0813 | 8229.0813 | 8229.0813 | 8229.0813 | 8229.0813 | 8229.0813
F1_Industrial_Wood and Lumber Products_Existing_Space Heating_Natural Gas_Gas Boiler - Stack Economizer_A_Achievable Technical Potential | F1 | Industrial | Wood and Lumber Products | Existing | Space Heating | Natural Gas | Gas Boiler - Stack Economizer | A | Integrated Unit Energy Savings (kWh or therms) | Achievable Technical Potential | 0 | 0 | 0 | 0 | 0 | 0.88061 | 0.8741 | 0.86741 | 0.86042 | 0.85314 | 0.84571 | 0.83807 | 0.83022 | 0.82203 | 0.81312 | 0.80448 | 0.79579 | 0.78725 | 0.77882 | 0.77075 | 0.76298 | 0.75501 | 0.74774 | 0.74135 | 0.7351 | 0.72943 | 0.72456 | 0.72008 | 0.76094 | 0.75781 | 0.75496
F2_Industrial_Wood and Lumber Products_Existing_Space Heating_Natural Gas_Gas Boiler - Stack Economizer_A_Achievable Technical Potential | F2 | Industrial | Wood and Lumber Products | Existing | Space Heating | Natural Gas | Gas Boiler - Stack Economizer | A | Integrated Unit Summer Peak Savings (kW) | Achievable Technical Potential | 0 | 0 | 0 | 0 | 0 | 0 | 0 | 0 | 0 | 0 | 0 | 0 | 0 | 0 | 0 | 0 | 0 | 0 | 0 | 0 | 0 | 0 | 0 | 0 | 0 | 0 | 0 | 0 | 0 | 0 | 0
F3_Industrial_Wood and Lumber Products_Existing_Space Heating_Natural Gas_Gas Boiler - Stack Economizer_A_Achievable Technical Potential | F3 | Industrial | Wood and Lumber Products | Existing | Space Heating | Natural Gas | Gas Boiler - Stack Economizer | A | Integrated Unit Winter Peak Savings (kW) | Achievable Technical Potential | 0 | 0 | 0 | 0 | 0 | 0 | 0 | 0 | 0 | 0 | 0 | 0 | 0 | 0 | 0 | 0 | 0 | 0 | 0 | 0 | 0 | 0 | 0 | 0 | 0 | 0 | 0 | 0 | 0 | 0 | 0
F4_Industrial_Wood and Lumber Products_Existing_Space Heating_Natural Gas_Gas Boiler - Stack Economizer_A_Achievable Technical Potential | F4 | Industrial | Wood and Lumber Products | Existing | Space Heating | Natural Gas | Gas Boiler - Stack Economizer | A | Incremental Energy Savings (MWh or mTherms) | Achievable Technical Potential | 0 | 0 | 0 | 0 | 0 | 0.0062567 | 0.0062071 | 0.0061232 | 0.0060772 | 0.0060308 | 0.0053121 | 0.0041998 | 0.0033216 | 0.0025893 | 0.0020568 | 0.0016124 | 0.0012762 | 0.0010049 | 0.00078822 | 0.00062478 | 0.00049274 | 3.3128e-06 | 1.1675e-06 | 3.9326e-07 | 1.2676e-07 | 1.066e-07 | 1.0561e-07 | 1.047e-07 | 1.104e-07 | 1.0973e-07 | 1.0913e-07
F5_Industrial_Wood and Lumber Products_Existing_Space Heating_Natural Gas_Gas Boiler - Stack Economizer_A_Achievable Technical Potential | F5 | Industrial | Wood and Lumber Products | Existing | Space Heating | Natural Gas | Gas Boiler - Stack Economizer | A | Incremental Summer Peak Savings (MW) | Achievable Technical Potential | 0 | 0 | 0 | 0 | 0 | 0 | 0 | 0 | 0 | 0 | 0 | 0 | 0 | 0 | 0 | 0 | 0 | 0 | 0 | 0 | 0 | 0 | 0 | 0 | 0 | 0 | 0 | 0 | 0 | 0 | 0
F6_Industrial_Wood and Lumber Products_Existing_Space Heating_Natural Gas_Gas Boiler - Stack Economizer_A_Achievable Technical Potential | F6 | Industrial | Wood and Lumber Products | Existing | Space Heating | Natural Gas | Gas Boiler - Stack Economizer | A | Incremental Winter Peak Savings (MW) | Achievable Technical Potential | 0 | 0 | 0 | 0 | 0 | 0 | 0 | 0 | 0 | 0 | 0 | 0 | 0 | 0 | 0 | 0 | 0 | 0 | 0 | 0 | 0 | 0 | 0 | 0 | 0 | 0 | 0 | 0 | 0 | 0 | 0
F7_Industrial_Wood and Lumber Products_Existing_Space Heating_Natural Gas_Gas Boiler - Stack Economizer_A_Achievable Technical Potential | F7 | Industrial | Wood and Lumber Products | Existing | Space Heating | Natural Gas | Gas Boiler - Stack Economizer | A | Cumulative Energy Savings (MWh or mTherms) | Achievable Technical Potential | 0 | 0 | 0 | 0 | 0 | 0.0062567 | 0.012418 | 0.018446 | 0.024374 | 0.030199 | 0.035248 | 0.039129 | 0.042085 | 0.044258 | 0.045835 | 0.046961 | 0.04773 | 0.048222 | 0.048495 | 0.048617 | 0.048619 | 0.048115 | 0.047653 | 0.047246 | 0.046848 | 0.046486 | 0.046176 | 0.045891 | 0 | 0 | 0
F8_Industrial_Wood and Lumber Products_Existing_Space Heating_Natural Gas_Gas Boiler - Stack Economizer_A_Achievable Technical Potential | F8 | Industrial | Wood and Lumber Products | Existing | Space Heating | Natural Gas | Gas Boiler - Stack Economizer | A | Cumulative Summer Peak Savings (MW) | Achievable Technical Potential | 0 | 0 | 0 | 0 | 0 | 0 | 0 | 0 | 0 | 0 | 0 | 0 | 0 | 0 | 0 | 0 | 0 | 0 | 0 | 0 | 0 | 0 | 0 | 0 | 0 | 0 | 0 | 0 | 0 | 0 | 0
F9_Industrial_Wood and Lumber Products_Existing_Space Heating_Natural Gas_Gas Boiler - Stack Economizer_A_Achievable Technical Potential | F9 | Industrial | Wood and Lumber Products | Existing | Space Heating | Natural Gas | Gas Boiler - Stack Economizer | A | Cumulative Winter Peak Savings (MW) | Achievable Technical Potential | 0 | 0 | 0 | 0 | 0 | 0 | 0 | 0 | 0 | 0 | 0 | 0 | 0 | 0 | 0 | 0 | 0 | 0 | 0 | 0 | 0 | 0 | 0 | 0 | 0 | 0 | 0 | 0 | 0 | 0 | 0
F10_Industrial_Wood and Lumber Products_Existing_Space Heating_Natural Gas_Gas Boiler - Stack Economizer_A_Achievable Technical Potential | F10 | Industrial | Wood and Lumber Products | Existing | Space Heating | Natural Gas | Gas Boiler - Stack Economizer | A | Purchases (Incremental) | Achievable Technical Potential | 0 | 0 | 0 | 0 | 0 | 7.105 | 7.1011 | 7.0592 | 7.0631 | 7.0689 | 6.2812 | 5.0112 | 4.0009 | 3.1499 | 2.5295 | 2.0043 | 1.6037 | 1.2765 | 1.0121 | 0.81061 | 0.64581 | 0.0043878 | 0.0015613 | 0.00053047 | 0.00017243 | 0.00014614 | 0.00014575 | 0.0001454 | 0.00014508 | 0.0001448 | 0.00014455
F11_Industrial_Wood and Lumber Products_Existing_Space Heating_Natural Gas_Gas Boiler - Stack Economizer_A_Achievable Technical Potential | F11 | Industrial | Wood and Lumber Products | Existing | Space Heating | Natural Gas | Gas Boiler - Stack Economizer | A | Purchases (Cumulative) | Achievable Technical Potential | 0 | 0 | 0 | 0 | 0 | 7.105 | 14.2061 | 21.2654 | 28.3284 | 35.3973 | 41.6786 | 46.6898 | 50.6907 | 53.8405 | 56.37 | 58.3743 | 59.978 | 61.2545 | 62.2665 | 63.0771 | 63.7229 | 63.7273 | 63.7289 | 63.7294 | 63.7296 | 63.7297 | 63.7299 | 63.73 | 63.7302 | 63.7303 | 63.7305
F1_Industrial_Wood and Lumber Products_Existing_Process_Natural Gas_Gas Boiler - Stack Economizer_A_Achievable Technical Potential | F1 | Industrial | Wood and Lumber Products | Existing | Process | Natural Gas | Gas Boiler - Stack Economizer | A | Integrated Unit Energy Savings (kWh or therms) | Achievable Technical Potential | 0 | 0 | 0 | 0 | 0 | 8.2806 | 8.2798 | 8.2792 | 8.2788 | 8.2784 | 8.278 | 8.2777 | 8.2774 | 8.2772 | 8.277 | 8.2768 | 8.2767 | 8.2766 | 8.2765 | 8.2764 | 8.2763 | 8.2763 | 8.2762 | 8.2762 | 8.2761 | 8.2761 | 8.2761 | 8.2761 | 8.2818 | 8.2818 | 8.2818
F2_Industrial_Wood and Lumber Products_Existing_Process_Natural Gas_Gas Boiler - Stack Economizer_A_Achievable Technical Potential | F2 | Industrial | Wood and Lumber Products | Existing | Process | Natural Gas | Gas Boiler - Stack Economizer | A | Integrated Unit Summer Peak Savings (kW) | Achievable Technical Potential | 0 | 0 | 0 | 0 | 0 | 0 | 0 | 0 | 0 | 0 | 0 | 0 | 0 | 0 | 0 | 0 | 0 | 0 | 0 | 0 | 0 | 0 | 0 | 0 | 0 | 0 | 0 | 0 | 0 | 0 | 0
F3_Industrial_Wood and Lumber Products_Existing_Process_Natural Gas_Gas Boiler - Stack Economizer_A_Achievable Technical Potential | F3 | Industrial | Wood and Lumber Products | Existing | Process | Natural Gas | Gas Boiler - Stack Economizer | A | Integrated Unit Winter Peak Savings (kW) | Achievable Technical Potential | 0 | 0 | 0 | 0 | 0 | 0 | 0 | 0 | 0 | 0 | 0 | 0 | 0 | 0 | 0 | 0 | 0 | 0 | 0 | 0 | 0 | 0 | 0 | 0 | 0 | 0 | 0 | 0 | 0 | 0 | 0
F4_Industrial_Wood and Lumber Products_Existing_Process_Natural Gas_Gas Boiler - Stack Economizer_A_Achievable Technical Potential | F4 | Industrial | Wood and Lumber Products | Existing | Process | Natural Gas | Gas Boiler - Stack Economizer | A | Incremental Energy Savings (MWh or mTherms) | Achievable Technical Potential | 0 | 0 | 0 | 0 | 0 | 0.20251 | 0.20238 | 0.20117 | 0.20127 | 0.20143 | 0.17897 | 0.14278 | 0.11399 | 0.089741 | 0.072065 | 0.057101 | 0.045686 | 0.036365 | 0.028832 | 0.023093 | 0.018397 | 0.000125 | 4.4479e-05 | 1.5112e-05 | 4.9121e-06 | 4.1631e-06 | 4.152e-06 | 4.142e-06 | 4.1358e-06 | 4.1278e-06 | 4.1207e-06
F5_Industrial_Wood and Lumber Products_Existing_Process_Natural Gas_Gas Boiler - Stack Economizer_A_Achievable Technical Potential | F5 | Industrial | Wood and Lumber Products | Existing | Process | Natural Gas | Gas Boiler - Stack Economizer | A | Incremental Summer Peak Savings (MW) | Achievable Technical Potential | 0 | 0 | 0 | 0 | 0 | 0 | 0 | 0 | 0 | 0 | 0 | 0 | 0 | 0 | 0 | 0 | 0 | 0 | 0 | 0 | 0 | 0 | 0 | 0 | 0 | 0 | 0 | 0 | 0 | 0 | 0
F6_Industrial_Wood and Lumber Products_Existing_Process_Natural Gas_Gas Boiler - Stack Economizer_A_Achievable Technical Potential | F6 | Industrial | Wood and Lumber Products | Existing | Process | Natural Gas | Gas Boiler - Stack Economizer | A | Incremental Winter Peak Savings (MW) | Achievable Technical Potential | 0 | 0 | 0 | 0 | 0 | 0 | 0 | 0 | 0 | 0 | 0 | 0 | 0 | 0 | 0 | 0 | 0 | 0 | 0 | 0 | 0 | 0 | 0 | 0 | 0 | 0 | 0 | 0 | 0 | 0 | 0
F7_Industrial_Wood and Lumber Products_Existing_Process_Natural Gas_Gas Boiler - Stack Economizer_A_Achievable Technical Potential | F7 | Industrial | Wood and Lumber Products | Existing | Process | Natural Gas | Gas Boiler - Stack Economizer | A | Cumulative Energy Savings (MWh or mTherms) | Achievable Technical Potential | 0 | 0 | 0 | 0 | 0 | 0.20251 | 0.40487 | 0.60601 | 0.80725 | 1.0086 | 1.1876 | 1.3303 | 1.4442 | 1.5339 | 1.606 | 1.663 | 1.7087 | 1.745 | 1.7738 | 1.7969 | 1.8153 | 1.8154 | 1.8155 | 1.8155 | 1.8155 | 1.8155 | 1.8155 | 1.8155 | 0 | 0 | 0
F8_Industrial_Wood and Lumber Products_Existing_Process_Natural Gas_Gas Boiler - Stack Economizer_A_Achievable Technical Potential | F8 | Industrial | Wood and Lumber Products | Existing | Process | Natural Gas | Gas Boiler - Stack Economizer | A | Cumulative Summer Peak Savings (MW) | Achievable Technical Potential | 0 | 0 | 0 | 0 | 0 | 0 | 0 | 0 | 0 | 0 | 0 | 0 | 0 | 0 | 0 | 0 | 0 | 0 | 0 | 0 | 0 | 0 | 0 | 0 | 0 | 0 | 0 | 0 | 0 | 0 | 0
F9_Industrial_Wood and Lumber Products_Existing_Process_Natural Gas_Gas Boiler - Stack Economizer_A_Achievable Technical Potential | F9 | Industrial | Wood and Lumber Products | Existing | Process | Natural Gas | Gas Boiler - Stack Economizer | A | Cumulative Winter Peak Savings (MW) | Achievable Technical Potential | 0 | 0 | 0 | 0 | 0 | 0 | 0 | 0 | 0 | 0 | 0 | 0 | 0 | 0 | 0 | 0 | 0 | 0 | 0 | 0 | 0 | 0 | 0 | 0 | 0 | 0 | 0 | 0 | 0 | 0 | 0
F10_Industrial_Wood and Lumber Products_Existing_Process_Natural Gas_Gas Boiler - Stack Economizer_A_Achievable Technical Potential | F10 | Industrial | Wood and Lumber Products | Existing | Process | Natural Gas | Gas Boiler - Stack Economizer | A | Purchases (Incremental) | Achievable Technical Potential | 0 | 0 | 0 | 0 | 0 | 24.4559 | 24.4424 | 24.2983 | 24.3114 | 24.3315 | 21.6203 | 17.249 | 13.7712 | 10.842 | 8.7067 | 6.8989 | 5.5199 | 4.3937 | 3.4836 | 2.7902 | 2.2229 | 0.015103 | 0.0053742 | 0.0018259 | 0.00059353 | 0.00050303 | 0.00050169 | 0.00050047 | 0.00049938 | 0.00049841 | 0.00049756
F11_Industrial_Wood and Lumber Products_Existing_Process_Natural Gas_Gas Boiler - Stack Economizer_A_Achievable Technical Potential | F11 | Industrial | Wood and Lumber Products | Existing | Process | Natural Gas | Gas Boiler - Stack Economizer | A | Purchases (Cumulative) | Achievable Technical Potential | 0 | 0 | 0 | 0 | 0 | 24.4559 | 48.8983 | 73.1966 | 97.508 | 121.8396 | 143.4599 | 160.7088 | 174.48 | 185.322 | 194.0287 | 200.9276 | 206.4475 | 210.8411 | 214.3247 | 217.1149 | 219.3378 | 219.3529 | 219.3583 | 219.3601 | 219.3607 | 219.3612 | 219.3617 | 219.3622 | 219.3627 | 219.3632 | 219.3637
F1_Industrial_Wood and Lumber Products_Existing_Space Heating_Natural Gas_Gas Furnace Tube Inserts_A_Achievable Technical Potential | F1 | Industrial | Wood and Lumber Products | Existing | Space Heating | Natural Gas | Gas Furnace Tube Inserts | A | Integrated Unit Energy Savings (kWh or therms) | Achievable Technical Potential | 0 | 0 | 0 | 0 | 0 | 0.086153 | 0.085315 | 0.084246 | 0.083137 | 0.081995 | 0.080846 | 0.079685 | 0.078557 | 0.077446 | 0.076294 | 0.075233 | 0.074207 | 0.07323 | 0.072298 | 0.071394 | 0.070523 | 0.069657 | 0.068822 | 0.068079 | 0.067375 | 0.066721 | 0.066142 | 0.065598 | 0.069231 | 0.068805 | 0.068405
F2_Industrial_Wood and Lumber Products_Existing_Space Heating_Natural Gas_Gas Furnace Tube Inserts_A_Achievable Technical Potential | F2 | Industrial | Wood and Lumber Products | Existing | Space Heating | Natural Gas | Gas Furnace Tube Inserts | A | Integrated Unit Summer Peak Savings (kW) | Achievable Technical Potential | 0 | 0 | 0 | 0 | 0 | 0 | 0 | 0 | 0 | 0 | 0 | 0 | 0 | 0 | 0 | 0 | 0 | 0 | 0 | 0 | 0 | 0 | 0 | 0 | 0 | 0 | 0 | 0 | 0 | 0 | 0
F3_Industrial_Wood and Lumber Products_Existing_Space Heating_Natural Gas_Gas Furnace Tube Inserts_A_Achievable Technical Potential | F3 | Industrial | Wood and Lumber Products | Existing | Space Heating | Natural Gas | Gas Furnace Tube Inserts | A | Integrated Unit Winter Peak Savings (kW) | Achievable Technical Potential | 0 | 0 | 0 | 0 | 0 | 0 | 0 | 0 | 0 | 0 | 0 | 0 | 0 | 0 | 0 | 0 | 0 | 0 | 0 | 0 | 0 | 0 | 0 | 0 | 0 | 0 | 0 | 0 | 0 | 0 | 0
F4_Industrial_Wood and Lumber Products_Existing_Space Heating_Natural Gas_Gas Furnace Tube Inserts_A_Achievable Technical Potential | F4 | Industrial | Wood and Lumber Products | Existing | Space Heating | Natural Gas | Gas Furnace Tube Inserts | A | Incremental Energy Savings (MWh or mTherms) | Achievable Technical Potential | 0 | 0 | 0 | 0 | 0 | 0 | 0 | 0 | 0 | 0 | 0 | 0 | 0 | 0 | 0 | 0 | 0 | 0 | 0 | 0 | 0 | 0 | 0 | 0 | 0 | 0 | 0 | 0 | 0 | 0 | 0
F5_Industrial_Wood and Lumber Products_Existing_Space Heating_Natural Gas_Gas Furnace Tube Inserts_A_Achievable Technical Potential | F5 | Industrial | Wood and Lumber Products | Existing | Space Heating | Natural Gas | Gas Furnace Tube Inserts | A | Incremental Summer Peak Savings (MW) | Achievable Technical Potential | 0 | 0 | 0 | 0 | 0 | 0 | 0 | 0 | 0 | 0 | 0 | 0 | 0 | 0 | 0 | 0 | 0 | 0 | 0 | 0 | 0 | 0 | 0 | 0 | 0 | 0 | 0 | 0 | 0 | 0 | 0
F6_Industrial_Wood and Lumber Products_Existing_Space Heating_Natural Gas_Gas Furnace Tube Inserts_A_Achievable Technical Potential | F6 | Industrial | Wood and Lumber Products | Existing | Space Heating | Natural Gas | Gas Furnace Tube Inserts | A | Incremental Winter Peak Savings (MW) | Achievable Technical Potential | 0 | 0 | 0 | 0 | 0 | 0 | 0 | 0 | 0 | 0 | 0 | 0 | 0 | 0 | 0 | 0 | 0 | 0 | 0 | 0 | 0 | 0 | 0 | 0 | 0 | 0 | 0 | 0 | 0 | 0 | 0
F7_Industrial_Wood and Lumber Products_Existing_Space Heating_Natural Gas_Gas Furnace Tube Inserts_A_Achievable Technical Potential | F7 | Industrial | Wood and Lumber Products | Existing | Space Heating | Natural Gas | Gas Furnace Tube Inserts | A | Cumulative Energy Savings (MWh or mTherms) | Achievable Technical Potential | 0 | 0 | 0 | 0 | 0 | 0 | 0 | 0 | 0 | 0 | 0 | 0 | 0 | 0 | 0 | 0 | 0 | 0 | 0 | 0 | 0 | 0 | 0 | 0 | 0 | 0 | 0 | 0 | 0 | 0 | 0
F8_Industrial_Wood and Lumber Products_Existing_Space Heating_Natural Gas_Gas Furnace Tube Inserts_A_Achievable Technical Potential | F8 | Industrial | Wood and Lumber Products | Existing | Space Heating | Natural Gas | Gas Furnace Tube Inserts | A | Cumulative Summer Peak Savings (MW) | Achievable Technical Potential | 0 | 0 | 0 | 0 | 0 | 0 | 0 | 0 | 0 | 0 | 0 | 0 | 0 | 0 | 0 | 0 | 0 | 0 | 0 | 0 | 0 | 0 | 0 | 0 | 0 | 0 | 0 | 0 | 0 | 0 | 0
F9_Industrial_Wood and Lumber Products_Existing_Space Heating_Natural Gas_Gas Furnace Tube Inserts_A_Achievable Technical Potential | F9 | Industrial | Wood and Lumber Products | Existing | Space Heating | Natural Gas | Gas Furnace Tube Inserts | A | Cumulative Winter Peak Savings (MW) | Achievable Technical Potential | 0 | 0 | 0 | 0 | 0 | 0 | 0 | 0 | 0 | 0 | 0 | 0 | 0 | 0 | 0 | 0 | 0 | 0 | 0 | 0 | 0 | 0 | 0 | 0 | 0 | 0 | 0 | 0 | 0 | 0 | 0
F10_Industrial_Wood and Lumber Products_Existing_Space Heating_Natural Gas_Gas Furnace Tube Inserts_A_Achievable Technical Potential | F10 | Industrial | Wood and Lumber Products | Existing | Space Heating | Natural Gas | Gas Furnace Tube Inserts | A | Purchases (Incremental) | Achievable Technical Potential | 0 | 0 | 0 | 0 | 0 | 0 | 0 | 0 | 0 | 0 | 0 | 0 | 0 | 0 | 0 | 0 | 0 | 0 | 0 | 0 | 0 | 0 | 0 | 0 | 0 | 0 | 0 | 0 | 0 | 0 | 0
F11_Industrial_Wood and Lumber Products_Existing_Space Heating_Natural Gas_Gas Furnace Tube Inserts_A_Achievable Technical Potential | F11 | Industrial | Wood and Lumber Products | Existing | Space Heating | Natural Gas | Gas Furnace Tube Inserts | A | Purchases (Cumulative) | Achievable Technical Potential | 0 | 0 | 0 | 0 | 0 | 0 | 0 | 0 | 0 | 0 | 0 | 0 | 0 | 0 | 0 | 0 | 0 | 0 | 0 | 0 | 0 | 0 | 0 | 0 | 0 | 0 | 0 | 0 | 0 | 0 | 0
F1_Industrial_Wood and Lumber Products_Existing_Space Heating_Natural Gas_Space Heating - Heat Recovery Ventilator_A_Achievable Technical Potential | F1 | Industrial | Wood and Lumber Products | Existing | Space Heating | Natural Gas | Space Heating - Heat Recovery Ventilator | A | Integrated Unit Energy Savings (kWh or therms) | Achievable Technical Potential | 0 | 0 | 0 | 0 | 0 | 0.013137 | 0.012937 | 0.01266 | 0.012314 | 0.011903 | 0.011431 | 0.010943 | 0.010456 | 0.009965 | 0.0095457 | 0.0091479 | 0.0088256 | 0.0085414 | 0.0082911 | 0.0081109 | 0.0079455 | 0.0078009 | 0.0076817 | 0.0075918 | 0.0075104 | 0.0074516 | 0.0074007 | 0.0073534 | 0 | 0 | 0
F2_Industrial_Wood and Lumber Products_Existing_Space Heating_Natural Gas_Space Heating - Heat Recovery Ventilator_A_Achievable Technical Potential | F2 | Industrial | Wood and Lumber Products | Existing | Space Heating | Natural Gas | Space Heating - Heat Recovery Ventilator | A | Integrated Unit Summer Peak Savings (kW) | Achievable Technical Potential | 0 | 0 | 0 | 0 | 0 | 0 | 0 | 0 | 0 | 0 | 0 | 0 | 0 | 0 | 0 | 0 | 0 | 0 | 0 | 0 | 0 | 0 | 0 | 0 | 0 | 0 | 0 | 0 | 0 | 0 | 0
F3_Industrial_Wood and Lumber Products_Existing_Space Heating_Natural Gas_Space Heating - Heat Recovery Ventilator_A_Achievable Technical Potential | F3 | Industrial | Wood and Lumber Products | Existing | Space Heating | Natural Gas | Space Heating - Heat Recovery Ventilator | A | Integrated Unit Winter Peak Savings (kW) | Achievable Technical Potential | 0 | 0 | 0 | 0 | 0 | 0 | 0 | 0 | 0 | 0 | 0 | 0 | 0 | 0 | 0 | 0 | 0 | 0 | 0 | 0 | 0 | 0 | 0 | 0 | 0 | 0 | 0 | 0 | 0 | 0 | 0
F4_Industrial_Wood and Lumber Products_Existing_Space Heating_Natural Gas_Space Heating - Heat Recovery Ventilator_A_Achievable Technical Potential | F4 | Industrial | Wood and Lumber Products | Existing | Space Heating | Natural Gas | Space Heating - Heat Recovery Ventilator | A | Incremental Energy Savings (MWh or mTherms) | Achievable Technical Potential | 0 | 0 | 0 | 0 | 0 | 0.013731 | 0.013515 | 0.013148 | 0.012795 | 0.012378 | 0.011736 | 0.011204 | 0.010685 | 0.010021 | 0.0096358 | 0.0091461 | 0.008825 | 0.0084979 | 0.0081753 | 0.0080071 | 0.0078114 | 0.0076394 | 0.0074952 | 0.0073823 | 0.0072801 | 0 | 0 | 0 | 0 | 0 | 0
F5_Industrial_Wood and Lumber Products_Existing_Space Heating_Natural Gas_Space Heating - Heat Recovery Ventilator_A_Achievable Technical Potential | F5 | Industrial | Wood and Lumber Products | Existing | Space Heating | Natural Gas | Space Heating - Heat Recovery Ventilator | A | Incremental Summer Peak Savings (MW) | Achievable Technical Potential | 0 | 0 | 0 | 0 | 0 | 0 | 0 | 0 | 0 | 0 | 0 | 0 | 0 | 0 | 0 | 0 | 0 | 0 | 0 | 0 | 0 | 0 | 0 | 0 | 0 | 0 | 0 | 0 | 0 | 0 | 0
F6_Industrial_Wood and Lumber Products_Existing_Space Heating_Natural Gas_Space Heating - Heat Recovery Ventilator_A_Achievable Technical Potential | F6 | Industrial | Wood and Lumber Products | Existing | Space Heating | Natural Gas | Space Heating - Heat Recovery Ventilator | A | Incremental Winter Peak Savings (MW) | Achievable Technical Potential | 0 | 0 | 0 | 0 | 0 | 0 | 0 | 0 | 0 | 0 | 0 | 0 | 0 | 0 | 0 | 0 | 0 | 0 | 0 | 0 | 0 | 0 | 0 | 0 | 0 | 0 | 0 | 0 | 0 | 0 | 0
F7_Industrial_Wood and Lumber Products_Existing_Space Heating_Natural Gas_Space Heating - Heat Recovery Ventilator_A_Achievable Technical Potential | F7 | Industrial | Wood and Lumber Products | Existing | Space Heating | Natural Gas | Space Heating - Heat Recovery Ventilator | A | Cumulative Energy Savings (MWh or mTherms) | Achievable Technical Potential | 0 | 0 | 0 | 0 | 0 | 0.013731 | 0.027037 | 0.039606 | 0.051318 | 0.061981 | 0.071261 | 0.07942 | 0.086576 | 0.092529 | 0.098271 | 0.10332 | 0.10851 | 0.11351 | 0.11836 | 0.12379 | 0.12908 | 0.13437 | 0.13981 | 0.14556 | 0.15128 | 0.15009 | 0.14907 | 0.14812 | 0 | 0 | 0
F8_Industrial_Wood and Lumber Products_Existing_Space Heating_Natural Gas_Space Heating - Heat Recovery Ventilator_A_Achievable Technical Potential | F8 | Industrial | Wood and Lumber Products | Existing | Space Heating | Natural Gas | Space Heating - Heat Recovery Ventilator | A | Cumulative Summer Peak Savings (MW) | Achievable Technical Potential | 0 | 0 | 0 | 0 | 0 | 0 | 0 | 0 | 0 | 0 | 0 | 0 | 0 | 0 | 0 | 0 | 0 | 0 | 0 | 0 | 0 | 0 | 0 | 0 | 0 | 0 | 0 | 0 | 0 | 0 | 0
F9_Industrial_Wood and Lumber Products_Existing_Space Heating_Natural Gas_Space Heating - Heat Recovery Ventilator_A_Achievable Technical Potential | F9 | Industrial | Wood and Lumber Products | Existing | Space Heating | Natural Gas | Space Heating - Heat Recovery Ventilator | A | Cumulative Winter Peak Savings (MW) | Achievable Technical Potential | 0 | 0 | 0 | 0 | 0 | 0 | 0 | 0 | 0 | 0 | 0 | 0 | 0 | 0 | 0 | 0 | 0 | 0 | 0 | 0 | 0 | 0 | 0 | 0 | 0 | 0 | 0 | 0 | 0 | 0 | 0
F10_Industrial_Wood and Lumber Products_Existing_Space Heating_Natural Gas_Space Heating - Heat Recovery Ventilator_A_Achievable Technical Potential | F10 | Industrial | Wood and Lumber Products | Existing | Space Heating | Natural Gas | Space Heating - Heat Recovery Ventilator | A | Purchases (Incremental) | Achievable Technical Potential | 0 | 0 | 0 | 0 | 0 | 1045.2247 | 1044.651 | 1038.4903 | 1039.0518 | 1039.9109 | 1026.7051 | 1023.8995 | 1021.8205 | 1005.5944 | 1009.4338 | 999.8075 | 999.9373 | 994.9045 | 986.03 | 987.1981 | 983.1158 | 979.2921 | 975.7239 | 972.4081 | 969.3416 | 0 | 0 | 0 | 0 | 0 | 0
F11_Industrial_Wood and Lumber Products_Existing_Space Heating_Natural Gas_Space Heating - Heat Recovery Ventilator_A_Achievable Technical Potential | F11 | Industrial | Wood and Lumber Products | Existing | Space Heating | Natural Gas | Space Heating - Heat Recovery Ventilator | A | Purchases (Cumulative) | Achievable Technical Potential | 0 | 0 | 0 | 0 | 0 | 1045.2247 | 2089.8757 | 3128.366 | 4167.4178 | 5207.3287 | 6234.0339 | 7257.9334 | 8279.7539 | 9285.3483 | 10294.7821 | 11294.5896 | 12294.5268 | 13289.4314 | 14275.4614 | 15262.6595 | 16245.7752 | 17225.0673 | 18200.7912 | 19173.1993 | 20142.5409 | 20142.5409 | 20142.5409 | 20142.5409 | 20142.5409 | 20142.5409 | 20142.5409
F1_Industrial_Wood and Lumber Products_Existing_Space Heating_Natural Gas_Thermostat - Programmable_A_Achievable Technical Potential | F1 | Industrial | Wood and Lumber Products | Existing | Space Heating | Natural Gas | Thermostat - Programmable | A | Integrated Unit Energy Savings (kWh or therms) | Achievable Technical Potential | 0 | 0 | 0 | 0 | 0 | 0.0065041 | 0.0063828 | 0.0062238 | 0.0060315 | 0.0058079 | 0.0055543 | 0.0052944 | 0.0050366 | 0.0047752 | 0.0045526 | 0.0043391 | 0.0041646 | 0.0040086 | 0.0038694 | 0.003767 | 0.0036719 | 0.0035883 | 0.0035178 | 0.0034621 | 0.0034111 | 0.0033835 | 0.0033596 | 0.0033374 | 0 | 0 | 0
F2_Industrial_Wood and Lumber Products_Existing_Space Heating_Natural Gas_Thermostat - Programmable_A_Achievable Technical Potential | F2 | Industrial | Wood and Lumber Products | Existing | Space Heating | Natural Gas | Thermostat - Programmable | A | Integrated Unit Summer Peak Savings (kW) | Achievable Technical Potential | 0 | 0 | 0 | 0 | 0 | 0 | 0 | 0 | 0 | 0 | 0 | 0 | 0 | 0 | 0 | 0 | 0 | 0 | 0 | 0 | 0 | 0 | 0 | 0 | 0 | 0 | 0 | 0 | 0 | 0 | 0
F3_Industrial_Wood and Lumber Products_Existing_Space Heating_Natural Gas_Thermostat - Programmable_A_Achievable Technical Potential | F3 | Industrial | Wood and Lumber Products | Existing | Space Heating | Natural Gas | Thermostat - Programmable | A | Integrated Unit Winter Peak Savings (kW) | Achievable Technical Potential | 0 | 0 | 0 | 0 | 0 | 0 | 0 | 0 | 0 | 0 | 0 | 0 | 0 | 0 | 0 | 0 | 0 | 0 | 0 | 0 | 0 | 0 | 0 | 0 | 0 | 0 | 0 | 0 | 0 | 0 | 0
F4_Industrial_Wood and Lumber Products_Existing_Space Heating_Natural Gas_Thermostat - Programmable_A_Achievable Technical Potential | F4 | Industrial | Wood and Lumber Products | Existing | Space Heating | Natural Gas | Thermostat - Programmable | A | Incremental Energy Savings (MWh or mTherms) | Achievable Technical Potential | 0 | 0 | 0 | 0 | 0 | 0.020395 | 0.020003 | 0.01939 | 0.018801 | 0.018119 | 0.017108 | 0.016263 | 0.01544 | 0.014406 | 0.013787 | 0.013015 | 0.012493 | 0.011965 | 0.011446 | 0.011156 | 0.01083 | 0.010542 | 0.010297 | 0.0101 | 0.0099197 | 0 | 0 | 0 | 0 | 0 | 0
F5_Industrial_Wood and Lumber Products_Existing_Space Heating_Natural Gas_Thermostat - Programmable_A_Achievable Technical Potential | F5 | Industrial | Wood and Lumber Products | Existing | Space Heating | Natural Gas | Thermostat - Programmable | A | Incremental Summer Peak Savings (MW) | Achievable Technical Potential | 0 | 0 | 0 | 0 | 0 | 0 | 0 | 0 | 0 | 0 | 0 | 0 | 0 | 0 | 0 | 0 | 0 | 0 | 0 | 0 | 0 | 0 | 0 | 0 | 0 | 0 | 0 | 0 | 0 | 0 | 0
F6_Industrial_Wood and Lumber Products_Existing_Space Heating_Natural Gas_Thermostat - Programmable_A_Achievable Technical Potential | F6 | Industrial | Wood and Lumber Products | Existing | Space Heating | Natural Gas | Thermostat - Programmable | A | Incremental Winter Peak Savings (MW) | Achievable Technical Potential | 0 | 0 | 0 | 0 | 0 | 0 | 0 | 0 | 0 | 0 | 0 | 0 | 0 | 0 | 0 | 0 | 0 | 0 | 0 | 0 | 0 | 0 | 0 | 0 | 0 | 0 | 0 | 0 | 0 | 0 | 0
F7_Industrial_Wood and Lumber Products_Existing_Space Heating_Natural Gas_Thermostat - Programmable_A_Achievable Technical Potential | F7 | Industrial | Wood and Lumber Products | Existing | Space Heating | Natural Gas | Thermostat - Programmable | A | Cumulative Energy Savings (MWh or mTherms) | Achievable Technical Potential | 0 | 0 | 0 | 0 | 0 | 0.020395 | 0.040018 | 0.058411 | 0.075408 | 0.09073 | 0.10388 | 0.11528 | 0.12511 | 0.13302 | 0.1406 | 0.14702 | 0.15361 | 0.15982 | 0.16571 | 0.17248 | 0.17896 | 0.18542 | 0.19208 | 0.19914 | 0.20613 | 0.20446 | 0.20301 | 0.20167 | 0 | 0 | 0
F8_Industrial_Wood and Lumber Products_Existing_Space Heating_Natural Gas_Thermostat - Programmable_A_Achievable Technical Potential | F8 | Industrial | Wood and Lumber Products | Existing | Space Heating | Natural Gas | Thermostat - Programmable | A | Cumulative Summer Peak Savings (MW) | Achievable Technical Potential | 0 | 0 | 0 | 0 | 0 | 0 | 0 | 0 | 0 | 0 | 0 | 0 | 0 | 0 | 0 | 0 | 0 | 0 | 0 | 0 | 0 | 0 | 0 | 0 | 0 | 0 | 0 | 0 | 0 | 0 | 0
F9_Industrial_Wood and Lumber Products_Existing_Space Heating_Natural Gas_Thermostat - Programmable_A_Achievable Technical Potential | F9 | Industrial | Wood and Lumber Products | Existing | Space Heating | Natural Gas | Thermostat - Programmable | A | Cumulative Winter Peak Savings (MW) | Achievable Technical Potential | 0 | 0 | 0 | 0 | 0 | 0 | 0 | 0 | 0 | 0 | 0 | 0 | 0 | 0 | 0 | 0 | 0 | 0 | 0 | 0 | 0 | 0 | 0 | 0 | 0 | 0 | 0 | 0 | 0 | 0 | 0
F10_Industrial_Wood and Lumber Products_Existing_Space Heating_Natural Gas_Thermostat - Programmable_A_Achievable Technical Potential | F10 | Industrial | Wood and Lumber Products | Existing | Space Heating | Natural Gas | Thermostat - Programmable | A | Purchases (Incremental) | Achievable Technical Potential | 0 | 0 | 0 | 0 | 0 | 3135.674 | 3133.953 | 3115.471 | 3117.1553 | 3119.7328 | 3080.1154 | 3071.6985 | 3065.4616 | 3016.7832 | 3028.3013 | 2999.4225 | 2999.8118 | 2984.7136 | 2958.0901 | 2961.5942 | 2949.3473 | 2937.8763 | 2927.1717 | 2917.2242 | 2908.0249 | 0 | 0 | 0 | 0 | 0 | 0
F11_Industrial_Wood and Lumber Products_Existing_Space Heating_Natural Gas_Thermostat - Programmable_A_Achievable Technical Potential | F11 | Industrial | Wood and Lumber Products | Existing | Space Heating | Natural Gas | Thermostat - Programmable | A | Purchases (Cumulative) | Achievable Technical Potential | 0 | 0 | 0 | 0 | 0 | 3135.674 | 6269.627 | 9385.098 | 12502.2533 | 15621.9861 | 18702.1016 | 21773.8001 | 24839.2617 | 27856.0448 | 30884.3462 | 33883.7687 | 36883.5805 | 39868.2941 | 42826.3842 | 45787.9784 | 48737.3256 | 51675.2019 | 54602.3736 | 57519.5978 | 60427.6227 | 60427.6227 | 60427.6227 | 60427.6227 | 60427.6227 | 60427.6227 | 60427.6227
F1_Industrial_Wood and Lumber Products_Existing_Space Heating_Natural Gas_ENERGY STAR Connected Thermostat_A_Achievable Technical Potential | F1 | Industrial | Wood and Lumber Products | Existing | Space Heating | Natural Gas | ENERGY STAR Connected Thermostat | A | Integrated Unit Energy Savings (kWh or therms) | Achievable Technical Potential | 0 | 0 | 0 | 0 | 0 | 0.01536 | 0.015124 | 0.014797 | 0.01439 | 0.013906 | 0.013352 | 0.012779 | 0.012209 | 0.011632 | 0.011141 | 0.010674 | 0.010296 | 0.0099627 | 0.0096688 | 0.0094569 | 0.0092623 | 0.009092 | 0.0089513 | 0.0088448 | 0.0087482 | 0.0086796 | 0.0086202 | 0.0085651 | 0 | 0 | 0
F2_Industrial_Wood and Lumber Products_Existing_Space Heating_Natural Gas_ENERGY STAR Connected Thermostat_A_Achievable Technical Potential | F2 | Industrial | Wood and Lumber Products | Existing | Space Heating | Natural Gas | ENERGY STAR Connected Thermostat | A | Integrated Unit Summer Peak Savings (kW) | Achievable Technical Potential | 0 | 0 | 0 | 0 | 0 | 0 | 0 | 0 | 0 | 0 | 0 | 0 | 0 | 0 | 0 | 0 | 0 | 0 | 0 | 0 | 0 | 0 | 0 | 0 | 0 | 0 | 0 | 0 | 0 | 0 | 0
F3_Industrial_Wood and Lumber Products_Existing_Space Heating_Natural Gas_ENERGY STAR Connected Thermostat_A_Achievable Technical Potential | F3 | Industrial | Wood and Lumber Products | Existing | Space Heating | Natural Gas | ENERGY STAR Connected Thermostat | A | Integrated Unit Winter Peak Savings (kW) | Achievable Technical Potential | 0 | 0 | 0 | 0 | 0 | 0 | 0 | 0 | 0 | 0 | 0 | 0 | 0 | 0 | 0 | 0 | 0 | 0 | 0 | 0 | 0 | 0 | 0 | 0 | 0 | 0 | 0 | 0 | 0 | 0 | 0
F4_Industrial_Wood and Lumber Products_Existing_Space Heating_Natural Gas_ENERGY STAR Connected Thermostat_A_Achievable Technical Potential | F4 | Industrial | Wood and Lumber Products | Existing | Space Heating | Natural Gas | ENERGY STAR Connected Thermostat | A | Incremental Energy Savings (MWh or mTherms) | Achievable Technical Potential | 0 | 0 | 0 | 0 | 0 | 0.048165 | 0.047396 | 0.0461 | 0.044855 | 0.043383 | 0.041126 | 0.039253 | 0.037425 | 0.035092 | 0.033738 | 0.032017 | 0.030887 | 0.029736 | 0.028601 | 0.028008 | 0.027318 | 0.026711 | 0.026202 | 0.025802 | 0.02544 | 0 | 0 | 0 | 0 | 0 | 0
F5_Industrial_Wood and Lumber Products_Existing_Space Heating_Natural Gas_ENERGY STAR Connected Thermostat_A_Achievable Technical Potential | F5 | Industrial | Wood and Lumber Products | Existing | Space Heating | Natural Gas | ENERGY STAR Connected Thermostat | A | Incremental Summer Peak Savings (MW) | Achievable Technical Potential | 0 | 0 | 0 | 0 | 0 | 0 | 0 | 0 | 0 | 0 | 0 | 0 | 0 | 0 | 0 | 0 | 0 | 0 | 0 | 0 | 0 | 0 | 0 | 0 | 0 | 0 | 0 | 0 | 0 | 0 | 0
F6_Industrial_Wood and Lumber Products_Existing_Space Heating_Natural Gas_ENERGY STAR Connected Thermostat_A_Achievable Technical Potential | F6 | Industrial | Wood and Lumber Products | Existing | Space Heating | Natural Gas | ENERGY STAR Connected Thermostat | A | Incremental Winter Peak Savings (MW) | Achievable Technical Potential | 0 | 0 | 0 | 0 | 0 | 0 | 0 | 0 | 0 | 0 | 0 | 0 | 0 | 0 | 0 | 0 | 0 | 0 | 0 | 0 | 0 | 0 | 0 | 0 | 0 | 0 | 0 | 0 | 0 | 0 | 0
F7_Industrial_Wood and Lumber Products_Existing_Space Heating_Natural Gas_ENERGY STAR Connected Thermostat_A_Achievable Technical Potential | F7 | Industrial | Wood and Lumber Products | Existing | Space Heating | Natural Gas | ENERGY STAR Connected Thermostat | A | Cumulative Energy Savings (MWh or mTherms) | Achievable Technical Potential | 0 | 0 | 0 | 0 | 0 | 0.048165 | 0.094819 | 0.13887 | 0.1799 | 0.21724 | 0.24971 | 0.27825 | 0.30326 | 0.32403 | 0.34408 | 0.36168 | 0.37976 | 0.3972 | 0.41408 | 0.43301 | 0.45142 | 0.46983 | 0.48876 | 0.50875 | 0.52864 | 0.52449 | 0.5209 | 0.51757 | 0 | 0 | 0
F8_Industrial_Wood and Lumber Products_Existing_Space Heating_Natural Gas_ENERGY STAR Connected Thermostat_A_Achievable Technical Potential | F8 | Industrial | Wood and Lumber Products | Existing | Space Heating | Natural Gas | ENERGY STAR Connected Thermostat | A | Cumulative Summer Peak Savings (MW) | Achievable Technical Potential | 0 | 0 | 0 | 0 | 0 | 0 | 0 | 0 | 0 | 0 | 0 | 0 | 0 | 0 | 0 | 0 | 0 | 0 | 0 | 0 | 0 | 0 | 0 | 0 | 0 | 0 | 0 | 0 | 0 | 0 | 0
F9_Industrial_Wood and Lumber Products_Existing_Space Heating_Natural Gas_ENERGY STAR Connected Thermostat_A_Achievable Technical Potential | F9 | Industrial | Wood and Lumber Products | Existing | Space Heating | Natural Gas | ENERGY STAR Connected Thermostat | A | Cumulative Winter Peak Savings (MW) | Achievable Technical Potential | 0 | 0 | 0 | 0 | 0 | 0 | 0 | 0 | 0 | 0 | 0 | 0 | 0 | 0 | 0 | 0 | 0 | 0 | 0 | 0 | 0 | 0 | 0 | 0 | 0 | 0 | 0 | 0 | 0 | 0 | 0
F10_Industrial_Wood and Lumber Products_Existing_Space Heating_Natural Gas_ENERGY STAR Connected Thermostat_A_Achievable Technical Potential | F10 | Industrial | Wood and Lumber Products | Existing | Space Heating | Natural Gas | ENERGY STAR Connected Thermostat | A | Purchases (Incremental) | Achievable Technical Potential | 0 | 0 | 0 | 0 | 0 | 3135.674 | 3133.953 | 3115.471 | 3117.1553 | 3119.7328 | 3080.1154 | 3071.6985 | 3065.4616 | 3016.7832 | 3028.3013 | 2999.4225 | 2999.8118 | 2984.7136 | 2958.0901 | 2961.5942 | 2949.3473 | 2937.8763 | 2927.1717 | 2917.2242 | 2908.0249 | 0 | 0 | 0 | 0 | 0 | 0
F11_Industrial_Wood and Lumber Products_Existing_Space Heating_Natural Gas_ENERGY STAR Connected Thermostat_A_Achievable Technical Potential | F11 | Industrial | Wood and Lumber Products | Existing | Space Heating | Natural Gas | ENERGY STAR Connected Thermostat | A | Purchases (Cumulative) | Achievable Technical Potential | 0 | 0 | 0 | 0 | 0 | 3135.674 | 6269.627 | 9385.098 | 12502.2533 | 15621.9861 | 18702.1016 | 21773.8001 | 24839.2617 | 27856.0448 | 30884.3462 | 33883.7687 | 36883.5805 | 39868.2941 | 42826.3842 | 45787.9784 | 48737.3256 | 51675.2019 | 54602.3736 | 57519.5978 | 60427.6227 | 60427.6227 | 60427.6227 | 60427.6227 | 60427.6227 | 60427.6227 | 60427.6227
F1_Industrial_Wood and Lumber Products_Existing_Space Heating_Natural Gas_Destratification Fans (HVLS)_A_Achievable Technical Potential | F1 | Industrial | Wood and Lumber Products | Existing | Space Heating | Natural Gas | Destratification Fans (HVLS) | A | Integrated Unit Energy Savings (kWh or therms) | Achievable Technical Potential | 0 | 0 | 0 | 0 | 0 | 0.015351 | 0.015104 | 0.014769 | 0.014353 | 0.013862 | 0.0133 | 0.012721 | 0.012146 | 0.011564 | 0.011068 | 0.010597 | 0.010215 | 0.0098779 | 0.0095795 | 0.0093637 | 0.0091647 | 0.00899 | 0.0088448 | 0.0087336 | 0.0086324 | 0.0085643 | 0.0085054 | 0.0084507 | 0 | 0 | 0
F2_Industrial_Wood and Lumber Products_Existing_Space Heating_Natural Gas_Destratification Fans (HVLS)_A_Achievable Technical Potential | F2 | Industrial | Wood and Lumber Products | Existing | Space Heating | Natural Gas | Destratification Fans (HVLS) | A | Integrated Unit Summer Peak Savings (kW) | Achievable Technical Potential | 0 | 0 | 0 | 0 | 0 | 0 | 0 | 0 | 0 | 0 | 0 | 0 | 0 | 0 | 0 | 0 | 0 | 0 | 0 | 0 | 0 | 0 | 0 | 0 | 0 | 0 | 0 | 0 | 0 | 0 | 0
F3_Industrial_Wood and Lumber Products_Existing_Space Heating_Natural Gas_Destratification Fans (HVLS)_A_Achievable Technical Potential | F3 | Industrial | Wood and Lumber Products | Existing | Space Heating | Natural Gas | Destratification Fans (HVLS) | A | Integrated Unit Winter Peak Savings (kW) | Achievable Technical Potential | 0 | 0 | 0 | 0 | 0 | 0 | 0 | 0 | 0 | 0 | 0 | 0 | 0 | 0 | 0 | 0 | 0 | 0 | 0 | 0 | 0 | 0 | 0 | 0 | 0 | 0 | 0 | 0 | 0 | 0 | 0
F4_Industrial_Wood and Lumber Products_Existing_Space Heating_Natural Gas_Destratification Fans (HVLS)_A_Achievable Technical Potential | F4 | Industrial | Wood and Lumber Products | Existing | Space Heating | Natural Gas | Destratification Fans (HVLS) | A | Incremental Energy Savings (MWh or mTherms) | Achievable Technical Potential | 0 | 0 | 0 | 0 | 0 | 0.19254 | 0.18934 | 0.18404 | 0.17896 | 0.17298 | 0.16387 | 0.1563 | 0.14893 | 0.13954 | 0.13407 | 0.12714 | 0.12258 | 0.11793 | 0.11335 | 0.11093 | 0.10812 | 0.10565 | 0.10356 | 0.10191 | 0.10041 | 0 | 0 | 0 | 0 | 0 | 0
F5_Industrial_Wood and Lumber Products_Existing_Space Heating_Natural Gas_Destratification Fans (HVLS)_A_Achievable Technical Potential | F5 | Industrial | Wood and Lumber Products | Existing | Space Heating | Natural Gas | Destratification Fans (HVLS) | A | Incremental Summer Peak Savings (MW) | Achievable Technical Potential | 0 | 0 | 0 | 0 | 0 | 0 | 0 | 0 | 0 | 0 | 0 | 0 | 0 | 0 | 0 | 0 | 0 | 0 | 0 | 0 | 0 | 0 | 0 | 0 | 0 | 0 | 0 | 0 | 0 | 0 | 0
F6_Industrial_Wood and Lumber Products_Existing_Space Heating_Natural Gas_Destratification Fans (HVLS)_A_Achievable Technical Potential | F6 | Industrial | Wood and Lumber Products | Existing | Space Heating | Natural Gas | Destratification Fans (HVLS) | A | Incremental Winter Peak Savings (MW) | Achievable Technical Potential | 0 | 0 | 0 | 0 | 0 | 0 | 0 | 0 | 0 | 0 | 0 | 0 | 0 | 0 | 0 | 0 | 0 | 0 | 0 | 0 | 0 | 0 | 0 | 0 | 0 | 0 | 0 | 0 | 0 | 0 | 0
F7_Industrial_Wood and Lumber Products_Existing_Space Heating_Natural Gas_Destratification Fans (HVLS)_A_Achievable Technical Potential | F7 | Industrial | Wood and Lumber Products | Existing | Space Heating | Natural Gas | Destratification Fans (HVLS) | A | Cumulative Energy Savings (MWh or mTherms) | Achievable Technical Potential | 0 | 0 | 0 | 0 | 0 | 0.19254 | 0.37879 | 0.55442 | 0.71777 | 0.86618 | 0.99498 | 1.108 | 1.2068 | 1.2885 | 1.3674 | 1.4363 | 1.5071 | 1.5753 | 1.641 | 1.715 | 1.7867 | 1.8582 | 1.9318 | 2.0094 | 2.0865 | 2.0701 | 2.0558 | 2.0426 | 0 | 0 | 0
F8_Industrial_Wood and Lumber Products_Existing_Space Heating_Natural Gas_Destratification Fans (HVLS)_A_Achievable Technical Potential | F8 | Industrial | Wood and Lumber Products | Existing | Space Heating | Natural Gas | Destratification Fans (HVLS) | A | Cumulative Summer Peak Savings (MW) | Achievable Technical Potential | 0 | 0 | 0 | 0 | 0 | 0 | 0 | 0 | 0 | 0 | 0 | 0 | 0 | 0 | 0 | 0 | 0 | 0 | 0 | 0 | 0 | 0 | 0 | 0 | 0 | 0 | 0 | 0 | 0 | 0 | 0
F9_Industrial_Wood and Lumber Products_Existing_Space Heating_Natural Gas_Destratification Fans (HVLS)_A_Achievable Technical Potential | F9 | Industrial | Wood and Lumber Products | Existing | Space Heating | Natural Gas | Destratification Fans (HVLS) | A | Cumulative Winter Peak Savings (MW) | Achievable Technical Potential | 0 | 0 | 0 | 0 | 0 | 0 | 0 | 0 | 0 | 0 | 0 | 0 | 0 | 0 | 0 | 0 | 0 | 0 | 0 | 0 | 0 | 0 | 0 | 0 | 0 | 0 | 0 | 0 | 0 | 0 | 0
F10_Industrial_Wood and Lumber Products_Existing_Space Heating_Natural Gas_Destratification Fans (HVLS)_A_Achievable Technical Potential | F10 | Industrial | Wood and Lumber Products | Existing | Space Heating | Natural Gas | Destratification Fans (HVLS) | A | Purchases (Incremental) | Achievable Technical Potential | 0 | 0 | 0 | 0 | 0 | 12542.696 | 12535.8121 | 12461.8839 | 12468.6213 | 12478.9313 | 12320.4618 | 12286.794 | 12261.8465 | 12067.1326 | 12113.2053 | 11997.6901 | 11999.2471 | 11938.8544 | 11832.3605 | 11846.3766 | 11797.389 | 11751.5051 | 11708.6867 | 11668.8969 | 11632.0996 | 0 | 0 | 0 | 0 | 0 | 0
F11_Industrial_Wood and Lumber Products_Existing_Space Heating_Natural Gas_Destratification Fans (HVLS)_A_Achievable Technical Potential | F11 | Industrial | Wood and Lumber Products | Existing | Space Heating | Natural Gas | Destratification Fans (HVLS) | A | Purchases (Cumulative) | Achievable Technical Potential | 0 | 0 | 0 | 0 | 0 | 12542.696 | 25078.508 | 37540.3919 | 50009.0132 | 62487.9445 | 74808.4063 | 87095.2003 | 99357.0468 | 111424.1794 | 123537.3847 | 135535.0749 | 147534.322 | 159473.1764 | 171305.5369 | 183151.9135 | 194949.3026 | 206700.8076 | 218409.4943 | 230078.3912 | 241710.4907 | 241710.4907 | 241710.4907 | 241710.4907 | 241710.4907 | 241710.4907 | 241710.4907
F1_Industrial_Wood and Lumber Products_Existing_Space Heating_Natural Gas_Gas Boiler - Insulate Steam Lines/Condensate Tank_A_Achievable Technical Potential | F1 | Industrial | Wood and Lumber Products | Existing | Space Heating | Natural Gas | Gas Boiler - Insulate Steam Lines/Condensate Tank | A | Integrated Unit Energy Savings (kWh or therms) | Achievable Technical Potential | 0 | 0 | 0 | 0 | 0 | 9.5648 | 9.4772 | 9.3855 | 9.2882 | 9.1841 | 9.0727 | 8.9549 | 8.8294 | 8.6921 | 8.5468 | 8.3975 | 8.2497 | 8.1027 | 7.9593 | 7.8304 | 7.7092 | 7.5939 | 7.4934 | 7.4078 | 7.3275 | 7.2692 | 7.2192 | 7.1731 | 8.2785 | 8.2445 | 8.2134
F2_Industrial_Wood and Lumber Products_Existing_Space Heating_Natural Gas_Gas Boiler - Insulate Steam Lines/Condensate Tank_A_Achievable Technical Potential | F2 | Industrial | Wood and Lumber Products | Existing | Space Heating | Natural Gas | Gas Boiler - Insulate Steam Lines/Condensate Tank | A | Integrated Unit Summer Peak Savings (kW) | Achievable Technical Potential | 0 | 0 | 0 | 0 | 0 | 0 | 0 | 0 | 0 | 0 | 0 | 0 | 0 | 0 | 0 | 0 | 0 | 0 | 0 | 0 | 0 | 0 | 0 | 0 | 0 | 0 | 0 | 0 | 0 | 0 | 0
F3_Industrial_Wood and Lumber Products_Existing_Space Heating_Natural Gas_Gas Boiler - Insulate Steam Lines/Condensate Tank_A_Achievable Technical Potential | F3 | Industrial | Wood and Lumber Products | Existing | Space Heating | Natural Gas | Gas Boiler - Insulate Steam Lines/Condensate Tank | A | Integrated Unit Winter Peak Savings (kW) | Achievable Technical Potential | 0 | 0 | 0 | 0 | 0 | 0 | 0 | 0 | 0 | 0 | 0 | 0 | 0 | 0 | 0 | 0 | 0 | 0 | 0 | 0 | 0 | 0 | 0 | 0 | 0 | 0 | 0 | 0 | 0 | 0 | 0
F4_Industrial_Wood and Lumber Products_Existing_Space Heating_Natural Gas_Gas Boiler - Insulate Steam Lines/Condensate Tank_A_Achievable Technical Potential | F4 | Industrial | Wood and Lumber Products | Existing | Space Heating | Natural Gas | Gas Boiler - Insulate Steam Lines/Condensate Tank | A | Incremental Energy Savings (MWh or mTherms) | Achievable Technical Potential | 0 | 0 | 0 | 0 | 0 | 0.0038833 | 0.0038457 | 0.003786 | 0.0037487 | 0.0037098 | 0.0036183 | 0.0035615 | 0.0035045 | 0.0033952 | 0.0033512 | 0.0032613 | 0.0032043 | 0.0031314 | 0.0030485 | 0.0030027 | 0.002944 | 0.0028887 | 0.0028401 | 0.0027981 | 0.002759 | 0 | 0 | 0 | 0 | 0 | 0
F5_Industrial_Wood and Lumber Products_Existing_Space Heating_Natural Gas_Gas Boiler - Insulate Steam Lines/Condensate Tank_A_Achievable Technical Potential | F5 | Industrial | Wood and Lumber Products | Existing | Space Heating | Natural Gas | Gas Boiler - Insulate Steam Lines/Condensate Tank | A | Incremental Summer Peak Savings (MW) | Achievable Technical Potential | 0 | 0 | 0 | 0 | 0 | 0 | 0 | 0 | 0 | 0 | 0 | 0 | 0 | 0 | 0 | 0 | 0 | 0 | 0 | 0 | 0 | 0 | 0 | 0 | 0 | 0 | 0 | 0 | 0 | 0 | 0
F6_Industrial_Wood and Lumber Products_Existing_Space Heating_Natural Gas_Gas Boiler - Insulate Steam Lines/Condensate Tank_A_Achievable Technical Potential | F6 | Industrial | Wood and Lumber Products | Existing | Space Heating | Natural Gas | Gas Boiler - Insulate Steam Lines/Condensate Tank | A | Incremental Winter Peak Savings (MW) | Achievable Technical Potential | 0 | 0 | 0 | 0 | 0 | 0 | 0 | 0 | 0 | 0 | 0 | 0 | 0 | 0 | 0 | 0 | 0 | 0 | 0 | 0 | 0 | 0 | 0 | 0 | 0 | 0 | 0 | 0 | 0 | 0 | 0
F7_Industrial_Wood and Lumber Products_Existing_Space Heating_Natural Gas_Gas Boiler - Insulate Steam Lines/Condensate Tank_A_Achievable Technical Potential | F7 | Industrial | Wood and Lumber Products | Existing | Space Heating | Natural Gas | Gas Boiler - Insulate Steam Lines/Condensate Tank | A | Cumulative Energy Savings (MWh or mTherms) | Achievable Technical Potential | 0 | 0 | 0 | 0 | 0 | 0.0038833 | 0.0076934 | 0.011405 | 0.015035 | 0.018577 | 0.02197 | 0.025246 | 0.028397 | 0.03135 | 0.034177 | 0.036842 | 0.039397 | 0.041827 | 0.044135 | 0.046423 | 0.048648 | 0.05081 | 0.052977 | 0.05517 | 0.057331 | 0.056875 | 0.056484 | 0.056123 | 0 | 0 | 0
F8_Industrial_Wood and Lumber Products_Existing_Space Heating_Natural Gas_Gas Boiler - Insulate Steam Lines/Condensate Tank_A_Achievable Technical Potential | F8 | Industrial | Wood and Lumber Products | Existing | Space Heating | Natural Gas | Gas Boiler - Insulate Steam Lines/Condensate Tank | A | Cumulative Summer Peak Savings (MW) | Achievable Technical Potential | 0 | 0 | 0 | 0 | 0 | 0 | 0 | 0 | 0 | 0 | 0 | 0 | 0 | 0 | 0 | 0 | 0 | 0 | 0 | 0 | 0 | 0 | 0 | 0 | 0 | 0 | 0 | 0 | 0 | 0 | 0
F9_Industrial_Wood and Lumber Products_Existing_Space Heating_Natural Gas_Gas Boiler - Insulate Steam Lines/Condensate Tank_A_Achievable Technical Potential | F9 | Industrial | Wood and Lumber Products | Existing | Space Heating | Natural Gas | Gas Boiler - Insulate Steam Lines/Condensate Tank | A | Cumulative Winter Peak Savings (MW) | Achievable Technical Potential | 0 | 0 | 0 | 0 | 0 | 0 | 0 | 0 | 0 | 0 | 0 | 0 | 0 | 0 | 0 | 0 | 0 | 0 | 0 | 0 | 0 | 0 | 0 | 0 | 0 | 0 | 0 | 0 | 0 | 0 | 0
F10_Industrial_Wood and Lumber Products_Existing_Space Heating_Natural Gas_Gas Boiler - Insulate Steam Lines/Condensate Tank_A_Achievable Technical Potential | F10 | Industrial | Wood and Lumber Products | Existing | Space Heating | Natural Gas | Gas Boiler - Insulate Steam Lines/Condensate Tank | A | Purchases (Incremental) | Achievable Technical Potential | 0 | 0 | 0 | 0 | 0 | 0.406 | 0.40578 | 0.40339 | 0.4036 | 0.40394 | 0.39881 | 0.39772 | 0.39691 | 0.39061 | 0.3921 | 0.38836 | 0.38841 | 0.38646 | 0.38301 | 0.38346 | 0.38188 | 0.38039 | 0.37901 | 0.37772 | 0.37653 | 0 | 0 | 0 | 0 | 0 | 0
F11_Industrial_Wood and Lumber Products_Existing_Space Heating_Natural Gas_Gas Boiler - Insulate Steam Lines/Condensate Tank_A_Achievable Technical Potential | F11 | Industrial | Wood and Lumber Products | Existing | Space Heating | Natural Gas | Gas Boiler - Insulate Steam Lines/Condensate Tank | A | Purchases (Cumulative) | Achievable Technical Potential | 0 | 0 | 0 | 0 | 0 | 0.406 | 0.81178 | 1.2152 | 1.6188 | 2.0227 | 2.4215 | 2.8192 | 3.2162 | 3.6068 | 3.9989 | 4.3872 | 4.7756 | 5.1621 | 5.5451 | 5.9286 | 6.3104 | 6.6908 | 7.0698 | 7.4476 | 7.8241 | 7.8241 | 7.8241 | 7.8241 | 7.8241 | 7.8241 | 7.8241
F1_Industrial_Wood and Lumber Products_Existing_Process_Natural Gas_Gas Boiler - Insulate Steam Lines/Condensate Tank_A_Achievable Technical Potential | F1 | Industrial | Wood and Lumber Products | Existing | Process | Natural Gas | Gas Boiler - Insulate Steam Lines/Condensate Tank | A | Integrated Unit Energy Savings (kWh or therms) | Achievable Technical Potential | 0 | 0 | 0 | 0 | 0 | 68.3351 | 68.1576 | 67.9781 | 67.8002 | 67.6211 | 67.4351 | 67.2692 | 67.114 | 66.9489 | 66.822 | 66.6825 | 66.5687 | 66.4524 | 66.3333 | 66.2392 | 66.136 | 66.0406 | 65.946 | 65.8521 | 65.7588 | 65.7508 | 65.7436 | 65.7369 | 68.5138 | 68.5138 | 68.5138
F2_Industrial_Wood and Lumber Products_Existing_Process_Natural Gas_Gas Boiler - Insulate Steam Lines/Condensate Tank_A_Achievable Technical Potential | F2 | Industrial | Wood and Lumber Products | Existing | Process | Natural Gas | Gas Boiler - Insulate Steam Lines/Condensate Tank | A | Integrated Unit Summer Peak Savings (kW) | Achievable Technical Potential | 0 | 0 | 0 | 0 | 0 | 0 | 0 | 0 | 0 | 0 | 0 | 0 | 0 | 0 | 0 | 0 | 0 | 0 | 0 | 0 | 0 | 0 | 0 | 0 | 0 | 0 | 0 | 0 | 0 | 0 | 0
F3_Industrial_Wood and Lumber Products_Existing_Process_Natural Gas_Gas Boiler - Insulate Steam Lines/Condensate Tank_A_Achievable Technical Potential | F3 | Industrial | Wood and Lumber Products | Existing | Process | Natural Gas | Gas Boiler - Insulate Steam Lines/Condensate Tank | A | Integrated Unit Winter Peak Savings (kW) | Achievable Technical Potential | 0 | 0 | 0 | 0 | 0 | 0 | 0 | 0 | 0 | 0 | 0 | 0 | 0 | 0 | 0 | 0 | 0 | 0 | 0 | 0 | 0 | 0 | 0 | 0 | 0 | 0 | 0 | 0 | 0 | 0 | 0
F4_Industrial_Wood and Lumber Products_Existing_Process_Natural Gas_Gas Boiler - Insulate Steam Lines/Condensate Tank_A_Achievable Technical Potential | F4 | Industrial | Wood and Lumber Products | Existing | Process | Natural Gas | Gas Boiler - Insulate Steam Lines/Condensate Tank | A | Incremental Energy Savings (MWh or mTherms) | Achievable Technical Potential | 0 | 0 | 0 | 0 | 0 | 0.095497 | 0.095197 | 0.094386 | 0.09419 | 0.094019 | 0.09257 | 0.09209 | 0.091691 | 0.090013 | 0.090185 | 0.089138 | 0.088998 | 0.088395 | 0.08745 | 0.087429 | 0.086932 | 0.086469 | 0.08603 | 0.085616 | 0.085225 | 0 | 0 | 0 | 0 | 0 | 0
F5_Industrial_Wood and Lumber Products_Existing_Process_Natural Gas_Gas Boiler - Insulate Steam Lines/Condensate Tank_A_Achievable Technical Potential | F5 | Industrial | Wood and Lumber Products | Existing | Process | Natural Gas | Gas Boiler - Insulate Steam Lines/Condensate Tank | A | Incremental Summer Peak Savings (MW) | Achievable Technical Potential | 0 | 0 | 0 | 0 | 0 | 0 | 0 | 0 | 0 | 0 | 0 | 0 | 0 | 0 | 0 | 0 | 0 | 0 | 0 | 0 | 0 | 0 | 0 | 0 | 0 | 0 | 0 | 0 | 0 | 0 | 0
F6_Industrial_Wood and Lumber Products_Existing_Process_Natural Gas_Gas Boiler - Insulate Steam Lines/Condensate Tank_A_Achievable Technical Potential | F6 | Industrial | Wood and Lumber Products | Existing | Process | Natural Gas | Gas Boiler - Insulate Steam Lines/Condensate Tank | A | Incremental Winter Peak Savings (MW) | Achievable Technical Potential | 0 | 0 | 0 | 0 | 0 | 0 | 0 | 0 | 0 | 0 | 0 | 0 | 0 | 0 | 0 | 0 | 0 | 0 | 0 | 0 | 0 | 0 | 0 | 0 | 0 | 0 | 0 | 0 | 0 | 0 | 0
F7_Industrial_Wood and Lumber Products_Existing_Process_Natural Gas_Gas Boiler - Insulate Steam Lines/Condensate Tank_A_Achievable Technical Potential | F7 | Industrial | Wood and Lumber Products | Existing | Process | Natural Gas | Gas Boiler - Insulate Steam Lines/Condensate Tank | A | Cumulative Energy Savings (MWh or mTherms) | Achievable Technical Potential | 0 | 0 | 0 | 0 | 0 | 0.095497 | 0.19045 | 0.28433 | 0.37778 | 0.4708 | 0.56207 | 0.65278 | 0.74296 | 0.83115 | 0.91976 | 1.007 | 1.0943 | 1.1807 | 1.2661 | 1.3517 | 1.4365 | 1.5209 | 1.6048 | 1.6881 | 1.7709 | 1.7707 | 1.7705 | 1.7704 | 0 | 0 | 0
F8_Industrial_Wood and Lumber Products_Existing_Process_Natural Gas_Gas Boiler - Insulate Steam Lines/Condensate Tank_A_Achievable Technical Potential | F8 | Industrial | Wood and Lumber Products | Existing | Process | Natural Gas | Gas Boiler - Insulate Steam Lines/Condensate Tank | A | Cumulative Summer Peak Savings (MW) | Achievable Technical Potential | 0 | 0 | 0 | 0 | 0 | 0 | 0 | 0 | 0 | 0 | 0 | 0 | 0 | 0 | 0 | 0 | 0 | 0 | 0 | 0 | 0 | 0 | 0 | 0 | 0 | 0 | 0 | 0 | 0 | 0 | 0
F9_Industrial_Wood and Lumber Products_Existing_Process_Natural Gas_Gas Boiler - Insulate Steam Lines/Condensate Tank_A_Achievable Technical Potential | F9 | Industrial | Wood and Lumber Products | Existing | Process | Natural Gas | Gas Boiler - Insulate Steam Lines/Condensate Tank | A | Cumulative Winter Peak Savings (MW) | Achievable Technical Potential | 0 | 0 | 0 | 0 | 0 | 0 | 0 | 0 | 0 | 0 | 0 | 0 | 0 | 0 | 0 | 0 | 0 | 0 | 0 | 0 | 0 | 0 | 0 | 0 | 0 | 0 | 0 | 0 | 0 | 0 | 0
F10_Industrial_Wood and Lumber Products_Existing_Process_Natural Gas_Gas Boiler - Insulate Steam Lines/Condensate Tank_A_Achievable Technical Potential | F10 | Industrial | Wood and Lumber Products | Existing | Process | Natural Gas | Gas Boiler - Insulate Steam Lines/Condensate Tank | A | Purchases (Incremental) | Achievable Technical Potential | 0 | 0 | 0 | 0 | 0 | 1.3975 | 1.3967 | 1.3885 | 1.3892 | 1.3904 | 1.3727 | 1.369 | 1.3662 | 1.3445 | 1.3496 | 1.3368 | 1.3369 | 1.3302 | 1.3183 | 1.3199 | 1.3144 | 1.3093 | 1.3046 | 1.3001 | 1.296 | 0 | 0 | 0 | 0 | 0 | 0
F11_Industrial_Wood and Lumber Products_Existing_Process_Natural Gas_Gas Boiler - Insulate Steam Lines/Condensate Tank_A_Achievable Technical Potential | F11 | Industrial | Wood and Lumber Products | Existing | Process | Natural Gas | Gas Boiler - Insulate Steam Lines/Condensate Tank | A | Purchases (Cumulative) | Achievable Technical Potential | 0 | 0 | 0 | 0 | 0 | 1.3975 | 2.7942 | 4.1827 | 5.5719 | 6.9623 | 8.335 | 9.704 | 11.0702 | 12.4147 | 13.7643 | 15.1011 | 16.438 | 17.7682 | 19.0865 | 20.4064 | 21.7209 | 23.0302 | 24.3348 | 25.6349 | 26.9309 | 26.9309 | 26.9309 | 26.9309 | 26.9309 | 26.9309 | 26.9309
F1_Industrial_Wood and Lumber Products_Existing_Space Heating_Natural Gas_Gas Boiler - Insulate Hot Water Lines_A_Achievable Technical Potential | F1 | Industrial | Wood and Lumber Products | Existing | Space Heating | Natural Gas | Gas Boiler - Insulate Hot Water Lines | A | Integrated Unit Energy Savings (kWh or therms) | Achievable Technical Potential | 0 | 0 | 0 | 0 | 0 | 10.8168 | 10.7246 | 10.6301 | 10.5321 | 10.4306 | 10.3264 | 10.2206 | 10.1125 | 9.9992 | 9.8799 | 9.7629 | 9.6471 | 9.533 | 9.4202 | 9.3135 | 9.2099 | 9.1041 | 9.0071 | 8.9208 | 8.8364 | 8.7676 | 8.7087 | 8.6543 | 9.3573 | 9.3188 | 9.2838
F2_Industrial_Wood and Lumber Products_Existing_Space Heating_Natural Gas_Gas Boiler - Insulate Hot Water Lines_A_Achievable Technical Potential | F2 | Industrial | Wood and Lumber Products | Existing | Space Heating | Natural Gas | Gas Boiler - Insulate Hot Water Lines | A | Integrated Unit Summer Peak Savings (kW) | Achievable Technical Potential | 0 | 0 | 0 | 0 | 0 | 0 | 0 | 0 | 0 | 0 | 0 | 0 | 0 | 0 | 0 | 0 | 0 | 0 | 0 | 0 | 0 | 0 | 0 | 0 | 0 | 0 | 0 | 0 | 0 | 0 | 0
F3_Industrial_Wood and Lumber Products_Existing_Space Heating_Natural Gas_Gas Boiler - Insulate Hot Water Lines_A_Achievable Technical Potential | F3 | Industrial | Wood and Lumber Products | Existing | Space Heating | Natural Gas | Gas Boiler - Insulate Hot Water Lines | A | Integrated Unit Winter Peak Savings (kW) | Achievable Technical Potential | 0 | 0 | 0 | 0 | 0 | 0 | 0 | 0 | 0 | 0 | 0 | 0 | 0 | 0 | 0 | 0 | 0 | 0 | 0 | 0 | 0 | 0 | 0 | 0 | 0 | 0 | 0 | 0 | 0 | 0 | 0
F4_Industrial_Wood and Lumber Products_Existing_Space Heating_Natural Gas_Gas Boiler - Insulate Hot Water Lines_A_Achievable Technical Potential | F4 | Industrial | Wood and Lumber Products | Existing | Space Heating | Natural Gas | Gas Boiler - Insulate Hot Water Lines | A | Incremental Energy Savings (MWh or mTherms) | Achievable Technical Potential | 0 | 0 | 0 | 0 | 0 | 0.0087833 | 0.0087037 | 0.0085761 | 0.0085016 | 0.0084266 | 0.0082365 | 0.0081299 | 0.0080275 | 0.0078116 | 0.0077478 | 0.007583 | 0.0074941 | 0.0073682 | 0.0072161 | 0.0071427 | 0.0070341 | 0.0069263 | 0.0068275 | 0.0067391 | 0.0066543 | 0 | 0 | 0 | 0 | 0 | 0
F5_Industrial_Wood and Lumber Products_Existing_Space Heating_Natural Gas_Gas Boiler - Insulate Hot Water Lines_A_Achievable Technical Potential | F5 | Industrial | Wood and Lumber Products | Existing | Space Heating | Natural Gas | Gas Boiler - Insulate Hot Water Lines | A | Incremental Summer Peak Savings (MW) | Achievable Technical Potential | 0 | 0 | 0 | 0 | 0 | 0 | 0 | 0 | 0 | 0 | 0 | 0 | 0 | 0 | 0 | 0 | 0 | 0 | 0 | 0 | 0 | 0 | 0 | 0 | 0 | 0 | 0 | 0 | 0 | 0 | 0
F6_Industrial_Wood and Lumber Products_Existing_Space Heating_Natural Gas_Gas Boiler - Insulate Hot Water Lines_A_Achievable Technical Potential | F6 | Industrial | Wood and Lumber Products | Existing | Space Heating | Natural Gas | Gas Boiler - Insulate Hot Water Lines | A | Incremental Winter Peak Savings (MW) | Achievable Technical Potential | 0 | 0 | 0 | 0 | 0 | 0 | 0 | 0 | 0 | 0 | 0 | 0 | 0 | 0 | 0 | 0 | 0 | 0 | 0 | 0 | 0 | 0 | 0 | 0 | 0 | 0 | 0 | 0 | 0 | 0 | 0
F7_Industrial_Wood and Lumber Products_Existing_Space Heating_Natural Gas_Gas Boiler - Insulate Hot Water Lines_A_Achievable Technical Potential | F7 | Industrial | Wood and Lumber Products | Existing | Space Heating | Natural Gas | Gas Boiler - Insulate Hot Water Lines | A | Cumulative Energy Savings (MWh or mTherms) | Achievable Technical Potential | 0 | 0 | 0 | 0 | 0 | 0.0087833 | 0.017412 | 0.025835 | 0.034098 | 0.042196 | 0.050011 | 0.057629 | 0.065047 | 0.07213 | 0.079016 | 0.085664 | 0.092142 | 0.09842 | 0.10447 | 0.11043 | 0.11624 | 0.12183 | 0.12736 | 0.13288 | 0.13827 | 0.1372 | 0.13627 | 0.13542 | 0 | 0 | 0
F8_Industrial_Wood and Lumber Products_Existing_Space Heating_Natural Gas_Gas Boiler - Insulate Hot Water Lines_A_Achievable Technical Potential | F8 | Industrial | Wood and Lumber Products | Existing | Space Heating | Natural Gas | Gas Boiler - Insulate Hot Water Lines | A | Cumulative Summer Peak Savings (MW) | Achievable Technical Potential | 0 | 0 | 0 | 0 | 0 | 0 | 0 | 0 | 0 | 0 | 0 | 0 | 0 | 0 | 0 | 0 | 0 | 0 | 0 | 0 | 0 | 0 | 0 | 0 | 0 | 0 | 0 | 0 | 0 | 0 | 0
F9_Industrial_Wood and Lumber Products_Existing_Space Heating_Natural Gas_Gas Boiler - Insulate Hot Water Lines_A_Achievable Technical Potential | F9 | Industrial | Wood and Lumber Products | Existing | Space Heating | Natural Gas | Gas Boiler - Insulate Hot Water Lines | A | Cumulative Winter Peak Savings (MW) | Achievable Technical Potential | 0 | 0 | 0 | 0 | 0 | 0 | 0 | 0 | 0 | 0 | 0 | 0 | 0 | 0 | 0 | 0 | 0 | 0 | 0 | 0 | 0 | 0 | 0 | 0 | 0 | 0 | 0 | 0 | 0 | 0 | 0
F10_Industrial_Wood and Lumber Products_Existing_Space Heating_Natural Gas_Gas Boiler - Insulate Hot Water Lines_A_Achievable Technical Potential | F10 | Industrial | Wood and Lumber Products | Existing | Space Heating | Natural Gas | Gas Boiler - Insulate Hot Water Lines | A | Purchases (Incremental) | Achievable Technical Potential | 0 | 0 | 0 | 0 | 0 | 0.81201 | 0.81156 | 0.80677 | 0.80721 | 0.80788 | 0.79762 | 0.79544 | 0.79382 | 0.78122 | 0.7842 | 0.77672 | 0.77682 | 0.77291 | 0.76602 | 0.76693 | 0.76375 | 0.76078 | 0.75801 | 0.75544 | 0.75305 | 0 | 0 | 0 | 0 | 0 | 0
F11_Industrial_Wood and Lumber Products_Existing_Space Heating_Natural Gas_Gas Boiler - Insulate Hot Water Lines_A_Achievable Technical Potential | F11 | Industrial | Wood and Lumber Products | Existing | Space Heating | Natural Gas | Gas Boiler - Insulate Hot Water Lines | A | Purchases (Cumulative) | Achievable Technical Potential | 0 | 0 | 0 | 0 | 0 | 0.81201 | 1.6236 | 2.4303 | 3.2375 | 4.0454 | 4.843 | 5.6385 | 6.4323 | 7.2135 | 7.9977 | 8.7744 | 9.5513 | 10.3242 | 11.0902 | 11.8571 | 12.6209 | 13.3817 | 14.1397 | 14.8951 | 15.6482 | 15.6482 | 15.6482 | 15.6482 | 15.6482 | 15.6482 | 15.6482
F1_Industrial_Wood and Lumber Products_Existing_Process_Natural Gas_Gas Boiler - Insulate Hot Water Lines_A_Achievable Technical Potential | F1 | Industrial | Wood and Lumber Products | Existing | Process | Natural Gas | Gas Boiler - Insulate Hot Water Lines | A | Integrated Unit Energy Savings (kWh or therms) | Achievable Technical Potential | 0 | 0 | 0 | 0 | 0 | 77.2708 | 77.1007 | 76.9286 | 76.758 | 76.5861 | 76.4083 | 76.2521 | 76.1082 | 75.9567 | 75.8436 | 75.7205 | 75.6235 | 75.5256 | 75.4261 | 75.3504 | 75.2666 | 75.1911 | 75.1162 | 75.0416 | 74.9674 | 74.9602 | 74.9537 | 74.9477 | 77.4421 | 77.4421 | 77.4421
F2_Industrial_Wood and Lumber Products_Existing_Process_Natural Gas_Gas Boiler - Insulate Hot Water Lines_A_Achievable Technical Potential | F2 | Industrial | Wood and Lumber Products | Existing | Process | Natural Gas | Gas Boiler - Insulate Hot Water Lines | A | Integrated Unit Summer Peak Savings (kW) | Achievable Technical Potential | 0 | 0 | 0 | 0 | 0 | 0 | 0 | 0 | 0 | 0 | 0 | 0 | 0 | 0 | 0 | 0 | 0 | 0 | 0 | 0 | 0 | 0 | 0 | 0 | 0 | 0 | 0 | 0 | 0 | 0 | 0
F3_Industrial_Wood and Lumber Products_Existing_Process_Natural Gas_Gas Boiler - Insulate Hot Water Lines_A_Achievable Technical Potential | F3 | Industrial | Wood and Lumber Products | Existing | Process | Natural Gas | Gas Boiler - Insulate Hot Water Lines | A | Integrated Unit Winter Peak Savings (kW) | Achievable Technical Potential | 0 | 0 | 0 | 0 | 0 | 0 | 0 | 0 | 0 | 0 | 0 | 0 | 0 | 0 | 0 | 0 | 0 | 0 | 0 | 0 | 0 | 0 | 0 | 0 | 0 | 0 | 0 | 0 | 0 | 0 | 0
F4_Industrial_Wood and Lumber Products_Existing_Process_Natural Gas_Gas Boiler - Insulate Hot Water Lines_A_Achievable Technical Potential | F4 | Industrial | Wood and Lumber Products | Existing | Process | Natural Gas | Gas Boiler - Insulate Hot Water Lines | A | Incremental Energy Savings (MWh or mTherms) | Achievable Technical Potential | 0 | 0 | 0 | 0 | 0 | 0.21597 | 0.21538 | 0.21363 | 0.21327 | 0.21297 | 0.20977 | 0.20877 | 0.20796 | 0.20425 | 0.20472 | 0.20244 | 0.20221 | 0.20093 | 0.19887 | 0.19891 | 0.19787 | 0.1969 | 0.19599 | 0.19513 | 0.19432 | 0 | 0 | 0 | 0 | 0 | 0
F5_Industrial_Wood and Lumber Products_Existing_Process_Natural Gas_Gas Boiler - Insulate Hot Water Lines_A_Achievable Technical Potential | F5 | Industrial | Wood and Lumber Products | Existing | Process | Natural Gas | Gas Boiler - Insulate Hot Water Lines | A | Incremental Summer Peak Savings (MW) | Achievable Technical Potential | 0 | 0 | 0 | 0 | 0 | 0 | 0 | 0 | 0 | 0 | 0 | 0 | 0 | 0 | 0 | 0 | 0 | 0 | 0 | 0 | 0 | 0 | 0 | 0 | 0 | 0 | 0 | 0 | 0 | 0 | 0
F6_Industrial_Wood and Lumber Products_Existing_Process_Natural Gas_Gas Boiler - Insulate Hot Water Lines_A_Achievable Technical Potential | F6 | Industrial | Wood and Lumber Products | Existing | Process | Natural Gas | Gas Boiler - Insulate Hot Water Lines | A | Incremental Winter Peak Savings (MW) | Achievable Technical Potential | 0 | 0 | 0 | 0 | 0 | 0 | 0 | 0 | 0 | 0 | 0 | 0 | 0 | 0 | 0 | 0 | 0 | 0 | 0 | 0 | 0 | 0 | 0 | 0 | 0 | 0 | 0 | 0 | 0 | 0 | 0
F7_Industrial_Wood and Lumber Products_Existing_Process_Natural Gas_Gas Boiler - Insulate Hot Water Lines_A_Achievable Technical Potential | F7 | Industrial | Wood and Lumber Products | Existing | Process | Natural Gas | Gas Boiler - Insulate Hot Water Lines | A | Cumulative Energy Savings (MWh or mTherms) | Achievable Technical Potential | 0 | 0 | 0 | 0 | 0 | 0.21597 | 0.43087 | 0.64354 | 0.85538 | 1.0664 | 1.2737 | 1.4799 | 1.6851 | 1.886 | 2.0879 | 2.2869 | 2.4862 | 2.6839 | 2.8792 | 3.0753 | 3.2697 | 3.4633 | 3.6559 | 3.8474 | 4.0379 | 4.0375 | 4.0371 | 4.0368 | 0 | 0 | 0
F8_Industrial_Wood and Lumber Products_Existing_Process_Natural Gas_Gas Boiler - Insulate Hot Water Lines_A_Achievable Technical Potential | F8 | Industrial | Wood and Lumber Products | Existing | Process | Natural Gas | Gas Boiler - Insulate Hot Water Lines | A | Cumulative Summer Peak Savings (MW) | Achievable Technical Potential | 0 | 0 | 0 | 0 | 0 | 0 | 0 | 0 | 0 | 0 | 0 | 0 | 0 | 0 | 0 | 0 | 0 | 0 | 0 | 0 | 0 | 0 | 0 | 0 | 0 | 0 | 0 | 0 | 0 | 0 | 0
F9_Industrial_Wood and Lumber Products_Existing_Process_Natural Gas_Gas Boiler - Insulate Hot Water Lines_A_Achievable Technical Potential | F9 | Industrial | Wood and Lumber Products | Existing | Process | Natural Gas | Gas Boiler - Insulate Hot Water Lines | A | Cumulative Winter Peak Savings (MW) | Achievable Technical Potential | 0 | 0 | 0 | 0 | 0 | 0 | 0 | 0 | 0 | 0 | 0 | 0 | 0 | 0 | 0 | 0 | 0 | 0 | 0 | 0 | 0 | 0 | 0 | 0 | 0 | 0 | 0 | 0 | 0 | 0 | 0
F10_Industrial_Wood and Lumber Products_Existing_Process_Natural Gas_Gas Boiler - Insulate Hot Water Lines_A_Achievable Technical Potential | F10 | Industrial | Wood and Lumber Products | Existing | Process | Natural Gas | Gas Boiler - Insulate Hot Water Lines | A | Purchases (Incremental) | Achievable Technical Potential | 0 | 0 | 0 | 0 | 0 | 2.795 | 2.7934 | 2.777 | 2.7785 | 2.7808 | 2.7454 | 2.7379 | 2.7324 | 2.689 | 2.6993 | 2.6735 | 2.6739 | 2.6604 | 2.6367 | 2.6398 | 2.6289 | 2.6187 | 2.6091 | 2.6003 | 2.5921 | 0 | 0 | 0 | 0 | 0 | 0
F11_Industrial_Wood and Lumber Products_Existing_Process_Natural Gas_Gas Boiler - Insulate Hot Water Lines_A_Achievable Technical Potential | F11 | Industrial | Wood and Lumber Products | Existing | Process | Natural Gas | Gas Boiler - Insulate Hot Water Lines | A | Purchases (Cumulative) | Achievable Technical Potential | 0 | 0 | 0 | 0 | 0 | 2.795 | 5.5884 | 8.3654 | 11.1438 | 13.9246 | 16.67 | 19.408 | 22.1403 | 24.8293 | 27.5286 | 30.2021 | 32.876 | 35.5364 | 38.1731 | 40.8129 | 43.4418 | 46.0604 | 48.6695 | 51.2698 | 53.8618 | 53.8618 | 53.8618 | 53.8618 | 53.8618 | 53.8618 | 53.8618
F1_Industrial_Wood and Lumber Products_Existing_Process_Natural Gas_Process - Insulate Heated Process Fluids_A_Achievable Technical Potential | F1 | Industrial | Wood and Lumber Products | Existing | Process | Natural Gas | Process - Insulate Heated Process Fluids | A | Integrated Unit Energy Savings (kWh or therms) | Achievable Technical Potential | 0 | 0 | 0 | 0 | 0 | 125.7545 | 125.6891 | 125.6267 | 125.5672 | 125.5087 | 125.4514 | 125.4062 | 125.3686 | 125.3304 | 125.3062 | 125.279 | 125.2602 | 125.241 | 125.2214 | 125.2094 | 125.1954 | 125.1861 | 125.177 | 125.1681 | 125.1595 | 125.1575 | 125.1557 | 125.1541 | 125.8253 | 125.8253 | 125.8253
F2_Industrial_Wood and Lumber Products_Existing_Process_Natural Gas_Process - Insulate Heated Process Fluids_A_Achievable Technical Potential | F2 | Industrial | Wood and Lumber Products | Existing | Process | Natural Gas | Process - Insulate Heated Process Fluids | A | Integrated Unit Summer Peak Savings (kW) | Achievable Technical Potential | 0 | 0 | 0 | 0 | 0 | 0 | 0 | 0 | 0 | 0 | 0 | 0 | 0 | 0 | 0 | 0 | 0 | 0 | 0 | 0 | 0 | 0 | 0 | 0 | 0 | 0 | 0 | 0 | 0 | 0 | 0
F3_Industrial_Wood and Lumber Products_Existing_Process_Natural Gas_Process - Insulate Heated Process Fluids_A_Achievable Technical Potential | F3 | Industrial | Wood and Lumber Products | Existing | Process | Natural Gas | Process - Insulate Heated Process Fluids | A | Integrated Unit Winter Peak Savings (kW) | Achievable Technical Potential | 0 | 0 | 0 | 0 | 0 | 0 | 0 | 0 | 0 | 0 | 0 | 0 | 0 | 0 | 0 | 0 | 0 | 0 | 0 | 0 | 0 | 0 | 0 | 0 | 0 | 0 | 0 | 0 | 0 | 0 | 0
F4_Industrial_Wood and Lumber Products_Existing_Process_Natural Gas_Process - Insulate Heated Process Fluids_A_Achievable Technical Potential | F4 | Industrial | Wood and Lumber Products | Existing | Process | Natural Gas | Process - Insulate Heated Process Fluids | A | Incremental Energy Savings (MWh or mTherms) | Achievable Technical Potential | 0 | 0 | 0 | 0 | 0 | 0.38443 | 0.38402 | 0.38156 | 0.38159 | 0.38173 | 0.33904 | 0.27039 | 0.21581 | 0.16985 | 0.13638 | 0.10804 | 0.086427 | 0.068783 | 0.054527 | 0.043669 | 0.034787 | 0.00023633 | 8.4092e-05 | 2.8568e-05 | 9.2857e-06 | 7.8697e-06 | 7.8487e-06 | 7.8295e-06 | 7.8544e-06 | 7.8391e-06 | 7.8258e-06
F5_Industrial_Wood and Lumber Products_Existing_Process_Natural Gas_Process - Insulate Heated Process Fluids_A_Achievable Technical Potential | F5 | Industrial | Wood and Lumber Products | Existing | Process | Natural Gas | Process - Insulate Heated Process Fluids | A | Incremental Summer Peak Savings (MW) | Achievable Technical Potential | 0 | 0 | 0 | 0 | 0 | 0 | 0 | 0 | 0 | 0 | 0 | 0 | 0 | 0 | 0 | 0 | 0 | 0 | 0 | 0 | 0 | 0 | 0 | 0 | 0 | 0 | 0 | 0 | 0 | 0 | 0
F6_Industrial_Wood and Lumber Products_Existing_Process_Natural Gas_Process - Insulate Heated Process Fluids_A_Achievable Technical Potential | F6 | Industrial | Wood and Lumber Products | Existing | Process | Natural Gas | Process - Insulate Heated Process Fluids | A | Incremental Winter Peak Savings (MW) | Achievable Technical Potential | 0 | 0 | 0 | 0 | 0 | 0 | 0 | 0 | 0 | 0 | 0 | 0 | 0 | 0 | 0 | 0 | 0 | 0 | 0 | 0 | 0 | 0 | 0 | 0 | 0 | 0 | 0 | 0 | 0 | 0 | 0
F7_Industrial_Wood and Lumber Products_Existing_Process_Natural Gas_Process - Insulate Heated Process Fluids_A_Achievable Technical Potential | F7 | Industrial | Wood and Lumber Products | Existing | Process | Natural Gas | Process - Insulate Heated Process Fluids | A | Cumulative Energy Savings (MWh or mTherms) | Achievable Technical Potential | 0 | 0 | 0 | 0 | 0 | 0.38443 | 0.76825 | 1.1494 | 1.5305 | 1.9115 | 2.2497 | 2.5192 | 2.7343 | 2.9033 | 3.0391 | 3.1465 | 3.2325 | 3.3007 | 3.3548 | 3.3981 | 3.4325 | 3.4325 | 3.4323 | 3.4321 | 3.4319 | 3.4318 | 3.4318 | 3.4318 | 0 | 0 | 0
F8_Industrial_Wood and Lumber Products_Existing_Process_Natural Gas_Process - Insulate Heated Process Fluids_A_Achievable Technical Potential | F8 | Industrial | Wood and Lumber Products | Existing | Process | Natural Gas | Process - Insulate Heated Process Fluids | A | Cumulative Summer Peak Savings (MW) | Achievable Technical Potential | 0 | 0 | 0 | 0 | 0 | 0 | 0 | 0 | 0 | 0 | 0 | 0 | 0 | 0 | 0 | 0 | 0 | 0 | 0 | 0 | 0 | 0 | 0 | 0 | 0 | 0 | 0 | 0 | 0 | 0 | 0
F9_Industrial_Wood and Lumber Products_Existing_Process_Natural Gas_Process - Insulate Heated Process Fluids_A_Achievable Technical Potential | F9 | Industrial | Wood and Lumber Products | Existing | Process | Natural Gas | Process - Insulate Heated Process Fluids | A | Cumulative Winter Peak Savings (MW) | Achievable Technical Potential | 0 | 0 | 0 | 0 | 0 | 0 | 0 | 0 | 0 | 0 | 0 | 0 | 0 | 0 | 0 | 0 | 0 | 0 | 0 | 0 | 0 | 0 | 0 | 0 | 0 | 0 | 0 | 0 | 0 | 0 | 0
F10_Industrial_Wood and Lumber Products_Existing_Process_Natural Gas_Process - Insulate Heated Process Fluids_A_Achievable Technical Potential | F10 | Industrial | Wood and Lumber Products | Existing | Process | Natural Gas | Process - Insulate Heated Process Fluids | A | Purchases (Incremental) | Achievable Technical Potential | 0 | 0 | 0 | 0 | 0 | 3.057 | 3.0553 | 3.0373 | 3.0389 | 3.0414 | 2.7025 | 2.1561 | 1.7214 | 1.3552 | 1.0883 | 0.86237 | 0.68998 | 0.54921 | 0.43545 | 0.34877 | 0.27786 | 0.0018879 | 0.00067178 | 0.00022824 | 7.4191e-05 | 6.2879e-05 | 6.2711e-05 | 6.2559e-05 | 6.2423e-05 | 6.2302e-05 | 6.2196e-05
F11_Industrial_Wood and Lumber Products_Existing_Process_Natural Gas_Process - Insulate Heated Process Fluids_A_Achievable Technical Potential | F11 | Industrial | Wood and Lumber Products | Existing | Process | Natural Gas | Process - Insulate Heated Process Fluids | A | Purchases (Cumulative) | Achievable Technical Potential | 0 | 0 | 0 | 0 | 0 | 3.057 | 6.1123 | 9.1496 | 12.1885 | 15.2299 | 17.9325 | 20.0886 | 21.81 | 23.1652 | 24.2536 | 25.116 | 25.8059 | 26.3551 | 26.7906 | 27.1394 | 27.4172 | 27.4191 | 27.4198 | 27.42 | 27.4201 | 27.4201 | 27.4202 | 27.4203 | 27.4203 | 27.4204 | 27.4205
F1_Industrial_Wood and Lumber Products_Existing_Process_Natural Gas_Process Heat Recovery_A_Achievable Technical Potential | F1 | Industrial | Wood and Lumber Products | Existing | Process | Natural Gas | Process Heat Recovery | A | Integrated Unit Energy Savings (kWh or therms) | Achievable Technical Potential | 0 | 0 | 0 | 0 | 0 | 0.21019 | 0.20957 | 0.20894 | 0.20832 | 0.20768 | 0.20701 | 0.20641 | 0.20584 | 0.20523 | 0.20475 | 0.20423 | 0.2038 | 0.20337 | 0.20293 | 0.20259 | 0.20222 | 0.20188 | 0.20154 | 0.20121 | 0.20089 | 0.20086 | 0.20083 | 0.20081 | 0 | 0 | 0
F2_Industrial_Wood and Lumber Products_Existing_Process_Natural Gas_Process Heat Recovery_A_Achievable Technical Potential | F2 | Industrial | Wood and Lumber Products | Existing | Process | Natural Gas | Process Heat Recovery | A | Integrated Unit Summer Peak Savings (kW) | Achievable Technical Potential | 0 | 0 | 0 | 0 | 0 | 0 | 0 | 0 | 0 | 0 | 0 | 0 | 0 | 0 | 0 | 0 | 0 | 0 | 0 | 0 | 0 | 0 | 0 | 0 | 0 | 0 | 0 | 0 | 0 | 0 | 0
F3_Industrial_Wood and Lumber Products_Existing_Process_Natural Gas_Process Heat Recovery_A_Achievable Technical Potential | F3 | Industrial | Wood and Lumber Products | Existing | Process | Natural Gas | Process Heat Recovery | A | Integrated Unit Winter Peak Savings (kW) | Achievable Technical Potential | 0 | 0 | 0 | 0 | 0 | 0 | 0 | 0 | 0 | 0 | 0 | 0 | 0 | 0 | 0 | 0 | 0 | 0 | 0 | 0 | 0 | 0 | 0 | 0 | 0 | 0 | 0 | 0 | 0 | 0 | 0
F4_Industrial_Wood and Lumber Products_Existing_Process_Natural Gas_Process Heat Recovery_A_Achievable Technical Potential | F4 | Industrial | Wood and Lumber Products | Existing | Process | Natural Gas | Process Heat Recovery | A | Incremental Energy Savings (MWh or mTherms) | Achievable Technical Potential | 0 | 0 | 0 | 0 | 0 | 0.023131 | 0.023051 | 0.022846 | 0.02279 | 0.022739 | 0.020141 | 0.016022 | 0.012756 | 0.010013 | 0.0080221 | 0.0063403 | 0.0050623 | 0.0040209 | 0.0031812 | 0.0025436 | 0.0020228 | 1.372e-05 | 4.8741e-06 | 1.6533e-06 | 5.3654e-07 | 4.5467e-07 | 4.534e-07 | 4.5225e-07 | 0 | 0 | 0
F5_Industrial_Wood and Lumber Products_Existing_Process_Natural Gas_Process Heat Recovery_A_Achievable Technical Potential | F5 | Industrial | Wood and Lumber Products | Existing | Process | Natural Gas | Process Heat Recovery | A | Incremental Summer Peak Savings (MW) | Achievable Technical Potential | 0 | 0 | 0 | 0 | 0 | 0 | 0 | 0 | 0 | 0 | 0 | 0 | 0 | 0 | 0 | 0 | 0 | 0 | 0 | 0 | 0 | 0 | 0 | 0 | 0 | 0 | 0 | 0 | 0 | 0 | 0
F6_Industrial_Wood and Lumber Products_Existing_Process_Natural Gas_Process Heat Recovery_A_Achievable Technical Potential | F6 | Industrial | Wood and Lumber Products | Existing | Process | Natural Gas | Process Heat Recovery | A | Incremental Winter Peak Savings (MW) | Achievable Technical Potential | 0 | 0 | 0 | 0 | 0 | 0 | 0 | 0 | 0 | 0 | 0 | 0 | 0 | 0 | 0 | 0 | 0 | 0 | 0 | 0 | 0 | 0 | 0 | 0 | 0 | 0 | 0 | 0 | 0 | 0 | 0
F7_Industrial_Wood and Lumber Products_Existing_Process_Natural Gas_Process Heat Recovery_A_Achievable Technical Potential | F7 | Industrial | Wood and Lumber Products | Existing | Process | Natural Gas | Process Heat Recovery | A | Cumulative Energy Savings (MWh or mTherms) | Achievable Technical Potential | 0 | 0 | 0 | 0 | 0 | 0.023131 | 0.046114 | 0.068823 | 0.091407 | 0.11387 | 0.13364 | 0.14927 | 0.16162 | 0.17115 | 0.17877 | 0.18466 | 0.18933 | 0.19295 | 0.19572 | 0.19793 | 0.19959 | 0.19927 | 0.19895 | 0.19862 | 0.1983 | 0.19827 | 0.19825 | 0.19822 | 0 | 0 | 0
F8_Industrial_Wood and Lumber Products_Existing_Process_Natural Gas_Process Heat Recovery_A_Achievable Technical Potential | F8 | Industrial | Wood and Lumber Products | Existing | Process | Natural Gas | Process Heat Recovery | A | Cumulative Summer Peak Savings (MW) | Achievable Technical Potential | 0 | 0 | 0 | 0 | 0 | 0 | 0 | 0 | 0 | 0 | 0 | 0 | 0 | 0 | 0 | 0 | 0 | 0 | 0 | 0 | 0 | 0 | 0 | 0 | 0 | 0 | 0 | 0 | 0 | 0 | 0
F9_Industrial_Wood and Lumber Products_Existing_Process_Natural Gas_Process Heat Recovery_A_Achievable Technical Potential | F9 | Industrial | Wood and Lumber Products | Existing | Process | Natural Gas | Process Heat Recovery | A | Cumulative Winter Peak Savings (MW) | Achievable Technical Potential | 0 | 0 | 0 | 0 | 0 | 0 | 0 | 0 | 0 | 0 | 0 | 0 | 0 | 0 | 0 | 0 | 0 | 0 | 0 | 0 | 0 | 0 | 0 | 0 | 0 | 0 | 0 | 0 | 0 | 0 | 0
F10_Industrial_Wood and Lumber Products_Existing_Process_Natural Gas_Process Heat Recovery_A_Achievable Technical Potential | F10 | Industrial | Wood and Lumber Products | Existing | Process | Natural Gas | Process Heat Recovery | A | Purchases (Incremental) | Achievable Technical Potential | 0 | 0 | 0 | 0 | 0 | 110.0514 | 109.991 | 109.3423 | 109.4014 | 109.4919 | 97.2913 | 77.6204 | 61.9702 | 48.7889 | 39.1802 | 31.0452 | 24.8394 | 19.7715 | 15.6761 | 12.5557 | 10.0031 | 0.067963 | 0.024184 | 0.0082166 | 0.0026709 | 0.0022636 | 0.0022576 | 0.0022521 | 9.3059e-07 | 9.3059e-07 | 9.3059e-07
F11_Industrial_Wood and Lumber Products_Existing_Process_Natural Gas_Process Heat Recovery_A_Achievable Technical Potential | F11 | Industrial | Wood and Lumber Products | Existing | Process | Natural Gas | Process Heat Recovery | A | Purchases (Cumulative) | Achievable Technical Potential | 0 | 0 | 0 | 0 | 0 | 110.0514 | 220.0424 | 329.3847 | 438.7861 | 548.2781 | 645.5694 | 723.1897 | 785.16 | 833.9489 | 873.129 | 904.1742 | 929.0136 | 948.7851 | 964.4613 | 977.017 | 987.0201 | 987.088 | 987.1122 | 987.1204 | 987.1231 | 987.1254 | 987.1276 | 987.1299 | 987.1299 | 987.1299 | 987.1299
F1_Industrial_Wood and Lumber Products_Existing_Space Heating_Natural Gas_Building Automation System_A_Achievable Technical Potential | F1 | Industrial | Wood and Lumber Products | Existing | Space Heating | Natural Gas | Building Automation System | A | Integrated Unit Energy Savings (kWh or therms) | Achievable Technical Potential | 0 | 0 | 0 | 0 | 0 | 0.015441 | 0.015336 | 0.01521 | 0.015073 | 0.014926 | 0.014771 | 0.014608 | 0.014442 | 0.014267 | 0.01408 | 0.013897 | 0.013715 | 0.013542 | 0.013376 | 0.013222 | 0.013074 | 0.012926 | 0.012796 | 0.012683 | 0.012576 | 0.012492 | 0.01242 | 0.012352 | 0 | 0 | 0
F2_Industrial_Wood and Lumber Products_Existing_Space Heating_Natural Gas_Building Automation System_A_Achievable Technical Potential | F2 | Industrial | Wood and Lumber Products | Existing | Space Heating | Natural Gas | Building Automation System | A | Integrated Unit Summer Peak Savings (kW) | Achievable Technical Potential | 0 | 0 | 0 | 0 | 0 | 0 | 0 | 0 | 0 | 0 | 0 | 0 | 0 | 0 | 0 | 0 | 0 | 0 | 0 | 0 | 0 | 0 | 0 | 0 | 0 | 0 | 0 | 0 | 0 | 0 | 0
F3_Industrial_Wood and Lumber Products_Existing_Space Heating_Natural Gas_Building Automation System_A_Achievable Technical Potential | F3 | Industrial | Wood and Lumber Products | Existing | Space Heating | Natural Gas | Building Automation System | A | Integrated Unit Winter Peak Savings (kW) | Achievable Technical Potential | 0 | 0 | 0 | 0 | 0 | 0 | 0 | 0 | 0 | 0 | 0 | 0 | 0 | 0 | 0 | 0 | 0 | 0 | 0 | 0 | 0 | 0 | 0 | 0 | 0 | 0 | 0 | 0 | 0 | 0 | 0
F4_Industrial_Wood and Lumber Products_Existing_Space Heating_Natural Gas_Building Automation System_A_Achievable Technical Potential | F4 | Industrial | Wood and Lumber Products | Existing | Space Heating | Natural Gas | Building Automation System | A | Incremental Energy Savings (MWh or mTherms) | Achievable Technical Potential | 0 | 0 | 0 | 0 | 0 | 0.0099329 | 0.01971 | 0.034502 | 0.055649 | 0.083713 | 0.11714 | 0.15716 | 0.20101 | 0.2417 | 0.28236 | 0.30968 | 0.32518 | 0.32079 | 0.29603 | 0.25758 | 0.20977 | 0.15798 | 0.10787 | 0.068077 | 0.043887 | 0 | 0 | 0 | 0 | 0 | 0
F5_Industrial_Wood and Lumber Products_Existing_Space Heating_Natural Gas_Building Automation System_A_Achievable Technical Potential | F5 | Industrial | Wood and Lumber Products | Existing | Space Heating | Natural Gas | Building Automation System | A | Incremental Summer Peak Savings (MW) | Achievable Technical Potential | 0 | 0 | 0 | 0 | 0 | 0 | 0 | 0 | 0 | 0 | 0 | 0 | 0 | 0 | 0 | 0 | 0 | 0 | 0 | 0 | 0 | 0 | 0 | 0 | 0 | 0 | 0 | 0 | 0 | 0 | 0
F6_Industrial_Wood and Lumber Products_Existing_Space Heating_Natural Gas_Building Automation System_A_Achievable Technical Potential | F6 | Industrial | Wood and Lumber Products | Existing | Space Heating | Natural Gas | Building Automation System | A | Incremental Winter Peak Savings (MW) | Achievable Technical Potential | 0 | 0 | 0 | 0 | 0 | 0 | 0 | 0 | 0 | 0 | 0 | 0 | 0 | 0 | 0 | 0 | 0 | 0 | 0 | 0 | 0 | 0 | 0 | 0 | 0 | 0 | 0 | 0 | 0 | 0 | 0
F7_Industrial_Wood and Lumber Products_Existing_Space Heating_Natural Gas_Building Automation System_A_Achievable Technical Potential | F7 | Industrial | Wood and Lumber Products | Existing | Space Heating | Natural Gas | Building Automation System | A | Cumulative Energy Savings (MWh or mTherms) | Achievable Technical Potential | 0 | 0 | 0 | 0 | 0 | 0.0099329 | 0.029576 | 0.063834 | 0.11891 | 0.20146 | 0.3165 | 0.47019 | 0.66584 | 0.89946 | 1.1701 | 1.4645 | 1.7706 | 2.069 | 2.3396 | 2.5703 | 2.7514 | 2.8782 | 2.957 | 2.999 | 3.0177 | 2.9975 | 2.9801 | 2.9639 | 0 | 0 | 0
F8_Industrial_Wood and Lumber Products_Existing_Space Heating_Natural Gas_Building Automation System_A_Achievable Technical Potential | F8 | Industrial | Wood and Lumber Products | Existing | Space Heating | Natural Gas | Building Automation System | A | Cumulative Summer Peak Savings (MW) | Achievable Technical Potential | 0 | 0 | 0 | 0 | 0 | 0 | 0 | 0 | 0 | 0 | 0 | 0 | 0 | 0 | 0 | 0 | 0 | 0 | 0 | 0 | 0 | 0 | 0 | 0 | 0 | 0 | 0 | 0 | 0 | 0 | 0
F9_Industrial_Wood and Lumber Products_Existing_Space Heating_Natural Gas_Building Automation System_A_Achievable Technical Potential | F9 | Industrial | Wood and Lumber Products | Existing | Space Heating | Natural Gas | Building Automation System | A | Cumulative Winter Peak Savings (MW) | Achievable Technical Potential | 0 | 0 | 0 | 0 | 0 | 0 | 0 | 0 | 0 | 0 | 0 | 0 | 0 | 0 | 0 | 0 | 0 | 0 | 0 | 0 | 0 | 0 | 0 | 0 | 0 | 0 | 0 | 0 | 0 | 0 | 0
F10_Industrial_Wood and Lumber Products_Existing_Space Heating_Natural Gas_Building Automation System_A_Achievable Technical Potential | F10 | Industrial | Wood and Lumber Products | Existing | Space Heating | Natural Gas | Building Automation System | A | Purchases (Incremental) | Achievable Technical Potential | 0 | 0 | 0 | 0 | 0 | 643.2891 | 1285.1869 | 2268.4503 | 3691.9402 | 5608.4833 | 7930.5415 | 10758.235 | 13918.2407 | 16941.1052 | 20053.8625 | 22284.5719 | 23709.6654 | 23688.8201 | 22131.5194 | 19481.6051 | 16044.449 | 12221.5653 | 8430.2544 | 5367.6926 | 3489.6299 | 0 | 0 | 0 | 0 | 0 | 0
F11_Industrial_Wood and Lumber Products_Existing_Space Heating_Natural Gas_Building Automation System_A_Achievable Technical Potential | F11 | Industrial | Wood and Lumber Products | Existing | Space Heating | Natural Gas | Building Automation System | A | Purchases (Cumulative) | Achievable Technical Potential | 0 | 0 | 0 | 0 | 0 | 643.2891 | 1928.4759 | 4196.9262 | 7888.8665 | 13497.3498 | 21427.8913 | 32186.1263 | 46104.367 | 63045.4722 | 83099.3346 | 105383.9066 | 129093.5719 | 152782.392 | 174913.9114 | 194395.5166 | 210439.9656 | 222661.5309 | 231091.7853 | 236459.4778 | 239949.1077 | 239949.1077 | 239949.1077 | 239949.1077 | 239949.1077 | 239949.1077 | 239949.1077
F1_Industrial_Wood and Lumber Products_Existing_Space Heating_Natural Gas_Steam System Efficiency Improvements_A_Achievable Technical Potential | F1 | Industrial | Wood and Lumber Products | Existing | Space Heating | Natural Gas | Steam System Efficiency Improvements | A | Integrated Unit Energy Savings (kWh or therms) | Achievable Technical Potential | 0 | 0 | 0 | 0 | 0 | 0.13757 | 0.13639 | 0.13517 | 0.13391 | 0.1326 | 0.13126 | 0.1299 | 0.12851 | 0.12705 | 0.12552 | 0.12402 | 0.12254 | 0.12107 | 0.11962 | 0.11825 | 0.11693 | 0.11557 | 0.11432 | 0.11321 | 0.11213 | 0.11126 | 0.11051 | 0.10982 | 0.11902 | 0.11854 | 0.11809
F2_Industrial_Wood and Lumber Products_Existing_Space Heating_Natural Gas_Steam System Efficiency Improvements_A_Achievable Technical Potential | F2 | Industrial | Wood and Lumber Products | Existing | Space Heating | Natural Gas | Steam System Efficiency Improvements | A | Integrated Unit Summer Peak Savings (kW) | Achievable Technical Potential | 0 | 0 | 0 | 0 | 0 | 0 | 0 | 0 | 0 | 0 | 0 | 0 | 0 | 0 | 0 | 0 | 0 | 0 | 0 | 0 | 0 | 0 | 0 | 0 | 0 | 0 | 0 | 0 | 0 | 0 | 0
F3_Industrial_Wood and Lumber Products_Existing_Space Heating_Natural Gas_Steam System Efficiency Improvements_A_Achievable Technical Potential | F3 | Industrial | Wood and Lumber Products | Existing | Space Heating | Natural Gas | Steam System Efficiency Improvements | A | Integrated Unit Winter Peak Savings (kW) | Achievable Technical Potential | 0 | 0 | 0 | 0 | 0 | 0 | 0 | 0 | 0 | 0 | 0 | 0 | 0 | 0 | 0 | 0 | 0 | 0 | 0 | 0 | 0 | 0 | 0 | 0 | 0 | 0 | 0 | 0 | 0 | 0 | 0
F4_Industrial_Wood and Lumber Products_Existing_Space Heating_Natural Gas_Steam System Efficiency Improvements_A_Achievable Technical Potential | F4 | Industrial | Wood and Lumber Products | Existing | Space Heating | Natural Gas | Steam System Efficiency Improvements | A | Incremental Energy Savings (MWh or mTherms) | Achievable Technical Potential | 0 | 0 | 0 | 0 | 0 | 0.0006272 | 0.0012422 | 0.0021731 | 0.0035037 | 0.0052706 | 0.0073774 | 0.0099042 | 0.012676 | 0.015255 | 0.01784 | 0.019587 | 0.02059 | 0.020326 | 0.018763 | 0.016327 | 0.013295 | 0.01001 | 0.0068304 | 0.0043068 | 0.0027731 | 0 | 0 | 0 | 0 | 0 | 0
F5_Industrial_Wood and Lumber Products_Existing_Space Heating_Natural Gas_Steam System Efficiency Improvements_A_Achievable Technical Potential | F5 | Industrial | Wood and Lumber Products | Existing | Space Heating | Natural Gas | Steam System Efficiency Improvements | A | Incremental Summer Peak Savings (MW) | Achievable Technical Potential | 0 | 0 | 0 | 0 | 0 | 0 | 0 | 0 | 0 | 0 | 0 | 0 | 0 | 0 | 0 | 0 | 0 | 0 | 0 | 0 | 0 | 0 | 0 | 0 | 0 | 0 | 0 | 0 | 0 | 0 | 0
F6_Industrial_Wood and Lumber Products_Existing_Space Heating_Natural Gas_Steam System Efficiency Improvements_A_Achievable Technical Potential | F6 | Industrial | Wood and Lumber Products | Existing | Space Heating | Natural Gas | Steam System Efficiency Improvements | A | Incremental Winter Peak Savings (MW) | Achievable Technical Potential | 0 | 0 | 0 | 0 | 0 | 0 | 0 | 0 | 0 | 0 | 0 | 0 | 0 | 0 | 0 | 0 | 0 | 0 | 0 | 0 | 0 | 0 | 0 | 0 | 0 | 0 | 0 | 0 | 0 | 0 | 0
F7_Industrial_Wood and Lumber Products_Existing_Space Heating_Natural Gas_Steam System Efficiency Improvements_A_Achievable Technical Potential | F7 | Industrial | Wood and Lumber Products | Existing | Space Heating | Natural Gas | Steam System Efficiency Improvements | A | Cumulative Energy Savings (MWh or mTherms) | Achievable Technical Potential | 0 | 0 | 0 | 0 | 0 | 0.0006272 | 0.001864 | 0.0040204 | 0.0074866 | 0.012684 | 0.019933 | 0.029631 | 0.04199 | 0.056769 | 0.073925 | 0.092627 | 0.11211 | 0.13109 | 0.14829 | 0.16292 | 0.17438 | 0.18237 | 0.18724 | 0.18972 | 0.19068 | 0.1892 | 0.18792 | 0.18675 | 0 | 0 | 0
F8_Industrial_Wood and Lumber Products_Existing_Space Heating_Natural Gas_Steam System Efficiency Improvements_A_Achievable Technical Potential | F8 | Industrial | Wood and Lumber Products | Existing | Space Heating | Natural Gas | Steam System Efficiency Improvements | A | Cumulative Summer Peak Savings (MW) | Achievable Technical Potential | 0 | 0 | 0 | 0 | 0 | 0 | 0 | 0 | 0 | 0 | 0 | 0 | 0 | 0 | 0 | 0 | 0 | 0 | 0 | 0 | 0 | 0 | 0 | 0 | 0 | 0 | 0 | 0 | 0 | 0 | 0
F9_Industrial_Wood and Lumber Products_Existing_Space Heating_Natural Gas_Steam System Efficiency Improvements_A_Achievable Technical Potential | F9 | Industrial | Wood and Lumber Products | Existing | Space Heating | Natural Gas | Steam System Efficiency Improvements | A | Cumulative Winter Peak Savings (MW) | Achievable Technical Potential | 0 | 0 | 0 | 0 | 0 | 0 | 0 | 0 | 0 | 0 | 0 | 0 | 0 | 0 | 0 | 0 | 0 | 0 | 0 | 0 | 0 | 0 | 0 | 0 | 0 | 0 | 0 | 0 | 0 | 0 | 0
F10_Industrial_Wood and Lumber Products_Existing_Space Heating_Natural Gas_Steam System Efficiency Improvements_A_Achievable Technical Potential | F10 | Industrial | Wood and Lumber Products | Existing | Space Heating | Natural Gas | Steam System Efficiency Improvements | A | Purchases (Incremental) | Achievable Technical Potential | 0 | 0 | 0 | 0 | 0 | 4.5591 | 9.1083 | 16.0768 | 26.1652 | 39.748 | 56.2047 | 76.2449 | 98.6403 | 120.0637 | 142.1242 | 157.9335 | 168.0333 | 167.8856 | 156.8488 | 138.0685 | 113.709 | 86.6157 | 59.7462 | 38.0415 | 24.7314 | 0 | 0 | 0 | 0 | 0 | 0
F11_Industrial_Wood and Lumber Products_Existing_Space Heating_Natural Gas_Steam System Efficiency Improvements_A_Achievable Technical Potential | F11 | Industrial | Wood and Lumber Products | Existing | Space Heating | Natural Gas | Steam System Efficiency Improvements | A | Purchases (Cumulative) | Achievable Technical Potential | 0 | 0 | 0 | 0 | 0 | 4.5591 | 13.6673 | 29.7441 | 55.9094 | 95.6574 | 151.8621 | 228.107 | 326.7473 | 446.811 | 588.9351 | 746.8686 | 914.9019 | 1082.7875 | 1239.6363 | 1377.7048 | 1491.4138 | 1578.0295 | 1637.7757 | 1675.8172 | 1700.5487 | 1700.5487 | 1700.5487 | 1700.5487 | 1700.5487 | 1700.5487 | 1700.5487
F1_Industrial_Wood and Lumber Products_Existing_Process_Natural Gas_Steam System Efficiency Improvements_A_Achievable Technical Potential | F1 | Industrial | Wood and Lumber Products | Existing | Process | Natural Gas | Steam System Efficiency Improvements | A | Integrated Unit Energy Savings (kWh or therms) | Achievable Technical Potential | 0 | 0 | 0 | 0 | 0 | 0.98249 | 0.97994 | 0.97736 | 0.97481 | 0.97224 | 0.96957 | 0.9672 | 0.96499 | 0.96264 | 0.96083 | 0.95886 | 0.95725 | 0.9556 | 0.95392 | 0.95259 | 0.95113 | 0.94977 | 0.94842 | 0.94708 | 0.94574 | 0.94563 | 0.94553 | 0.94543 | 0.98506 | 0.98506 | 0.98506
F2_Industrial_Wood and Lumber Products_Existing_Process_Natural Gas_Steam System Efficiency Improvements_A_Achievable Technical Potential | F2 | Industrial | Wood and Lumber Products | Existing | Process | Natural Gas | Steam System Efficiency Improvements | A | Integrated Unit Summer Peak Savings (kW) | Achievable Technical Potential | 0 | 0 | 0 | 0 | 0 | 0 | 0 | 0 | 0 | 0 | 0 | 0 | 0 | 0 | 0 | 0 | 0 | 0 | 0 | 0 | 0 | 0 | 0 | 0 | 0 | 0 | 0 | 0 | 0 | 0 | 0
F3_Industrial_Wood and Lumber Products_Existing_Process_Natural Gas_Steam System Efficiency Improvements_A_Achievable Technical Potential | F3 | Industrial | Wood and Lumber Products | Existing | Process | Natural Gas | Steam System Efficiency Improvements | A | Integrated Unit Winter Peak Savings (kW) | Achievable Technical Potential | 0 | 0 | 0 | 0 | 0 | 0 | 0 | 0 | 0 | 0 | 0 | 0 | 0 | 0 | 0 | 0 | 0 | 0 | 0 | 0 | 0 | 0 | 0 | 0 | 0 | 0 | 0 | 0 | 0 | 0 | 0
F4_Industrial_Wood and Lumber Products_Existing_Process_Natural Gas_Steam System Efficiency Improvements_A_Achievable Technical Potential | F4 | Industrial | Wood and Lumber Products | Existing | Process | Natural Gas | Steam System Efficiency Improvements | A | Incremental Energy Savings (MWh or mTherms) | Achievable Technical Potential | 0 | 0 | 0 | 0 | 0 | 0.00042251 | 0.00084192 | 0.0014821 | 0.0024059 | 0.0036452 | 0.0051403 | 0.0069561 | 0.0089787 | 0.010902 | 0.012881 | 0.014284 | 0.015172 | 0.015133 | 0.014113 | 0.012406 | 0.010202 | 0.0077598 | 0.005345 | 0.0033984 | 0.0022063 | 0 | 0 | 0 | 0 | 0 | 0
F5_Industrial_Wood and Lumber Products_Existing_Process_Natural Gas_Steam System Efficiency Improvements_A_Achievable Technical Potential | F5 | Industrial | Wood and Lumber Products | Existing | Process | Natural Gas | Steam System Efficiency Improvements | A | Incremental Summer Peak Savings (MW) | Achievable Technical Potential | 0 | 0 | 0 | 0 | 0 | 0 | 0 | 0 | 0 | 0 | 0 | 0 | 0 | 0 | 0 | 0 | 0 | 0 | 0 | 0 | 0 | 0 | 0 | 0 | 0 | 0 | 0 | 0 | 0 | 0 | 0
F6_Industrial_Wood and Lumber Products_Existing_Process_Natural Gas_Steam System Efficiency Improvements_A_Achievable Technical Potential | F6 | Industrial | Wood and Lumber Products | Existing | Process | Natural Gas | Steam System Efficiency Improvements | A | Incremental Winter Peak Savings (MW) | Achievable Technical Potential | 0 | 0 | 0 | 0 | 0 | 0 | 0 | 0 | 0 | 0 | 0 | 0 | 0 | 0 | 0 | 0 | 0 | 0 | 0 | 0 | 0 | 0 | 0 | 0 | 0 | 0 | 0 | 0 | 0 | 0 | 0
F7_Industrial_Wood and Lumber Products_Existing_Process_Natural Gas_Steam System Efficiency Improvements_A_Achievable Technical Potential | F7 | Industrial | Wood and Lumber Products | Existing | Process | Natural Gas | Steam System Efficiency Improvements | A | Cumulative Energy Savings (MWh or mTherms) | Achievable Technical Potential | 0 | 0 | 0 | 0 | 0 | 0.00042251 | 0.0012633 | 0.0027422 | 0.0051409 | 0.0087726 | 0.013889 | 0.020811 | 0.029742 | 0.040572 | 0.053377 | 0.067551 | 0.082611 | 0.097602 | 0.11154 | 0.12379 | 0.13381 | 0.14137 | 0.14652 | 0.14971 | 0.1517 | 0.15169 | 0.15167 | 0.15165 | 0 | 0 | 0
F8_Industrial_Wood and Lumber Products_Existing_Process_Natural Gas_Steam System Efficiency Improvements_A_Achievable Technical Potential | F8 | Industrial | Wood and Lumber Products | Existing | Process | Natural Gas | Steam System Efficiency Improvements | A | Cumulative Summer Peak Savings (MW) | Achievable Technical Potential | 0 | 0 | 0 | 0 | 0 | 0 | 0 | 0 | 0 | 0 | 0 | 0 | 0 | 0 | 0 | 0 | 0 | 0 | 0 | 0 | 0 | 0 | 0 | 0 | 0 | 0 | 0 | 0 | 0 | 0 | 0
F9_Industrial_Wood and Lumber Products_Existing_Process_Natural Gas_Steam System Efficiency Improvements_A_Achievable Technical Potential | F9 | Industrial | Wood and Lumber Products | Existing | Process | Natural Gas | Steam System Efficiency Improvements | A | Cumulative Winter Peak Savings (MW) | Achievable Technical Potential | 0 | 0 | 0 | 0 | 0 | 0 | 0 | 0 | 0 | 0 | 0 | 0 | 0 | 0 | 0 | 0 | 0 | 0 | 0 | 0 | 0 | 0 | 0 | 0 | 0 | 0 | 0 | 0 | 0 | 0 | 0
F10_Industrial_Wood and Lumber Products_Existing_Process_Natural Gas_Steam System Efficiency Improvements_A_Achievable Technical Potential | F10 | Industrial | Wood and Lumber Products | Existing | Process | Natural Gas | Steam System Efficiency Improvements | A | Purchases (Incremental) | Achievable Technical Potential | 0 | 0 | 0 | 0 | 0 | 0.43004 | 0.85916 | 1.5165 | 2.4681 | 3.7493 | 5.3016 | 7.192 | 9.3045 | 11.3253 | 13.4062 | 14.8974 | 15.8501 | 15.8362 | 14.7951 | 13.0236 | 10.7259 | 8.1702 | 5.6357 | 3.5883 | 2.3328 | 0 | 0 | 0 | 0 | 0 | 0
F11_Industrial_Wood and Lumber Products_Existing_Process_Natural Gas_Steam System Efficiency Improvements_A_Achievable Technical Potential | F11 | Industrial | Wood and Lumber Products | Existing | Process | Natural Gas | Steam System Efficiency Improvements | A | Purchases (Cumulative) | Achievable Technical Potential | 0 | 0 | 0 | 0 | 0 | 0.43004 | 1.2892 | 2.8057 | 5.2738 | 9.0231 | 14.3247 | 21.5167 | 30.8212 | 42.1464 | 55.5526 | 70.45 | 86.3001 | 102.1363 | 116.9314 | 129.9551 | 140.6809 | 148.8511 | 154.4868 | 158.0752 | 160.408 | 160.408 | 160.408 | 160.408 | 160.408 | 160.408 | 160.408
F1_Industrial_Wood and Lumber Products_Existing_Space Heating_Natural Gas_Strategic Energy Management_A_Achievable Technical Potential | F1 | Industrial | Wood and Lumber Products | Existing | Space Heating | Natural Gas | Strategic Energy Management | A | Integrated Unit Energy Savings (kWh or therms) | Achievable Technical Potential | 0 | 0 | 0 | 0 | 0 | 5.5571 | 5.5248 | 5.4846 | 5.4407 | 5.3931 | 5.3428 | 5.2899 | 5.2356 | 5.1789 | 5.1172 | 5.0573 | 4.9976 | 4.9411 | 4.8872 | 4.8367 | 4.7887 | 4.74 | 4.6976 | 4.6611 | 4.627 | 4.5962 | 4.5699 | 4.5453 | 0 | 0 | 0
F2_Industrial_Wood and Lumber Products_Existing_Space Heating_Natural Gas_Strategic Energy Management_A_Achievable Technical Potential | F2 | Industrial | Wood and Lumber Products | Existing | Space Heating | Natural Gas | Strategic Energy Management | A | Integrated Unit Summer Peak Savings (kW) | Achievable Technical Potential | 0 | 0 | 0 | 0 | 0 | 0 | 0 | 0 | 0 | 0 | 0 | 0 | 0 | 0 | 0 | 0 | 0 | 0 | 0 | 0 | 0 | 0 | 0 | 0 | 0 | 0 | 0 | 0 | 0 | 0 | 0
F3_Industrial_Wood and Lumber Products_Existing_Space Heating_Natural Gas_Strategic Energy Management_A_Achievable Technical Potential | F3 | Industrial | Wood and Lumber Products | Existing | Space Heating | Natural Gas | Strategic Energy Management | A | Integrated Unit Winter Peak Savings (kW) | Achievable Technical Potential | 0 | 0 | 0 | 0 | 0 | 0 | 0 | 0 | 0 | 0 | 0 | 0 | 0 | 0 | 0 | 0 | 0 | 0 | 0 | 0 | 0 | 0 | 0 | 0 | 0 | 0 | 0 | 0 | 0 | 0 | 0
F4_Industrial_Wood and Lumber Products_Existing_Space Heating_Natural Gas_Strategic Energy Management_A_Achievable Technical Potential | F4 | Industrial | Wood and Lumber Products | Existing | Space Heating | Natural Gas | Strategic Energy Management | A | Incremental Energy Savings (MWh or mTherms) | Achievable Technical Potential | 0 | 0 | 0 | 0 | 0 | 0.062517 | 0.06212 | 0.061303 | 0.060846 | 0.060363 | 0.059041 | 0.058297 | 0.057582 | 0.056053 | 0.055597 | 0.054422 | 0.053787 | 0.05291 | 0.051867 | 0.051392 | 0.050671 | 0.049961 | 0.049334 | 0.048784 | 0.048274 | 0 | 0 | 0 | 0 | 0 | 0
F5_Industrial_Wood and Lumber Products_Existing_Space Heating_Natural Gas_Strategic Energy Management_A_Achievable Technical Potential | F5 | Industrial | Wood and Lumber Products | Existing | Space Heating | Natural Gas | Strategic Energy Management | A | Incremental Summer Peak Savings (MW) | Achievable Technical Potential | 0 | 0 | 0 | 0 | 0 | 0 | 0 | 0 | 0 | 0 | 0 | 0 | 0 | 0 | 0 | 0 | 0 | 0 | 0 | 0 | 0 | 0 | 0 | 0 | 0 | 0 | 0 | 0 | 0 | 0 | 0
F6_Industrial_Wood and Lumber Products_Existing_Space Heating_Natural Gas_Strategic Energy Management_A_Achievable Technical Potential | F6 | Industrial | Wood and Lumber Products | Existing | Space Heating | Natural Gas | Strategic Energy Management | A | Incremental Winter Peak Savings (MW) | Achievable Technical Potential | 0 | 0 | 0 | 0 | 0 | 0 | 0 | 0 | 0 | 0 | 0 | 0 | 0 | 0 | 0 | 0 | 0 | 0 | 0 | 0 | 0 | 0 | 0 | 0 | 0 | 0 | 0 | 0 | 0 | 0 | 0
F7_Industrial_Wood and Lumber Products_Existing_Space Heating_Natural Gas_Strategic Energy Management_A_Achievable Technical Potential | F7 | Industrial | Wood and Lumber Products | Existing | Space Heating | Natural Gas | Strategic Energy Management | A | Cumulative Energy Savings (MWh or mTherms) | Achievable Technical Potential | 0 | 0 | 0 | 0 | 0 | 0.062517 | 0.12427 | 0.18467 | 0.24404 | 0.30227 | 0.35849 | 0.41324 | 0.46658 | 0.51758 | 0.56701 | 0.61479 | 0.66132 | 0.70675 | 0.75092 | 0.79455 | 0.83733 | 0.87879 | 0.92025 | 0.96189 | 1.0031 | 0.99645 | 0.99074 | 0.9854 | 0 | 0 | 0
F8_Industrial_Wood and Lumber Products_Existing_Space Heating_Natural Gas_Strategic Energy Management_A_Achievable Technical Potential | F8 | Industrial | Wood and Lumber Products | Existing | Space Heating | Natural Gas | Strategic Energy Management | A | Cumulative Summer Peak Savings (MW) | Achievable Technical Potential | 0 | 0 | 0 | 0 | 0 | 0 | 0 | 0 | 0 | 0 | 0 | 0 | 0 | 0 | 0 | 0 | 0 | 0 | 0 | 0 | 0 | 0 | 0 | 0 | 0 | 0 | 0 | 0 | 0 | 0 | 0
F9_Industrial_Wood and Lumber Products_Existing_Space Heating_Natural Gas_Strategic Energy Management_A_Achievable Technical Potential | F9 | Industrial | Wood and Lumber Products | Existing | Space Heating | Natural Gas | Strategic Energy Management | A | Cumulative Winter Peak Savings (MW) | Achievable Technical Potential | 0 | 0 | 0 | 0 | 0 | 0 | 0 | 0 | 0 | 0 | 0 | 0 | 0 | 0 | 0 | 0 | 0 | 0 | 0 | 0 | 0 | 0 | 0 | 0 | 0 | 0 | 0 | 0 | 0 | 0 | 0
F10_Industrial_Wood and Lumber Products_Existing_Space Heating_Natural Gas_Strategic Energy Management_A_Achievable Technical Potential | F10 | Industrial | Wood and Lumber Products | Existing | Space Heating | Natural Gas | Strategic Energy Management | A | Purchases (Incremental) | Achievable Technical Potential | 0 | 0 | 0 | 0 | 0 | 11.2499 | 11.2438 | 11.1774 | 11.1835 | 11.1927 | 11.0506 | 11.0204 | 10.998 | 10.8234 | 10.8647 | 10.7611 | 10.7625 | 10.7083 | 10.6128 | 10.6254 | 10.5814 | 10.5403 | 10.5019 | 10.4662 | 10.4332 | 0 | 0 | 0 | 0 | 0 | 0
F11_Industrial_Wood and Lumber Products_Existing_Space Heating_Natural Gas_Strategic Energy Management_A_Achievable Technical Potential | F11 | Industrial | Wood and Lumber Products | Existing | Space Heating | Natural Gas | Strategic Energy Management | A | Purchases (Cumulative) | Achievable Technical Potential | 0 | 0 | 0 | 0 | 0 | 11.2499 | 22.4937 | 33.6711 | 44.8546 | 56.0474 | 67.098 | 78.1184 | 89.1164 | 99.9398 | 110.8045 | 121.5656 | 132.3281 | 143.0364 | 153.6492 | 164.2746 | 174.856 | 185.3963 | 195.8982 | 206.3644 | 216.7976 | 216.7976 | 216.7976 | 216.7976 | 216.7976 | 216.7976 | 216.7976
F1_Industrial_Wood and Lumber Products_Existing_Process_Natural Gas_Strategic Energy Management_A_Achievable Technical Potential | F1 | Industrial | Wood and Lumber Products | Existing | Process | Natural Gas | Strategic Energy Management | A | Integrated Unit Energy Savings (kWh or therms) | Achievable Technical Potential | 0 | 0 | 0 | 0 | 0 | 8.933 | 8.9207 | 8.9082 | 8.8957 | 8.8831 | 8.8703 | 8.8596 | 8.8503 | 8.841 | 8.8349 | 8.8286 | 8.8246 | 8.8209 | 8.8175 | 8.8159 | 8.8139 | 8.8129 | 8.8119 | 8.811 | 8.8101 | 8.8097 | 8.8094 | 8.809 | 0 | 0 | 0
F2_Industrial_Wood and Lumber Products_Existing_Process_Natural Gas_Strategic Energy Management_A_Achievable Technical Potential | F2 | Industrial | Wood and Lumber Products | Existing | Process | Natural Gas | Strategic Energy Management | A | Integrated Unit Summer Peak Savings (kW) | Achievable Technical Potential | 0 | 0 | 0 | 0 | 0 | 0 | 0 | 0 | 0 | 0 | 0 | 0 | 0 | 0 | 0 | 0 | 0 | 0 | 0 | 0 | 0 | 0 | 0 | 0 | 0 | 0 | 0 | 0 | 0 | 0 | 0
F3_Industrial_Wood and Lumber Products_Existing_Process_Natural Gas_Strategic Energy Management_A_Achievable Technical Potential | F3 | Industrial | Wood and Lumber Products | Existing | Process | Natural Gas | Strategic Energy Management | A | Integrated Unit Winter Peak Savings (kW) | Achievable Technical Potential | 0 | 0 | 0 | 0 | 0 | 0 | 0 | 0 | 0 | 0 | 0 | 0 | 0 | 0 | 0 | 0 | 0 | 0 | 0 | 0 | 0 | 0 | 0 | 0 | 0 | 0 | 0 | 0 | 0 | 0 | 0
F4_Industrial_Wood and Lumber Products_Existing_Process_Natural Gas_Strategic Energy Management_A_Achievable Technical Potential | F4 | Industrial | Wood and Lumber Products | Existing | Process | Natural Gas | Strategic Energy Management | A | Incremental Energy Savings (MWh or mTherms) | Achievable Technical Potential | 0 | 0 | 0 | 0 | 0 | 0.44941 | 0.44855 | 0.44528 | 0.4449 | 0.44463 | 0.43835 | 0.43663 | 0.43528 | 0.42792 | 0.42926 | 0.42486 | 0.42472 | 0.42241 | 0.41848 | 0.4189 | 0.41707 | 0.4154 | 0.41384 | 0.4124 | 0.41105 | 0 | 0 | 0 | 0 | 0 | 0
F5_Industrial_Wood and Lumber Products_Existing_Process_Natural Gas_Strategic Energy Management_A_Achievable Technical Potential | F5 | Industrial | Wood and Lumber Products | Existing | Process | Natural Gas | Strategic Energy Management | A | Incremental Summer Peak Savings (MW) | Achievable Technical Potential | 0 | 0 | 0 | 0 | 0 | 0 | 0 | 0 | 0 | 0 | 0 | 0 | 0 | 0 | 0 | 0 | 0 | 0 | 0 | 0 | 0 | 0 | 0 | 0 | 0 | 0 | 0 | 0 | 0 | 0 | 0
F6_Industrial_Wood and Lumber Products_Existing_Process_Natural Gas_Strategic Energy Management_A_Achievable Technical Potential | F6 | Industrial | Wood and Lumber Products | Existing | Process | Natural Gas | Strategic Energy Management | A | Incremental Winter Peak Savings (MW) | Achievable Technical Potential | 0 | 0 | 0 | 0 | 0 | 0 | 0 | 0 | 0 | 0 | 0 | 0 | 0 | 0 | 0 | 0 | 0 | 0 | 0 | 0 | 0 | 0 | 0 | 0 | 0 | 0 | 0 | 0 | 0 | 0 | 0
F7_Industrial_Wood and Lumber Products_Existing_Process_Natural Gas_Strategic Energy Management_A_Achievable Technical Potential | F7 | Industrial | Wood and Lumber Products | Existing | Process | Natural Gas | Strategic Energy Management | A | Cumulative Energy Savings (MWh or mTherms) | Achievable Technical Potential | 0 | 0 | 0 | 0 | 0 | 0.44941 | 0.89734 | 1.3414 | 1.7844 | 2.2265 | 2.6616 | 3.095 | 3.5271 | 3.9513 | 4.3778 | 4.7996 | 5.2221 | 5.6424 | 6.0587 | 6.4764 | 6.892 | 7.3067 | 7.7197 | 8.1313 | 8.5415 | 8.5411 | 8.5408 | 8.5405 | 0 | 0 | 0
F8_Industrial_Wood and Lumber Products_Existing_Process_Natural Gas_Strategic Energy Management_A_Achievable Technical Potential | F8 | Industrial | Wood and Lumber Products | Existing | Process | Natural Gas | Strategic Energy Management | A | Cumulative Summer Peak Savings (MW) | Achievable Technical Potential | 0 | 0 | 0 | 0 | 0 | 0 | 0 | 0 | 0 | 0 | 0 | 0 | 0 | 0 | 0 | 0 | 0 | 0 | 0 | 0 | 0 | 0 | 0 | 0 | 0 | 0 | 0 | 0 | 0 | 0 | 0
F9_Industrial_Wood and Lumber Products_Existing_Process_Natural Gas_Strategic Energy Management_A_Achievable Technical Potential | F9 | Industrial | Wood and Lumber Products | Existing | Process | Natural Gas | Strategic Energy Management | A | Cumulative Winter Peak Savings (MW) | Achievable Technical Potential | 0 | 0 | 0 | 0 | 0 | 0 | 0 | 0 | 0 | 0 | 0 | 0 | 0 | 0 | 0 | 0 | 0 | 0 | 0 | 0 | 0 | 0 | 0 | 0 | 0 | 0 | 0 | 0 | 0 | 0 | 0
F10_Industrial_Wood and Lumber Products_Existing_Process_Natural Gas_Strategic Energy Management_A_Achievable Technical Potential | F10 | Industrial | Wood and Lumber Products | Existing | Process | Natural Gas | Strategic Energy Management | A | Purchases (Incremental) | Achievable Technical Potential | 0 | 0 | 0 | 0 | 0 | 50.3094 | 50.2818 | 49.9852 | 50.0123 | 50.0536 | 49.418 | 49.283 | 49.1829 | 48.4019 | 48.5867 | 48.1233 | 48.1296 | 47.8874 | 47.4602 | 47.5164 | 47.3199 | 47.1359 | 46.9641 | 46.8045 | 46.6569 | 0 | 0 | 0 | 0 | 0 | 0
F11_Industrial_Wood and Lumber Products_Existing_Process_Natural Gas_Strategic Energy Management_A_Achievable Technical Potential | F11 | Industrial | Wood and Lumber Products | Existing | Process | Natural Gas | Strategic Energy Management | A | Purchases (Cumulative) | Achievable Technical Potential | 0 | 0 | 0 | 0 | 0 | 50.3094 | 100.5912 | 150.5764 | 200.5887 | 250.6423 | 300.0603 | 349.3433 | 398.5262 | 446.9281 | 495.5147 | 543.6381 | 591.7677 | 639.655 | 687.1152 | 734.6316 | 781.9516 | 829.0875 | 876.0516 | 922.8561 | 969.5131 | 969.5131 | 969.5131 | 969.5131 | 969.5131 | 969.5131 | 969.5131
F1_Industrial_Wood and Lumber Products_Existing_Miscellaneous_Natural Gas_Strategic Energy Management_A_Achievable Technical Potential | F1 | Industrial | Wood and Lumber Products | Existing | Miscellaneous | Natural Gas | Strategic Energy Management | A | Integrated Unit Energy Savings (kWh or therms) | Achievable Technical Potential | 0 | 0 | 0 | 0 | 0 | 3.4004 | 3.4004 | 3.4004 | 3.4004 | 3.4004 | 3.4004 | 3.4004 | 3.4004 | 3.4004 | 3.4004 | 3.4004 | 3.4004 | 3.4004 | 3.4004 | 3.4004 | 3.4004 | 3.4004 | 3.4004 | 3.4004 | 3.4004 | 3.4004 | 3.4004 | 3.4004 | 0 | 0 | 0
F2_Industrial_Wood and Lumber Products_Existing_Miscellaneous_Natural Gas_Strategic Energy Management_A_Achievable Technical Potential | F2 | Industrial | Wood and Lumber Products | Existing | Miscellaneous | Natural Gas | Strategic Energy Management | A | Integrated Unit Summer Peak Savings (kW) | Achievable Technical Potential | 0 | 0 | 0 | 0 | 0 | 0 | 0 | 0 | 0 | 0 | 0 | 0 | 0 | 0 | 0 | 0 | 0 | 0 | 0 | 0 | 0 | 0 | 0 | 0 | 0 | 0 | 0 | 0 | 0 | 0 | 0
F3_Industrial_Wood and Lumber Products_Existing_Miscellaneous_Natural Gas_Strategic Energy Management_A_Achievable Technical Potential | F3 | Industrial | Wood and Lumber Products | Existing | Miscellaneous | Natural Gas | Strategic Energy Management | A | Integrated Unit Winter Peak Savings (kW) | Achievable Technical Potential | 0 | 0 | 0 | 0 | 0 | 0 | 0 | 0 | 0 | 0 | 0 | 0 | 0 | 0 | 0 | 0 | 0 | 0 | 0 | 0 | 0 | 0 | 0 | 0 | 0 | 0 | 0 | 0 | 0 | 0 | 0
F4_Industrial_Wood and Lumber Products_Existing_Miscellaneous_Natural Gas_Strategic Energy Management_A_Achievable Technical Potential | F4 | Industrial | Wood and Lumber Products | Existing | Miscellaneous | Natural Gas | Strategic Energy Management | A | Incremental Energy Savings (MWh or mTherms) | Achievable Technical Potential | 0 | 0 | 0 | 0 | 0 | 0.042769 | 0.042745 | 0.042493 | 0.042516 | 0.042551 | 0.042011 | 0.041896 | 0.041811 | 0.041147 | 0.041304 | 0.04091 | 0.040915 | 0.04071 | 0.040346 | 0.040394 | 0.040227 | 0.040071 | 0.039925 | 0.039789 | 0.039664 | 0 | 0 | 0 | 0 | 0 | 0
F5_Industrial_Wood and Lumber Products_Existing_Miscellaneous_Natural Gas_Strategic Energy Management_A_Achievable Technical Potential | F5 | Industrial | Wood and Lumber Products | Existing | Miscellaneous | Natural Gas | Strategic Energy Management | A | Incremental Summer Peak Savings (MW) | Achievable Technical Potential | 0 | 0 | 0 | 0 | 0 | 0 | 0 | 0 | 0 | 0 | 0 | 0 | 0 | 0 | 0 | 0 | 0 | 0 | 0 | 0 | 0 | 0 | 0 | 0 | 0 | 0 | 0 | 0 | 0 | 0 | 0
F6_Industrial_Wood and Lumber Products_Existing_Miscellaneous_Natural Gas_Strategic Energy Management_A_Achievable Technical Potential | F6 | Industrial | Wood and Lumber Products | Existing | Miscellaneous | Natural Gas | Strategic Energy Management | A | Incremental Winter Peak Savings (MW) | Achievable Technical Potential | 0 | 0 | 0 | 0 | 0 | 0 | 0 | 0 | 0 | 0 | 0 | 0 | 0 | 0 | 0 | 0 | 0 | 0 | 0 | 0 | 0 | 0 | 0 | 0 | 0 | 0 | 0 | 0 | 0 | 0 | 0
F7_Industrial_Wood and Lumber Products_Existing_Miscellaneous_Natural Gas_Strategic Energy Management_A_Achievable Technical Potential | F7 | Industrial | Wood and Lumber Products | Existing | Miscellaneous | Natural Gas | Strategic Energy Management | A | Cumulative Energy Savings (MWh or mTherms) | Achievable Technical Potential | 0 | 0 | 0 | 0 | 0 | 0.042769 | 0.085514 | 0.12801 | 0.17052 | 0.21307 | 0.25508 | 0.29698 | 0.33879 | 0.37994 | 0.42124 | 0.46215 | 0.50307 | 0.54378 | 0.58412 | 0.62452 | 0.66475 | 0.70482 | 0.74474 | 0.78453 | 0.82419 | 0.82419 | 0.82419 | 0.82419 | 0 | 0 | 0
F8_Industrial_Wood and Lumber Products_Existing_Miscellaneous_Natural Gas_Strategic Energy Management_A_Achievable Technical Potential | F8 | Industrial | Wood and Lumber Products | Existing | Miscellaneous | Natural Gas | Strategic Energy Management | A | Cumulative Summer Peak Savings (MW) | Achievable Technical Potential | 0 | 0 | 0 | 0 | 0 | 0 | 0 | 0 | 0 | 0 | 0 | 0 | 0 | 0 | 0 | 0 | 0 | 0 | 0 | 0 | 0 | 0 | 0 | 0 | 0 | 0 | 0 | 0 | 0 | 0 | 0
F9_Industrial_Wood and Lumber Products_Existing_Miscellaneous_Natural Gas_Strategic Energy Management_A_Achievable Technical Potential | F9 | Industrial | Wood and Lumber Products | Existing | Miscellaneous | Natural Gas | Strategic Energy Management | A | Cumulative Winter Peak Savings (MW) | Achievable Technical Potential | 0 | 0 | 0 | 0 | 0 | 0 | 0 | 0 | 0 | 0 | 0 | 0 | 0 | 0 | 0 | 0 | 0 | 0 | 0 | 0 | 0 | 0 | 0 | 0 | 0 | 0 | 0 | 0 | 0 | 0 | 0
F10_Industrial_Wood and Lumber Products_Existing_Miscellaneous_Natural Gas_Strategic Energy Management_A_Achievable Technical Potential | F10 | Industrial | Wood and Lumber Products | Existing | Miscellaneous | Natural Gas | Strategic Energy Management | A | Purchases (Incremental) | Achievable Technical Potential | 0 | 0 | 0 | 0 | 0 | 12.5773 | 12.5704 | 12.4963 | 12.5031 | 12.5134 | 12.3545 | 12.3207 | 12.2957 | 12.1005 | 12.1467 | 12.0308 | 12.0324 | 11.9718 | 11.865 | 11.8791 | 11.83 | 11.784 | 11.741 | 11.7011 | 11.6642 | 0 | 0 | 0 | 0 | 0 | 0
F11_Industrial_Wood and Lumber Products_Existing_Miscellaneous_Natural Gas_Strategic Energy Management_A_Achievable Technical Potential | F11 | Industrial | Wood and Lumber Products | Existing | Miscellaneous | Natural Gas | Strategic Energy Management | A | Purchases (Cumulative) | Achievable Technical Potential | 0 | 0 | 0 | 0 | 0 | 12.5773 | 25.1478 | 37.6441 | 50.1472 | 62.6606 | 75.0151 | 87.3358 | 99.6315 | 111.732 | 123.8787 | 135.9095 | 147.9419 | 159.9138 | 171.7788 | 183.6579 | 195.4879 | 207.2719 | 219.0129 | 230.714 | 242.3783 | 242.3783 | 242.3783 | 242.3783 | 242.3783 | 242.3783 | 242.3783
F1_Industrial_Wood and Lumber Products_Existing_Space Heating_Natural Gas_Commissioning_A_Achievable Technical Potential | F1 | Industrial | Wood and Lumber Products | Existing | Space Heating | Natural Gas | Commissioning | A | Integrated Unit Energy Savings (kWh or therms) | Achievable Technical Potential | 0 | 0 | 0 | 0 | 0 | 6.9378 | 6.8996 | 6.8516 | 6.7992 | 6.7422 | 6.682 | 6.6185 | 6.5531 | 6.4847 | 6.4094 | 6.3364 | 6.2632 | 6.1937 | 6.1275 | 6.0651 | 6.0059 | 5.9458 | 5.8935 | 5.8486 | 5.8067 | 5.7682 | 5.7352 | 5.7043 | 0 | 0 | 0
F2_Industrial_Wood and Lumber Products_Existing_Space Heating_Natural Gas_Commissioning_A_Achievable Technical Potential | F2 | Industrial | Wood and Lumber Products | Existing | Space Heating | Natural Gas | Commissioning | A | Integrated Unit Summer Peak Savings (kW) | Achievable Technical Potential | 0 | 0 | 0 | 0 | 0 | 0 | 0 | 0 | 0 | 0 | 0 | 0 | 0 | 0 | 0 | 0 | 0 | 0 | 0 | 0 | 0 | 0 | 0 | 0 | 0 | 0 | 0 | 0 | 0 | 0 | 0
F3_Industrial_Wood and Lumber Products_Existing_Space Heating_Natural Gas_Commissioning_A_Achievable Technical Potential | F3 | Industrial | Wood and Lumber Products | Existing | Space Heating | Natural Gas | Commissioning | A | Integrated Unit Winter Peak Savings (kW) | Achievable Technical Potential | 0 | 0 | 0 | 0 | 0 | 0 | 0 | 0 | 0 | 0 | 0 | 0 | 0 | 0 | 0 | 0 | 0 | 0 | 0 | 0 | 0 | 0 | 0 | 0 | 0 | 0 | 0 | 0 | 0 | 0 | 0
F4_Industrial_Wood and Lumber Products_Existing_Space Heating_Natural Gas_Commissioning_A_Achievable Technical Potential | F4 | Industrial | Wood and Lumber Products | Existing | Space Heating | Natural Gas | Commissioning | A | Incremental Energy Savings (MWh or mTherms) | Achievable Technical Potential | 0 | 0 | 0 | 0 | 0 | 0 | 0 | 0 | 0 | 0 | 0 | 0 | 0 | 0 | 0 | 0 | 0 | 0 | 0 | 0 | 0 | 0 | 0 | 0 | 0 | 0 | 0 | 0 | 0 | 0 | 0
F5_Industrial_Wood and Lumber Products_Existing_Space Heating_Natural Gas_Commissioning_A_Achievable Technical Potential | F5 | Industrial | Wood and Lumber Products | Existing | Space Heating | Natural Gas | Commissioning | A | Incremental Summer Peak Savings (MW) | Achievable Technical Potential | 0 | 0 | 0 | 0 | 0 | 0 | 0 | 0 | 0 | 0 | 0 | 0 | 0 | 0 | 0 | 0 | 0 | 0 | 0 | 0 | 0 | 0 | 0 | 0 | 0 | 0 | 0 | 0 | 0 | 0 | 0
F6_Industrial_Wood and Lumber Products_Existing_Space Heating_Natural Gas_Commissioning_A_Achievable Technical Potential | F6 | Industrial | Wood and Lumber Products | Existing | Space Heating | Natural Gas | Commissioning | A | Incremental Winter Peak Savings (MW) | Achievable Technical Potential | 0 | 0 | 0 | 0 | 0 | 0 | 0 | 0 | 0 | 0 | 0 | 0 | 0 | 0 | 0 | 0 | 0 | 0 | 0 | 0 | 0 | 0 | 0 | 0 | 0 | 0 | 0 | 0 | 0 | 0 | 0
F7_Industrial_Wood and Lumber Products_Existing_Space Heating_Natural Gas_Commissioning_A_Achievable Technical Potential | F7 | Industrial | Wood and Lumber Products | Existing | Space Heating | Natural Gas | Commissioning | A | Cumulative Energy Savings (MWh or mTherms) | Achievable Technical Potential | 0 | 0 | 0 | 0 | 0 | 0 | 0 | 0 | 0 | 0 | 0 | 0 | 0 | 0 | 0 | 0 | 0 | 0 | 0 | 0 | 0 | 0 | 0 | 0 | 0 | 0 | 0 | 0 | 0 | 0 | 0
F8_Industrial_Wood and Lumber Products_Existing_Space Heating_Natural Gas_Commissioning_A_Achievable Technical Potential | F8 | Industrial | Wood and Lumber Products | Existing | Space Heating | Natural Gas | Commissioning | A | Cumulative Summer Peak Savings (MW) | Achievable Technical Potential | 0 | 0 | 0 | 0 | 0 | 0 | 0 | 0 | 0 | 0 | 0 | 0 | 0 | 0 | 0 | 0 | 0 | 0 | 0 | 0 | 0 | 0 | 0 | 0 | 0 | 0 | 0 | 0 | 0 | 0 | 0
F9_Industrial_Wood and Lumber Products_Existing_Space Heating_Natural Gas_Commissioning_A_Achievable Technical Potential | F9 | Industrial | Wood and Lumber Products | Existing | Space Heating | Natural Gas | Commissioning | A | Cumulative Winter Peak Savings (MW) | Achievable Technical Potential | 0 | 0 | 0 | 0 | 0 | 0 | 0 | 0 | 0 | 0 | 0 | 0 | 0 | 0 | 0 | 0 | 0 | 0 | 0 | 0 | 0 | 0 | 0 | 0 | 0 | 0 | 0 | 0 | 0 | 0 | 0
F10_Industrial_Wood and Lumber Products_Existing_Space Heating_Natural Gas_Commissioning_A_Achievable Technical Potential | F10 | Industrial | Wood and Lumber Products | Existing | Space Heating | Natural Gas | Commissioning | A | Purchases (Incremental) | Achievable Technical Potential | 0 | 0 | 0 | 0 | 0 | 0 | 0 | 0 | 0 | 0 | 0 | 0 | 0 | 0 | 0 | 0 | 0 | 0 | 0 | 0 | 0 | 0 | 0 | 0 | 0 | 0 | 0 | 0 | 0 | 0 | 0
F11_Industrial_Wood and Lumber Products_Existing_Space Heating_Natural Gas_Commissioning_A_Achievable Technical Potential | F11 | Industrial | Wood and Lumber Products | Existing | Space Heating | Natural Gas | Commissioning | A | Purchases (Cumulative) | Achievable Technical Potential | 0 | 0 | 0 | 0 | 0 | 0 | 0 | 0 | 0 | 0 | 0 | 0 | 0 | 0 | 0 | 0 | 0 | 0 | 0 | 0 | 0 | 0 | 0 | 0 | 0 | 0 | 0 | 0 | 0 | 0 | 0
F1_Industrial_Wood and Lumber Products_Existing_Process_Natural Gas_Commissioning_A_Achievable Technical Potential | F1 | Industrial | Wood and Lumber Products | Existing | Process | Natural Gas | Commissioning | A | Integrated Unit Energy Savings (kWh or therms) | Achievable Technical Potential | 0 | 0 | 0 | 0 | 0 | 49.9208 | 49.9158 | 49.9123 | 49.9096 | 49.9073 | 49.9049 | 49.9031 | 49.9016 | 49.8999 | 49.899 | 49.8978 | 49.8971 | 49.8964 | 49.8957 | 49.8955 | 49.895 | 49.8947 | 49.8943 | 49.8941 | 49.8938 | 49.8937 | 49.8936 | 49.8935 | 0 | 0 | 0
F2_Industrial_Wood and Lumber Products_Existing_Process_Natural Gas_Commissioning_A_Achievable Technical Potential | F2 | Industrial | Wood and Lumber Products | Existing | Process | Natural Gas | Commissioning | A | Integrated Unit Summer Peak Savings (kW) | Achievable Technical Potential | 0 | 0 | 0 | 0 | 0 | 0 | 0 | 0 | 0 | 0 | 0 | 0 | 0 | 0 | 0 | 0 | 0 | 0 | 0 | 0 | 0 | 0 | 0 | 0 | 0 | 0 | 0 | 0 | 0 | 0 | 0
F3_Industrial_Wood and Lumber Products_Existing_Process_Natural Gas_Commissioning_A_Achievable Technical Potential | F3 | Industrial | Wood and Lumber Products | Existing | Process | Natural Gas | Commissioning | A | Integrated Unit Winter Peak Savings (kW) | Achievable Technical Potential | 0 | 0 | 0 | 0 | 0 | 0 | 0 | 0 | 0 | 0 | 0 | 0 | 0 | 0 | 0 | 0 | 0 | 0 | 0 | 0 | 0 | 0 | 0 | 0 | 0 | 0 | 0 | 0 | 0 | 0 | 0
F4_Industrial_Wood and Lumber Products_Existing_Process_Natural Gas_Commissioning_A_Achievable Technical Potential | F4 | Industrial | Wood and Lumber Products | Existing | Process | Natural Gas | Commissioning | A | Incremental Energy Savings (MWh or mTherms) | Achievable Technical Potential | 0 | 0 | 0 | 0 | 0 | 0 | 0 | 0 | 0 | 0 | 0 | 0 | 0 | 0 | 0 | 0 | 0 | 0 | 0 | 0 | 0 | 0 | 0 | 0 | 0 | 0 | 0 | 0 | 0 | 0 | 0
F5_Industrial_Wood and Lumber Products_Existing_Process_Natural Gas_Commissioning_A_Achievable Technical Potential | F5 | Industrial | Wood and Lumber Products | Existing | Process | Natural Gas | Commissioning | A | Incremental Summer Peak Savings (MW) | Achievable Technical Potential | 0 | 0 | 0 | 0 | 0 | 0 | 0 | 0 | 0 | 0 | 0 | 0 | 0 | 0 | 0 | 0 | 0 | 0 | 0 | 0 | 0 | 0 | 0 | 0 | 0 | 0 | 0 | 0 | 0 | 0 | 0
F6_Industrial_Wood and Lumber Products_Existing_Process_Natural Gas_Commissioning_A_Achievable Technical Potential | F6 | Industrial | Wood and Lumber Products | Existing | Process | Natural Gas | Commissioning | A | Incremental Winter Peak Savings (MW) | Achievable Technical Potential | 0 | 0 | 0 | 0 | 0 | 0 | 0 | 0 | 0 | 0 | 0 | 0 | 0 | 0 | 0 | 0 | 0 | 0 | 0 | 0 | 0 | 0 | 0 | 0 | 0 | 0 | 0 | 0 | 0 | 0 | 0
F7_Industrial_Wood and Lumber Products_Existing_Process_Natural Gas_Commissioning_A_Achievable Technical Potential | F7 | Industrial | Wood and Lumber Products | Existing | Process | Natural Gas | Commissioning | A | Cumulative Energy Savings (MWh or mTherms) | Achievable Technical Potential | 0 | 0 | 0 | 0 | 0 | 0 | 0 | 0 | 0 | 0 | 0 | 0 | 0 | 0 | 0 | 0 | 0 | 0 | 0 | 0 | 0 | 0 | 0 | 0 | 0 | 0 | 0 | 0 | 0 | 0 | 0
F8_Industrial_Wood and Lumber Products_Existing_Process_Natural Gas_Commissioning_A_Achievable Technical Potential | F8 | Industrial | Wood and Lumber Products | Existing | Process | Natural Gas | Commissioning | A | Cumulative Summer Peak Savings (MW) | Achievable Technical Potential | 0 | 0 | 0 | 0 | 0 | 0 | 0 | 0 | 0 | 0 | 0 | 0 | 0 | 0 | 0 | 0 | 0 | 0 | 0 | 0 | 0 | 0 | 0 | 0 | 0 | 0 | 0 | 0 | 0 | 0 | 0
F9_Industrial_Wood and Lumber Products_Existing_Process_Natural Gas_Commissioning_A_Achievable Technical Potential | F9 | Industrial | Wood and Lumber Products | Existing | Process | Natural Gas | Commissioning | A | Cumulative Winter Peak Savings (MW) | Achievable Technical Potential | 0 | 0 | 0 | 0 | 0 | 0 | 0 | 0 | 0 | 0 | 0 | 0 | 0 | 0 | 0 | 0 | 0 | 0 | 0 | 0 | 0 | 0 | 0 | 0 | 0 | 0 | 0 | 0 | 0 | 0 | 0
F10_Industrial_Wood and Lumber Products_Existing_Process_Natural Gas_Commissioning_A_Achievable Technical Potential | F10 | Industrial | Wood and Lumber Products | Existing | Process | Natural Gas | Commissioning | A | Purchases (Incremental) | Achievable Technical Potential | 0 | 0 | 0 | 0 | 0 | 0 | 0 | 0 | 0 | 0 | 0 | 0 | 0 | 0 | 0 | 0 | 0 | 0 | 0 | 0 | 0 | 0 | 0 | 0 | 0 | 0 | 0 | 0 | 0 | 0 | 0
F11_Industrial_Wood and Lumber Products_Existing_Process_Natural Gas_Commissioning_A_Achievable Technical Potential | F11 | Industrial | Wood and Lumber Products | Existing | Process | Natural Gas | Commissioning | A | Purchases (Cumulative) | Achievable Technical Potential | 0 | 0 | 0 | 0 | 0 | 0 | 0 | 0 | 0 | 0 | 0 | 0 | 0 | 0 | 0 | 0 | 0 | 0 | 0 | 0 | 0 | 0 | 0 | 0 | 0 | 0 | 0 | 0 | 0 | 0 | 0
F1_Industrial_Wood and Lumber Products_Existing_Space Heating_Natural Gas_Retrocommissioning_A_Achievable Technical Potential | F1 | Industrial | Wood and Lumber Products | Existing | Space Heating | Natural Gas | Retrocommissioning | A | Integrated Unit Energy Savings (kWh or therms) | Achievable Technical Potential | 0 | 0 | 0 | 0 | 0 | 0.96353 | 0.95815 | 0.95141 | 0.94405 | 0.93605 | 0.92763 | 0.91876 | 0.90963 | 0.90009 | 0.88962 | 0.87946 | 0.86928 | 0.85962 | 0.85041 | 0.84175 | 0.83352 | 0.82518 | 0.81792 | 0.81169 | 0.80587 | 0.80052 | 0.79594 | 0.79166 | 0 | 0 | 0
F2_Industrial_Wood and Lumber Products_Existing_Space Heating_Natural Gas_Retrocommissioning_A_Achievable Technical Potential | F2 | Industrial | Wood and Lumber Products | Existing | Space Heating | Natural Gas | Retrocommissioning | A | Integrated Unit Summer Peak Savings (kW) | Achievable Technical Potential | 0 | 0 | 0 | 0 | 0 | 0 | 0 | 0 | 0 | 0 | 0 | 0 | 0 | 0 | 0 | 0 | 0 | 0 | 0 | 0 | 0 | 0 | 0 | 0 | 0 | 0 | 0 | 0 | 0 | 0 | 0
F3_Industrial_Wood and Lumber Products_Existing_Space Heating_Natural Gas_Retrocommissioning_A_Achievable Technical Potential | F3 | Industrial | Wood and Lumber Products | Existing | Space Heating | Natural Gas | Retrocommissioning | A | Integrated Unit Winter Peak Savings (kW) | Achievable Technical Potential | 0 | 0 | 0 | 0 | 0 | 0 | 0 | 0 | 0 | 0 | 0 | 0 | 0 | 0 | 0 | 0 | 0 | 0 | 0 | 0 | 0 | 0 | 0 | 0 | 0 | 0 | 0 | 0 | 0 | 0 | 0
F4_Industrial_Wood and Lumber Products_Existing_Space Heating_Natural Gas_Retrocommissioning_A_Achievable Technical Potential | F4 | Industrial | Wood and Lumber Products | Existing | Space Heating | Natural Gas | Retrocommissioning | A | Incremental Energy Savings (MWh or mTherms) | Achievable Technical Potential | 0 | 0 | 0 | 0 | 0 | 0.0094257 | 0.0093679 | 0.0092471 | 0.0091805 | 0.0091103 | 0.0089136 | 0.0088043 | 0.0086991 | 0.0084712 | 0.0084046 | 0.0082294 | 0.0081352 | 0.0080043 | 0.0078479 | 0.0077771 | 0.0076693 | 0.007563 | 0.0074692 | 0.0073871 | 0.007311 | 0 | 0 | 0 | 0 | 0 | 0
F5_Industrial_Wood and Lumber Products_Existing_Space Heating_Natural Gas_Retrocommissioning_A_Achievable Technical Potential | F5 | Industrial | Wood and Lumber Products | Existing | Space Heating | Natural Gas | Retrocommissioning | A | Incremental Summer Peak Savings (MW) | Achievable Technical Potential | 0 | 0 | 0 | 0 | 0 | 0 | 0 | 0 | 0 | 0 | 0 | 0 | 0 | 0 | 0 | 0 | 0 | 0 | 0 | 0 | 0 | 0 | 0 | 0 | 0 | 0 | 0 | 0 | 0 | 0 | 0
F6_Industrial_Wood and Lumber Products_Existing_Space Heating_Natural Gas_Retrocommissioning_A_Achievable Technical Potential | F6 | Industrial | Wood and Lumber Products | Existing | Space Heating | Natural Gas | Retrocommissioning | A | Incremental Winter Peak Savings (MW) | Achievable Technical Potential | 0 | 0 | 0 | 0 | 0 | 0 | 0 | 0 | 0 | 0 | 0 | 0 | 0 | 0 | 0 | 0 | 0 | 0 | 0 | 0 | 0 | 0 | 0 | 0 | 0 | 0 | 0 | 0 | 0 | 0 | 0
F7_Industrial_Wood and Lumber Products_Existing_Space Heating_Natural Gas_Retrocommissioning_A_Achievable Technical Potential | F7 | Industrial | Wood and Lumber Products | Existing | Space Heating | Natural Gas | Retrocommissioning | A | Cumulative Energy Savings (MWh or mTherms) | Achievable Technical Potential | 0 | 0 | 0 | 0 | 0 | 0.0094257 | 0.018741 | 0.027856 | 0.036821 | 0.04562 | 0.054122 | 0.062409 | 0.070489 | 0.07822 | 0.085715 | 0.092966 | 0.10002 | 0.10692 | 0.11362 | 0.12024 | 0.12673 | 0.13303 | 0.13933 | 0.14565 | 0.15192 | 0.15091 | 0.15005 | 0.14924 | 0 | 0 | 0
F8_Industrial_Wood and Lumber Products_Existing_Space Heating_Natural Gas_Retrocommissioning_A_Achievable Technical Potential | F8 | Industrial | Wood and Lumber Products | Existing | Space Heating | Natural Gas | Retrocommissioning | A | Cumulative Summer Peak Savings (MW) | Achievable Technical Potential | 0 | 0 | 0 | 0 | 0 | 0 | 0 | 0 | 0 | 0 | 0 | 0 | 0 | 0 | 0 | 0 | 0 | 0 | 0 | 0 | 0 | 0 | 0 | 0 | 0 | 0 | 0 | 0 | 0 | 0 | 0
F9_Industrial_Wood and Lumber Products_Existing_Space Heating_Natural Gas_Retrocommissioning_A_Achievable Technical Potential | F9 | Industrial | Wood and Lumber Products | Existing | Space Heating | Natural Gas | Retrocommissioning | A | Cumulative Winter Peak Savings (MW) | Achievable Technical Potential | 0 | 0 | 0 | 0 | 0 | 0 | 0 | 0 | 0 | 0 | 0 | 0 | 0 | 0 | 0 | 0 | 0 | 0 | 0 | 0 | 0 | 0 | 0 | 0 | 0 | 0 | 0 | 0 | 0 | 0 | 0
F10_Industrial_Wood and Lumber Products_Existing_Space Heating_Natural Gas_Retrocommissioning_A_Achievable Technical Potential | F10 | Industrial | Wood and Lumber Products | Existing | Space Heating | Natural Gas | Retrocommissioning | A | Purchases (Incremental) | Achievable Technical Potential | 0 | 0 | 0 | 0 | 0 | 9.7824 | 9.777 | 9.7194 | 9.7246 | 9.7326 | 9.6091 | 9.5828 | 9.5633 | 9.4115 | 9.4474 | 9.3573 | 9.3585 | 9.3114 | 9.2284 | 9.2393 | 9.2011 | 9.1653 | 9.1319 | 9.1009 | 9.0722 | 0 | 0 | 0 | 0 | 0 | 0
F11_Industrial_Wood and Lumber Products_Existing_Space Heating_Natural Gas_Retrocommissioning_A_Achievable Technical Potential | F11 | Industrial | Wood and Lumber Products | Existing | Space Heating | Natural Gas | Retrocommissioning | A | Purchases (Cumulative) | Achievable Technical Potential | 0 | 0 | 0 | 0 | 0 | 9.7824 | 19.5594 | 29.2787 | 39.0034 | 48.736 | 58.3451 | 67.9279 | 77.4912 | 86.9027 | 96.3501 | 105.7074 | 115.0659 | 124.3774 | 133.6057 | 142.845 | 152.0461 | 161.2114 | 170.3434 | 179.4442 | 188.5164 | 188.5164 | 188.5164 | 188.5164 | 188.5164 | 188.5164 | 188.5164
F1_Industrial_Wood and Lumber Products_Existing_Process_Natural Gas_Retrocommissioning_A_Achievable Technical Potential | F1 | Industrial | Wood and Lumber Products | Existing | Process | Natural Gas | Retrocommissioning | A | Integrated Unit Energy Savings (kWh or therms) | Achievable Technical Potential | 0 | 0 | 0 | 0 | 0 | 0 | 0 | 0 | 0 | 0 | 0 | 0 | 0 | 0 | 0 | 0 | 0 | 0 | 0 | 0 | 0 | 0 | 0 | 0 | 0 | 0 | 0 | 0 | 0 | 0 | 0
F2_Industrial_Wood and Lumber Products_Existing_Process_Natural Gas_Retrocommissioning_A_Achievable Technical Potential | F2 | Industrial | Wood and Lumber Products | Existing | Process | Natural Gas | Retrocommissioning | A | Integrated Unit Summer Peak Savings (kW) | Achievable Technical Potential | 0 | 0 | 0 | 0 | 0 | 0 | 0 | 0 | 0 | 0 | 0 | 0 | 0 | 0 | 0 | 0 | 0 | 0 | 0 | 0 | 0 | 0 | 0 | 0 | 0 | 0 | 0 | 0 | 0 | 0 | 0
F3_Industrial_Wood and Lumber Products_Existing_Process_Natural Gas_Retrocommissioning_A_Achievable Technical Potential | F3 | Industrial | Wood and Lumber Products | Existing | Process | Natural Gas | Retrocommissioning | A | Integrated Unit Winter Peak Savings (kW) | Achievable Technical Potential | 0 | 0 | 0 | 0 | 0 | 0 | 0 | 0 | 0 | 0 | 0 | 0 | 0 | 0 | 0 | 0 | 0 | 0 | 0 | 0 | 0 | 0 | 0 | 0 | 0 | 0 | 0 | 0 | 0 | 0 | 0
F4_Industrial_Wood and Lumber Products_Existing_Process_Natural Gas_Retrocommissioning_A_Achievable Technical Potential | F4 | Industrial | Wood and Lumber Products | Existing | Process | Natural Gas | Retrocommissioning | A | Incremental Energy Savings (MWh or mTherms) | Achievable Technical Potential | 0 | 0 | 0 | 0 | 0 | 0 | 0 | 0 | 0 | 0 | 0 | 0 | 0 | 0 | 0 | 0 | 0 | 0 | 0 | 0 | 0 | 0 | 0 | 0 | 0 | 0 | 0 | 0 | 0 | 0 | 0
F5_Industrial_Wood and Lumber Products_Existing_Process_Natural Gas_Retrocommissioning_A_Achievable Technical Potential | F5 | Industrial | Wood and Lumber Products | Existing | Process | Natural Gas | Retrocommissioning | A | Incremental Summer Peak Savings (MW) | Achievable Technical Potential | 0 | 0 | 0 | 0 | 0 | 0 | 0 | 0 | 0 | 0 | 0 | 0 | 0 | 0 | 0 | 0 | 0 | 0 | 0 | 0 | 0 | 0 | 0 | 0 | 0 | 0 | 0 | 0 | 0 | 0 | 0
F6_Industrial_Wood and Lumber Products_Existing_Process_Natural Gas_Retrocommissioning_A_Achievable Technical Potential | F6 | Industrial | Wood and Lumber Products | Existing | Process | Natural Gas | Retrocommissioning | A | Incremental Winter Peak Savings (MW) | Achievable Technical Potential | 0 | 0 | 0 | 0 | 0 | 0 | 0 | 0 | 0 | 0 | 0 | 0 | 0 | 0 | 0 | 0 | 0 | 0 | 0 | 0 | 0 | 0 | 0 | 0 | 0 | 0 | 0 | 0 | 0 | 0 | 0
F7_Industrial_Wood and Lumber Products_Existing_Process_Natural Gas_Retrocommissioning_A_Achievable Technical Potential | F7 | Industrial | Wood and Lumber Products | Existing | Process | Natural Gas | Retrocommissioning | A | Cumulative Energy Savings (MWh or mTherms) | Achievable Technical Potential | 0 | 0 | 0 | 0 | 0 | 0 | 0 | 0 | 0 | 0 | 0 | 0 | 0 | 0 | 0 | 0 | 0 | 0 | 0 | 0 | 0 | 0 | 0 | 0 | 0 | 0 | 0 | 0 | 0 | 0 | 0
F8_Industrial_Wood and Lumber Products_Existing_Process_Natural Gas_Retrocommissioning_A_Achievable Technical Potential | F8 | Industrial | Wood and Lumber Products | Existing | Process | Natural Gas | Retrocommissioning | A | Cumulative Summer Peak Savings (MW) | Achievable Technical Potential | 0 | 0 | 0 | 0 | 0 | 0 | 0 | 0 | 0 | 0 | 0 | 0 | 0 | 0 | 0 | 0 | 0 | 0 | 0 | 0 | 0 | 0 | 0 | 0 | 0 | 0 | 0 | 0 | 0 | 0 | 0
F9_Industrial_Wood and Lumber Products_Existing_Process_Natural Gas_Retrocommissioning_A_Achievable Technical Potential | F9 | Industrial | Wood and Lumber Products | Existing | Process | Natural Gas | Retrocommissioning | A | Cumulative Winter Peak Savings (MW) | Achievable Technical Potential | 0 | 0 | 0 | 0 | 0 | 0 | 0 | 0 | 0 | 0 | 0 | 0 | 0 | 0 | 0 | 0 | 0 | 0 | 0 | 0 | 0 | 0 | 0 | 0 | 0 | 0 | 0 | 0 | 0 | 0 | 0
F10_Industrial_Wood and Lumber Products_Existing_Process_Natural Gas_Retrocommissioning_A_Achievable Technical Potential | F10 | Industrial | Wood and Lumber Products | Existing | Process | Natural Gas | Retrocommissioning | A | Purchases (Incremental) | Achievable Technical Potential | 0 | 0 | 0 | 0 | 0 | 9.7824 | 9.777 | 9.7194 | 9.7246 | 9.7326 | 9.6091 | 9.5828 | 9.5633 | 9.4115 | 9.4474 | 9.3573 | 9.3585 | 9.3114 | 9.2284 | 9.2393 | 9.2011 | 9.1653 | 9.1319 | 9.1009 | 9.0722 | 0 | 0 | 0 | 0 | 0 | 0
F11_Industrial_Wood and Lumber Products_Existing_Process_Natural Gas_Retrocommissioning_A_Achievable Technical Potential | F11 | Industrial | Wood and Lumber Products | Existing | Process | Natural Gas | Retrocommissioning | A | Purchases (Cumulative) | Achievable Technical Potential | 0 | 0 | 0 | 0 | 0 | 9.7824 | 19.5594 | 29.2787 | 39.0034 | 48.736 | 58.3451 | 67.9279 | 77.4912 | 86.9027 | 96.3501 | 105.7074 | 115.0659 | 124.3774 | 133.6057 | 142.845 | 152.0461 | 161.2114 | 170.3434 | 179.4442 | 188.5164 | 188.5164 | 188.5164 | 188.5164 | 188.5164 | 188.5164 | 188.5164
F1_Industrial_Wood and Lumber Products_New_Space Heating_Natural Gas_Insulation - Roof/Ceiling_A_Achievable Technical Potential | F1 | Industrial | Wood and Lumber Products | New | Space Heating | Natural Gas | Insulation - Roof/Ceiling | A | Integrated Unit Energy Savings (kWh or therms) | Achievable Technical Potential | 0 | 0 | 0 | 0 | 0 | 0.093666 | 0.092125 | 0.090846 | 0.089738 | 0.088737 | 0.087829 | 0.086739 | 0.085558 | 0.084355 | 0.083161 | 0.082072 | 0.081083 | 0.080245 | 0.079153 | 0.078313 | 0.077679 | 0.077183 | 0.076916 | 0.076753 | 0.076666 | 0.076631 | 0.076619 | 0.076633 | 0 | 0 | 0
F2_Industrial_Wood and Lumber Products_New_Space Heating_Natural Gas_Insulation - Roof/Ceiling_A_Achievable Technical Potential | F2 | Industrial | Wood and Lumber Products | New | Space Heating | Natural Gas | Insulation - Roof/Ceiling | A | Integrated Unit Summer Peak Savings (kW) | Achievable Technical Potential | 0 | 0 | 0 | 0 | 0 | 0 | 0 | 0 | 0 | 0 | 0 | 0 | 0 | 0 | 0 | 0 | 0 | 0 | 0 | 0 | 0 | 0 | 0 | 0 | 0 | 0 | 0 | 0 | 0 | 0 | 0
F3_Industrial_Wood and Lumber Products_New_Space Heating_Natural Gas_Insulation - Roof/Ceiling_A_Achievable Technical Potential | F3 | Industrial | Wood and Lumber Products | New | Space Heating | Natural Gas | Insulation - Roof/Ceiling | A | Integrated Unit Winter Peak Savings (kW) | Achievable Technical Potential | 0 | 0 | 0 | 0 | 0 | 0 | 0 | 0 | 0 | 0 | 0 | 0 | 0 | 0 | 0 | 0 | 0 | 0 | 0 | 0 | 0 | 0 | 0 | 0 | 0 | 0 | 0 | 0 | 0 | 0 | 0
F4_Industrial_Wood and Lumber Products_New_Space Heating_Natural Gas_Insulation - Roof/Ceiling_A_Achievable Technical Potential | F4 | Industrial | Wood and Lumber Products | New | Space Heating | Natural Gas | Insulation - Roof/Ceiling | A | Incremental Energy Savings (MWh or mTherms) | Achievable Technical Potential | 0 | 0 | 0 | 0 | 0 | 0 | 0 | 0 | 0 | 0 | 0 | 0 | 0 | 0 | 0 | 0 | 0 | 0 | 0 | 0 | 0 | 0 | 0 | 0 | 0 | 0 | 0 | 0 | 0 | 0 | 0
F5_Industrial_Wood and Lumber Products_New_Space Heating_Natural Gas_Insulation - Roof/Ceiling_A_Achievable Technical Potential | F5 | Industrial | Wood and Lumber Products | New | Space Heating | Natural Gas | Insulation - Roof/Ceiling | A | Incremental Summer Peak Savings (MW) | Achievable Technical Potential | 0 | 0 | 0 | 0 | 0 | 0 | 0 | 0 | 0 | 0 | 0 | 0 | 0 | 0 | 0 | 0 | 0 | 0 | 0 | 0 | 0 | 0 | 0 | 0 | 0 | 0 | 0 | 0 | 0 | 0 | 0
F6_Industrial_Wood and Lumber Products_New_Space Heating_Natural Gas_Insulation - Roof/Ceiling_A_Achievable Technical Potential | F6 | Industrial | Wood and Lumber Products | New | Space Heating | Natural Gas | Insulation - Roof/Ceiling | A | Incremental Winter Peak Savings (MW) | Achievable Technical Potential | 0 | 0 | 0 | 0 | 0 | 0 | 0 | 0 | 0 | 0 | 0 | 0 | 0 | 0 | 0 | 0 | 0 | 0 | 0 | 0 | 0 | 0 | 0 | 0 | 0 | 0 | 0 | 0 | 0 | 0 | 0
F7_Industrial_Wood and Lumber Products_New_Space Heating_Natural Gas_Insulation - Roof/Ceiling_A_Achievable Technical Potential | F7 | Industrial | Wood and Lumber Products | New | Space Heating | Natural Gas | Insulation - Roof/Ceiling | A | Cumulative Energy Savings (MWh or mTherms) | Achievable Technical Potential | 0 | 0 | 0 | 0 | 0 | 0 | 0 | 0 | 0 | 0 | 0 | 0 | 0 | 0 | 0 | 0 | 0 | 0 | 0 | 0 | 0 | 0 | 0 | 0 | 0 | 0 | 0 | 0 | 0 | 0 | 0
F8_Industrial_Wood and Lumber Products_New_Space Heating_Natural Gas_Insulation - Roof/Ceiling_A_Achievable Technical Potential | F8 | Industrial | Wood and Lumber Products | New | Space Heating | Natural Gas | Insulation - Roof/Ceiling | A | Cumulative Summer Peak Savings (MW) | Achievable Technical Potential | 0 | 0 | 0 | 0 | 0 | 0 | 0 | 0 | 0 | 0 | 0 | 0 | 0 | 0 | 0 | 0 | 0 | 0 | 0 | 0 | 0 | 0 | 0 | 0 | 0 | 0 | 0 | 0 | 0 | 0 | 0
F9_Industrial_Wood and Lumber Products_New_Space Heating_Natural Gas_Insulation - Roof/Ceiling_A_Achievable Technical Potential | F9 | Industrial | Wood and Lumber Products | New | Space Heating | Natural Gas | Insulation - Roof/Ceiling | A | Cumulative Winter Peak Savings (MW) | Achievable Technical Potential | 0 | 0 | 0 | 0 | 0 | 0 | 0 | 0 | 0 | 0 | 0 | 0 | 0 | 0 | 0 | 0 | 0 | 0 | 0 | 0 | 0 | 0 | 0 | 0 | 0 | 0 | 0 | 0 | 0 | 0 | 0
F10_Industrial_Wood and Lumber Products_New_Space Heating_Natural Gas_Insulation - Roof/Ceiling_A_Achievable Technical Potential | F10 | Industrial | Wood and Lumber Products | New | Space Heating | Natural Gas | Insulation - Roof/Ceiling | A | Purchases (Incremental) | Achievable Technical Potential | 0 | 0 | 0 | 0 | 0 | 0 | 0 | 0 | 0 | 0 | 0 | 0 | 0 | 0 | 0 | 0 | 0 | 0 | 0 | 0 | 0 | 0 | 0 | 0 | 0 | 0 | 0 | 0 | 0 | 0 | 0
F11_Industrial_Wood and Lumber Products_New_Space Heating_Natural Gas_Insulation - Roof/Ceiling_A_Achievable Technical Potential | F11 | Industrial | Wood and Lumber Products | New | Space Heating | Natural Gas | Insulation - Roof/Ceiling | A | Purchases (Cumulative) | Achievable Technical Potential | 0 | 0 | 0 | 0 | 0 | 0 | 0 | 0 | 0 | 0 | 0 | 0 | 0 | 0 | 0 | 0 | 0 | 0 | 0 | 0 | 0 | 0 | 0 | 0 | 0 | 0 | 0 | 0 | 0 | 0 | 0
F1_Industrial_Wood and Lumber Products_New_Space Heating_Natural Gas_Insulation - Wall Cavity_A_Achievable Technical Potential | F1 | Industrial | Wood and Lumber Products | New | Space Heating | Natural Gas | Insulation - Wall Cavity | A | Integrated Unit Energy Savings (kWh or therms) | Achievable Technical Potential | 0 | 0 | 0 | 0 | 0 | 0.016868 | 0.016591 | 0.016361 | 0.016161 | 0.015981 | 0.015817 | 0.015621 | 0.015408 | 0.015192 | 0.014977 | 0.014781 | 0.014602 | 0.014451 | 0.014255 | 0.014103 | 0.013989 | 0.0139 | 0.013852 | 0.013823 | 0.013807 | 0.013801 | 0.013798 | 0.013801 | 0 | 0 | 0
F2_Industrial_Wood and Lumber Products_New_Space Heating_Natural Gas_Insulation - Wall Cavity_A_Achievable Technical Potential | F2 | Industrial | Wood and Lumber Products | New | Space Heating | Natural Gas | Insulation - Wall Cavity | A | Integrated Unit Summer Peak Savings (kW) | Achievable Technical Potential | 0 | 0 | 0 | 0 | 0 | 0 | 0 | 0 | 0 | 0 | 0 | 0 | 0 | 0 | 0 | 0 | 0 | 0 | 0 | 0 | 0 | 0 | 0 | 0 | 0 | 0 | 0 | 0 | 0 | 0 | 0
F3_Industrial_Wood and Lumber Products_New_Space Heating_Natural Gas_Insulation - Wall Cavity_A_Achievable Technical Potential | F3 | Industrial | Wood and Lumber Products | New | Space Heating | Natural Gas | Insulation - Wall Cavity | A | Integrated Unit Winter Peak Savings (kW) | Achievable Technical Potential | 0 | 0 | 0 | 0 | 0 | 0 | 0 | 0 | 0 | 0 | 0 | 0 | 0 | 0 | 0 | 0 | 0 | 0 | 0 | 0 | 0 | 0 | 0 | 0 | 0 | 0 | 0 | 0 | 0 | 0 | 0
F4_Industrial_Wood and Lumber Products_New_Space Heating_Natural Gas_Insulation - Wall Cavity_A_Achievable Technical Potential | F4 | Industrial | Wood and Lumber Products | New | Space Heating | Natural Gas | Insulation - Wall Cavity | A | Incremental Energy Savings (MWh or mTherms) | Achievable Technical Potential | 0 | 0 | 0 | 0 | 0 | 0 | 0 | 0 | 0 | 0 | 0 | 0 | 0 | 0 | 0 | 0 | 0 | 0 | 0 | 0 | 0 | 0 | 0 | 0 | 0 | 0 | 0 | 0 | 0 | 0 | 0
F5_Industrial_Wood and Lumber Products_New_Space Heating_Natural Gas_Insulation - Wall Cavity_A_Achievable Technical Potential | F5 | Industrial | Wood and Lumber Products | New | Space Heating | Natural Gas | Insulation - Wall Cavity | A | Incremental Summer Peak Savings (MW) | Achievable Technical Potential | 0 | 0 | 0 | 0 | 0 | 0 | 0 | 0 | 0 | 0 | 0 | 0 | 0 | 0 | 0 | 0 | 0 | 0 | 0 | 0 | 0 | 0 | 0 | 0 | 0 | 0 | 0 | 0 | 0 | 0 | 0
F6_Industrial_Wood and Lumber Products_New_Space Heating_Natural Gas_Insulation - Wall Cavity_A_Achievable Technical Potential | F6 | Industrial | Wood and Lumber Products | New | Space Heating | Natural Gas | Insulation - Wall Cavity | A | Incremental Winter Peak Savings (MW) | Achievable Technical Potential | 0 | 0 | 0 | 0 | 0 | 0 | 0 | 0 | 0 | 0 | 0 | 0 | 0 | 0 | 0 | 0 | 0 | 0 | 0 | 0 | 0 | 0 | 0 | 0 | 0 | 0 | 0 | 0 | 0 | 0 | 0
F7_Industrial_Wood and Lumber Products_New_Space Heating_Natural Gas_Insulation - Wall Cavity_A_Achievable Technical Potential | F7 | Industrial | Wood and Lumber Products | New | Space Heating | Natural Gas | Insulation - Wall Cavity | A | Cumulative Energy Savings (MWh or mTherms) | Achievable Technical Potential | 0 | 0 | 0 | 0 | 0 | 0 | 0 | 0 | 0 | 0 | 0 | 0 | 0 | 0 | 0 | 0 | 0 | 0 | 0 | 0 | 0 | 0 | 0 | 0 | 0 | 0 | 0 | 0 | 0 | 0 | 0
F8_Industrial_Wood and Lumber Products_New_Space Heating_Natural Gas_Insulation - Wall Cavity_A_Achievable Technical Potential | F8 | Industrial | Wood and Lumber Products | New | Space Heating | Natural Gas | Insulation - Wall Cavity | A | Cumulative Summer Peak Savings (MW) | Achievable Technical Potential | 0 | 0 | 0 | 0 | 0 | 0 | 0 | 0 | 0 | 0 | 0 | 0 | 0 | 0 | 0 | 0 | 0 | 0 | 0 | 0 | 0 | 0 | 0 | 0 | 0 | 0 | 0 | 0 | 0 | 0 | 0
F9_Industrial_Wood and Lumber Products_New_Space Heating_Natural Gas_Insulation - Wall Cavity_A_Achievable Technical Potential | F9 | Industrial | Wood and Lumber Products | New | Space Heating | Natural Gas | Insulation - Wall Cavity | A | Cumulative Winter Peak Savings (MW) | Achievable Technical Potential | 0 | 0 | 0 | 0 | 0 | 0 | 0 | 0 | 0 | 0 | 0 | 0 | 0 | 0 | 0 | 0 | 0 | 0 | 0 | 0 | 0 | 0 | 0 | 0 | 0 | 0 | 0 | 0 | 0 | 0 | 0
F10_Industrial_Wood and Lumber Products_New_Space Heating_Natural Gas_Insulation - Wall Cavity_A_Achievable Technical Potential | F10 | Industrial | Wood and Lumber Products | New | Space Heating | Natural Gas | Insulation - Wall Cavity | A | Purchases (Incremental) | Achievable Technical Potential | 0 | 0 | 0 | 0 | 0 | 0 | 0 | 0 | 0 | 0 | 0 | 0 | 0 | 0 | 0 | 0 | 0 | 0 | 0 | 0 | 0 | 0 | 0 | 0 | 0 | 0 | 0 | 0 | 0 | 0 | 0
F11_Industrial_Wood and Lumber Products_New_Space Heating_Natural Gas_Insulation - Wall Cavity_A_Achievable Technical Potential | F11 | Industrial | Wood and Lumber Products | New | Space Heating | Natural Gas | Insulation - Wall Cavity | A | Purchases (Cumulative) | Achievable Technical Potential | 0 | 0 | 0 | 0 | 0 | 0 | 0 | 0 | 0 | 0 | 0 | 0 | 0 | 0 | 0 | 0 | 0 | 0 | 0 | 0 | 0 | 0 | 0 | 0 | 0 | 0 | 0 | 0 | 0 | 0 | 0
F1_Industrial_Wood and Lumber Products_New_Space Heating_Natural Gas_Insulation - Ducting_A_Achievable Technical Potential | F1 | Industrial | Wood and Lumber Products | New | Space Heating | Natural Gas | Insulation - Ducting | A | Integrated Unit Energy Savings (kWh or therms) | Achievable Technical Potential | 0 | 0 | 0 | 0 | 0 | 0 | 0 | 0 | 0 | 0 | 0 | 0 | 0 | 0 | 0 | 0 | 0 | 0 | 0 | 0 | 0 | 0 | 0 | 0 | 0 | 0 | 0 | 0 | 0 | 0 | 0
F2_Industrial_Wood and Lumber Products_New_Space Heating_Natural Gas_Insulation - Ducting_A_Achievable Technical Potential | F2 | Industrial | Wood and Lumber Products | New | Space Heating | Natural Gas | Insulation - Ducting | A | Integrated Unit Summer Peak Savings (kW) | Achievable Technical Potential | 0 | 0 | 0 | 0 | 0 | 0 | 0 | 0 | 0 | 0 | 0 | 0 | 0 | 0 | 0 | 0 | 0 | 0 | 0 | 0 | 0 | 0 | 0 | 0 | 0 | 0 | 0 | 0 | 0 | 0 | 0
F3_Industrial_Wood and Lumber Products_New_Space Heating_Natural Gas_Insulation - Ducting_A_Achievable Technical Potential | F3 | Industrial | Wood and Lumber Products | New | Space Heating | Natural Gas | Insulation - Ducting | A | Integrated Unit Winter Peak Savings (kW) | Achievable Technical Potential | 0 | 0 | 0 | 0 | 0 | 0 | 0 | 0 | 0 | 0 | 0 | 0 | 0 | 0 | 0 | 0 | 0 | 0 | 0 | 0 | 0 | 0 | 0 | 0 | 0 | 0 | 0 | 0 | 0 | 0 | 0
F4_Industrial_Wood and Lumber Products_New_Space Heating_Natural Gas_Insulation - Ducting_A_Achievable Technical Potential | F4 | Industrial | Wood and Lumber Products | New | Space Heating | Natural Gas | Insulation - Ducting | A | Incremental Energy Savings (MWh or mTherms) | Achievable Technical Potential | 0 | 0 | 0 | 0 | 0 | 0 | 0 | 0 | 0 | 0 | 0 | 0 | 0 | 0 | 0 | 0 | 0 | 0 | 0 | 0 | 0 | 0 | 0 | 0 | 0 | 0 | 0 | 0 | 0 | 0 | 0
F5_Industrial_Wood and Lumber Products_New_Space Heating_Natural Gas_Insulation - Ducting_A_Achievable Technical Potential | F5 | Industrial | Wood and Lumber Products | New | Space Heating | Natural Gas | Insulation - Ducting | A | Incremental Summer Peak Savings (MW) | Achievable Technical Potential | 0 | 0 | 0 | 0 | 0 | 0 | 0 | 0 | 0 | 0 | 0 | 0 | 0 | 0 | 0 | 0 | 0 | 0 | 0 | 0 | 0 | 0 | 0 | 0 | 0 | 0 | 0 | 0 | 0 | 0 | 0
F6_Industrial_Wood and Lumber Products_New_Space Heating_Natural Gas_Insulation - Ducting_A_Achievable Technical Potential | F6 | Industrial | Wood and Lumber Products | New | Space Heating | Natural Gas | Insulation - Ducting | A | Incremental Winter Peak Savings (MW) | Achievable Technical Potential | 0 | 0 | 0 | 0 | 0 | 0 | 0 | 0 | 0 | 0 | 0 | 0 | 0 | 0 | 0 | 0 | 0 | 0 | 0 | 0 | 0 | 0 | 0 | 0 | 0 | 0 | 0 | 0 | 0 | 0 | 0
F7_Industrial_Wood and Lumber Products_New_Space Heating_Natural Gas_Insulation - Ducting_A_Achievable Technical Potential | F7 | Industrial | Wood and Lumber Products | New | Space Heating | Natural Gas | Insulation - Ducting | A | Cumulative Energy Savings (MWh or mTherms) | Achievable Technical Potential | 0 | 0 | 0 | 0 | 0 | 0 | 0 | 0 | 0 | 0 | 0 | 0 | 0 | 0 | 0 | 0 | 0 | 0 | 0 | 0 | 0 | 0 | 0 | 0 | 0 | 0 | 0 | 0 | 0 | 0 | 0
F8_Industrial_Wood and Lumber Products_New_Space Heating_Natural Gas_Insulation - Ducting_A_Achievable Technical Potential | F8 | Industrial | Wood and Lumber Products | New | Space Heating | Natural Gas | Insulation - Ducting | A | Cumulative Summer Peak Savings (MW) | Achievable Technical Potential | 0 | 0 | 0 | 0 | 0 | 0 | 0 | 0 | 0 | 0 | 0 | 0 | 0 | 0 | 0 | 0 | 0 | 0 | 0 | 0 | 0 | 0 | 0 | 0 | 0 | 0 | 0 | 0 | 0 | 0 | 0
F9_Industrial_Wood and Lumber Products_New_Space Heating_Natural Gas_Insulation - Ducting_A_Achievable Technical Potential | F9 | Industrial | Wood and Lumber Products | New | Space Heating | Natural Gas | Insulation - Ducting | A | Cumulative Winter Peak Savings (MW) | Achievable Technical Potential | 0 | 0 | 0 | 0 | 0 | 0 | 0 | 0 | 0 | 0 | 0 | 0 | 0 | 0 | 0 | 0 | 0 | 0 | 0 | 0 | 0 | 0 | 0 | 0 | 0 | 0 | 0 | 0 | 0 | 0 | 0
F10_Industrial_Wood and Lumber Products_New_Space Heating_Natural Gas_Insulation - Ducting_A_Achievable Technical Potential | F10 | Industrial | Wood and Lumber Products | New | Space Heating | Natural Gas | Insulation - Ducting | A | Purchases (Incremental) | Achievable Technical Potential | 0 | 0 | 0 | 0 | 0 | 0 | 0 | 0 | 0 | 0 | 0 | 0 | 0 | 0 | 0 | 0 | 0 | 0 | 0 | 0 | 0 | 0 | 0 | 0 | 0 | 0 | 0 | 0 | 0 | 0 | 0
F11_Industrial_Wood and Lumber Products_New_Space Heating_Natural Gas_Insulation - Ducting_A_Achievable Technical Potential | F11 | Industrial | Wood and Lumber Products | New | Space Heating | Natural Gas | Insulation - Ducting | A | Purchases (Cumulative) | Achievable Technical Potential | 0 | 0 | 0 | 0 | 0 | 0 | 0 | 0 | 0 | 0 | 0 | 0 | 0 | 0 | 0 | 0 | 0 | 0 | 0 | 0 | 0 | 0 | 0 | 0 | 0 | 0 | 0 | 0 | 0 | 0 | 0
F1_Industrial_Wood and Lumber Products_New_Space Heating_Natural Gas_HVAC - Duct Repair and Sealing_A_Achievable Technical Potential | F1 | Industrial | Wood and Lumber Products | New | Space Heating | Natural Gas | HVAC - Duct Repair and Sealing | A | Integrated Unit Energy Savings (kWh or therms) | Achievable Technical Potential | 0 | 0 | 0 | 0 | 0 | 0 | 0 | 0 | 0 | 0 | 0 | 0 | 0 | 0 | 0 | 0 | 0 | 0 | 0 | 0 | 0 | 0 | 0 | 0 | 0 | 0 | 0 | 0 | 0 | 0 | 0
F2_Industrial_Wood and Lumber Products_New_Space Heating_Natural Gas_HVAC - Duct Repair and Sealing_A_Achievable Technical Potential | F2 | Industrial | Wood and Lumber Products | New | Space Heating | Natural Gas | HVAC - Duct Repair and Sealing | A | Integrated Unit Summer Peak Savings (kW) | Achievable Technical Potential | 0 | 0 | 0 | 0 | 0 | 0 | 0 | 0 | 0 | 0 | 0 | 0 | 0 | 0 | 0 | 0 | 0 | 0 | 0 | 0 | 0 | 0 | 0 | 0 | 0 | 0 | 0 | 0 | 0 | 0 | 0
F3_Industrial_Wood and Lumber Products_New_Space Heating_Natural Gas_HVAC - Duct Repair and Sealing_A_Achievable Technical Potential | F3 | Industrial | Wood and Lumber Products | New | Space Heating | Natural Gas | HVAC - Duct Repair and Sealing | A | Integrated Unit Winter Peak Savings (kW) | Achievable Technical Potential | 0 | 0 | 0 | 0 | 0 | 0 | 0 | 0 | 0 | 0 | 0 | 0 | 0 | 0 | 0 | 0 | 0 | 0 | 0 | 0 | 0 | 0 | 0 | 0 | 0 | 0 | 0 | 0 | 0 | 0 | 0
F4_Industrial_Wood and Lumber Products_New_Space Heating_Natural Gas_HVAC - Duct Repair and Sealing_A_Achievable Technical Potential | F4 | Industrial | Wood and Lumber Products | New | Space Heating | Natural Gas | HVAC - Duct Repair and Sealing | A | Incremental Energy Savings (MWh or mTherms) | Achievable Technical Potential | 0 | 0 | 0 | 0 | 0 | 0 | 0 | 0 | 0 | 0 | 0 | 0 | 0 | 0 | 0 | 0 | 0 | 0 | 0 | 0 | 0 | 0 | 0 | 0 | 0 | 0 | 0 | 0 | 0 | 0 | 0
F5_Industrial_Wood and Lumber Products_New_Space Heating_Natural Gas_HVAC - Duct Repair and Sealing_A_Achievable Technical Potential | F5 | Industrial | Wood and Lumber Products | New | Space Heating | Natural Gas | HVAC - Duct Repair and Sealing | A | Incremental Summer Peak Savings (MW) | Achievable Technical Potential | 0 | 0 | 0 | 0 | 0 | 0 | 0 | 0 | 0 | 0 | 0 | 0 | 0 | 0 | 0 | 0 | 0 | 0 | 0 | 0 | 0 | 0 | 0 | 0 | 0 | 0 | 0 | 0 | 0 | 0 | 0
F6_Industrial_Wood and Lumber Products_New_Space Heating_Natural Gas_HVAC - Duct Repair and Sealing_A_Achievable Technical Potential | F6 | Industrial | Wood and Lumber Products | New | Space Heating | Natural Gas | HVAC - Duct Repair and Sealing | A | Incremental Winter Peak Savings (MW) | Achievable Technical Potential | 0 | 0 | 0 | 0 | 0 | 0 | 0 | 0 | 0 | 0 | 0 | 0 | 0 | 0 | 0 | 0 | 0 | 0 | 0 | 0 | 0 | 0 | 0 | 0 | 0 | 0 | 0 | 0 | 0 | 0 | 0
F7_Industrial_Wood and Lumber Products_New_Space Heating_Natural Gas_HVAC - Duct Repair and Sealing_A_Achievable Technical Potential | F7 | Industrial | Wood and Lumber Products | New | Space Heating | Natural Gas | HVAC - Duct Repair and Sealing | A | Cumulative Energy Savings (MWh or mTherms) | Achievable Technical Potential | 0 | 0 | 0 | 0 | 0 | 0 | 0 | 0 | 0 | 0 | 0 | 0 | 0 | 0 | 0 | 0 | 0 | 0 | 0 | 0 | 0 | 0 | 0 | 0 | 0 | 0 | 0 | 0 | 0 | 0 | 0
F8_Industrial_Wood and Lumber Products_New_Space Heating_Natural Gas_HVAC - Duct Repair and Sealing_A_Achievable Technical Potential | F8 | Industrial | Wood and Lumber Products | New | Space Heating | Natural Gas | HVAC - Duct Repair and Sealing | A | Cumulative Summer Peak Savings (MW) | Achievable Technical Potential | 0 | 0 | 0 | 0 | 0 | 0 | 0 | 0 | 0 | 0 | 0 | 0 | 0 | 0 | 0 | 0 | 0 | 0 | 0 | 0 | 0 | 0 | 0 | 0 | 0 | 0 | 0 | 0 | 0 | 0 | 0
F9_Industrial_Wood and Lumber Products_New_Space Heating_Natural Gas_HVAC - Duct Repair and Sealing_A_Achievable Technical Potential | F9 | Industrial | Wood and Lumber Products | New | Space Heating | Natural Gas | HVAC - Duct Repair and Sealing | A | Cumulative Winter Peak Savings (MW) | Achievable Technical Potential | 0 | 0 | 0 | 0 | 0 | 0 | 0 | 0 | 0 | 0 | 0 | 0 | 0 | 0 | 0 | 0 | 0 | 0 | 0 | 0 | 0 | 0 | 0 | 0 | 0 | 0 | 0 | 0 | 0 | 0 | 0
F10_Industrial_Wood and Lumber Products_New_Space Heating_Natural Gas_HVAC - Duct Repair and Sealing_A_Achievable Technical Potential | F10 | Industrial | Wood and Lumber Products | New | Space Heating | Natural Gas | HVAC - Duct Repair and Sealing | A | Purchases (Incremental) | Achievable Technical Potential | 0 | 0 | 0 | 0 | 0 | 0 | 0 | 0 | 0 | 0 | 0 | 0 | 0 | 0 | 0 | 0 | 0 | 0 | 0 | 0 | 0 | 0 | 0 | 0 | 0 | 0 | 0 | 0 | 0 | 0 | 0
F11_Industrial_Wood and Lumber Products_New_Space Heating_Natural Gas_HVAC - Duct Repair and Sealing_A_Achievable Technical Potential | F11 | Industrial | Wood and Lumber Products | New | Space Heating | Natural Gas | HVAC - Duct Repair and Sealing | A | Purchases (Cumulative) | Achievable Technical Potential | 0 | 0 | 0 | 0 | 0 | 0 | 0 | 0 | 0 | 0 | 0 | 0 | 0 | 0 | 0 | 0 | 0 | 0 | 0 | 0 | 0 | 0 | 0 | 0 | 0 | 0 | 0 | 0 | 0 | 0 | 0
F1_Industrial_Wood and Lumber Products_New_Space Heating_Natural Gas_Windows - High Efficiency_A_Achievable Technical Potential | F1 | Industrial | Wood and Lumber Products | New | Space Heating | Natural Gas | Windows - High Efficiency | A | Integrated Unit Energy Savings (kWh or therms) | Achievable Technical Potential | 0 | 0 | 0 | 0 | 0 | 0.0053489 | 0.0052571 | 0.0051808 | 0.0051146 | 0.0050547 | 0.0050007 | 0.0049365 | 0.0048672 | 0.0047968 | 0.0047269 | 0.0046642 | 0.0046072 | 0.004559 | 0.0044964 | 0.0044481 | 0.0044117 | 0.0043832 | 0.0043677 | 0.0043581 | 0.0043529 | 0.004352 | 0.0043523 | 0.004354 | 0 | 0 | 0
F2_Industrial_Wood and Lumber Products_New_Space Heating_Natural Gas_Windows - High Efficiency_A_Achievable Technical Potential | F2 | Industrial | Wood and Lumber Products | New | Space Heating | Natural Gas | Windows - High Efficiency | A | Integrated Unit Summer Peak Savings (kW) | Achievable Technical Potential | 0 | 0 | 0 | 0 | 0 | 0 | 0 | 0 | 0 | 0 | 0 | 0 | 0 | 0 | 0 | 0 | 0 | 0 | 0 | 0 | 0 | 0 | 0 | 0 | 0 | 0 | 0 | 0 | 0 | 0 | 0
F3_Industrial_Wood and Lumber Products_New_Space Heating_Natural Gas_Windows - High Efficiency_A_Achievable Technical Potential | F3 | Industrial | Wood and Lumber Products | New | Space Heating | Natural Gas | Windows - High Efficiency | A | Integrated Unit Winter Peak Savings (kW) | Achievable Technical Potential | 0 | 0 | 0 | 0 | 0 | 0 | 0 | 0 | 0 | 0 | 0 | 0 | 0 | 0 | 0 | 0 | 0 | 0 | 0 | 0 | 0 | 0 | 0 | 0 | 0 | 0 | 0 | 0 | 0 | 0 | 0
F4_Industrial_Wood and Lumber Products_New_Space Heating_Natural Gas_Windows - High Efficiency_A_Achievable Technical Potential | F4 | Industrial | Wood and Lumber Products | New | Space Heating | Natural Gas | Windows - High Efficiency | A | Incremental Energy Savings (MWh or mTherms) | Achievable Technical Potential | 0 | 0 | 0 | 0 | 0 | 0 | 0 | 0 | 0 | 0 | 0 | 0 | 0 | 0 | 0 | 0 | 0 | 0 | 0 | 0 | 0 | 0 | 0 | 0 | 0 | 0 | 0 | 0 | 0 | 0 | 0
F5_Industrial_Wood and Lumber Products_New_Space Heating_Natural Gas_Windows - High Efficiency_A_Achievable Technical Potential | F5 | Industrial | Wood and Lumber Products | New | Space Heating | Natural Gas | Windows - High Efficiency | A | Incremental Summer Peak Savings (MW) | Achievable Technical Potential | 0 | 0 | 0 | 0 | 0 | 0 | 0 | 0 | 0 | 0 | 0 | 0 | 0 | 0 | 0 | 0 | 0 | 0 | 0 | 0 | 0 | 0 | 0 | 0 | 0 | 0 | 0 | 0 | 0 | 0 | 0
F6_Industrial_Wood and Lumber Products_New_Space Heating_Natural Gas_Windows - High Efficiency_A_Achievable Technical Potential | F6 | Industrial | Wood and Lumber Products | New | Space Heating | Natural Gas | Windows - High Efficiency | A | Incremental Winter Peak Savings (MW) | Achievable Technical Potential | 0 | 0 | 0 | 0 | 0 | 0 | 0 | 0 | 0 | 0 | 0 | 0 | 0 | 0 | 0 | 0 | 0 | 0 | 0 | 0 | 0 | 0 | 0 | 0 | 0 | 0 | 0 | 0 | 0 | 0 | 0
F7_Industrial_Wood and Lumber Products_New_Space Heating_Natural Gas_Windows - High Efficiency_A_Achievable Technical Potential | F7 | Industrial | Wood and Lumber Products | New | Space Heating | Natural Gas | Windows - High Efficiency | A | Cumulative Energy Savings (MWh or mTherms) | Achievable Technical Potential | 0 | 0 | 0 | 0 | 0 | 0 | 0 | 0 | 0 | 0 | 0 | 0 | 0 | 0 | 0 | 0 | 0 | 0 | 0 | 0 | 0 | 0 | 0 | 0 | 0 | 0 | 0 | 0 | 0 | 0 | 0
F8_Industrial_Wood and Lumber Products_New_Space Heating_Natural Gas_Windows - High Efficiency_A_Achievable Technical Potential | F8 | Industrial | Wood and Lumber Products | New | Space Heating | Natural Gas | Windows - High Efficiency | A | Cumulative Summer Peak Savings (MW) | Achievable Technical Potential | 0 | 0 | 0 | 0 | 0 | 0 | 0 | 0 | 0 | 0 | 0 | 0 | 0 | 0 | 0 | 0 | 0 | 0 | 0 | 0 | 0 | 0 | 0 | 0 | 0 | 0 | 0 | 0 | 0 | 0 | 0
F9_Industrial_Wood and Lumber Products_New_Space Heating_Natural Gas_Windows - High Efficiency_A_Achievable Technical Potential | F9 | Industrial | Wood and Lumber Products | New | Space Heating | Natural Gas | Windows - High Efficiency | A | Cumulative Winter Peak Savings (MW) | Achievable Technical Potential | 0 | 0 | 0 | 0 | 0 | 0 | 0 | 0 | 0 | 0 | 0 | 0 | 0 | 0 | 0 | 0 | 0 | 0 | 0 | 0 | 0 | 0 | 0 | 0 | 0 | 0 | 0 | 0 | 0 | 0 | 0
F10_Industrial_Wood and Lumber Products_New_Space Heating_Natural Gas_Windows - High Efficiency_A_Achievable Technical Potential | F10 | Industrial | Wood and Lumber Products | New | Space Heating | Natural Gas | Windows - High Efficiency | A | Purchases (Incremental) | Achievable Technical Potential | 0 | 0 | 0 | 0 | 0 | 0 | 0 | 0 | 0 | 0 | 0 | 0 | 0 | 0 | 0 | 0 | 0 | 0 | 0 | 0 | 0 | 0 | 0 | 0 | 0 | 0 | 0 | 0 | 0 | 0 | 0
F11_Industrial_Wood and Lumber Products_New_Space Heating_Natural Gas_Windows - High Efficiency_A_Achievable Technical Potential | F11 | Industrial | Wood and Lumber Products | New | Space Heating | Natural Gas | Windows - High Efficiency | A | Purchases (Cumulative) | Achievable Technical Potential | 0 | 0 | 0 | 0 | 0 | 0 | 0 | 0 | 0 | 0 | 0 | 0 | 0 | 0 | 0 | 0 | 0 | 0 | 0 | 0 | 0 | 0 | 0 | 0 | 0 | 0 | 0 | 0 | 0 | 0 | 0
F1_Industrial_Wood and Lumber Products_New_Space Heating_Natural Gas_Gas Boiler - Maintenance_A_Achievable Technical Potential | F1 | Industrial | Wood and Lumber Products | New | Space Heating | Natural Gas | Gas Boiler - Maintenance | A | Integrated Unit Energy Savings (kWh or therms) | Achievable Technical Potential | 0 | 0 | 0 | 0 | 0 | 0 | 0 | 0 | 0 | 0 | 0 | 0 | 0 | 0 | 0 | 0 | 0 | 0 | 0 | 0 | 0 | 0 | 0 | 0 | 0 | 0 | 0 | 0 | 0 | 0 | 0
F2_Industrial_Wood and Lumber Products_New_Space Heating_Natural Gas_Gas Boiler - Maintenance_A_Achievable Technical Potential | F2 | Industrial | Wood and Lumber Products | New | Space Heating | Natural Gas | Gas Boiler - Maintenance | A | Integrated Unit Summer Peak Savings (kW) | Achievable Technical Potential | 0 | 0 | 0 | 0 | 0 | 0 | 0 | 0 | 0 | 0 | 0 | 0 | 0 | 0 | 0 | 0 | 0 | 0 | 0 | 0 | 0 | 0 | 0 | 0 | 0 | 0 | 0 | 0 | 0 | 0 | 0
F3_Industrial_Wood and Lumber Products_New_Space Heating_Natural Gas_Gas Boiler - Maintenance_A_Achievable Technical Potential | F3 | Industrial | Wood and Lumber Products | New | Space Heating | Natural Gas | Gas Boiler - Maintenance | A | Integrated Unit Winter Peak Savings (kW) | Achievable Technical Potential | 0 | 0 | 0 | 0 | 0 | 0 | 0 | 0 | 0 | 0 | 0 | 0 | 0 | 0 | 0 | 0 | 0 | 0 | 0 | 0 | 0 | 0 | 0 | 0 | 0 | 0 | 0 | 0 | 0 | 0 | 0
F4_Industrial_Wood and Lumber Products_New_Space Heating_Natural Gas_Gas Boiler - Maintenance_A_Achievable Technical Potential | F4 | Industrial | Wood and Lumber Products | New | Space Heating | Natural Gas | Gas Boiler - Maintenance | A | Incremental Energy Savings (MWh or mTherms) | Achievable Technical Potential | 0 | 0 | 0 | 0 | 0 | 0 | 0 | 0 | 0 | 0 | 0 | 0 | 0 | 0 | 0 | 0 | 0 | 0 | 0 | 0 | 0 | 0 | 0 | 0 | 0 | 0 | 0 | 0 | 0 | 0 | 0
F5_Industrial_Wood and Lumber Products_New_Space Heating_Natural Gas_Gas Boiler - Maintenance_A_Achievable Technical Potential | F5 | Industrial | Wood and Lumber Products | New | Space Heating | Natural Gas | Gas Boiler - Maintenance | A | Incremental Summer Peak Savings (MW) | Achievable Technical Potential | 0 | 0 | 0 | 0 | 0 | 0 | 0 | 0 | 0 | 0 | 0 | 0 | 0 | 0 | 0 | 0 | 0 | 0 | 0 | 0 | 0 | 0 | 0 | 0 | 0 | 0 | 0 | 0 | 0 | 0 | 0
F6_Industrial_Wood and Lumber Products_New_Space Heating_Natural Gas_Gas Boiler - Maintenance_A_Achievable Technical Potential | F6 | Industrial | Wood and Lumber Products | New | Space Heating | Natural Gas | Gas Boiler - Maintenance | A | Incremental Winter Peak Savings (MW) | Achievable Technical Potential | 0 | 0 | 0 | 0 | 0 | 0 | 0 | 0 | 0 | 0 | 0 | 0 | 0 | 0 | 0 | 0 | 0 | 0 | 0 | 0 | 0 | 0 | 0 | 0 | 0 | 0 | 0 | 0 | 0 | 0 | 0
F7_Industrial_Wood and Lumber Products_New_Space Heating_Natural Gas_Gas Boiler - Maintenance_A_Achievable Technical Potential | F7 | Industrial | Wood and Lumber Products | New | Space Heating | Natural Gas | Gas Boiler - Maintenance | A | Cumulative Energy Savings (MWh or mTherms) | Achievable Technical Potential | 0 | 0 | 0 | 0 | 0 | 0 | 0 | 0 | 0 | 0 | 0 | 0 | 0 | 0 | 0 | 0 | 0 | 0 | 0 | 0 | 0 | 0 | 0 | 0 | 0 | 0 | 0 | 0 | 0 | 0 | 0
F8_Industrial_Wood and Lumber Products_New_Space Heating_Natural Gas_Gas Boiler - Maintenance_A_Achievable Technical Potential | F8 | Industrial | Wood and Lumber Products | New | Space Heating | Natural Gas | Gas Boiler - Maintenance | A | Cumulative Summer Peak Savings (MW) | Achievable Technical Potential | 0 | 0 | 0 | 0 | 0 | 0 | 0 | 0 | 0 | 0 | 0 | 0 | 0 | 0 | 0 | 0 | 0 | 0 | 0 | 0 | 0 | 0 | 0 | 0 | 0 | 0 | 0 | 0 | 0 | 0 | 0
F9_Industrial_Wood and Lumber Products_New_Space Heating_Natural Gas_Gas Boiler - Maintenance_A_Achievable Technical Potential | F9 | Industrial | Wood and Lumber Products | New | Space Heating | Natural Gas | Gas Boiler - Maintenance | A | Cumulative Winter Peak Savings (MW) | Achievable Technical Potential | 0 | 0 | 0 | 0 | 0 | 0 | 0 | 0 | 0 | 0 | 0 | 0 | 0 | 0 | 0 | 0 | 0 | 0 | 0 | 0 | 0 | 0 | 0 | 0 | 0 | 0 | 0 | 0 | 0 | 0 | 0
F10_Industrial_Wood and Lumber Products_New_Space Heating_Natural Gas_Gas Boiler - Maintenance_A_Achievable Technical Potential | F10 | Industrial | Wood and Lumber Products | New | Space Heating | Natural Gas | Gas Boiler - Maintenance | A | Purchases (Incremental) | Achievable Technical Potential | 0 | 0 | 0 | 0 | 0 | 0 | 0 | 0 | 0 | 0 | 0 | 0 | 0 | 0 | 0 | 0 | 0 | 0 | 0 | 0 | 0 | 0 | 0 | 0 | 0 | 0 | 0 | 0 | 0 | 0 | 0
F11_Industrial_Wood and Lumber Products_New_Space Heating_Natural Gas_Gas Boiler - Maintenance_A_Achievable Technical Potential | F11 | Industrial | Wood and Lumber Products | New | Space Heating | Natural Gas | Gas Boiler - Maintenance | A | Purchases (Cumulative) | Achievable Technical Potential | 0 | 0 | 0 | 0 | 0 | 0 | 0 | 0 | 0 | 0 | 0 | 0 | 0 | 0 | 0 | 0 | 0 | 0 | 0 | 0 | 0 | 0 | 0 | 0 | 0 | 0 | 0 | 0 | 0 | 0 | 0
F1_Industrial_Wood and Lumber Products_New_Process_Natural Gas_Gas Boiler - Maintenance_A_Achievable Technical Potential | F1 | Industrial | Wood and Lumber Products | New | Process | Natural Gas | Gas Boiler - Maintenance | A | Integrated Unit Energy Savings (kWh or therms) | Achievable Technical Potential | 0 | 0 | 0 | 0 | 0 | 6.3264 | 6.3264 | 6.3264 | 6.3264 | 6.3264 | 6.3264 | 6.3264 | 6.3264 | 6.3264 | 6.3264 | 6.3264 | 6.3264 | 6.3264 | 6.3264 | 6.3264 | 6.3264 | 6.3264 | 6.3264 | 6.3264 | 6.3264 | 6.3264 | 6.3264 | 6.3264 | 6.3264 | 6.3264 | 6.3264
F2_Industrial_Wood and Lumber Products_New_Process_Natural Gas_Gas Boiler - Maintenance_A_Achievable Technical Potential | F2 | Industrial | Wood and Lumber Products | New | Process | Natural Gas | Gas Boiler - Maintenance | A | Integrated Unit Summer Peak Savings (kW) | Achievable Technical Potential | 0 | 0 | 0 | 0 | 0 | 0 | 0 | 0 | 0 | 0 | 0 | 0 | 0 | 0 | 0 | 0 | 0 | 0 | 0 | 0 | 0 | 0 | 0 | 0 | 0 | 0 | 0 | 0 | 0 | 0 | 0
F3_Industrial_Wood and Lumber Products_New_Process_Natural Gas_Gas Boiler - Maintenance_A_Achievable Technical Potential | F3 | Industrial | Wood and Lumber Products | New | Process | Natural Gas | Gas Boiler - Maintenance | A | Integrated Unit Winter Peak Savings (kW) | Achievable Technical Potential | 0 | 0 | 0 | 0 | 0 | 0 | 0 | 0 | 0 | 0 | 0 | 0 | 0 | 0 | 0 | 0 | 0 | 0 | 0 | 0 | 0 | 0 | 0 | 0 | 0 | 0 | 0 | 0 | 0 | 0 | 0
F4_Industrial_Wood and Lumber Products_New_Process_Natural Gas_Gas Boiler - Maintenance_A_Achievable Technical Potential | F4 | Industrial | Wood and Lumber Products | New | Process | Natural Gas | Gas Boiler - Maintenance | A | Incremental Energy Savings (MWh or mTherms) | Achievable Technical Potential | 0 | 0 | 0 | 0 | 0 | 0.0042346 | 0.0035164 | 0.0028137 | 0.0042346 | 0.0035164 | 0.0028137 | 0.0042346 | 0.0035164 | 0.0028137 | 0.0042346 | 0.0035164 | 0.0028137 | 0.0042346 | 0.0035164 | 0.0028137 | 0.0042346 | 0.0035164 | 0.0028137 | 0.0042346 | 0.0035164 | 0.0028137 | 0.0042346 | 0.0035164 | 0.0028137 | 0.0042346 | 0.0035164
F5_Industrial_Wood and Lumber Products_New_Process_Natural Gas_Gas Boiler - Maintenance_A_Achievable Technical Potential | F5 | Industrial | Wood and Lumber Products | New | Process | Natural Gas | Gas Boiler - Maintenance | A | Incremental Summer Peak Savings (MW) | Achievable Technical Potential | 0 | 0 | 0 | 0 | 0 | 0 | 0 | 0 | 0 | 0 | 0 | 0 | 0 | 0 | 0 | 0 | 0 | 0 | 0 | 0 | 0 | 0 | 0 | 0 | 0 | 0 | 0 | 0 | 0 | 0 | 0
F6_Industrial_Wood and Lumber Products_New_Process_Natural Gas_Gas Boiler - Maintenance_A_Achievable Technical Potential | F6 | Industrial | Wood and Lumber Products | New | Process | Natural Gas | Gas Boiler - Maintenance | A | Incremental Winter Peak Savings (MW) | Achievable Technical Potential | 0 | 0 | 0 | 0 | 0 | 0 | 0 | 0 | 0 | 0 | 0 | 0 | 0 | 0 | 0 | 0 | 0 | 0 | 0 | 0 | 0 | 0 | 0 | 0 | 0 | 0 | 0 | 0 | 0 | 0 | 0
F7_Industrial_Wood and Lumber Products_New_Process_Natural Gas_Gas Boiler - Maintenance_A_Achievable Technical Potential | F7 | Industrial | Wood and Lumber Products | New | Process | Natural Gas | Gas Boiler - Maintenance | A | Cumulative Energy Savings (MWh or mTherms) | Achievable Technical Potential | 0 | 0 | 0 | 0 | 0 | 0.0042346 | 0.0077511 | 0.010565 | 0.010565 | 0.010565 | 0.010565 | 0.010565 | 0.010565 | 0.010565 | 0.010565 | 0.010565 | 0.010565 | 0.010565 | 0.010565 | 0.010565 | 0.010565 | 0.010565 | 0.010565 | 0.010565 | 0.010565 | 0.010565 | 0.010565 | 0.010565 | 0 | 0 | 0
F8_Industrial_Wood and Lumber Products_New_Process_Natural Gas_Gas Boiler - Maintenance_A_Achievable Technical Potential | F8 | Industrial | Wood and Lumber Products | New | Process | Natural Gas | Gas Boiler - Maintenance | A | Cumulative Summer Peak Savings (MW) | Achievable Technical Potential | 0 | 0 | 0 | 0 | 0 | 0 | 0 | 0 | 0 | 0 | 0 | 0 | 0 | 0 | 0 | 0 | 0 | 0 | 0 | 0 | 0 | 0 | 0 | 0 | 0 | 0 | 0 | 0 | 0 | 0 | 0
F9_Industrial_Wood and Lumber Products_New_Process_Natural Gas_Gas Boiler - Maintenance_A_Achievable Technical Potential | F9 | Industrial | Wood and Lumber Products | New | Process | Natural Gas | Gas Boiler - Maintenance | A | Cumulative Winter Peak Savings (MW) | Achievable Technical Potential | 0 | 0 | 0 | 0 | 0 | 0 | 0 | 0 | 0 | 0 | 0 | 0 | 0 | 0 | 0 | 0 | 0 | 0 | 0 | 0 | 0 | 0 | 0 | 0 | 0 | 0 | 0 | 0 | 0 | 0 | 0
F10_Industrial_Wood and Lumber Products_New_Process_Natural Gas_Gas Boiler - Maintenance_A_Achievable Technical Potential | F10 | Industrial | Wood and Lumber Products | New | Process | Natural Gas | Gas Boiler - Maintenance | A | Purchases (Incremental) | Achievable Technical Potential | 0 | 0 | 0 | 0 | 0 | 0.66936 | 0.55584 | 0.44475 | 0.66936 | 0.55584 | 0.44475 | 0.66936 | 0.55584 | 0.44475 | 0.66936 | 0.55584 | 0.44475 | 0.66936 | 0.55584 | 0.44475 | 0.66936 | 0.55584 | 0.44475 | 0.66936 | 0.55584 | 0.44475 | 0.66936 | 0.55584 | 0.44475 | 0.66936 | 0.55584
F11_Industrial_Wood and Lumber Products_New_Process_Natural Gas_Gas Boiler - Maintenance_A_Achievable Technical Potential | F11 | Industrial | Wood and Lumber Products | New | Process | Natural Gas | Gas Boiler - Maintenance | A | Purchases (Cumulative) | Achievable Technical Potential | 0 | 0 | 0 | 0 | 0 | 0.66936 | 1.2252 | 1.6699 | 1.6699 | 1.6699 | 1.6699 | 1.6699 | 1.6699 | 1.6699 | 1.6699 | 1.6699 | 1.6699 | 1.6699 | 1.6699 | 1.6699 | 1.6699 | 1.6699 | 1.6699 | 1.6699 | 1.6699 | 1.6699 | 1.6699 | 1.6699 | 1.6699 | 1.6699 | 1.6699
F1_Industrial_Wood and Lumber Products_New_Space Heating_Natural Gas_Gas Furnace - Maintenance_A_Achievable Technical Potential | F1 | Industrial | Wood and Lumber Products | New | Space Heating | Natural Gas | Gas Furnace - Maintenance | A | Integrated Unit Energy Savings (kWh or therms) | Achievable Technical Potential | 0 | 0 | 0 | 0 | 0 | 0 | 0 | 0 | 0 | 0 | 0 | 0 | 0 | 0 | 0 | 0 | 0 | 0 | 0 | 0 | 0 | 0 | 0 | 0 | 0 | 0 | 0 | 0 | 0 | 0 | 0
F2_Industrial_Wood and Lumber Products_New_Space Heating_Natural Gas_Gas Furnace - Maintenance_A_Achievable Technical Potential | F2 | Industrial | Wood and Lumber Products | New | Space Heating | Natural Gas | Gas Furnace - Maintenance | A | Integrated Unit Summer Peak Savings (kW) | Achievable Technical Potential | 0 | 0 | 0 | 0 | 0 | 0 | 0 | 0 | 0 | 0 | 0 | 0 | 0 | 0 | 0 | 0 | 0 | 0 | 0 | 0 | 0 | 0 | 0 | 0 | 0 | 0 | 0 | 0 | 0 | 0 | 0
F3_Industrial_Wood and Lumber Products_New_Space Heating_Natural Gas_Gas Furnace - Maintenance_A_Achievable Technical Potential | F3 | Industrial | Wood and Lumber Products | New | Space Heating | Natural Gas | Gas Furnace - Maintenance | A | Integrated Unit Winter Peak Savings (kW) | Achievable Technical Potential | 0 | 0 | 0 | 0 | 0 | 0 | 0 | 0 | 0 | 0 | 0 | 0 | 0 | 0 | 0 | 0 | 0 | 0 | 0 | 0 | 0 | 0 | 0 | 0 | 0 | 0 | 0 | 0 | 0 | 0 | 0
F4_Industrial_Wood and Lumber Products_New_Space Heating_Natural Gas_Gas Furnace - Maintenance_A_Achievable Technical Potential | F4 | Industrial | Wood and Lumber Products | New | Space Heating | Natural Gas | Gas Furnace - Maintenance | A | Incremental Energy Savings (MWh or mTherms) | Achievable Technical Potential | 0 | 0 | 0 | 0 | 0 | 0 | 0 | 0 | 0 | 0 | 0 | 0 | 0 | 0 | 0 | 0 | 0 | 0 | 0 | 0 | 0 | 0 | 0 | 0 | 0 | 0 | 0 | 0 | 0 | 0 | 0
F5_Industrial_Wood and Lumber Products_New_Space Heating_Natural Gas_Gas Furnace - Maintenance_A_Achievable Technical Potential | F5 | Industrial | Wood and Lumber Products | New | Space Heating | Natural Gas | Gas Furnace - Maintenance | A | Incremental Summer Peak Savings (MW) | Achievable Technical Potential | 0 | 0 | 0 | 0 | 0 | 0 | 0 | 0 | 0 | 0 | 0 | 0 | 0 | 0 | 0 | 0 | 0 | 0 | 0 | 0 | 0 | 0 | 0 | 0 | 0 | 0 | 0 | 0 | 0 | 0 | 0
F6_Industrial_Wood and Lumber Products_New_Space Heating_Natural Gas_Gas Furnace - Maintenance_A_Achievable Technical Potential | F6 | Industrial | Wood and Lumber Products | New | Space Heating | Natural Gas | Gas Furnace - Maintenance | A | Incremental Winter Peak Savings (MW) | Achievable Technical Potential | 0 | 0 | 0 | 0 | 0 | 0 | 0 | 0 | 0 | 0 | 0 | 0 | 0 | 0 | 0 | 0 | 0 | 0 | 0 | 0 | 0 | 0 | 0 | 0 | 0 | 0 | 0 | 0 | 0 | 0 | 0
F7_Industrial_Wood and Lumber Products_New_Space Heating_Natural Gas_Gas Furnace - Maintenance_A_Achievable Technical Potential | F7 | Industrial | Wood and Lumber Products | New | Space Heating | Natural Gas | Gas Furnace - Maintenance | A | Cumulative Energy Savings (MWh or mTherms) | Achievable Technical Potential | 0 | 0 | 0 | 0 | 0 | 0 | 0 | 0 | 0 | 0 | 0 | 0 | 0 | 0 | 0 | 0 | 0 | 0 | 0 | 0 | 0 | 0 | 0 | 0 | 0 | 0 | 0 | 0 | 0 | 0 | 0
F8_Industrial_Wood and Lumber Products_New_Space Heating_Natural Gas_Gas Furnace - Maintenance_A_Achievable Technical Potential | F8 | Industrial | Wood and Lumber Products | New | Space Heating | Natural Gas | Gas Furnace - Maintenance | A | Cumulative Summer Peak Savings (MW) | Achievable Technical Potential | 0 | 0 | 0 | 0 | 0 | 0 | 0 | 0 | 0 | 0 | 0 | 0 | 0 | 0 | 0 | 0 | 0 | 0 | 0 | 0 | 0 | 0 | 0 | 0 | 0 | 0 | 0 | 0 | 0 | 0 | 0
F9_Industrial_Wood and Lumber Products_New_Space Heating_Natural Gas_Gas Furnace - Maintenance_A_Achievable Technical Potential | F9 | Industrial | Wood and Lumber Products | New | Space Heating | Natural Gas | Gas Furnace - Maintenance | A | Cumulative Winter Peak Savings (MW) | Achievable Technical Potential | 0 | 0 | 0 | 0 | 0 | 0 | 0 | 0 | 0 | 0 | 0 | 0 | 0 | 0 | 0 | 0 | 0 | 0 | 0 | 0 | 0 | 0 | 0 | 0 | 0 | 0 | 0 | 0 | 0 | 0 | 0
F10_Industrial_Wood and Lumber Products_New_Space Heating_Natural Gas_Gas Furnace - Maintenance_A_Achievable Technical Potential | F10 | Industrial | Wood and Lumber Products | New | Space Heating | Natural Gas | Gas Furnace - Maintenance | A | Purchases (Incremental) | Achievable Technical Potential | 0 | 0 | 0 | 0 | 0 | 0 | 0 | 0 | 0 | 0 | 0 | 0 | 0 | 0 | 0 | 0 | 0 | 0 | 0 | 0 | 0 | 0 | 0 | 0 | 0 | 0 | 0 | 0 | 0 | 0 | 0
F11_Industrial_Wood and Lumber Products_New_Space Heating_Natural Gas_Gas Furnace - Maintenance_A_Achievable Technical Potential | F11 | Industrial | Wood and Lumber Products | New | Space Heating | Natural Gas | Gas Furnace - Maintenance | A | Purchases (Cumulative) | Achievable Technical Potential | 0 | 0 | 0 | 0 | 0 | 0 | 0 | 0 | 0 | 0 | 0 | 0 | 0 | 0 | 0 | 0 | 0 | 0 | 0 | 0 | 0 | 0 | 0 | 0 | 0 | 0 | 0 | 0 | 0 | 0 | 0
F1_Industrial_Wood and Lumber Products_New_Space Heating_Natural Gas_Gas Boiler - Hot Water Reset_A_Achievable Technical Potential | F1 | Industrial | Wood and Lumber Products | New | Space Heating | Natural Gas | Gas Boiler - Hot Water Reset | A | Integrated Unit Energy Savings (kWh or therms) | Achievable Technical Potential | 0 | 0 | 0 | 0 | 0 | 0 | 0 | 0 | 0 | 0 | 0 | 0 | 0 | 0 | 0 | 0 | 0 | 0 | 0 | 0 | 0 | 0 | 0 | 0 | 0 | 0 | 0 | 0 | 0 | 0 | 0
F2_Industrial_Wood and Lumber Products_New_Space Heating_Natural Gas_Gas Boiler - Hot Water Reset_A_Achievable Technical Potential | F2 | Industrial | Wood and Lumber Products | New | Space Heating | Natural Gas | Gas Boiler - Hot Water Reset | A | Integrated Unit Summer Peak Savings (kW) | Achievable Technical Potential | 0 | 0 | 0 | 0 | 0 | 0 | 0 | 0 | 0 | 0 | 0 | 0 | 0 | 0 | 0 | 0 | 0 | 0 | 0 | 0 | 0 | 0 | 0 | 0 | 0 | 0 | 0 | 0 | 0 | 0 | 0
F3_Industrial_Wood and Lumber Products_New_Space Heating_Natural Gas_Gas Boiler - Hot Water Reset_A_Achievable Technical Potential | F3 | Industrial | Wood and Lumber Products | New | Space Heating | Natural Gas | Gas Boiler - Hot Water Reset | A | Integrated Unit Winter Peak Savings (kW) | Achievable Technical Potential | 0 | 0 | 0 | 0 | 0 | 0 | 0 | 0 | 0 | 0 | 0 | 0 | 0 | 0 | 0 | 0 | 0 | 0 | 0 | 0 | 0 | 0 | 0 | 0 | 0 | 0 | 0 | 0 | 0 | 0 | 0
F4_Industrial_Wood and Lumber Products_New_Space Heating_Natural Gas_Gas Boiler - Hot Water Reset_A_Achievable Technical Potential | F4 | Industrial | Wood and Lumber Products | New | Space Heating | Natural Gas | Gas Boiler - Hot Water Reset | A | Incremental Energy Savings (MWh or mTherms) | Achievable Technical Potential | 0 | 0 | 0 | 0 | 0 | 0 | 0 | 0 | 0 | 0 | 0 | 0 | 0 | 0 | 0 | 0 | 0 | 0 | 0 | 0 | 0 | 0 | 0 | 0 | 0 | 0 | 0 | 0 | 0 | 0 | 0
F5_Industrial_Wood and Lumber Products_New_Space Heating_Natural Gas_Gas Boiler - Hot Water Reset_A_Achievable Technical Potential | F5 | Industrial | Wood and Lumber Products | New | Space Heating | Natural Gas | Gas Boiler - Hot Water Reset | A | Incremental Summer Peak Savings (MW) | Achievable Technical Potential | 0 | 0 | 0 | 0 | 0 | 0 | 0 | 0 | 0 | 0 | 0 | 0 | 0 | 0 | 0 | 0 | 0 | 0 | 0 | 0 | 0 | 0 | 0 | 0 | 0 | 0 | 0 | 0 | 0 | 0 | 0
F6_Industrial_Wood and Lumber Products_New_Space Heating_Natural Gas_Gas Boiler - Hot Water Reset_A_Achievable Technical Potential | F6 | Industrial | Wood and Lumber Products | New | Space Heating | Natural Gas | Gas Boiler - Hot Water Reset | A | Incremental Winter Peak Savings (MW) | Achievable Technical Potential | 0 | 0 | 0 | 0 | 0 | 0 | 0 | 0 | 0 | 0 | 0 | 0 | 0 | 0 | 0 | 0 | 0 | 0 | 0 | 0 | 0 | 0 | 0 | 0 | 0 | 0 | 0 | 0 | 0 | 0 | 0
F7_Industrial_Wood and Lumber Products_New_Space Heating_Natural Gas_Gas Boiler - Hot Water Reset_A_Achievable Technical Potential | F7 | Industrial | Wood and Lumber Products | New | Space Heating | Natural Gas | Gas Boiler - Hot Water Reset | A | Cumulative Energy Savings (MWh or mTherms) | Achievable Technical Potential | 0 | 0 | 0 | 0 | 0 | 0 | 0 | 0 | 0 | 0 | 0 | 0 | 0 | 0 | 0 | 0 | 0 | 0 | 0 | 0 | 0 | 0 | 0 | 0 | 0 | 0 | 0 | 0 | 0 | 0 | 0
F8_Industrial_Wood and Lumber Products_New_Space Heating_Natural Gas_Gas Boiler - Hot Water Reset_A_Achievable Technical Potential | F8 | Industrial | Wood and Lumber Products | New | Space Heating | Natural Gas | Gas Boiler - Hot Water Reset | A | Cumulative Summer Peak Savings (MW) | Achievable Technical Potential | 0 | 0 | 0 | 0 | 0 | 0 | 0 | 0 | 0 | 0 | 0 | 0 | 0 | 0 | 0 | 0 | 0 | 0 | 0 | 0 | 0 | 0 | 0 | 0 | 0 | 0 | 0 | 0 | 0 | 0 | 0
F9_Industrial_Wood and Lumber Products_New_Space Heating_Natural Gas_Gas Boiler - Hot Water Reset_A_Achievable Technical Potential | F9 | Industrial | Wood and Lumber Products | New | Space Heating | Natural Gas | Gas Boiler - Hot Water Reset | A | Cumulative Winter Peak Savings (MW) | Achievable Technical Potential | 0 | 0 | 0 | 0 | 0 | 0 | 0 | 0 | 0 | 0 | 0 | 0 | 0 | 0 | 0 | 0 | 0 | 0 | 0 | 0 | 0 | 0 | 0 | 0 | 0 | 0 | 0 | 0 | 0 | 0 | 0
F10_Industrial_Wood and Lumber Products_New_Space Heating_Natural Gas_Gas Boiler - Hot Water Reset_A_Achievable Technical Potential | F10 | Industrial | Wood and Lumber Products | New | Space Heating | Natural Gas | Gas Boiler - Hot Water Reset | A | Purchases (Incremental) | Achievable Technical Potential | 0 | 0 | 0 | 0 | 0 | 0 | 0 | 0 | 0 | 0 | 0 | 0 | 0 | 0 | 0 | 0 | 0 | 0 | 0 | 0 | 0 | 0 | 0 | 0 | 0 | 0 | 0 | 0 | 0 | 0 | 0
F11_Industrial_Wood and Lumber Products_New_Space Heating_Natural Gas_Gas Boiler - Hot Water Reset_A_Achievable Technical Potential | F11 | Industrial | Wood and Lumber Products | New | Space Heating | Natural Gas | Gas Boiler - Hot Water Reset | A | Purchases (Cumulative) | Achievable Technical Potential | 0 | 0 | 0 | 0 | 0 | 0 | 0 | 0 | 0 | 0 | 0 | 0 | 0 | 0 | 0 | 0 | 0 | 0 | 0 | 0 | 0 | 0 | 0 | 0 | 0 | 0 | 0 | 0 | 0 | 0 | 0
F1_Industrial_Wood and Lumber Products_New_Process_Natural Gas_Gas Boiler - Hot Water Reset_A_Achievable Technical Potential | F1 | Industrial | Wood and Lumber Products | New | Process | Natural Gas | Gas Boiler - Hot Water Reset | A | Integrated Unit Energy Savings (kWh or therms) | Achievable Technical Potential | 0 | 0 | 0 | 0 | 0 | 11.4893 | 11.4785 | 11.469 | 11.4606 | 11.4527 | 11.4464 | 11.4424 | 11.4401 | 11.439 | 11.4387 | 11.4391 | 11.4399 | 11.4411 | 11.4424 | 11.4439 | 11.4459 | 11.4484 | 11.4507 | 11.4529 | 11.4548 | 11.4566 | 11.4582 | 11.4598 | 11.5025 | 11.5025 | 11.5025
F2_Industrial_Wood and Lumber Products_New_Process_Natural Gas_Gas Boiler - Hot Water Reset_A_Achievable Technical Potential | F2 | Industrial | Wood and Lumber Products | New | Process | Natural Gas | Gas Boiler - Hot Water Reset | A | Integrated Unit Summer Peak Savings (kW) | Achievable Technical Potential | 0 | 0 | 0 | 0 | 0 | 0 | 0 | 0 | 0 | 0 | 0 | 0 | 0 | 0 | 0 | 0 | 0 | 0 | 0 | 0 | 0 | 0 | 0 | 0 | 0 | 0 | 0 | 0 | 0 | 0 | 0
F3_Industrial_Wood and Lumber Products_New_Process_Natural Gas_Gas Boiler - Hot Water Reset_A_Achievable Technical Potential | F3 | Industrial | Wood and Lumber Products | New | Process | Natural Gas | Gas Boiler - Hot Water Reset | A | Integrated Unit Winter Peak Savings (kW) | Achievable Technical Potential | 0 | 0 | 0 | 0 | 0 | 0 | 0 | 0 | 0 | 0 | 0 | 0 | 0 | 0 | 0 | 0 | 0 | 0 | 0 | 0 | 0 | 0 | 0 | 0 | 0 | 0 | 0 | 0 | 0 | 0 | 0
F4_Industrial_Wood and Lumber Products_New_Process_Natural Gas_Gas Boiler - Hot Water Reset_A_Achievable Technical Potential | F4 | Industrial | Wood and Lumber Products | New | Process | Natural Gas | Gas Boiler - Hot Water Reset | A | Incremental Energy Savings (MWh or mTherms) | Achievable Technical Potential | 0 | 0 | 0 | 0 | 0 | 0.007475 | 0.010863 | 0.015352 | 0.020196 | 0.025742 | 0.033262 | 0.039923 | 0.044287 | 0.045032 | 0.041501 | 0.034286 | 0.024115 | 0.01483 | 0.0075367 | 0.003355 | 0.0012806 | 0.0074484 | 0.010837 | 0.015331 | 0.020185 | 0.025751 | 0.033297 | 0.039984 | 0.044528 | 0.045282 | 0.041732
F5_Industrial_Wood and Lumber Products_New_Process_Natural Gas_Gas Boiler - Hot Water Reset_A_Achievable Technical Potential | F5 | Industrial | Wood and Lumber Products | New | Process | Natural Gas | Gas Boiler - Hot Water Reset | A | Incremental Summer Peak Savings (MW) | Achievable Technical Potential | 0 | 0 | 0 | 0 | 0 | 0 | 0 | 0 | 0 | 0 | 0 | 0 | 0 | 0 | 0 | 0 | 0 | 0 | 0 | 0 | 0 | 0 | 0 | 0 | 0 | 0 | 0 | 0 | 0 | 0 | 0
F6_Industrial_Wood and Lumber Products_New_Process_Natural Gas_Gas Boiler - Hot Water Reset_A_Achievable Technical Potential | F6 | Industrial | Wood and Lumber Products | New | Process | Natural Gas | Gas Boiler - Hot Water Reset | A | Incremental Winter Peak Savings (MW) | Achievable Technical Potential | 0 | 0 | 0 | 0 | 0 | 0 | 0 | 0 | 0 | 0 | 0 | 0 | 0 | 0 | 0 | 0 | 0 | 0 | 0 | 0 | 0 | 0 | 0 | 0 | 0 | 0 | 0 | 0 | 0 | 0 | 0
F7_Industrial_Wood and Lumber Products_New_Process_Natural Gas_Gas Boiler - Hot Water Reset_A_Achievable Technical Potential | F7 | Industrial | Wood and Lumber Products | New | Process | Natural Gas | Gas Boiler - Hot Water Reset | A | Cumulative Energy Savings (MWh or mTherms) | Achievable Technical Potential | 0 | 0 | 0 | 0 | 0 | 0.007475 | 0.018331 | 0.033668 | 0.053839 | 0.079544 | 0.11276 | 0.15265 | 0.1969 | 0.24191 | 0.28341 | 0.31771 | 0.34184 | 0.35671 | 0.36429 | 0.36769 | 0.36903 | 0.36912 | 0.36919 | 0.36926 | 0.36932 | 0.36938 | 0.36943 | 0.36948 | 0 | 0 | 0
F8_Industrial_Wood and Lumber Products_New_Process_Natural Gas_Gas Boiler - Hot Water Reset_A_Achievable Technical Potential | F8 | Industrial | Wood and Lumber Products | New | Process | Natural Gas | Gas Boiler - Hot Water Reset | A | Cumulative Summer Peak Savings (MW) | Achievable Technical Potential | 0 | 0 | 0 | 0 | 0 | 0 | 0 | 0 | 0 | 0 | 0 | 0 | 0 | 0 | 0 | 0 | 0 | 0 | 0 | 0 | 0 | 0 | 0 | 0 | 0 | 0 | 0 | 0 | 0 | 0 | 0
F9_Industrial_Wood and Lumber Products_New_Process_Natural Gas_Gas Boiler - Hot Water Reset_A_Achievable Technical Potential | F9 | Industrial | Wood and Lumber Products | New | Process | Natural Gas | Gas Boiler - Hot Water Reset | A | Cumulative Winter Peak Savings (MW) | Achievable Technical Potential | 0 | 0 | 0 | 0 | 0 | 0 | 0 | 0 | 0 | 0 | 0 | 0 | 0 | 0 | 0 | 0 | 0 | 0 | 0 | 0 | 0 | 0 | 0 | 0 | 0 | 0 | 0 | 0 | 0 | 0 | 0
F10_Industrial_Wood and Lumber Products_New_Process_Natural Gas_Gas Boiler - Hot Water Reset_A_Achievable Technical Potential | F10 | Industrial | Wood and Lumber Products | New | Process | Natural Gas | Gas Boiler - Hot Water Reset | A | Purchases (Incremental) | Achievable Technical Potential | 0 | 0 | 0 | 0 | 0 | 0.6506 | 0.9464 | 1.3386 | 1.7622 | 2.2477 | 2.9059 | 3.4891 | 3.8712 | 3.9367 | 3.6281 | 2.9972 | 2.108 | 1.2962 | 0.65867 | 0.29317 | 0.11189 | 0.6506 | 0.9464 | 1.3386 | 1.7622 | 2.2477 | 2.9059 | 3.4891 | 3.8712 | 3.9367 | 3.6281
F11_Industrial_Wood and Lumber Products_New_Process_Natural Gas_Gas Boiler - Hot Water Reset_A_Achievable Technical Potential | F11 | Industrial | Wood and Lumber Products | New | Process | Natural Gas | Gas Boiler - Hot Water Reset | A | Purchases (Cumulative) | Achievable Technical Potential | 0 | 0 | 0 | 0 | 0 | 0.6506 | 1.597 | 2.9356 | 4.6978 | 6.9454 | 9.8513 | 13.3404 | 17.2116 | 21.1483 | 24.7764 | 27.7737 | 29.8816 | 31.1778 | 31.8365 | 32.1296 | 32.2415 | 32.2415 | 32.2415 | 32.2415 | 32.2415 | 32.2415 | 32.2415 | 32.2415 | 32.2415 | 32.2415 | 32.2415
F1_Industrial_Wood and Lumber Products_New_Space Heating_Natural Gas_Steam Trap Maintenance_A_Achievable Technical Potential | F1 | Industrial | Wood and Lumber Products | New | Space Heating | Natural Gas | Steam Trap Maintenance | A | Integrated Unit Energy Savings (kWh or therms) | Achievable Technical Potential | 0 | 0 | 0 | 0 | 0 | 0 | 0 | 0 | 0 | 0 | 0 | 0 | 0 | 0 | 0 | 0 | 0 | 0 | 0 | 0 | 0 | 0 | 0 | 0 | 0 | 0 | 0 | 0 | 0 | 0 | 0
F2_Industrial_Wood and Lumber Products_New_Space Heating_Natural Gas_Steam Trap Maintenance_A_Achievable Technical Potential | F2 | Industrial | Wood and Lumber Products | New | Space Heating | Natural Gas | Steam Trap Maintenance | A | Integrated Unit Summer Peak Savings (kW) | Achievable Technical Potential | 0 | 0 | 0 | 0 | 0 | 0 | 0 | 0 | 0 | 0 | 0 | 0 | 0 | 0 | 0 | 0 | 0 | 0 | 0 | 0 | 0 | 0 | 0 | 0 | 0 | 0 | 0 | 0 | 0 | 0 | 0
F3_Industrial_Wood and Lumber Products_New_Space Heating_Natural Gas_Steam Trap Maintenance_A_Achievable Technical Potential | F3 | Industrial | Wood and Lumber Products | New | Space Heating | Natural Gas | Steam Trap Maintenance | A | Integrated Unit Winter Peak Savings (kW) | Achievable Technical Potential | 0 | 0 | 0 | 0 | 0 | 0 | 0 | 0 | 0 | 0 | 0 | 0 | 0 | 0 | 0 | 0 | 0 | 0 | 0 | 0 | 0 | 0 | 0 | 0 | 0 | 0 | 0 | 0 | 0 | 0 | 0
F4_Industrial_Wood and Lumber Products_New_Space Heating_Natural Gas_Steam Trap Maintenance_A_Achievable Technical Potential | F4 | Industrial | Wood and Lumber Products | New | Space Heating | Natural Gas | Steam Trap Maintenance | A | Incremental Energy Savings (MWh or mTherms) | Achievable Technical Potential | 0 | 0 | 0 | 0 | 0 | 0 | 0 | 0 | 0 | 0 | 0 | 0 | 0 | 0 | 0 | 0 | 0 | 0 | 0 | 0 | 0 | 0 | 0 | 0 | 0 | 0 | 0 | 0 | 0 | 0 | 0
F5_Industrial_Wood and Lumber Products_New_Space Heating_Natural Gas_Steam Trap Maintenance_A_Achievable Technical Potential | F5 | Industrial | Wood and Lumber Products | New | Space Heating | Natural Gas | Steam Trap Maintenance | A | Incremental Summer Peak Savings (MW) | Achievable Technical Potential | 0 | 0 | 0 | 0 | 0 | 0 | 0 | 0 | 0 | 0 | 0 | 0 | 0 | 0 | 0 | 0 | 0 | 0 | 0 | 0 | 0 | 0 | 0 | 0 | 0 | 0 | 0 | 0 | 0 | 0 | 0
F6_Industrial_Wood and Lumber Products_New_Space Heating_Natural Gas_Steam Trap Maintenance_A_Achievable Technical Potential | F6 | Industrial | Wood and Lumber Products | New | Space Heating | Natural Gas | Steam Trap Maintenance | A | Incremental Winter Peak Savings (MW) | Achievable Technical Potential | 0 | 0 | 0 | 0 | 0 | 0 | 0 | 0 | 0 | 0 | 0 | 0 | 0 | 0 | 0 | 0 | 0 | 0 | 0 | 0 | 0 | 0 | 0 | 0 | 0 | 0 | 0 | 0 | 0 | 0 | 0
F7_Industrial_Wood and Lumber Products_New_Space Heating_Natural Gas_Steam Trap Maintenance_A_Achievable Technical Potential | F7 | Industrial | Wood and Lumber Products | New | Space Heating | Natural Gas | Steam Trap Maintenance | A | Cumulative Energy Savings (MWh or mTherms) | Achievable Technical Potential | 0 | 0 | 0 | 0 | 0 | 0 | 0 | 0 | 0 | 0 | 0 | 0 | 0 | 0 | 0 | 0 | 0 | 0 | 0 | 0 | 0 | 0 | 0 | 0 | 0 | 0 | 0 | 0 | 0 | 0 | 0
F8_Industrial_Wood and Lumber Products_New_Space Heating_Natural Gas_Steam Trap Maintenance_A_Achievable Technical Potential | F8 | Industrial | Wood and Lumber Products | New | Space Heating | Natural Gas | Steam Trap Maintenance | A | Cumulative Summer Peak Savings (MW) | Achievable Technical Potential | 0 | 0 | 0 | 0 | 0 | 0 | 0 | 0 | 0 | 0 | 0 | 0 | 0 | 0 | 0 | 0 | 0 | 0 | 0 | 0 | 0 | 0 | 0 | 0 | 0 | 0 | 0 | 0 | 0 | 0 | 0
F9_Industrial_Wood and Lumber Products_New_Space Heating_Natural Gas_Steam Trap Maintenance_A_Achievable Technical Potential | F9 | Industrial | Wood and Lumber Products | New | Space Heating | Natural Gas | Steam Trap Maintenance | A | Cumulative Winter Peak Savings (MW) | Achievable Technical Potential | 0 | 0 | 0 | 0 | 0 | 0 | 0 | 0 | 0 | 0 | 0 | 0 | 0 | 0 | 0 | 0 | 0 | 0 | 0 | 0 | 0 | 0 | 0 | 0 | 0 | 0 | 0 | 0 | 0 | 0 | 0
F10_Industrial_Wood and Lumber Products_New_Space Heating_Natural Gas_Steam Trap Maintenance_A_Achievable Technical Potential | F10 | Industrial | Wood and Lumber Products | New | Space Heating | Natural Gas | Steam Trap Maintenance | A | Purchases (Incremental) | Achievable Technical Potential | 0 | 0 | 0 | 0 | 0 | 0 | 0 | 0 | 0 | 0 | 0 | 0 | 0 | 0 | 0 | 0 | 0 | 0 | 0 | 0 | 0 | 0 | 0 | 0 | 0 | 0 | 0 | 0 | 0 | 0 | 0
F11_Industrial_Wood and Lumber Products_New_Space Heating_Natural Gas_Steam Trap Maintenance_A_Achievable Technical Potential | F11 | Industrial | Wood and Lumber Products | New | Space Heating | Natural Gas | Steam Trap Maintenance | A | Purchases (Cumulative) | Achievable Technical Potential | 0 | 0 | 0 | 0 | 0 | 0 | 0 | 0 | 0 | 0 | 0 | 0 | 0 | 0 | 0 | 0 | 0 | 0 | 0 | 0 | 0 | 0 | 0 | 0 | 0 | 0 | 0 | 0 | 0 | 0 | 0
F1_Industrial_Wood and Lumber Products_New_Process_Natural Gas_Steam Trap Maintenance_A_Achievable Technical Potential | F1 | Industrial | Wood and Lumber Products | New | Process | Natural Gas | Steam Trap Maintenance | A | Integrated Unit Energy Savings (kWh or therms) | Achievable Technical Potential | 0 | 0 | 0 | 0 | 0 | 8.1236 | 8.1207 | 8.1183 | 8.1164 | 8.1145 | 8.113 | 8.1121 | 8.1115 | 8.1113 | 8.1113 | 8.1114 | 8.1116 | 8.1119 | 8.1122 | 8.1126 | 8.1133 | 8.1139 | 8.1145 | 8.115 | 8.1155 | 8.1159 | 8.1163 | 8.1167 | 8.1272 | 8.1272 | 8.1272
F2_Industrial_Wood and Lumber Products_New_Process_Natural Gas_Steam Trap Maintenance_A_Achievable Technical Potential | F2 | Industrial | Wood and Lumber Products | New | Process | Natural Gas | Steam Trap Maintenance | A | Integrated Unit Summer Peak Savings (kW) | Achievable Technical Potential | 0 | 0 | 0 | 0 | 0 | 0 | 0 | 0 | 0 | 0 | 0 | 0 | 0 | 0 | 0 | 0 | 0 | 0 | 0 | 0 | 0 | 0 | 0 | 0 | 0 | 0 | 0 | 0 | 0 | 0 | 0
F3_Industrial_Wood and Lumber Products_New_Process_Natural Gas_Steam Trap Maintenance_A_Achievable Technical Potential | F3 | Industrial | Wood and Lumber Products | New | Process | Natural Gas | Steam Trap Maintenance | A | Integrated Unit Winter Peak Savings (kW) | Achievable Technical Potential | 0 | 0 | 0 | 0 | 0 | 0 | 0 | 0 | 0 | 0 | 0 | 0 | 0 | 0 | 0 | 0 | 0 | 0 | 0 | 0 | 0 | 0 | 0 | 0 | 0 | 0 | 0 | 0 | 0 | 0 | 0
F4_Industrial_Wood and Lumber Products_New_Process_Natural Gas_Steam Trap Maintenance_A_Achievable Technical Potential | F4 | Industrial | Wood and Lumber Products | New | Process | Natural Gas | Steam Trap Maintenance | A | Incremental Energy Savings (MWh or mTherms) | Achievable Technical Potential | 0 | 0 | 0 | 0 | 0 | 0 | 0 | 0 | 0 | 0 | 0 | 0 | 0 | 0 | 0 | 0 | 0 | 0 | 0 | 0 | 0 | 0 | 0 | 0 | 0 | 0 | 0 | 0 | 0 | 0 | 0
F5_Industrial_Wood and Lumber Products_New_Process_Natural Gas_Steam Trap Maintenance_A_Achievable Technical Potential | F5 | Industrial | Wood and Lumber Products | New | Process | Natural Gas | Steam Trap Maintenance | A | Incremental Summer Peak Savings (MW) | Achievable Technical Potential | 0 | 0 | 0 | 0 | 0 | 0 | 0 | 0 | 0 | 0 | 0 | 0 | 0 | 0 | 0 | 0 | 0 | 0 | 0 | 0 | 0 | 0 | 0 | 0 | 0 | 0 | 0 | 0 | 0 | 0 | 0
F6_Industrial_Wood and Lumber Products_New_Process_Natural Gas_Steam Trap Maintenance_A_Achievable Technical Potential | F6 | Industrial | Wood and Lumber Products | New | Process | Natural Gas | Steam Trap Maintenance | A | Incremental Winter Peak Savings (MW) | Achievable Technical Potential | 0 | 0 | 0 | 0 | 0 | 0 | 0 | 0 | 0 | 0 | 0 | 0 | 0 | 0 | 0 | 0 | 0 | 0 | 0 | 0 | 0 | 0 | 0 | 0 | 0 | 0 | 0 | 0 | 0 | 0 | 0
F7_Industrial_Wood and Lumber Products_New_Process_Natural Gas_Steam Trap Maintenance_A_Achievable Technical Potential | F7 | Industrial | Wood and Lumber Products | New | Process | Natural Gas | Steam Trap Maintenance | A | Cumulative Energy Savings (MWh or mTherms) | Achievable Technical Potential | 0 | 0 | 0 | 0 | 0 | 0 | 0 | 0 | 0 | 0 | 0 | 0 | 0 | 0 | 0 | 0 | 0 | 0 | 0 | 0 | 0 | 0 | 0 | 0 | 0 | 0 | 0 | 0 | 0 | 0 | 0
F8_Industrial_Wood and Lumber Products_New_Process_Natural Gas_Steam Trap Maintenance_A_Achievable Technical Potential | F8 | Industrial | Wood and Lumber Products | New | Process | Natural Gas | Steam Trap Maintenance | A | Cumulative Summer Peak Savings (MW) | Achievable Technical Potential | 0 | 0 | 0 | 0 | 0 | 0 | 0 | 0 | 0 | 0 | 0 | 0 | 0 | 0 | 0 | 0 | 0 | 0 | 0 | 0 | 0 | 0 | 0 | 0 | 0 | 0 | 0 | 0 | 0 | 0 | 0
F9_Industrial_Wood and Lumber Products_New_Process_Natural Gas_Steam Trap Maintenance_A_Achievable Technical Potential | F9 | Industrial | Wood and Lumber Products | New | Process | Natural Gas | Steam Trap Maintenance | A | Cumulative Winter Peak Savings (MW) | Achievable Technical Potential | 0 | 0 | 0 | 0 | 0 | 0 | 0 | 0 | 0 | 0 | 0 | 0 | 0 | 0 | 0 | 0 | 0 | 0 | 0 | 0 | 0 | 0 | 0 | 0 | 0 | 0 | 0 | 0 | 0 | 0 | 0
F10_Industrial_Wood and Lumber Products_New_Process_Natural Gas_Steam Trap Maintenance_A_Achievable Technical Potential | F10 | Industrial | Wood and Lumber Products | New | Process | Natural Gas | Steam Trap Maintenance | A | Purchases (Incremental) | Achievable Technical Potential | 0 | 0 | 0 | 0 | 0 | 0 | 0 | 0 | 0 | 0 | 0 | 0 | 0 | 0 | 0 | 0 | 0 | 0 | 0 | 0 | 0 | 0 | 0 | 0 | 0 | 0 | 0 | 0 | 0 | 0 | 0
F11_Industrial_Wood and Lumber Products_New_Process_Natural Gas_Steam Trap Maintenance_A_Achievable Technical Potential | F11 | Industrial | Wood and Lumber Products | New | Process | Natural Gas | Steam Trap Maintenance | A | Purchases (Cumulative) | Achievable Technical Potential | 0 | 0 | 0 | 0 | 0 | 0 | 0 | 0 | 0 | 0 | 0 | 0 | 0 | 0 | 0 | 0 | 0 | 0 | 0 | 0 | 0 | 0 | 0 | 0 | 0 | 0 | 0 | 0 | 0 | 0 | 0
F1_Industrial_Wood and Lumber Products_New_Space Heating_Natural Gas_Gas Boiler - High Turndown_A_Achievable Technical Potential | F1 | Industrial | Wood and Lumber Products | New | Space Heating | Natural Gas | Gas Boiler - High Turndown | A | Integrated Unit Energy Savings (kWh or therms) | Achievable Technical Potential | 0 | 0 | 0 | 0 | 0 | 0 | 0 | 0 | 0 | 0 | 0 | 0 | 0 | 0 | 0 | 0 | 0 | 0 | 0 | 0 | 0 | 0 | 0 | 0 | 0 | 0 | 0 | 0 | 0 | 0 | 0
F2_Industrial_Wood and Lumber Products_New_Space Heating_Natural Gas_Gas Boiler - High Turndown_A_Achievable Technical Potential | F2 | Industrial | Wood and Lumber Products | New | Space Heating | Natural Gas | Gas Boiler - High Turndown | A | Integrated Unit Summer Peak Savings (kW) | Achievable Technical Potential | 0 | 0 | 0 | 0 | 0 | 0 | 0 | 0 | 0 | 0 | 0 | 0 | 0 | 0 | 0 | 0 | 0 | 0 | 0 | 0 | 0 | 0 | 0 | 0 | 0 | 0 | 0 | 0 | 0 | 0 | 0
F3_Industrial_Wood and Lumber Products_New_Space Heating_Natural Gas_Gas Boiler - High Turndown_A_Achievable Technical Potential | F3 | Industrial | Wood and Lumber Products | New | Space Heating | Natural Gas | Gas Boiler - High Turndown | A | Integrated Unit Winter Peak Savings (kW) | Achievable Technical Potential | 0 | 0 | 0 | 0 | 0 | 0 | 0 | 0 | 0 | 0 | 0 | 0 | 0 | 0 | 0 | 0 | 0 | 0 | 0 | 0 | 0 | 0 | 0 | 0 | 0 | 0 | 0 | 0 | 0 | 0 | 0
F4_Industrial_Wood and Lumber Products_New_Space Heating_Natural Gas_Gas Boiler - High Turndown_A_Achievable Technical Potential | F4 | Industrial | Wood and Lumber Products | New | Space Heating | Natural Gas | Gas Boiler - High Turndown | A | Incremental Energy Savings (MWh or mTherms) | Achievable Technical Potential | 0 | 0 | 0 | 0 | 0 | 0 | 0 | 0 | 0 | 0 | 0 | 0 | 0 | 0 | 0 | 0 | 0 | 0 | 0 | 0 | 0 | 0 | 0 | 0 | 0 | 0 | 0 | 0 | 0 | 0 | 0
F5_Industrial_Wood and Lumber Products_New_Space Heating_Natural Gas_Gas Boiler - High Turndown_A_Achievable Technical Potential | F5 | Industrial | Wood and Lumber Products | New | Space Heating | Natural Gas | Gas Boiler - High Turndown | A | Incremental Summer Peak Savings (MW) | Achievable Technical Potential | 0 | 0 | 0 | 0 | 0 | 0 | 0 | 0 | 0 | 0 | 0 | 0 | 0 | 0 | 0 | 0 | 0 | 0 | 0 | 0 | 0 | 0 | 0 | 0 | 0 | 0 | 0 | 0 | 0 | 0 | 0
F6_Industrial_Wood and Lumber Products_New_Space Heating_Natural Gas_Gas Boiler - High Turndown_A_Achievable Technical Potential | F6 | Industrial | Wood and Lumber Products | New | Space Heating | Natural Gas | Gas Boiler - High Turndown | A | Incremental Winter Peak Savings (MW) | Achievable Technical Potential | 0 | 0 | 0 | 0 | 0 | 0 | 0 | 0 | 0 | 0 | 0 | 0 | 0 | 0 | 0 | 0 | 0 | 0 | 0 | 0 | 0 | 0 | 0 | 0 | 0 | 0 | 0 | 0 | 0 | 0 | 0
F7_Industrial_Wood and Lumber Products_New_Space Heating_Natural Gas_Gas Boiler - High Turndown_A_Achievable Technical Potential | F7 | Industrial | Wood and Lumber Products | New | Space Heating | Natural Gas | Gas Boiler - High Turndown | A | Cumulative Energy Savings (MWh or mTherms) | Achievable Technical Potential | 0 | 0 | 0 | 0 | 0 | 0 | 0 | 0 | 0 | 0 | 0 | 0 | 0 | 0 | 0 | 0 | 0 | 0 | 0 | 0 | 0 | 0 | 0 | 0 | 0 | 0 | 0 | 0 | 0 | 0 | 0
F8_Industrial_Wood and Lumber Products_New_Space Heating_Natural Gas_Gas Boiler - High Turndown_A_Achievable Technical Potential | F8 | Industrial | Wood and Lumber Products | New | Space Heating | Natural Gas | Gas Boiler - High Turndown | A | Cumulative Summer Peak Savings (MW) | Achievable Technical Potential | 0 | 0 | 0 | 0 | 0 | 0 | 0 | 0 | 0 | 0 | 0 | 0 | 0 | 0 | 0 | 0 | 0 | 0 | 0 | 0 | 0 | 0 | 0 | 0 | 0 | 0 | 0 | 0 | 0 | 0 | 0
F9_Industrial_Wood and Lumber Products_New_Space Heating_Natural Gas_Gas Boiler - High Turndown_A_Achievable Technical Potential | F9 | Industrial | Wood and Lumber Products | New | Space Heating | Natural Gas | Gas Boiler - High Turndown | A | Cumulative Winter Peak Savings (MW) | Achievable Technical Potential | 0 | 0 | 0 | 0 | 0 | 0 | 0 | 0 | 0 | 0 | 0 | 0 | 0 | 0 | 0 | 0 | 0 | 0 | 0 | 0 | 0 | 0 | 0 | 0 | 0 | 0 | 0 | 0 | 0 | 0 | 0
F10_Industrial_Wood and Lumber Products_New_Space Heating_Natural Gas_Gas Boiler - High Turndown_A_Achievable Technical Potential | F10 | Industrial | Wood and Lumber Products | New | Space Heating | Natural Gas | Gas Boiler - High Turndown | A | Purchases (Incremental) | Achievable Technical Potential | 0 | 0 | 0 | 0 | 0 | 0 | 0 | 0 | 0 | 0 | 0 | 0 | 0 | 0 | 0 | 0 | 0 | 0 | 0 | 0 | 0 | 0 | 0 | 0 | 0 | 0 | 0 | 0 | 0 | 0 | 0
F11_Industrial_Wood and Lumber Products_New_Space Heating_Natural Gas_Gas Boiler - High Turndown_A_Achievable Technical Potential | F11 | Industrial | Wood and Lumber Products | New | Space Heating | Natural Gas | Gas Boiler - High Turndown | A | Purchases (Cumulative) | Achievable Technical Potential | 0 | 0 | 0 | 0 | 0 | 0 | 0 | 0 | 0 | 0 | 0 | 0 | 0 | 0 | 0 | 0 | 0 | 0 | 0 | 0 | 0 | 0 | 0 | 0 | 0 | 0 | 0 | 0 | 0 | 0 | 0
F1_Industrial_Wood and Lumber Products_New_Process_Natural Gas_Gas Boiler - High Turndown_A_Achievable Technical Potential | F1 | Industrial | Wood and Lumber Products | New | Process | Natural Gas | Gas Boiler - High Turndown | A | Integrated Unit Energy Savings (kWh or therms) | Achievable Technical Potential | 0 | 0 | 0 | 0 | 0 | 8.6056 | 8.5876 | 8.5715 | 8.5566 | 8.5424 | 8.533 | 8.5254 | 8.5192 | 8.5142 | 8.5103 | 8.5076 | 8.5058 | 8.5048 | 8.5044 | 8.5042 | 8.5045 | 8.5052 | 8.5056 | 8.5059 | 8.5061 | 8.5106 | 8.5148 | 8.5187 | 8.6269 | 8.6269 | 8.6269
F2_Industrial_Wood and Lumber Products_New_Process_Natural Gas_Gas Boiler - High Turndown_A_Achievable Technical Potential | F2 | Industrial | Wood and Lumber Products | New | Process | Natural Gas | Gas Boiler - High Turndown | A | Integrated Unit Summer Peak Savings (kW) | Achievable Technical Potential | 0 | 0 | 0 | 0 | 0 | 0 | 0 | 0 | 0 | 0 | 0 | 0 | 0 | 0 | 0 | 0 | 0 | 0 | 0 | 0 | 0 | 0 | 0 | 0 | 0 | 0 | 0 | 0 | 0 | 0 | 0
F3_Industrial_Wood and Lumber Products_New_Process_Natural Gas_Gas Boiler - High Turndown_A_Achievable Technical Potential | F3 | Industrial | Wood and Lumber Products | New | Process | Natural Gas | Gas Boiler - High Turndown | A | Integrated Unit Winter Peak Savings (kW) | Achievable Technical Potential | 0 | 0 | 0 | 0 | 0 | 0 | 0 | 0 | 0 | 0 | 0 | 0 | 0 | 0 | 0 | 0 | 0 | 0 | 0 | 0 | 0 | 0 | 0 | 0 | 0 | 0 | 0 | 0 | 0 | 0 | 0
F4_Industrial_Wood and Lumber Products_New_Process_Natural Gas_Gas Boiler - High Turndown_A_Achievable Technical Potential | F4 | Industrial | Wood and Lumber Products | New | Process | Natural Gas | Gas Boiler - High Turndown | A | Incremental Energy Savings (MWh or mTherms) | Achievable Technical Potential | 0 | 0 | 0 | 0 | 0 | 0.0085447 | 0.010102 | 0.011654 | 0.013193 | 0.014729 | 0.014643 | 0.01281 | 0.011122 | 0.009596 | 0.0082269 | 0.0070239 | 0.00597 | 0.0050571 | 0.0042697 | 0.0035934 | 0.0084442 | 0.010005 | 0.011565 | 0.013115 | 0.014666 | 0.014605 | 0.012794 | 0.011121 | 0.009723 | 0.0083396 | 0.0071223
F5_Industrial_Wood and Lumber Products_New_Process_Natural Gas_Gas Boiler - High Turndown_A_Achievable Technical Potential | F5 | Industrial | Wood and Lumber Products | New | Process | Natural Gas | Gas Boiler - High Turndown | A | Incremental Summer Peak Savings (MW) | Achievable Technical Potential | 0 | 0 | 0 | 0 | 0 | 0 | 0 | 0 | 0 | 0 | 0 | 0 | 0 | 0 | 0 | 0 | 0 | 0 | 0 | 0 | 0 | 0 | 0 | 0 | 0 | 0 | 0 | 0 | 0 | 0 | 0
F6_Industrial_Wood and Lumber Products_New_Process_Natural Gas_Gas Boiler - High Turndown_A_Achievable Technical Potential | F6 | Industrial | Wood and Lumber Products | New | Process | Natural Gas | Gas Boiler - High Turndown | A | Incremental Winter Peak Savings (MW) | Achievable Technical Potential | 0 | 0 | 0 | 0 | 0 | 0 | 0 | 0 | 0 | 0 | 0 | 0 | 0 | 0 | 0 | 0 | 0 | 0 | 0 | 0 | 0 | 0 | 0 | 0 | 0 | 0 | 0 | 0 | 0 | 0 | 0
F7_Industrial_Wood and Lumber Products_New_Process_Natural Gas_Gas Boiler - High Turndown_A_Achievable Technical Potential | F7 | Industrial | Wood and Lumber Products | New | Process | Natural Gas | Gas Boiler - High Turndown | A | Cumulative Energy Savings (MWh or mTherms) | Achievable Technical Potential | 0 | 0 | 0 | 0 | 0 | 0.0085447 | 0.018629 | 0.030248 | 0.043389 | 0.058046 | 0.072625 | 0.08537 | 0.09643 | 0.10597 | 0.11415 | 0.12114 | 0.12708 | 0.13212 | 0.13639 | 0.13998 | 0.13998 | 0.13999 | 0.14 | 0.14 | 0.14001 | 0.14008 | 0.14015 | 0.14021 | 0 | 0 | 0
F8_Industrial_Wood and Lumber Products_New_Process_Natural Gas_Gas Boiler - High Turndown_A_Achievable Technical Potential | F8 | Industrial | Wood and Lumber Products | New | Process | Natural Gas | Gas Boiler - High Turndown | A | Cumulative Summer Peak Savings (MW) | Achievable Technical Potential | 0 | 0 | 0 | 0 | 0 | 0 | 0 | 0 | 0 | 0 | 0 | 0 | 0 | 0 | 0 | 0 | 0 | 0 | 0 | 0 | 0 | 0 | 0 | 0 | 0 | 0 | 0 | 0 | 0 | 0 | 0
F9_Industrial_Wood and Lumber Products_New_Process_Natural Gas_Gas Boiler - High Turndown_A_Achievable Technical Potential | F9 | Industrial | Wood and Lumber Products | New | Process | Natural Gas | Gas Boiler - High Turndown | A | Cumulative Winter Peak Savings (MW) | Achievable Technical Potential | 0 | 0 | 0 | 0 | 0 | 0 | 0 | 0 | 0 | 0 | 0 | 0 | 0 | 0 | 0 | 0 | 0 | 0 | 0 | 0 | 0 | 0 | 0 | 0 | 0 | 0 | 0 | 0 | 0 | 0 | 0
F10_Industrial_Wood and Lumber Products_New_Process_Natural Gas_Gas Boiler - High Turndown_A_Achievable Technical Potential | F10 | Industrial | Wood and Lumber Products | New | Process | Natural Gas | Gas Boiler - High Turndown | A | Purchases (Incremental) | Achievable Technical Potential | 0 | 0 | 0 | 0 | 0 | 0.99292 | 1.1763 | 1.3597 | 1.5419 | 1.7242 | 1.716 | 1.5026 | 1.3055 | 1.1271 | 0.9667 | 0.8256 | 0.70187 | 0.59462 | 0.50206 | 0.42255 | 0.99292 | 1.1763 | 1.3597 | 1.5419 | 1.7242 | 1.716 | 1.5026 | 1.3055 | 1.1271 | 0.9667 | 0.8256
F11_Industrial_Wood and Lumber Products_New_Process_Natural Gas_Gas Boiler - High Turndown_A_Achievable Technical Potential | F11 | Industrial | Wood and Lumber Products | New | Process | Natural Gas | Gas Boiler - High Turndown | A | Purchases (Cumulative) | Achievable Technical Potential | 0 | 0 | 0 | 0 | 0 | 0.99292 | 2.1693 | 3.5289 | 5.0708 | 6.795 | 8.5111 | 10.0136 | 11.3192 | 12.4462 | 13.4129 | 14.2385 | 14.9404 | 15.535 | 16.0371 | 16.4596 | 16.4596 | 16.4596 | 16.4596 | 16.4596 | 16.4596 | 16.4596 | 16.4596 | 16.4596 | 16.4596 | 16.4596 | 16.4596
F1_Industrial_Wood and Lumber Products_New_Space Heating_Natural Gas_Gas Boiler - Burner Control Optimization_A_Achievable Technical Potential | F1 | Industrial | Wood and Lumber Products | New | Space Heating | Natural Gas | Gas Boiler - Burner Control Optimization | A | Integrated Unit Energy Savings (kWh or therms) | Achievable Technical Potential | 0 | 0 | 0 | 0 | 0 | 0 | 0 | 0 | 0 | 0 | 0 | 0 | 0 | 0 | 0 | 0 | 0 | 0 | 0 | 0 | 0 | 0 | 0 | 0 | 0 | 0 | 0 | 0 | 0 | 0 | 0
F2_Industrial_Wood and Lumber Products_New_Space Heating_Natural Gas_Gas Boiler - Burner Control Optimization_A_Achievable Technical Potential | F2 | Industrial | Wood and Lumber Products | New | Space Heating | Natural Gas | Gas Boiler - Burner Control Optimization | A | Integrated Unit Summer Peak Savings (kW) | Achievable Technical Potential | 0 | 0 | 0 | 0 | 0 | 0 | 0 | 0 | 0 | 0 | 0 | 0 | 0 | 0 | 0 | 0 | 0 | 0 | 0 | 0 | 0 | 0 | 0 | 0 | 0 | 0 | 0 | 0 | 0 | 0 | 0
F3_Industrial_Wood and Lumber Products_New_Space Heating_Natural Gas_Gas Boiler - Burner Control Optimization_A_Achievable Technical Potential | F3 | Industrial | Wood and Lumber Products | New | Space Heating | Natural Gas | Gas Boiler - Burner Control Optimization | A | Integrated Unit Winter Peak Savings (kW) | Achievable Technical Potential | 0 | 0 | 0 | 0 | 0 | 0 | 0 | 0 | 0 | 0 | 0 | 0 | 0 | 0 | 0 | 0 | 0 | 0 | 0 | 0 | 0 | 0 | 0 | 0 | 0 | 0 | 0 | 0 | 0 | 0 | 0
F4_Industrial_Wood and Lumber Products_New_Space Heating_Natural Gas_Gas Boiler - Burner Control Optimization_A_Achievable Technical Potential | F4 | Industrial | Wood and Lumber Products | New | Space Heating | Natural Gas | Gas Boiler - Burner Control Optimization | A | Incremental Energy Savings (MWh or mTherms) | Achievable Technical Potential | 0 | 0 | 0 | 0 | 0 | 0 | 0 | 0 | 0 | 0 | 0 | 0 | 0 | 0 | 0 | 0 | 0 | 0 | 0 | 0 | 0 | 0 | 0 | 0 | 0 | 0 | 0 | 0 | 0 | 0 | 0
F5_Industrial_Wood and Lumber Products_New_Space Heating_Natural Gas_Gas Boiler - Burner Control Optimization_A_Achievable Technical Potential | F5 | Industrial | Wood and Lumber Products | New | Space Heating | Natural Gas | Gas Boiler - Burner Control Optimization | A | Incremental Summer Peak Savings (MW) | Achievable Technical Potential | 0 | 0 | 0 | 0 | 0 | 0 | 0 | 0 | 0 | 0 | 0 | 0 | 0 | 0 | 0 | 0 | 0 | 0 | 0 | 0 | 0 | 0 | 0 | 0 | 0 | 0 | 0 | 0 | 0 | 0 | 0
F6_Industrial_Wood and Lumber Products_New_Space Heating_Natural Gas_Gas Boiler - Burner Control Optimization_A_Achievable Technical Potential | F6 | Industrial | Wood and Lumber Products | New | Space Heating | Natural Gas | Gas Boiler - Burner Control Optimization | A | Incremental Winter Peak Savings (MW) | Achievable Technical Potential | 0 | 0 | 0 | 0 | 0 | 0 | 0 | 0 | 0 | 0 | 0 | 0 | 0 | 0 | 0 | 0 | 0 | 0 | 0 | 0 | 0 | 0 | 0 | 0 | 0 | 0 | 0 | 0 | 0 | 0 | 0
F7_Industrial_Wood and Lumber Products_New_Space Heating_Natural Gas_Gas Boiler - Burner Control Optimization_A_Achievable Technical Potential | F7 | Industrial | Wood and Lumber Products | New | Space Heating | Natural Gas | Gas Boiler - Burner Control Optimization | A | Cumulative Energy Savings (MWh or mTherms) | Achievable Technical Potential | 0 | 0 | 0 | 0 | 0 | 0 | 0 | 0 | 0 | 0 | 0 | 0 | 0 | 0 | 0 | 0 | 0 | 0 | 0 | 0 | 0 | 0 | 0 | 0 | 0 | 0 | 0 | 0 | 0 | 0 | 0
F8_Industrial_Wood and Lumber Products_New_Space Heating_Natural Gas_Gas Boiler - Burner Control Optimization_A_Achievable Technical Potential | F8 | Industrial | Wood and Lumber Products | New | Space Heating | Natural Gas | Gas Boiler - Burner Control Optimization | A | Cumulative Summer Peak Savings (MW) | Achievable Technical Potential | 0 | 0 | 0 | 0 | 0 | 0 | 0 | 0 | 0 | 0 | 0 | 0 | 0 | 0 | 0 | 0 | 0 | 0 | 0 | 0 | 0 | 0 | 0 | 0 | 0 | 0 | 0 | 0 | 0 | 0 | 0
F9_Industrial_Wood and Lumber Products_New_Space Heating_Natural Gas_Gas Boiler - Burner Control Optimization_A_Achievable Technical Potential | F9 | Industrial | Wood and Lumber Products | New | Space Heating | Natural Gas | Gas Boiler - Burner Control Optimization | A | Cumulative Winter Peak Savings (MW) | Achievable Technical Potential | 0 | 0 | 0 | 0 | 0 | 0 | 0 | 0 | 0 | 0 | 0 | 0 | 0 | 0 | 0 | 0 | 0 | 0 | 0 | 0 | 0 | 0 | 0 | 0 | 0 | 0 | 0 | 0 | 0 | 0 | 0
F10_Industrial_Wood and Lumber Products_New_Space Heating_Natural Gas_Gas Boiler - Burner Control Optimization_A_Achievable Technical Potential | F10 | Industrial | Wood and Lumber Products | New | Space Heating | Natural Gas | Gas Boiler - Burner Control Optimization | A | Purchases (Incremental) | Achievable Technical Potential | 0 | 0 | 0 | 0 | 0 | 0 | 0 | 0 | 0 | 0 | 0 | 0 | 0 | 0 | 0 | 0 | 0 | 0 | 0 | 0 | 0 | 0 | 0 | 0 | 0 | 0 | 0 | 0 | 0 | 0 | 0
F11_Industrial_Wood and Lumber Products_New_Space Heating_Natural Gas_Gas Boiler - Burner Control Optimization_A_Achievable Technical Potential | F11 | Industrial | Wood and Lumber Products | New | Space Heating | Natural Gas | Gas Boiler - Burner Control Optimization | A | Purchases (Cumulative) | Achievable Technical Potential | 0 | 0 | 0 | 0 | 0 | 0 | 0 | 0 | 0 | 0 | 0 | 0 | 0 | 0 | 0 | 0 | 0 | 0 | 0 | 0 | 0 | 0 | 0 | 0 | 0 | 0 | 0 | 0 | 0 | 0 | 0
F1_Industrial_Wood and Lumber Products_New_Process_Natural Gas_Gas Boiler - Burner Control Optimization_A_Achievable Technical Potential | F1 | Industrial | Wood and Lumber Products | New | Process | Natural Gas | Gas Boiler - Burner Control Optimization | A | Integrated Unit Energy Savings (kWh or therms) | Achievable Technical Potential | 0 | 0 | 0 | 0 | 0 | 2.4953 | 2.4898 | 2.4848 | 2.4802 | 2.4759 | 2.473 | 2.4706 | 2.4688 | 2.4673 | 2.4662 | 2.4654 | 2.4649 | 2.4646 | 2.4645 | 2.4645 | 2.4647 | 2.465 | 2.4652 | 2.4653 | 2.4654 | 2.4668 | 2.468 | 2.4692 | 2.5018 | 2.5018 | 2.5018
F2_Industrial_Wood and Lumber Products_New_Process_Natural Gas_Gas Boiler - Burner Control Optimization_A_Achievable Technical Potential | F2 | Industrial | Wood and Lumber Products | New | Process | Natural Gas | Gas Boiler - Burner Control Optimization | A | Integrated Unit Summer Peak Savings (kW) | Achievable Technical Potential | 0 | 0 | 0 | 0 | 0 | 0 | 0 | 0 | 0 | 0 | 0 | 0 | 0 | 0 | 0 | 0 | 0 | 0 | 0 | 0 | 0 | 0 | 0 | 0 | 0 | 0 | 0 | 0 | 0 | 0 | 0
F3_Industrial_Wood and Lumber Products_New_Process_Natural Gas_Gas Boiler - Burner Control Optimization_A_Achievable Technical Potential | F3 | Industrial | Wood and Lumber Products | New | Process | Natural Gas | Gas Boiler - Burner Control Optimization | A | Integrated Unit Winter Peak Savings (kW) | Achievable Technical Potential | 0 | 0 | 0 | 0 | 0 | 0 | 0 | 0 | 0 | 0 | 0 | 0 | 0 | 0 | 0 | 0 | 0 | 0 | 0 | 0 | 0 | 0 | 0 | 0 | 0 | 0 | 0 | 0 | 0 | 0 | 0
F4_Industrial_Wood and Lumber Products_New_Process_Natural Gas_Gas Boiler - Burner Control Optimization_A_Achievable Technical Potential | F4 | Industrial | Wood and Lumber Products | New | Process | Natural Gas | Gas Boiler - Burner Control Optimization | A | Incremental Energy Savings (MWh or mTherms) | Achievable Technical Potential | 0 | 0 | 0 | 0 | 0 | 0.00066834 | 0.0012419 | 0.0028651 | 0.0056756 | 0.0098554 | 0.01524 | 0.021209 | 0.026854 | 0.031189 | 0.033424 | 0.033292 | 0.03095 | 0.026989 | 0.022154 | 0.017173 | 0.012617 | 0.0088079 | 0.0058561 | 0.0037168 | 0.0026193 | 0.0028444 | 0.0056477 | 0.0098288 | 0.015418 | 0.021476 | 0.027213
F5_Industrial_Wood and Lumber Products_New_Process_Natural Gas_Gas Boiler - Burner Control Optimization_A_Achievable Technical Potential | F5 | Industrial | Wood and Lumber Products | New | Process | Natural Gas | Gas Boiler - Burner Control Optimization | A | Incremental Summer Peak Savings (MW) | Achievable Technical Potential | 0 | 0 | 0 | 0 | 0 | 0 | 0 | 0 | 0 | 0 | 0 | 0 | 0 | 0 | 0 | 0 | 0 | 0 | 0 | 0 | 0 | 0 | 0 | 0 | 0 | 0 | 0 | 0 | 0 | 0 | 0
F6_Industrial_Wood and Lumber Products_New_Process_Natural Gas_Gas Boiler - Burner Control Optimization_A_Achievable Technical Potential | F6 | Industrial | Wood and Lumber Products | New | Process | Natural Gas | Gas Boiler - Burner Control Optimization | A | Incremental Winter Peak Savings (MW) | Achievable Technical Potential | 0 | 0 | 0 | 0 | 0 | 0 | 0 | 0 | 0 | 0 | 0 | 0 | 0 | 0 | 0 | 0 | 0 | 0 | 0 | 0 | 0 | 0 | 0 | 0 | 0 | 0 | 0 | 0 | 0 | 0 | 0
F7_Industrial_Wood and Lumber Products_New_Process_Natural Gas_Gas Boiler - Burner Control Optimization_A_Achievable Technical Potential | F7 | Industrial | Wood and Lumber Products | New | Process | Natural Gas | Gas Boiler - Burner Control Optimization | A | Cumulative Energy Savings (MWh or mTherms) | Achievable Technical Potential | 0 | 0 | 0 | 0 | 0 | 0.00066834 | 0.0019088 | 0.0047701 | 0.010437 | 0.020274 | 0.03549 | 0.056666 | 0.083477 | 0.11462 | 0.14799 | 0.18123 | 0.21215 | 0.23911 | 0.26126 | 0.27843 | 0.29107 | 0.29991 | 0.30579 | 0.30886 | 0.31026 | 0.31043 | 0.31059 | 0.31074 | 0 | 0 | 0
F8_Industrial_Wood and Lumber Products_New_Process_Natural Gas_Gas Boiler - Burner Control Optimization_A_Achievable Technical Potential | F8 | Industrial | Wood and Lumber Products | New | Process | Natural Gas | Gas Boiler - Burner Control Optimization | A | Cumulative Summer Peak Savings (MW) | Achievable Technical Potential | 0 | 0 | 0 | 0 | 0 | 0 | 0 | 0 | 0 | 0 | 0 | 0 | 0 | 0 | 0 | 0 | 0 | 0 | 0 | 0 | 0 | 0 | 0 | 0 | 0 | 0 | 0 | 0 | 0 | 0 | 0
F9_Industrial_Wood and Lumber Products_New_Process_Natural Gas_Gas Boiler - Burner Control Optimization_A_Achievable Technical Potential | F9 | Industrial | Wood and Lumber Products | New | Process | Natural Gas | Gas Boiler - Burner Control Optimization | A | Cumulative Winter Peak Savings (MW) | Achievable Technical Potential | 0 | 0 | 0 | 0 | 0 | 0 | 0 | 0 | 0 | 0 | 0 | 0 | 0 | 0 | 0 | 0 | 0 | 0 | 0 | 0 | 0 | 0 | 0 | 0 | 0 | 0 | 0 | 0 | 0 | 0 | 0
F10_Industrial_Wood and Lumber Products_New_Process_Natural Gas_Gas Boiler - Burner Control Optimization_A_Achievable Technical Potential | F10 | Industrial | Wood and Lumber Products | New | Process | Natural Gas | Gas Boiler - Burner Control Optimization | A | Purchases (Incremental) | Achievable Technical Potential | 0 | 0 | 0 | 0 | 0 | 0.26784 | 0.4988 | 1.1531 | 2.2883 | 3.9806 | 6.1626 | 8.5844 | 10.8774 | 12.6409 | 13.5529 | 13.5038 | 12.5564 | 10.9505 | 8.989 | 6.9682 | 5.1193 | 3.5732 | 2.3755 | 1.5076 | 1.0624 | 1.1531 | 2.2883 | 3.9806 | 6.1626 | 8.5844 | 10.8774
F11_Industrial_Wood and Lumber Products_New_Process_Natural Gas_Gas Boiler - Burner Control Optimization_A_Achievable Technical Potential | F11 | Industrial | Wood and Lumber Products | New | Process | Natural Gas | Gas Boiler - Burner Control Optimization | A | Purchases (Cumulative) | Achievable Technical Potential | 0 | 0 | 0 | 0 | 0 | 0.26784 | 0.76664 | 1.9197 | 4.208 | 8.1886 | 14.3512 | 22.9356 | 33.813 | 46.4539 | 60.0068 | 73.5106 | 86.067 | 97.0175 | 106.0065 | 112.9747 | 118.094 | 121.6672 | 124.0428 | 125.2826 | 125.8462 | 125.8462 | 125.8462 | 125.8462 | 125.8462 | 125.8462 | 125.8462
F1_Industrial_Wood and Lumber Products_New_Space Heating_Natural Gas_HVAC - Demand Controlled Ventilation_A_Achievable Technical Potential | F1 | Industrial | Wood and Lumber Products | New | Space Heating | Natural Gas | HVAC - Demand Controlled Ventilation | A | Integrated Unit Energy Savings (kWh or therms) | Achievable Technical Potential | 0 | 0 | 0 | 0 | 0 | 0 | 0 | 0 | 0 | 0 | 0 | 0 | 0 | 0 | 0 | 0 | 0 | 0 | 0 | 0 | 0 | 0 | 0 | 0 | 0 | 0 | 0 | 0 | 0 | 0 | 0
F2_Industrial_Wood and Lumber Products_New_Space Heating_Natural Gas_HVAC - Demand Controlled Ventilation_A_Achievable Technical Potential | F2 | Industrial | Wood and Lumber Products | New | Space Heating | Natural Gas | HVAC - Demand Controlled Ventilation | A | Integrated Unit Summer Peak Savings (kW) | Achievable Technical Potential | 0 | 0 | 0 | 0 | 0 | 0 | 0 | 0 | 0 | 0 | 0 | 0 | 0 | 0 | 0 | 0 | 0 | 0 | 0 | 0 | 0 | 0 | 0 | 0 | 0 | 0 | 0 | 0 | 0 | 0 | 0
F3_Industrial_Wood and Lumber Products_New_Space Heating_Natural Gas_HVAC - Demand Controlled Ventilation_A_Achievable Technical Potential | F3 | Industrial | Wood and Lumber Products | New | Space Heating | Natural Gas | HVAC - Demand Controlled Ventilation | A | Integrated Unit Winter Peak Savings (kW) | Achievable Technical Potential | 0 | 0 | 0 | 0 | 0 | 0 | 0 | 0 | 0 | 0 | 0 | 0 | 0 | 0 | 0 | 0 | 0 | 0 | 0 | 0 | 0 | 0 | 0 | 0 | 0 | 0 | 0 | 0 | 0 | 0 | 0
F4_Industrial_Wood and Lumber Products_New_Space Heating_Natural Gas_HVAC - Demand Controlled Ventilation_A_Achievable Technical Potential | F4 | Industrial | Wood and Lumber Products | New | Space Heating | Natural Gas | HVAC - Demand Controlled Ventilation | A | Incremental Energy Savings (MWh or mTherms) | Achievable Technical Potential | 0 | 0 | 0 | 0 | 0 | 0 | 0 | 0 | 0 | 0 | 0 | 0 | 0 | 0 | 0 | 0 | 0 | 0 | 0 | 0 | 0 | 0 | 0 | 0 | 0 | 0 | 0 | 0 | 0 | 0 | 0
F5_Industrial_Wood and Lumber Products_New_Space Heating_Natural Gas_HVAC - Demand Controlled Ventilation_A_Achievable Technical Potential | F5 | Industrial | Wood and Lumber Products | New | Space Heating | Natural Gas | HVAC - Demand Controlled Ventilation | A | Incremental Summer Peak Savings (MW) | Achievable Technical Potential | 0 | 0 | 0 | 0 | 0 | 0 | 0 | 0 | 0 | 0 | 0 | 0 | 0 | 0 | 0 | 0 | 0 | 0 | 0 | 0 | 0 | 0 | 0 | 0 | 0 | 0 | 0 | 0 | 0 | 0 | 0
F6_Industrial_Wood and Lumber Products_New_Space Heating_Natural Gas_HVAC - Demand Controlled Ventilation_A_Achievable Technical Potential | F6 | Industrial | Wood and Lumber Products | New | Space Heating | Natural Gas | HVAC - Demand Controlled Ventilation | A | Incremental Winter Peak Savings (MW) | Achievable Technical Potential | 0 | 0 | 0 | 0 | 0 | 0 | 0 | 0 | 0 | 0 | 0 | 0 | 0 | 0 | 0 | 0 | 0 | 0 | 0 | 0 | 0 | 0 | 0 | 0 | 0 | 0 | 0 | 0 | 0 | 0 | 0
F7_Industrial_Wood and Lumber Products_New_Space Heating_Natural Gas_HVAC - Demand Controlled Ventilation_A_Achievable Technical Potential | F7 | Industrial | Wood and Lumber Products | New | Space Heating | Natural Gas | HVAC - Demand Controlled Ventilation | A | Cumulative Energy Savings (MWh or mTherms) | Achievable Technical Potential | 0 | 0 | 0 | 0 | 0 | 0 | 0 | 0 | 0 | 0 | 0 | 0 | 0 | 0 | 0 | 0 | 0 | 0 | 0 | 0 | 0 | 0 | 0 | 0 | 0 | 0 | 0 | 0 | 0 | 0 | 0
F8_Industrial_Wood and Lumber Products_New_Space Heating_Natural Gas_HVAC - Demand Controlled Ventilation_A_Achievable Technical Potential | F8 | Industrial | Wood and Lumber Products | New | Space Heating | Natural Gas | HVAC - Demand Controlled Ventilation | A | Cumulative Summer Peak Savings (MW) | Achievable Technical Potential | 0 | 0 | 0 | 0 | 0 | 0 | 0 | 0 | 0 | 0 | 0 | 0 | 0 | 0 | 0 | 0 | 0 | 0 | 0 | 0 | 0 | 0 | 0 | 0 | 0 | 0 | 0 | 0 | 0 | 0 | 0
F9_Industrial_Wood and Lumber Products_New_Space Heating_Natural Gas_HVAC - Demand Controlled Ventilation_A_Achievable Technical Potential | F9 | Industrial | Wood and Lumber Products | New | Space Heating | Natural Gas | HVAC - Demand Controlled Ventilation | A | Cumulative Winter Peak Savings (MW) | Achievable Technical Potential | 0 | 0 | 0 | 0 | 0 | 0 | 0 | 0 | 0 | 0 | 0 | 0 | 0 | 0 | 0 | 0 | 0 | 0 | 0 | 0 | 0 | 0 | 0 | 0 | 0 | 0 | 0 | 0 | 0 | 0 | 0
F10_Industrial_Wood and Lumber Products_New_Space Heating_Natural Gas_HVAC - Demand Controlled Ventilation_A_Achievable Technical Potential | F10 | Industrial | Wood and Lumber Products | New | Space Heating | Natural Gas | HVAC - Demand Controlled Ventilation | A | Purchases (Incremental) | Achievable Technical Potential | 0 | 0 | 0 | 0 | 0 | 0 | 0 | 0 | 0 | 0 | 0 | 0 | 0 | 0 | 0 | 0 | 0 | 0 | 0 | 0 | 0 | 0 | 0 | 0 | 0 | 0 | 0 | 0 | 0 | 0 | 0
F11_Industrial_Wood and Lumber Products_New_Space Heating_Natural Gas_HVAC - Demand Controlled Ventilation_A_Achievable Technical Potential | F11 | Industrial | Wood and Lumber Products | New | Space Heating | Natural Gas | HVAC - Demand Controlled Ventilation | A | Purchases (Cumulative) | Achievable Technical Potential | 0 | 0 | 0 | 0 | 0 | 0 | 0 | 0 | 0 | 0 | 0 | 0 | 0 | 0 | 0 | 0 | 0 | 0 | 0 | 0 | 0 | 0 | 0 | 0 | 0 | 0 | 0 | 0 | 0 | 0 | 0
F1_Industrial_Wood and Lumber Products_New_Space Heating_Natural Gas_Gas Boiler - Stack Economizer_A_Achievable Technical Potential | F1 | Industrial | Wood and Lumber Products | New | Space Heating | Natural Gas | Gas Boiler - Stack Economizer | A | Integrated Unit Energy Savings (kWh or therms) | Achievable Technical Potential | 0 | 0 | 0 | 0 | 0 | 0 | 0 | 0 | 0 | 0 | 0 | 0 | 0 | 0 | 0 | 0 | 0 | 0 | 0 | 0 | 0 | 0 | 0 | 0 | 0 | 0 | 0 | 0 | 0 | 0 | 0
F2_Industrial_Wood and Lumber Products_New_Space Heating_Natural Gas_Gas Boiler - Stack Economizer_A_Achievable Technical Potential | F2 | Industrial | Wood and Lumber Products | New | Space Heating | Natural Gas | Gas Boiler - Stack Economizer | A | Integrated Unit Summer Peak Savings (kW) | Achievable Technical Potential | 0 | 0 | 0 | 0 | 0 | 0 | 0 | 0 | 0 | 0 | 0 | 0 | 0 | 0 | 0 | 0 | 0 | 0 | 0 | 0 | 0 | 0 | 0 | 0 | 0 | 0 | 0 | 0 | 0 | 0 | 0
F3_Industrial_Wood and Lumber Products_New_Space Heating_Natural Gas_Gas Boiler - Stack Economizer_A_Achievable Technical Potential | F3 | Industrial | Wood and Lumber Products | New | Space Heating | Natural Gas | Gas Boiler - Stack Economizer | A | Integrated Unit Winter Peak Savings (kW) | Achievable Technical Potential | 0 | 0 | 0 | 0 | 0 | 0 | 0 | 0 | 0 | 0 | 0 | 0 | 0 | 0 | 0 | 0 | 0 | 0 | 0 | 0 | 0 | 0 | 0 | 0 | 0 | 0 | 0 | 0 | 0 | 0 | 0
F4_Industrial_Wood and Lumber Products_New_Space Heating_Natural Gas_Gas Boiler - Stack Economizer_A_Achievable Technical Potential | F4 | Industrial | Wood and Lumber Products | New | Space Heating | Natural Gas | Gas Boiler - Stack Economizer | A | Incremental Energy Savings (MWh or mTherms) | Achievable Technical Potential | 0 | 0 | 0 | 0 | 0 | 0 | 0 | 0 | 0 | 0 | 0 | 0 | 0 | 0 | 0 | 0 | 0 | 0 | 0 | 0 | 0 | 0 | 0 | 0 | 0 | 0 | 0 | 0 | 0 | 0 | 0
F5_Industrial_Wood and Lumber Products_New_Space Heating_Natural Gas_Gas Boiler - Stack Economizer_A_Achievable Technical Potential | F5 | Industrial | Wood and Lumber Products | New | Space Heating | Natural Gas | Gas Boiler - Stack Economizer | A | Incremental Summer Peak Savings (MW) | Achievable Technical Potential | 0 | 0 | 0 | 0 | 0 | 0 | 0 | 0 | 0 | 0 | 0 | 0 | 0 | 0 | 0 | 0 | 0 | 0 | 0 | 0 | 0 | 0 | 0 | 0 | 0 | 0 | 0 | 0 | 0 | 0 | 0
F6_Industrial_Wood and Lumber Products_New_Space Heating_Natural Gas_Gas Boiler - Stack Economizer_A_Achievable Technical Potential | F6 | Industrial | Wood and Lumber Products | New | Space Heating | Natural Gas | Gas Boiler - Stack Economizer | A | Incremental Winter Peak Savings (MW) | Achievable Technical Potential | 0 | 0 | 0 | 0 | 0 | 0 | 0 | 0 | 0 | 0 | 0 | 0 | 0 | 0 | 0 | 0 | 0 | 0 | 0 | 0 | 0 | 0 | 0 | 0 | 0 | 0 | 0 | 0 | 0 | 0 | 0
F7_Industrial_Wood and Lumber Products_New_Space Heating_Natural Gas_Gas Boiler - Stack Economizer_A_Achievable Technical Potential | F7 | Industrial | Wood and Lumber Products | New | Space Heating | Natural Gas | Gas Boiler - Stack Economizer | A | Cumulative Energy Savings (MWh or mTherms) | Achievable Technical Potential | 0 | 0 | 0 | 0 | 0 | 0 | 0 | 0 | 0 | 0 | 0 | 0 | 0 | 0 | 0 | 0 | 0 | 0 | 0 | 0 | 0 | 0 | 0 | 0 | 0 | 0 | 0 | 0 | 0 | 0 | 0
F8_Industrial_Wood and Lumber Products_New_Space Heating_Natural Gas_Gas Boiler - Stack Economizer_A_Achievable Technical Potential | F8 | Industrial | Wood and Lumber Products | New | Space Heating | Natural Gas | Gas Boiler - Stack Economizer | A | Cumulative Summer Peak Savings (MW) | Achievable Technical Potential | 0 | 0 | 0 | 0 | 0 | 0 | 0 | 0 | 0 | 0 | 0 | 0 | 0 | 0 | 0 | 0 | 0 | 0 | 0 | 0 | 0 | 0 | 0 | 0 | 0 | 0 | 0 | 0 | 0 | 0 | 0
F9_Industrial_Wood and Lumber Products_New_Space Heating_Natural Gas_Gas Boiler - Stack Economizer_A_Achievable Technical Potential | F9 | Industrial | Wood and Lumber Products | New | Space Heating | Natural Gas | Gas Boiler - Stack Economizer | A | Cumulative Winter Peak Savings (MW) | Achievable Technical Potential | 0 | 0 | 0 | 0 | 0 | 0 | 0 | 0 | 0 | 0 | 0 | 0 | 0 | 0 | 0 | 0 | 0 | 0 | 0 | 0 | 0 | 0 | 0 | 0 | 0 | 0 | 0 | 0 | 0 | 0 | 0
F10_Industrial_Wood and Lumber Products_New_Space Heating_Natural Gas_Gas Boiler - Stack Economizer_A_Achievable Technical Potential | F10 | Industrial | Wood and Lumber Products | New | Space Heating | Natural Gas | Gas Boiler - Stack Economizer | A | Purchases (Incremental) | Achievable Technical Potential | 0 | 0 | 0 | 0 | 0 | 0 | 0 | 0 | 0 | 0 | 0 | 0 | 0 | 0 | 0 | 0 | 0 | 0 | 0 | 0 | 0 | 0 | 0 | 0 | 0 | 0 | 0 | 0 | 0 | 0 | 0
F11_Industrial_Wood and Lumber Products_New_Space Heating_Natural Gas_Gas Boiler - Stack Economizer_A_Achievable Technical Potential | F11 | Industrial | Wood and Lumber Products | New | Space Heating | Natural Gas | Gas Boiler - Stack Economizer | A | Purchases (Cumulative) | Achievable Technical Potential | 0 | 0 | 0 | 0 | 0 | 0 | 0 | 0 | 0 | 0 | 0 | 0 | 0 | 0 | 0 | 0 | 0 | 0 | 0 | 0 | 0 | 0 | 0 | 0 | 0 | 0 | 0 | 0 | 0 | 0 | 0
F1_Industrial_Wood and Lumber Products_New_Process_Natural Gas_Gas Boiler - Stack Economizer_A_Achievable Technical Potential | F1 | Industrial | Wood and Lumber Products | New | Process | Natural Gas | Gas Boiler - Stack Economizer | A | Integrated Unit Energy Savings (kWh or therms) | Achievable Technical Potential | 0 | 0 | 0 | 0 | 0 | 8.2812 | 8.2809 | 8.2807 | 8.2809 | 8.281 | 8.281 | 8.2811 | 8.2812 | 8.2812 | 8.2812 | 8.2813 | 8.2813 | 8.2813 | 8.2814 | 8.2814 | 8.2814 | 8.2814 | 8.2814 | 8.2815 | 8.2815 | 8.2815 | 8.2815 | 8.2815 | 8.2818 | 8.2818 | 8.2818
F2_Industrial_Wood and Lumber Products_New_Process_Natural Gas_Gas Boiler - Stack Economizer_A_Achievable Technical Potential | F2 | Industrial | Wood and Lumber Products | New | Process | Natural Gas | Gas Boiler - Stack Economizer | A | Integrated Unit Summer Peak Savings (kW) | Achievable Technical Potential | 0 | 0 | 0 | 0 | 0 | 0 | 0 | 0 | 0 | 0 | 0 | 0 | 0 | 0 | 0 | 0 | 0 | 0 | 0 | 0 | 0 | 0 | 0 | 0 | 0 | 0 | 0 | 0 | 0 | 0 | 0
F3_Industrial_Wood and Lumber Products_New_Process_Natural Gas_Gas Boiler - Stack Economizer_A_Achievable Technical Potential | F3 | Industrial | Wood and Lumber Products | New | Process | Natural Gas | Gas Boiler - Stack Economizer | A | Integrated Unit Winter Peak Savings (kW) | Achievable Technical Potential | 0 | 0 | 0 | 0 | 0 | 0 | 0 | 0 | 0 | 0 | 0 | 0 | 0 | 0 | 0 | 0 | 0 | 0 | 0 | 0 | 0 | 0 | 0 | 0 | 0 | 0 | 0 | 0 | 0 | 0 | 0
F4_Industrial_Wood and Lumber Products_New_Process_Natural Gas_Gas Boiler - Stack Economizer_A_Achievable Technical Potential | F4 | Industrial | Wood and Lumber Products | New | Process | Natural Gas | Gas Boiler - Stack Economizer | A | Incremental Energy Savings (MWh or mTherms) | Achievable Technical Potential | 0 | 0 | 0 | 0 | 0 | 0.021927 | 0.025976 | 0.030024 | 0.034049 | 0.038075 | 0.037895 | 0.033181 | 0.02883 | 0.024889 | 0.021348 | 0.018232 | 0.0155 | 0.013131 | 0.011087 | 0.0093314 | 0.021927 | 0.025978 | 0.030026 | 0.034051 | 0.038078 | 0.037897 | 0.033182 | 0.028832 | 0.024891 | 0.021349 | 0.018233
F5_Industrial_Wood and Lumber Products_New_Process_Natural Gas_Gas Boiler - Stack Economizer_A_Achievable Technical Potential | F5 | Industrial | Wood and Lumber Products | New | Process | Natural Gas | Gas Boiler - Stack Economizer | A | Incremental Summer Peak Savings (MW) | Achievable Technical Potential | 0 | 0 | 0 | 0 | 0 | 0 | 0 | 0 | 0 | 0 | 0 | 0 | 0 | 0 | 0 | 0 | 0 | 0 | 0 | 0 | 0 | 0 | 0 | 0 | 0 | 0 | 0 | 0 | 0 | 0 | 0
F6_Industrial_Wood and Lumber Products_New_Process_Natural Gas_Gas Boiler - Stack Economizer_A_Achievable Technical Potential | F6 | Industrial | Wood and Lumber Products | New | Process | Natural Gas | Gas Boiler - Stack Economizer | A | Incremental Winter Peak Savings (MW) | Achievable Technical Potential | 0 | 0 | 0 | 0 | 0 | 0 | 0 | 0 | 0 | 0 | 0 | 0 | 0 | 0 | 0 | 0 | 0 | 0 | 0 | 0 | 0 | 0 | 0 | 0 | 0 | 0 | 0 | 0 | 0 | 0 | 0
F7_Industrial_Wood and Lumber Products_New_Process_Natural Gas_Gas Boiler - Stack Economizer_A_Achievable Technical Potential | F7 | Industrial | Wood and Lumber Products | New | Process | Natural Gas | Gas Boiler - Stack Economizer | A | Cumulative Energy Savings (MWh or mTherms) | Achievable Technical Potential | 0 | 0 | 0 | 0 | 0 | 0.021927 | 0.047902 | 0.077925 | 0.11197 | 0.15005 | 0.18795 | 0.22113 | 0.24996 | 0.27485 | 0.2962 | 0.31444 | 0.32994 | 0.34307 | 0.35416 | 0.36349 | 0.36349 | 0.36349 | 0.36349 | 0.36349 | 0.36349 | 0.36349 | 0.36349 | 0.36349 | 0 | 0 | 0
F8_Industrial_Wood and Lumber Products_New_Process_Natural Gas_Gas Boiler - Stack Economizer_A_Achievable Technical Potential | F8 | Industrial | Wood and Lumber Products | New | Process | Natural Gas | Gas Boiler - Stack Economizer | A | Cumulative Summer Peak Savings (MW) | Achievable Technical Potential | 0 | 0 | 0 | 0 | 0 | 0 | 0 | 0 | 0 | 0 | 0 | 0 | 0 | 0 | 0 | 0 | 0 | 0 | 0 | 0 | 0 | 0 | 0 | 0 | 0 | 0 | 0 | 0 | 0 | 0 | 0
F9_Industrial_Wood and Lumber Products_New_Process_Natural Gas_Gas Boiler - Stack Economizer_A_Achievable Technical Potential | F9 | Industrial | Wood and Lumber Products | New | Process | Natural Gas | Gas Boiler - Stack Economizer | A | Cumulative Winter Peak Savings (MW) | Achievable Technical Potential | 0 | 0 | 0 | 0 | 0 | 0 | 0 | 0 | 0 | 0 | 0 | 0 | 0 | 0 | 0 | 0 | 0 | 0 | 0 | 0 | 0 | 0 | 0 | 0 | 0 | 0 | 0 | 0 | 0 | 0 | 0
F10_Industrial_Wood and Lumber Products_New_Process_Natural Gas_Gas Boiler - Stack Economizer_A_Achievable Technical Potential | F10 | Industrial | Wood and Lumber Products | New | Process | Natural Gas | Gas Boiler - Stack Economizer | A | Purchases (Incremental) | Achievable Technical Potential | 0 | 0 | 0 | 0 | 0 | 2.6478 | 3.1369 | 3.6257 | 4.1117 | 4.5979 | 4.5761 | 4.0068 | 3.4814 | 3.0055 | 2.5779 | 2.2016 | 1.8717 | 1.5856 | 1.3388 | 1.1268 | 2.6478 | 3.1369 | 3.6257 | 4.1117 | 4.5979 | 4.5761 | 4.0068 | 3.4814 | 3.0055 | 2.5779 | 2.2016
F11_Industrial_Wood and Lumber Products_New_Process_Natural Gas_Gas Boiler - Stack Economizer_A_Achievable Technical Potential | F11 | Industrial | Wood and Lumber Products | New | Process | Natural Gas | Gas Boiler - Stack Economizer | A | Purchases (Cumulative) | Achievable Technical Potential | 0 | 0 | 0 | 0 | 0 | 2.6478 | 5.7847 | 9.4104 | 13.5221 | 18.1201 | 22.6962 | 26.703 | 30.1845 | 33.1899 | 35.7678 | 37.9694 | 39.8411 | 41.4267 | 42.7655 | 43.8923 | 43.8923 | 43.8923 | 43.8923 | 43.8923 | 43.8923 | 43.8923 | 43.8923 | 43.8923 | 43.8923 | 43.8923 | 43.8923
F1_Industrial_Wood and Lumber Products_New_Space Heating_Natural Gas_Gas Furnace Tube Inserts_A_Achievable Technical Potential | F1 | Industrial | Wood and Lumber Products | New | Space Heating | Natural Gas | Gas Furnace Tube Inserts | A | Integrated Unit Energy Savings (kWh or therms) | Achievable Technical Potential | 0 | 0 | 0 | 0 | 0 | 0 | 0 | 0 | 0 | 0 | 0 | 0 | 0 | 0 | 0 | 0 | 0 | 0 | 0 | 0 | 0 | 0 | 0 | 0 | 0 | 0 | 0 | 0 | 0 | 0 | 0
F2_Industrial_Wood and Lumber Products_New_Space Heating_Natural Gas_Gas Furnace Tube Inserts_A_Achievable Technical Potential | F2 | Industrial | Wood and Lumber Products | New | Space Heating | Natural Gas | Gas Furnace Tube Inserts | A | Integrated Unit Summer Peak Savings (kW) | Achievable Technical Potential | 0 | 0 | 0 | 0 | 0 | 0 | 0 | 0 | 0 | 0 | 0 | 0 | 0 | 0 | 0 | 0 | 0 | 0 | 0 | 0 | 0 | 0 | 0 | 0 | 0 | 0 | 0 | 0 | 0 | 0 | 0
F3_Industrial_Wood and Lumber Products_New_Space Heating_Natural Gas_Gas Furnace Tube Inserts_A_Achievable Technical Potential | F3 | Industrial | Wood and Lumber Products | New | Space Heating | Natural Gas | Gas Furnace Tube Inserts | A | Integrated Unit Winter Peak Savings (kW) | Achievable Technical Potential | 0 | 0 | 0 | 0 | 0 | 0 | 0 | 0 | 0 | 0 | 0 | 0 | 0 | 0 | 0 | 0 | 0 | 0 | 0 | 0 | 0 | 0 | 0 | 0 | 0 | 0 | 0 | 0 | 0 | 0 | 0
F4_Industrial_Wood and Lumber Products_New_Space Heating_Natural Gas_Gas Furnace Tube Inserts_A_Achievable Technical Potential | F4 | Industrial | Wood and Lumber Products | New | Space Heating | Natural Gas | Gas Furnace Tube Inserts | A | Incremental Energy Savings (MWh or mTherms) | Achievable Technical Potential | 0 | 0 | 0 | 0 | 0 | 0 | 0 | 0 | 0 | 0 | 0 | 0 | 0 | 0 | 0 | 0 | 0 | 0 | 0 | 0 | 0 | 0 | 0 | 0 | 0 | 0 | 0 | 0 | 0 | 0 | 0
F5_Industrial_Wood and Lumber Products_New_Space Heating_Natural Gas_Gas Furnace Tube Inserts_A_Achievable Technical Potential | F5 | Industrial | Wood and Lumber Products | New | Space Heating | Natural Gas | Gas Furnace Tube Inserts | A | Incremental Summer Peak Savings (MW) | Achievable Technical Potential | 0 | 0 | 0 | 0 | 0 | 0 | 0 | 0 | 0 | 0 | 0 | 0 | 0 | 0 | 0 | 0 | 0 | 0 | 0 | 0 | 0 | 0 | 0 | 0 | 0 | 0 | 0 | 0 | 0 | 0 | 0
F6_Industrial_Wood and Lumber Products_New_Space Heating_Natural Gas_Gas Furnace Tube Inserts_A_Achievable Technical Potential | F6 | Industrial | Wood and Lumber Products | New | Space Heating | Natural Gas | Gas Furnace Tube Inserts | A | Incremental Winter Peak Savings (MW) | Achievable Technical Potential | 0 | 0 | 0 | 0 | 0 | 0 | 0 | 0 | 0 | 0 | 0 | 0 | 0 | 0 | 0 | 0 | 0 | 0 | 0 | 0 | 0 | 0 | 0 | 0 | 0 | 0 | 0 | 0 | 0 | 0 | 0
F7_Industrial_Wood and Lumber Products_New_Space Heating_Natural Gas_Gas Furnace Tube Inserts_A_Achievable Technical Potential | F7 | Industrial | Wood and Lumber Products | New | Space Heating | Natural Gas | Gas Furnace Tube Inserts | A | Cumulative Energy Savings (MWh or mTherms) | Achievable Technical Potential | 0 | 0 | 0 | 0 | 0 | 0 | 0 | 0 | 0 | 0 | 0 | 0 | 0 | 0 | 0 | 0 | 0 | 0 | 0 | 0 | 0 | 0 | 0 | 0 | 0 | 0 | 0 | 0 | 0 | 0 | 0
F8_Industrial_Wood and Lumber Products_New_Space Heating_Natural Gas_Gas Furnace Tube Inserts_A_Achievable Technical Potential | F8 | Industrial | Wood and Lumber Products | New | Space Heating | Natural Gas | Gas Furnace Tube Inserts | A | Cumulative Summer Peak Savings (MW) | Achievable Technical Potential | 0 | 0 | 0 | 0 | 0 | 0 | 0 | 0 | 0 | 0 | 0 | 0 | 0 | 0 | 0 | 0 | 0 | 0 | 0 | 0 | 0 | 0 | 0 | 0 | 0 | 0 | 0 | 0 | 0 | 0 | 0
F9_Industrial_Wood and Lumber Products_New_Space Heating_Natural Gas_Gas Furnace Tube Inserts_A_Achievable Technical Potential | F9 | Industrial | Wood and Lumber Products | New | Space Heating | Natural Gas | Gas Furnace Tube Inserts | A | Cumulative Winter Peak Savings (MW) | Achievable Technical Potential | 0 | 0 | 0 | 0 | 0 | 0 | 0 | 0 | 0 | 0 | 0 | 0 | 0 | 0 | 0 | 0 | 0 | 0 | 0 | 0 | 0 | 0 | 0 | 0 | 0 | 0 | 0 | 0 | 0 | 0 | 0
F10_Industrial_Wood and Lumber Products_New_Space Heating_Natural Gas_Gas Furnace Tube Inserts_A_Achievable Technical Potential | F10 | Industrial | Wood and Lumber Products | New | Space Heating | Natural Gas | Gas Furnace Tube Inserts | A | Purchases (Incremental) | Achievable Technical Potential | 0 | 0 | 0 | 0 | 0 | 0 | 0 | 0 | 0 | 0 | 0 | 0 | 0 | 0 | 0 | 0 | 0 | 0 | 0 | 0 | 0 | 0 | 0 | 0 | 0 | 0 | 0 | 0 | 0 | 0 | 0
F11_Industrial_Wood and Lumber Products_New_Space Heating_Natural Gas_Gas Furnace Tube Inserts_A_Achievable Technical Potential | F11 | Industrial | Wood and Lumber Products | New | Space Heating | Natural Gas | Gas Furnace Tube Inserts | A | Purchases (Cumulative) | Achievable Technical Potential | 0 | 0 | 0 | 0 | 0 | 0 | 0 | 0 | 0 | 0 | 0 | 0 | 0 | 0 | 0 | 0 | 0 | 0 | 0 | 0 | 0 | 0 | 0 | 0 | 0 | 0 | 0 | 0 | 0 | 0 | 0
F1_Industrial_Wood and Lumber Products_New_Space Heating_Natural Gas_Space Heating - Heat Recovery Ventilator_A_Achievable Technical Potential | F1 | Industrial | Wood and Lumber Products | New | Space Heating | Natural Gas | Space Heating - Heat Recovery Ventilator | A | Integrated Unit Energy Savings (kWh or therms) | Achievable Technical Potential | 0 | 0 | 0 | 0 | 0 | 0.012438 | 0.012233 | 0.012064 | 0.011917 | 0.011784 | 0.011663 | 0.011518 | 0.011362 | 0.011202 | 0.011043 | 0.010899 | 0.010767 | 0.010656 | 0.010511 | 0.010399 | 0.010315 | 0.010249 | 0.010214 | 0.010192 | 0.010181 | 0.010176 | 0.010175 | 0.010176 | 0 | 0 | 0
F2_Industrial_Wood and Lumber Products_New_Space Heating_Natural Gas_Space Heating - Heat Recovery Ventilator_A_Achievable Technical Potential | F2 | Industrial | Wood and Lumber Products | New | Space Heating | Natural Gas | Space Heating - Heat Recovery Ventilator | A | Integrated Unit Summer Peak Savings (kW) | Achievable Technical Potential | 0 | 0 | 0 | 0 | 0 | 0 | 0 | 0 | 0 | 0 | 0 | 0 | 0 | 0 | 0 | 0 | 0 | 0 | 0 | 0 | 0 | 0 | 0 | 0 | 0 | 0 | 0 | 0 | 0 | 0 | 0
F3_Industrial_Wood and Lumber Products_New_Space Heating_Natural Gas_Space Heating - Heat Recovery Ventilator_A_Achievable Technical Potential | F3 | Industrial | Wood and Lumber Products | New | Space Heating | Natural Gas | Space Heating - Heat Recovery Ventilator | A | Integrated Unit Winter Peak Savings (kW) | Achievable Technical Potential | 0 | 0 | 0 | 0 | 0 | 0 | 0 | 0 | 0 | 0 | 0 | 0 | 0 | 0 | 0 | 0 | 0 | 0 | 0 | 0 | 0 | 0 | 0 | 0 | 0 | 0 | 0 | 0 | 0 | 0 | 0
F4_Industrial_Wood and Lumber Products_New_Space Heating_Natural Gas_Space Heating - Heat Recovery Ventilator_A_Achievable Technical Potential | F4 | Industrial | Wood and Lumber Products | New | Space Heating | Natural Gas | Space Heating - Heat Recovery Ventilator | A | Incremental Energy Savings (MWh or mTherms) | Achievable Technical Potential | 0 | 0 | 0 | 0 | 0 | 3.5633e-05 | 4.152e-05 | 4.7324e-05 | 5.3013e-05 | 5.8621e-05 | 6.4161e-05 | 6.9353e-05 | 7.4299e-05 | 7.9049e-05 | 8.3553e-05 | 8.8029e-05 | 9.2418e-05 | 9.6857e-05 | 0.00010083 | 0.00010496 | 0.00010926 | 0.00011367 | 0.00011834 | 0.00012312 | 0.00012799 | 5.5981e-05 | 6.1262e-05 | 6.6548e-05 | 0 | 0 | 0
F5_Industrial_Wood and Lumber Products_New_Space Heating_Natural Gas_Space Heating - Heat Recovery Ventilator_A_Achievable Technical Potential | F5 | Industrial | Wood and Lumber Products | New | Space Heating | Natural Gas | Space Heating - Heat Recovery Ventilator | A | Incremental Summer Peak Savings (MW) | Achievable Technical Potential | 0 | 0 | 0 | 0 | 0 | 0 | 0 | 0 | 0 | 0 | 0 | 0 | 0 | 0 | 0 | 0 | 0 | 0 | 0 | 0 | 0 | 0 | 0 | 0 | 0 | 0 | 0 | 0 | 0 | 0 | 0
F6_Industrial_Wood and Lumber Products_New_Space Heating_Natural Gas_Space Heating - Heat Recovery Ventilator_A_Achievable Technical Potential | F6 | Industrial | Wood and Lumber Products | New | Space Heating | Natural Gas | Space Heating - Heat Recovery Ventilator | A | Incremental Winter Peak Savings (MW) | Achievable Technical Potential | 0 | 0 | 0 | 0 | 0 | 0 | 0 | 0 | 0 | 0 | 0 | 0 | 0 | 0 | 0 | 0 | 0 | 0 | 0 | 0 | 0 | 0 | 0 | 0 | 0 | 0 | 0 | 0 | 0 | 0 | 0
F7_Industrial_Wood and Lumber Products_New_Space Heating_Natural Gas_Space Heating - Heat Recovery Ventilator_A_Achievable Technical Potential | F7 | Industrial | Wood and Lumber Products | New | Space Heating | Natural Gas | Space Heating - Heat Recovery Ventilator | A | Cumulative Energy Savings (MWh or mTherms) | Achievable Technical Potential | 0 | 0 | 0 | 0 | 0 | 3.5633e-05 | 7.6566e-05 | 0.00012283 | 0.00017434 | 0.00023102 | 0.00029282 | 0.00035854 | 0.00042796 | 0.00050099 | 0.00057745 | 0.00065792 | 0.0007424 | 0.00083158 | 0.00092111 | 0.0010163 | 0.0010878 | 0.0011597 | 0.001234 | 0.0013091 | 0.001385 | 0.0013844 | 0.0013841 | 0.0013844 | 0 | 0 | 0
F8_Industrial_Wood and Lumber Products_New_Space Heating_Natural Gas_Space Heating - Heat Recovery Ventilator_A_Achievable Technical Potential | F8 | Industrial | Wood and Lumber Products | New | Space Heating | Natural Gas | Space Heating - Heat Recovery Ventilator | A | Cumulative Summer Peak Savings (MW) | Achievable Technical Potential | 0 | 0 | 0 | 0 | 0 | 0 | 0 | 0 | 0 | 0 | 0 | 0 | 0 | 0 | 0 | 0 | 0 | 0 | 0 | 0 | 0 | 0 | 0 | 0 | 0 | 0 | 0 | 0 | 0 | 0 | 0
F9_Industrial_Wood and Lumber Products_New_Space Heating_Natural Gas_Space Heating - Heat Recovery Ventilator_A_Achievable Technical Potential | F9 | Industrial | Wood and Lumber Products | New | Space Heating | Natural Gas | Space Heating - Heat Recovery Ventilator | A | Cumulative Winter Peak Savings (MW) | Achievable Technical Potential | 0 | 0 | 0 | 0 | 0 | 0 | 0 | 0 | 0 | 0 | 0 | 0 | 0 | 0 | 0 | 0 | 0 | 0 | 0 | 0 | 0 | 0 | 0 | 0 | 0 | 0 | 0 | 0 | 0 | 0 | 0
F10_Industrial_Wood and Lumber Products_New_Space Heating_Natural Gas_Space Heating - Heat Recovery Ventilator_A_Achievable Technical Potential | F10 | Industrial | Wood and Lumber Products | New | Space Heating | Natural Gas | Space Heating - Heat Recovery Ventilator | A | Purchases (Incremental) | Achievable Technical Potential | 0 | 0 | 0 | 0 | 0 | 2.8648 | 3.394 | 3.9229 | 4.4487 | 4.9748 | 5.5013 | 6.0211 | 6.5395 | 7.0569 | 7.566 | 8.0771 | 8.5833 | 9.0896 | 9.5933 | 10.0925 | 10.5923 | 11.0901 | 11.5859 | 12.0799 | 12.5723 | 5.5013 | 6.0211 | 6.5395 | 7.0569 | 7.566 | 8.0771
F11_Industrial_Wood and Lumber Products_New_Space Heating_Natural Gas_Space Heating - Heat Recovery Ventilator_A_Achievable Technical Potential | F11 | Industrial | Wood and Lumber Products | New | Space Heating | Natural Gas | Space Heating - Heat Recovery Ventilator | A | Purchases (Cumulative) | Achievable Technical Potential | 0 | 0 | 0 | 0 | 0 | 2.8648 | 6.2588 | 10.1816 | 14.6303 | 19.6051 | 25.1064 | 31.1275 | 37.667 | 44.7238 | 52.2898 | 60.3669 | 68.9502 | 78.0397 | 87.633 | 97.7255 | 105.453 | 113.1491 | 120.8122 | 128.4434 | 136.0409 | 136.0409 | 136.0409 | 136.0409 | 136.0409 | 136.0409 | 136.0409
F1_Industrial_Wood and Lumber Products_New_Space Heating_Natural Gas_Thermostat - Programmable_A_Achievable Technical Potential | F1 | Industrial | Wood and Lumber Products | New | Space Heating | Natural Gas | Thermostat - Programmable | A | Integrated Unit Energy Savings (kWh or therms) | Achievable Technical Potential | 0 | 0 | 0 | 0 | 0 | 0.0061779 | 0.0060753 | 0.0059901 | 0.0059162 | 0.0058495 | 0.0057894 | 0.0057174 | 0.0056393 | 0.0055598 | 0.005481 | 0.005409 | 0.0053437 | 0.0052883 | 0.0052162 | 0.0051607 | 0.0051188 | 0.0050861 | 0.0050684 | 0.0050576 | 0.0050518 | 0.0050497 | 0.0050492 | 0.0050503 | 0 | 0 | 0
F2_Industrial_Wood and Lumber Products_New_Space Heating_Natural Gas_Thermostat - Programmable_A_Achievable Technical Potential | F2 | Industrial | Wood and Lumber Products | New | Space Heating | Natural Gas | Thermostat - Programmable | A | Integrated Unit Summer Peak Savings (kW) | Achievable Technical Potential | 0 | 0 | 0 | 0 | 0 | 0 | 0 | 0 | 0 | 0 | 0 | 0 | 0 | 0 | 0 | 0 | 0 | 0 | 0 | 0 | 0 | 0 | 0 | 0 | 0 | 0 | 0 | 0 | 0 | 0 | 0
F3_Industrial_Wood and Lumber Products_New_Space Heating_Natural Gas_Thermostat - Programmable_A_Achievable Technical Potential | F3 | Industrial | Wood and Lumber Products | New | Space Heating | Natural Gas | Thermostat - Programmable | A | Integrated Unit Winter Peak Savings (kW) | Achievable Technical Potential | 0 | 0 | 0 | 0 | 0 | 0 | 0 | 0 | 0 | 0 | 0 | 0 | 0 | 0 | 0 | 0 | 0 | 0 | 0 | 0 | 0 | 0 | 0 | 0 | 0 | 0 | 0 | 0 | 0 | 0 | 0
F4_Industrial_Wood and Lumber Products_New_Space Heating_Natural Gas_Thermostat - Programmable_A_Achievable Technical Potential | F4 | Industrial | Wood and Lumber Products | New | Space Heating | Natural Gas | Thermostat - Programmable | A | Incremental Energy Savings (MWh or mTherms) | Achievable Technical Potential | 0 | 0 | 0 | 0 | 0 | 5.3095e-05 | 6.1858e-05 | 7.0495e-05 | 7.8958e-05 | 8.73e-05 | 9.5547e-05 | 0.00010327 | 0.00011064 | 0.00011771 | 0.00012441 | 0.00013107 | 0.0001376 | 0.0001442 | 0.00015012 | 0.00015625 | 0.00016266 | 0.00016922 | 0.00017617 | 0.00018329 | 0.00019054 | 0.00011462 | 0.00012235 | 0.00013004 | 0 | 0 | 0
F5_Industrial_Wood and Lumber Products_New_Space Heating_Natural Gas_Thermostat - Programmable_A_Achievable Technical Potential | F5 | Industrial | Wood and Lumber Products | New | Space Heating | Natural Gas | Thermostat - Programmable | A | Incremental Summer Peak Savings (MW) | Achievable Technical Potential | 0 | 0 | 0 | 0 | 0 | 0 | 0 | 0 | 0 | 0 | 0 | 0 | 0 | 0 | 0 | 0 | 0 | 0 | 0 | 0 | 0 | 0 | 0 | 0 | 0 | 0 | 0 | 0 | 0 | 0 | 0
F6_Industrial_Wood and Lumber Products_New_Space Heating_Natural Gas_Thermostat - Programmable_A_Achievable Technical Potential | F6 | Industrial | Wood and Lumber Products | New | Space Heating | Natural Gas | Thermostat - Programmable | A | Incremental Winter Peak Savings (MW) | Achievable Technical Potential | 0 | 0 | 0 | 0 | 0 | 0 | 0 | 0 | 0 | 0 | 0 | 0 | 0 | 0 | 0 | 0 | 0 | 0 | 0 | 0 | 0 | 0 | 0 | 0 | 0 | 0 | 0 | 0 | 0 | 0 | 0
F7_Industrial_Wood and Lumber Products_New_Space Heating_Natural Gas_Thermostat - Programmable_A_Achievable Technical Potential | F7 | Industrial | Wood and Lumber Products | New | Space Heating | Natural Gas | Thermostat - Programmable | A | Cumulative Energy Savings (MWh or mTherms) | Achievable Technical Potential | 0 | 0 | 0 | 0 | 0 | 5.3095e-05 | 0.00011407 | 0.00018297 | 0.00025967 | 0.00034404 | 0.00043605 | 0.0005339 | 0.00063725 | 0.00074597 | 0.00085979 | 0.00097958 | 0.0010594 | 0.0011388 | 0.001212 | 0.0012865 | 0.0013623 | 0.0014389 | 0.0015185 | 0.0015993 | 0.0016811 | 0.0016804 | 0.0016802 | 0.0016806 | 0 | 0 | 0
F8_Industrial_Wood and Lumber Products_New_Space Heating_Natural Gas_Thermostat - Programmable_A_Achievable Technical Potential | F8 | Industrial | Wood and Lumber Products | New | Space Heating | Natural Gas | Thermostat - Programmable | A | Cumulative Summer Peak Savings (MW) | Achievable Technical Potential | 0 | 0 | 0 | 0 | 0 | 0 | 0 | 0 | 0 | 0 | 0 | 0 | 0 | 0 | 0 | 0 | 0 | 0 | 0 | 0 | 0 | 0 | 0 | 0 | 0 | 0 | 0 | 0 | 0 | 0 | 0
F9_Industrial_Wood and Lumber Products_New_Space Heating_Natural Gas_Thermostat - Programmable_A_Achievable Technical Potential | F9 | Industrial | Wood and Lumber Products | New | Space Heating | Natural Gas | Thermostat - Programmable | A | Cumulative Winter Peak Savings (MW) | Achievable Technical Potential | 0 | 0 | 0 | 0 | 0 | 0 | 0 | 0 | 0 | 0 | 0 | 0 | 0 | 0 | 0 | 0 | 0 | 0 | 0 | 0 | 0 | 0 | 0 | 0 | 0 | 0 | 0 | 0 | 0 | 0 | 0
F10_Industrial_Wood and Lumber Products_New_Space Heating_Natural Gas_Thermostat - Programmable_A_Achievable Technical Potential | F10 | Industrial | Wood and Lumber Products | New | Space Heating | Natural Gas | Thermostat - Programmable | A | Purchases (Incremental) | Achievable Technical Potential | 0 | 0 | 0 | 0 | 0 | 8.5943 | 10.1819 | 11.7687 | 13.346 | 14.9243 | 16.5038 | 18.0633 | 19.6185 | 21.1706 | 22.698 | 24.2312 | 25.7498 | 27.2687 | 28.7798 | 30.2775 | 31.777 | 33.2703 | 34.7577 | 36.2398 | 37.7168 | 22.698 | 24.2312 | 25.7498 | 27.2687 | 28.7798 | 30.2775
F11_Industrial_Wood and Lumber Products_New_Space Heating_Natural Gas_Thermostat - Programmable_A_Achievable Technical Potential | F11 | Industrial | Wood and Lumber Products | New | Space Heating | Natural Gas | Thermostat - Programmable | A | Purchases (Cumulative) | Achievable Technical Potential | 0 | 0 | 0 | 0 | 0 | 8.5943 | 18.7763 | 30.5449 | 43.891 | 58.8153 | 75.3191 | 93.3824 | 113.0009 | 134.1714 | 156.8694 | 181.1006 | 198.2561 | 215.3428 | 232.354 | 249.2855 | 266.1382 | 282.9046 | 299.5991 | 316.2203 | 332.7665 | 332.7665 | 332.7665 | 332.7665 | 332.7665 | 332.7665 | 332.7665
F1_Industrial_Wood and Lumber Products_New_Space Heating_Natural Gas_ENERGY STAR Connected Thermostat_A_Achievable Technical Potential | F1 | Industrial | Wood and Lumber Products | New | Space Heating | Natural Gas | ENERGY STAR Connected Thermostat | A | Integrated Unit Energy Savings (kWh or therms) | Achievable Technical Potential | 0 | 0 | 0 | 0 | 0 | 0.014545 | 0.014305 | 0.014106 | 0.013934 | 0.013778 | 0.013637 | 0.013467 | 0.013283 | 0.013096 | 0.012911 | 0.012741 | 0.012587 | 0.012457 | 0.012287 | 0.012156 | 0.012058 | 0.011981 | 0.011939 | 0.011914 | 0.0119 | 0.011895 | 0.011893 | 0.011896 | 0 | 0 | 0
F2_Industrial_Wood and Lumber Products_New_Space Heating_Natural Gas_ENERGY STAR Connected Thermostat_A_Achievable Technical Potential | F2 | Industrial | Wood and Lumber Products | New | Space Heating | Natural Gas | ENERGY STAR Connected Thermostat | A | Integrated Unit Summer Peak Savings (kW) | Achievable Technical Potential | 0 | 0 | 0 | 0 | 0 | 0 | 0 | 0 | 0 | 0 | 0 | 0 | 0 | 0 | 0 | 0 | 0 | 0 | 0 | 0 | 0 | 0 | 0 | 0 | 0 | 0 | 0 | 0 | 0 | 0 | 0
F3_Industrial_Wood and Lumber Products_New_Space Heating_Natural Gas_ENERGY STAR Connected Thermostat_A_Achievable Technical Potential | F3 | Industrial | Wood and Lumber Products | New | Space Heating | Natural Gas | ENERGY STAR Connected Thermostat | A | Integrated Unit Winter Peak Savings (kW) | Achievable Technical Potential | 0 | 0 | 0 | 0 | 0 | 0 | 0 | 0 | 0 | 0 | 0 | 0 | 0 | 0 | 0 | 0 | 0 | 0 | 0 | 0 | 0 | 0 | 0 | 0 | 0 | 0 | 0 | 0 | 0 | 0 | 0
F4_Industrial_Wood and Lumber Products_New_Space Heating_Natural Gas_ENERGY STAR Connected Thermostat_A_Achievable Technical Potential | F4 | Industrial | Wood and Lumber Products | New | Space Heating | Natural Gas | ENERGY STAR Connected Thermostat | A | Incremental Energy Savings (MWh or mTherms) | Achievable Technical Potential | 0 | 0 | 0 | 0 | 0 | 0.00012501 | 0.00014566 | 0.00016601 | 0.00018596 | 0.00020563 | 0.00022506 | 0.00024326 | 0.0002606 | 0.00027726 | 0.00029304 | 0.00030874 | 0.00032412 | 0.00033968 | 0.00035362 | 0.00036807 | 0.00038317 | 0.00039861 | 0.00041498 | 0.00043176 | 0.00044884 | 0.00037799 | 0.0003957 | 0.00041347 | 0 | 0 | 0
F5_Industrial_Wood and Lumber Products_New_Space Heating_Natural Gas_ENERGY STAR Connected Thermostat_A_Achievable Technical Potential | F5 | Industrial | Wood and Lumber Products | New | Space Heating | Natural Gas | ENERGY STAR Connected Thermostat | A | Incremental Summer Peak Savings (MW) | Achievable Technical Potential | 0 | 0 | 0 | 0 | 0 | 0 | 0 | 0 | 0 | 0 | 0 | 0 | 0 | 0 | 0 | 0 | 0 | 0 | 0 | 0 | 0 | 0 | 0 | 0 | 0 | 0 | 0 | 0 | 0 | 0 | 0
F6_Industrial_Wood and Lumber Products_New_Space Heating_Natural Gas_ENERGY STAR Connected Thermostat_A_Achievable Technical Potential | F6 | Industrial | Wood and Lumber Products | New | Space Heating | Natural Gas | ENERGY STAR Connected Thermostat | A | Incremental Winter Peak Savings (MW) | Achievable Technical Potential | 0 | 0 | 0 | 0 | 0 | 0 | 0 | 0 | 0 | 0 | 0 | 0 | 0 | 0 | 0 | 0 | 0 | 0 | 0 | 0 | 0 | 0 | 0 | 0 | 0 | 0 | 0 | 0 | 0 | 0 | 0
F7_Industrial_Wood and Lumber Products_New_Space Heating_Natural Gas_ENERGY STAR Connected Thermostat_A_Achievable Technical Potential | F7 | Industrial | Wood and Lumber Products | New | Space Heating | Natural Gas | ENERGY STAR Connected Thermostat | A | Cumulative Energy Savings (MWh or mTherms) | Achievable Technical Potential | 0 | 0 | 0 | 0 | 0 | 0.00012501 | 0.0002686 | 0.00043087 | 0.00061157 | 0.00081036 | 0.0009099 | 0.0010047 | 0.0010953 | 0.0011823 | 0.0012659 | 0.0013478 | 0.0014283 | 0.0015088 | 0.0015817 | 0.001657 | 0.0017346 | 0.0018136 | 0.0018967 | 0.0019815 | 0.0020678 | 0.0020669 | 0.0020666 | 0.002067 | 0 | 0 | 0
F8_Industrial_Wood and Lumber Products_New_Space Heating_Natural Gas_ENERGY STAR Connected Thermostat_A_Achievable Technical Potential | F8 | Industrial | Wood and Lumber Products | New | Space Heating | Natural Gas | ENERGY STAR Connected Thermostat | A | Cumulative Summer Peak Savings (MW) | Achievable Technical Potential | 0 | 0 | 0 | 0 | 0 | 0 | 0 | 0 | 0 | 0 | 0 | 0 | 0 | 0 | 0 | 0 | 0 | 0 | 0 | 0 | 0 | 0 | 0 | 0 | 0 | 0 | 0 | 0 | 0 | 0 | 0
F9_Industrial_Wood and Lumber Products_New_Space Heating_Natural Gas_ENERGY STAR Connected Thermostat_A_Achievable Technical Potential | F9 | Industrial | Wood and Lumber Products | New | Space Heating | Natural Gas | ENERGY STAR Connected Thermostat | A | Cumulative Winter Peak Savings (MW) | Achievable Technical Potential | 0 | 0 | 0 | 0 | 0 | 0 | 0 | 0 | 0 | 0 | 0 | 0 | 0 | 0 | 0 | 0 | 0 | 0 | 0 | 0 | 0 | 0 | 0 | 0 | 0 | 0 | 0 | 0 | 0 | 0 | 0
F10_Industrial_Wood and Lumber Products_New_Space Heating_Natural Gas_ENERGY STAR Connected Thermostat_A_Achievable Technical Potential | F10 | Industrial | Wood and Lumber Products | New | Space Heating | Natural Gas | ENERGY STAR Connected Thermostat | A | Purchases (Incremental) | Achievable Technical Potential | 0 | 0 | 0 | 0 | 0 | 8.5943 | 10.1819 | 11.7687 | 13.346 | 14.9243 | 16.5038 | 18.0633 | 19.6185 | 21.1706 | 22.698 | 24.2312 | 25.7498 | 27.2687 | 28.7798 | 30.2775 | 31.777 | 33.2703 | 34.7577 | 36.2398 | 37.7168 | 31.777 | 33.2703 | 34.7577 | 36.2398 | 37.7168 | 31.777
F11_Industrial_Wood and Lumber Products_New_Space Heating_Natural Gas_ENERGY STAR Connected Thermostat_A_Achievable Technical Potential | F11 | Industrial | Wood and Lumber Products | New | Space Heating | Natural Gas | ENERGY STAR Connected Thermostat | A | Purchases (Cumulative) | Achievable Technical Potential | 0 | 0 | 0 | 0 | 0 | 8.5943 | 18.7763 | 30.5449 | 43.891 | 58.8153 | 66.7247 | 74.6061 | 82.4559 | 90.2804 | 98.0541 | 105.7815 | 113.4681 | 121.1182 | 128.7275 | 136.3071 | 143.8528 | 151.3733 | 158.8623 | 166.3223 | 173.7615 | 173.7615 | 173.7615 | 173.7615 | 173.7615 | 173.7615 | 173.7615
F1_Industrial_Wood and Lumber Products_New_Space Heating_Natural Gas_Destratification Fans (HVLS)_A_Achievable Technical Potential | F1 | Industrial | Wood and Lumber Products | New | Space Heating | Natural Gas | Destratification Fans (HVLS) | A | Integrated Unit Energy Savings (kWh or therms) | Achievable Technical Potential | 0 | 0 | 0 | 0 | 0 | 0.014542 | 0.0143 | 0.014098 | 0.013924 | 0.013766 | 0.013624 | 0.013454 | 0.01327 | 0.013083 | 0.012897 | 0.012727 | 0.012573 | 0.012442 | 0.012273 | 0.012142 | 0.012043 | 0.011966 | 0.011925 | 0.011899 | 0.011885 | 0.011881 | 0.01188 | 0.011882 | 0 | 0 | 0
F2_Industrial_Wood and Lumber Products_New_Space Heating_Natural Gas_Destratification Fans (HVLS)_A_Achievable Technical Potential | F2 | Industrial | Wood and Lumber Products | New | Space Heating | Natural Gas | Destratification Fans (HVLS) | A | Integrated Unit Summer Peak Savings (kW) | Achievable Technical Potential | 0 | 0 | 0 | 0 | 0 | 0 | 0 | 0 | 0 | 0 | 0 | 0 | 0 | 0 | 0 | 0 | 0 | 0 | 0 | 0 | 0 | 0 | 0 | 0 | 0 | 0 | 0 | 0 | 0 | 0 | 0
F3_Industrial_Wood and Lumber Products_New_Space Heating_Natural Gas_Destratification Fans (HVLS)_A_Achievable Technical Potential | F3 | Industrial | Wood and Lumber Products | New | Space Heating | Natural Gas | Destratification Fans (HVLS) | A | Integrated Unit Winter Peak Savings (kW) | Achievable Technical Potential | 0 | 0 | 0 | 0 | 0 | 0 | 0 | 0 | 0 | 0 | 0 | 0 | 0 | 0 | 0 | 0 | 0 | 0 | 0 | 0 | 0 | 0 | 0 | 0 | 0 | 0 | 0 | 0 | 0 | 0 | 0
F4_Industrial_Wood and Lumber Products_New_Space Heating_Natural Gas_Destratification Fans (HVLS)_A_Achievable Technical Potential | F4 | Industrial | Wood and Lumber Products | New | Space Heating | Natural Gas | Destratification Fans (HVLS) | A | Incremental Energy Savings (MWh or mTherms) | Achievable Technical Potential | 0 | 0 | 0 | 0 | 0 | 0.00049992 | 0.00058239 | 0.00066368 | 0.00074332 | 0.00082182 | 0.00089942 | 0.00097212 | 0.0010414 | 0.0011079 | 0.0011709 | 0.0012336 | 0.001295 | 0.0013572 | 0.0014128 | 0.0014705 | 0.0015308 | 0.0015925 | 0.0016579 | 0.0017249 | 0.0017931 | 0.0011515 | 0.0012236 | 0.0012961 | 0 | 0 | 0
F5_Industrial_Wood and Lumber Products_New_Space Heating_Natural Gas_Destratification Fans (HVLS)_A_Achievable Technical Potential | F5 | Industrial | Wood and Lumber Products | New | Space Heating | Natural Gas | Destratification Fans (HVLS) | A | Incremental Summer Peak Savings (MW) | Achievable Technical Potential | 0 | 0 | 0 | 0 | 0 | 0 | 0 | 0 | 0 | 0 | 0 | 0 | 0 | 0 | 0 | 0 | 0 | 0 | 0 | 0 | 0 | 0 | 0 | 0 | 0 | 0 | 0 | 0 | 0 | 0 | 0
F6_Industrial_Wood and Lumber Products_New_Space Heating_Natural Gas_Destratification Fans (HVLS)_A_Achievable Technical Potential | F6 | Industrial | Wood and Lumber Products | New | Space Heating | Natural Gas | Destratification Fans (HVLS) | A | Incremental Winter Peak Savings (MW) | Achievable Technical Potential | 0 | 0 | 0 | 0 | 0 | 0 | 0 | 0 | 0 | 0 | 0 | 0 | 0 | 0 | 0 | 0 | 0 | 0 | 0 | 0 | 0 | 0 | 0 | 0 | 0 | 0 | 0 | 0 | 0 | 0 | 0
F7_Industrial_Wood and Lumber Products_New_Space Heating_Natural Gas_Destratification Fans (HVLS)_A_Achievable Technical Potential | F7 | Industrial | Wood and Lumber Products | New | Space Heating | Natural Gas | Destratification Fans (HVLS) | A | Cumulative Energy Savings (MWh or mTherms) | Achievable Technical Potential | 0 | 0 | 0 | 0 | 0 | 0.00049992 | 0.001074 | 0.0017225 | 0.0024446 | 0.0032387 | 0.0041047 | 0.0050256 | 0.0059982 | 0.0070213 | 0.0080923 | 0.0087819 | 0.0094586 | 0.010132 | 0.010751 | 0.011382 | 0.012026 | 0.012677 | 0.013355 | 0.014043 | 0.014741 | 0.014735 | 0.014734 | 0.014737 | 0 | 0 | 0
F8_Industrial_Wood and Lumber Products_New_Space Heating_Natural Gas_Destratification Fans (HVLS)_A_Achievable Technical Potential | F8 | Industrial | Wood and Lumber Products | New | Space Heating | Natural Gas | Destratification Fans (HVLS) | A | Cumulative Summer Peak Savings (MW) | Achievable Technical Potential | 0 | 0 | 0 | 0 | 0 | 0 | 0 | 0 | 0 | 0 | 0 | 0 | 0 | 0 | 0 | 0 | 0 | 0 | 0 | 0 | 0 | 0 | 0 | 0 | 0 | 0 | 0 | 0 | 0 | 0 | 0
F9_Industrial_Wood and Lumber Products_New_Space Heating_Natural Gas_Destratification Fans (HVLS)_A_Achievable Technical Potential | F9 | Industrial | Wood and Lumber Products | New | Space Heating | Natural Gas | Destratification Fans (HVLS) | A | Cumulative Winter Peak Savings (MW) | Achievable Technical Potential | 0 | 0 | 0 | 0 | 0 | 0 | 0 | 0 | 0 | 0 | 0 | 0 | 0 | 0 | 0 | 0 | 0 | 0 | 0 | 0 | 0 | 0 | 0 | 0 | 0 | 0 | 0 | 0 | 0 | 0 | 0
F10_Industrial_Wood and Lumber Products_New_Space Heating_Natural Gas_Destratification Fans (HVLS)_A_Achievable Technical Potential | F10 | Industrial | Wood and Lumber Products | New | Space Heating | Natural Gas | Destratification Fans (HVLS) | A | Purchases (Incremental) | Achievable Technical Potential | 0 | 0 | 0 | 0 | 0 | 34.3773 | 40.7277 | 47.0747 | 53.3842 | 59.6971 | 66.0153 | 72.2532 | 78.474 | 84.6822 | 90.7919 | 96.9249 | 102.9993 | 109.0746 | 115.1193 | 121.1101 | 127.108 | 133.081 | 139.0309 | 144.959 | 150.8671 | 96.9249 | 102.9993 | 109.0746 | 115.1193 | 121.1101 | 127.108
F11_Industrial_Wood and Lumber Products_New_Space Heating_Natural Gas_Destratification Fans (HVLS)_A_Achievable Technical Potential | F11 | Industrial | Wood and Lumber Products | New | Space Heating | Natural Gas | Destratification Fans (HVLS) | A | Purchases (Cumulative) | Achievable Technical Potential | 0 | 0 | 0 | 0 | 0 | 34.3773 | 75.1051 | 122.1797 | 175.5639 | 235.261 | 301.2763 | 373.5295 | 452.0035 | 536.6857 | 627.4776 | 690.0251 | 752.2967 | 814.2967 | 876.0318 | 937.4448 | 998.5375 | 1059.3654 | 1119.9223 | 1180.199 | 1240.2742 | 1240.2742 | 1240.2742 | 1240.2742 | 1240.2742 | 1240.2742 | 1240.2742
F1_Industrial_Wood and Lumber Products_New_Space Heating_Natural Gas_Gas Boiler - Insulate Steam Lines/Condensate Tank_A_Achievable Technical Potential | F1 | Industrial | Wood and Lumber Products | New | Space Heating | Natural Gas | Gas Boiler - Insulate Steam Lines/Condensate Tank | A | Integrated Unit Energy Savings (kWh or therms) | Achievable Technical Potential | 0 | 0 | 0 | 0 | 0 | 0 | 0 | 0 | 0 | 0 | 0 | 0 | 0 | 0 | 0 | 0 | 0 | 0 | 0 | 0 | 0 | 0 | 0 | 0 | 0 | 0 | 0 | 0 | 0 | 0 | 0
F2_Industrial_Wood and Lumber Products_New_Space Heating_Natural Gas_Gas Boiler - Insulate Steam Lines/Condensate Tank_A_Achievable Technical Potential | F2 | Industrial | Wood and Lumber Products | New | Space Heating | Natural Gas | Gas Boiler - Insulate Steam Lines/Condensate Tank | A | Integrated Unit Summer Peak Savings (kW) | Achievable Technical Potential | 0 | 0 | 0 | 0 | 0 | 0 | 0 | 0 | 0 | 0 | 0 | 0 | 0 | 0 | 0 | 0 | 0 | 0 | 0 | 0 | 0 | 0 | 0 | 0 | 0 | 0 | 0 | 0 | 0 | 0 | 0
F3_Industrial_Wood and Lumber Products_New_Space Heating_Natural Gas_Gas Boiler - Insulate Steam Lines/Condensate Tank_A_Achievable Technical Potential | F3 | Industrial | Wood and Lumber Products | New | Space Heating | Natural Gas | Gas Boiler - Insulate Steam Lines/Condensate Tank | A | Integrated Unit Winter Peak Savings (kW) | Achievable Technical Potential | 0 | 0 | 0 | 0 | 0 | 0 | 0 | 0 | 0 | 0 | 0 | 0 | 0 | 0 | 0 | 0 | 0 | 0 | 0 | 0 | 0 | 0 | 0 | 0 | 0 | 0 | 0 | 0 | 0 | 0 | 0
F4_Industrial_Wood and Lumber Products_New_Space Heating_Natural Gas_Gas Boiler - Insulate Steam Lines/Condensate Tank_A_Achievable Technical Potential | F4 | Industrial | Wood and Lumber Products | New | Space Heating | Natural Gas | Gas Boiler - Insulate Steam Lines/Condensate Tank | A | Incremental Energy Savings (MWh or mTherms) | Achievable Technical Potential | 0 | 0 | 0 | 0 | 0 | 0 | 0 | 0 | 0 | 0 | 0 | 0 | 0 | 0 | 0 | 0 | 0 | 0 | 0 | 0 | 0 | 0 | 0 | 0 | 0 | 0 | 0 | 0 | 0 | 0 | 0
F5_Industrial_Wood and Lumber Products_New_Space Heating_Natural Gas_Gas Boiler - Insulate Steam Lines/Condensate Tank_A_Achievable Technical Potential | F5 | Industrial | Wood and Lumber Products | New | Space Heating | Natural Gas | Gas Boiler - Insulate Steam Lines/Condensate Tank | A | Incremental Summer Peak Savings (MW) | Achievable Technical Potential | 0 | 0 | 0 | 0 | 0 | 0 | 0 | 0 | 0 | 0 | 0 | 0 | 0 | 0 | 0 | 0 | 0 | 0 | 0 | 0 | 0 | 0 | 0 | 0 | 0 | 0 | 0 | 0 | 0 | 0 | 0
F6_Industrial_Wood and Lumber Products_New_Space Heating_Natural Gas_Gas Boiler - Insulate Steam Lines/Condensate Tank_A_Achievable Technical Potential | F6 | Industrial | Wood and Lumber Products | New | Space Heating | Natural Gas | Gas Boiler - Insulate Steam Lines/Condensate Tank | A | Incremental Winter Peak Savings (MW) | Achievable Technical Potential | 0 | 0 | 0 | 0 | 0 | 0 | 0 | 0 | 0 | 0 | 0 | 0 | 0 | 0 | 0 | 0 | 0 | 0 | 0 | 0 | 0 | 0 | 0 | 0 | 0 | 0 | 0 | 0 | 0 | 0 | 0
F7_Industrial_Wood and Lumber Products_New_Space Heating_Natural Gas_Gas Boiler - Insulate Steam Lines/Condensate Tank_A_Achievable Technical Potential | F7 | Industrial | Wood and Lumber Products | New | Space Heating | Natural Gas | Gas Boiler - Insulate Steam Lines/Condensate Tank | A | Cumulative Energy Savings (MWh or mTherms) | Achievable Technical Potential | 0 | 0 | 0 | 0 | 0 | 0 | 0 | 0 | 0 | 0 | 0 | 0 | 0 | 0 | 0 | 0 | 0 | 0 | 0 | 0 | 0 | 0 | 0 | 0 | 0 | 0 | 0 | 0 | 0 | 0 | 0
F8_Industrial_Wood and Lumber Products_New_Space Heating_Natural Gas_Gas Boiler - Insulate Steam Lines/Condensate Tank_A_Achievable Technical Potential | F8 | Industrial | Wood and Lumber Products | New | Space Heating | Natural Gas | Gas Boiler - Insulate Steam Lines/Condensate Tank | A | Cumulative Summer Peak Savings (MW) | Achievable Technical Potential | 0 | 0 | 0 | 0 | 0 | 0 | 0 | 0 | 0 | 0 | 0 | 0 | 0 | 0 | 0 | 0 | 0 | 0 | 0 | 0 | 0 | 0 | 0 | 0 | 0 | 0 | 0 | 0 | 0 | 0 | 0
F9_Industrial_Wood and Lumber Products_New_Space Heating_Natural Gas_Gas Boiler - Insulate Steam Lines/Condensate Tank_A_Achievable Technical Potential | F9 | Industrial | Wood and Lumber Products | New | Space Heating | Natural Gas | Gas Boiler - Insulate Steam Lines/Condensate Tank | A | Cumulative Winter Peak Savings (MW) | Achievable Technical Potential | 0 | 0 | 0 | 0 | 0 | 0 | 0 | 0 | 0 | 0 | 0 | 0 | 0 | 0 | 0 | 0 | 0 | 0 | 0 | 0 | 0 | 0 | 0 | 0 | 0 | 0 | 0 | 0 | 0 | 0 | 0
F10_Industrial_Wood and Lumber Products_New_Space Heating_Natural Gas_Gas Boiler - Insulate Steam Lines/Condensate Tank_A_Achievable Technical Potential | F10 | Industrial | Wood and Lumber Products | New | Space Heating | Natural Gas | Gas Boiler - Insulate Steam Lines/Condensate Tank | A | Purchases (Incremental) | Achievable Technical Potential | 0 | 0 | 0 | 0 | 0 | 0 | 0 | 0 | 0 | 0 | 0 | 0 | 0 | 0 | 0 | 0 | 0 | 0 | 0 | 0 | 0 | 0 | 0 | 0 | 0 | 0 | 0 | 0 | 0 | 0 | 0
F11_Industrial_Wood and Lumber Products_New_Space Heating_Natural Gas_Gas Boiler - Insulate Steam Lines/Condensate Tank_A_Achievable Technical Potential | F11 | Industrial | Wood and Lumber Products | New | Space Heating | Natural Gas | Gas Boiler - Insulate Steam Lines/Condensate Tank | A | Purchases (Cumulative) | Achievable Technical Potential | 0 | 0 | 0 | 0 | 0 | 0 | 0 | 0 | 0 | 0 | 0 | 0 | 0 | 0 | 0 | 0 | 0 | 0 | 0 | 0 | 0 | 0 | 0 | 0 | 0 | 0 | 0 | 0 | 0 | 0 | 0
F1_Industrial_Wood and Lumber Products_New_Process_Natural Gas_Gas Boiler - Insulate Steam Lines/Condensate Tank_A_Achievable Technical Potential | F1 | Industrial | Wood and Lumber Products | New | Process | Natural Gas | Gas Boiler - Insulate Steam Lines/Condensate Tank | A | Integrated Unit Energy Savings (kWh or therms) | Achievable Technical Potential | 0 | 0 | 0 | 0 | 0 | 68.3569 | 68.2241 | 68.1047 | 67.9949 | 67.8895 | 67.8225 | 67.7689 | 67.7265 | 67.694 | 67.6701 | 67.6551 | 67.6476 | 67.6462 | 67.649 | 67.6538 | 67.6625 | 67.6745 | 67.6848 | 67.6936 | 67.7011 | 67.7315 | 67.7596 | 67.7858 | 68.5138 | 68.5138 | 68.5138
F2_Industrial_Wood and Lumber Products_New_Process_Natural Gas_Gas Boiler - Insulate Steam Lines/Condensate Tank_A_Achievable Technical Potential | F2 | Industrial | Wood and Lumber Products | New | Process | Natural Gas | Gas Boiler - Insulate Steam Lines/Condensate Tank | A | Integrated Unit Summer Peak Savings (kW) | Achievable Technical Potential | 0 | 0 | 0 | 0 | 0 | 0 | 0 | 0 | 0 | 0 | 0 | 0 | 0 | 0 | 0 | 0 | 0 | 0 | 0 | 0 | 0 | 0 | 0 | 0 | 0 | 0 | 0 | 0 | 0 | 0 | 0
F3_Industrial_Wood and Lumber Products_New_Process_Natural Gas_Gas Boiler - Insulate Steam Lines/Condensate Tank_A_Achievable Technical Potential | F3 | Industrial | Wood and Lumber Products | New | Process | Natural Gas | Gas Boiler - Insulate Steam Lines/Condensate Tank | A | Integrated Unit Winter Peak Savings (kW) | Achievable Technical Potential | 0 | 0 | 0 | 0 | 0 | 0 | 0 | 0 | 0 | 0 | 0 | 0 | 0 | 0 | 0 | 0 | 0 | 0 | 0 | 0 | 0 | 0 | 0 | 0 | 0 | 0 | 0 | 0 | 0 | 0 | 0
F4_Industrial_Wood and Lumber Products_New_Process_Natural Gas_Gas Boiler - Insulate Steam Lines/Condensate Tank_A_Achievable Technical Potential | F4 | Industrial | Wood and Lumber Products | New | Process | Natural Gas | Gas Boiler - Insulate Steam Lines/Condensate Tank | A | Incremental Energy Savings (MWh or mTherms) | Achievable Technical Potential | 0 | 0 | 0 | 0 | 0 | 0.010343 | 0.012229 | 0.01411 | 0.015976 | 0.017837 | 0.019706 | 0.021551 | 0.023392 | 0.02523 | 0.027041 | 0.028861 | 0.030666 | 0.032474 | 0.034275 | 0.036062 | 0.037853 | 0.039638 | 0.041417 | 0.043188 | 0.044954 | 0.010248 | 0.012146 | 0.014044 | 0.016098 | 0.018001 | 0.019907
F5_Industrial_Wood and Lumber Products_New_Process_Natural Gas_Gas Boiler - Insulate Steam Lines/Condensate Tank_A_Achievable Technical Potential | F5 | Industrial | Wood and Lumber Products | New | Process | Natural Gas | Gas Boiler - Insulate Steam Lines/Condensate Tank | A | Incremental Summer Peak Savings (MW) | Achievable Technical Potential | 0 | 0 | 0 | 0 | 0 | 0 | 0 | 0 | 0 | 0 | 0 | 0 | 0 | 0 | 0 | 0 | 0 | 0 | 0 | 0 | 0 | 0 | 0 | 0 | 0 | 0 | 0 | 0 | 0 | 0 | 0
F6_Industrial_Wood and Lumber Products_New_Process_Natural Gas_Gas Boiler - Insulate Steam Lines/Condensate Tank_A_Achievable Technical Potential | F6 | Industrial | Wood and Lumber Products | New | Process | Natural Gas | Gas Boiler - Insulate Steam Lines/Condensate Tank | A | Incremental Winter Peak Savings (MW) | Achievable Technical Potential | 0 | 0 | 0 | 0 | 0 | 0 | 0 | 0 | 0 | 0 | 0 | 0 | 0 | 0 | 0 | 0 | 0 | 0 | 0 | 0 | 0 | 0 | 0 | 0 | 0 | 0 | 0 | 0 | 0 | 0 | 0
F7_Industrial_Wood and Lumber Products_New_Process_Natural Gas_Gas Boiler - Insulate Steam Lines/Condensate Tank_A_Achievable Technical Potential | F7 | Industrial | Wood and Lumber Products | New | Process | Natural Gas | Gas Boiler - Insulate Steam Lines/Condensate Tank | A | Cumulative Energy Savings (MWh or mTherms) | Achievable Technical Potential | 0 | 0 | 0 | 0 | 0 | 0.010343 | 0.022552 | 0.036623 | 0.052539 | 0.070295 | 0.089932 | 0.11141 | 0.13473 | 0.1599 | 0.18688 | 0.2157 | 0.24634 | 0.27881 | 0.3131 | 0.34918 | 0.38708 | 0.42679 | 0.46827 | 0.51152 | 0.55653 | 0.55678 | 0.55701 | 0.55723 | 0 | 0 | 0
F8_Industrial_Wood and Lumber Products_New_Process_Natural Gas_Gas Boiler - Insulate Steam Lines/Condensate Tank_A_Achievable Technical Potential | F8 | Industrial | Wood and Lumber Products | New | Process | Natural Gas | Gas Boiler - Insulate Steam Lines/Condensate Tank | A | Cumulative Summer Peak Savings (MW) | Achievable Technical Potential | 0 | 0 | 0 | 0 | 0 | 0 | 0 | 0 | 0 | 0 | 0 | 0 | 0 | 0 | 0 | 0 | 0 | 0 | 0 | 0 | 0 | 0 | 0 | 0 | 0 | 0 | 0 | 0 | 0 | 0 | 0
F9_Industrial_Wood and Lumber Products_New_Process_Natural Gas_Gas Boiler - Insulate Steam Lines/Condensate Tank_A_Achievable Technical Potential | F9 | Industrial | Wood and Lumber Products | New | Process | Natural Gas | Gas Boiler - Insulate Steam Lines/Condensate Tank | A | Cumulative Winter Peak Savings (MW) | Achievable Technical Potential | 0 | 0 | 0 | 0 | 0 | 0 | 0 | 0 | 0 | 0 | 0 | 0 | 0 | 0 | 0 | 0 | 0 | 0 | 0 | 0 | 0 | 0 | 0 | 0 | 0 | 0 | 0 | 0 | 0 | 0 | 0
F10_Industrial_Wood and Lumber Products_New_Process_Natural Gas_Gas Boiler - Insulate Steam Lines/Condensate Tank_A_Achievable Technical Potential | F10 | Industrial | Wood and Lumber Products | New | Process | Natural Gas | Gas Boiler - Insulate Steam Lines/Condensate Tank | A | Purchases (Incremental) | Achievable Technical Potential | 0 | 0 | 0 | 0 | 0 | 0.1513 | 0.17925 | 0.20719 | 0.23496 | 0.26274 | 0.29055 | 0.318 | 0.34538 | 0.37271 | 0.3996 | 0.42659 | 0.45332 | 0.48006 | 0.50667 | 0.53303 | 0.55943 | 0.58572 | 0.61191 | 0.638 | 0.664 | 0.1513 | 0.17925 | 0.20719 | 0.23496 | 0.26274 | 0.29055
F11_Industrial_Wood and Lumber Products_New_Process_Natural Gas_Gas Boiler - Insulate Steam Lines/Condensate Tank_A_Achievable Technical Potential | F11 | Industrial | Wood and Lumber Products | New | Process | Natural Gas | Gas Boiler - Insulate Steam Lines/Condensate Tank | A | Purchases (Cumulative) | Achievable Technical Potential | 0 | 0 | 0 | 0 | 0 | 0.1513 | 0.33055 | 0.53774 | 0.7727 | 1.0354 | 1.326 | 1.644 | 1.9894 | 2.3621 | 2.7617 | 3.1883 | 3.6416 | 4.1216 | 4.6283 | 5.1613 | 5.7208 | 6.3065 | 6.9184 | 7.5564 | 8.2204 | 8.2204 | 8.2204 | 8.2204 | 8.2204 | 8.2204 | 8.2204
F1_Industrial_Wood and Lumber Products_New_Space Heating_Natural Gas_Gas Boiler - Insulate Hot Water Lines_A_Achievable Technical Potential | F1 | Industrial | Wood and Lumber Products | New | Space Heating | Natural Gas | Gas Boiler - Insulate Hot Water Lines | A | Integrated Unit Energy Savings (kWh or therms) | Achievable Technical Potential | 0 | 0 | 0 | 0 | 0 | 0 | 0 | 0 | 0 | 0 | 0 | 0 | 0 | 0 | 0 | 0 | 0 | 0 | 0 | 0 | 0 | 0 | 0 | 0 | 0 | 0 | 0 | 0 | 0 | 0 | 0
F2_Industrial_Wood and Lumber Products_New_Space Heating_Natural Gas_Gas Boiler - Insulate Hot Water Lines_A_Achievable Technical Potential | F2 | Industrial | Wood and Lumber Products | New | Space Heating | Natural Gas | Gas Boiler - Insulate Hot Water Lines | A | Integrated Unit Summer Peak Savings (kW) | Achievable Technical Potential | 0 | 0 | 0 | 0 | 0 | 0 | 0 | 0 | 0 | 0 | 0 | 0 | 0 | 0 | 0 | 0 | 0 | 0 | 0 | 0 | 0 | 0 | 0 | 0 | 0 | 0 | 0 | 0 | 0 | 0 | 0
F3_Industrial_Wood and Lumber Products_New_Space Heating_Natural Gas_Gas Boiler - Insulate Hot Water Lines_A_Achievable Technical Potential | F3 | Industrial | Wood and Lumber Products | New | Space Heating | Natural Gas | Gas Boiler - Insulate Hot Water Lines | A | Integrated Unit Winter Peak Savings (kW) | Achievable Technical Potential | 0 | 0 | 0 | 0 | 0 | 0 | 0 | 0 | 0 | 0 | 0 | 0 | 0 | 0 | 0 | 0 | 0 | 0 | 0 | 0 | 0 | 0 | 0 | 0 | 0 | 0 | 0 | 0 | 0 | 0 | 0
F4_Industrial_Wood and Lumber Products_New_Space Heating_Natural Gas_Gas Boiler - Insulate Hot Water Lines_A_Achievable Technical Potential | F4 | Industrial | Wood and Lumber Products | New | Space Heating | Natural Gas | Gas Boiler - Insulate Hot Water Lines | A | Incremental Energy Savings (MWh or mTherms) | Achievable Technical Potential | 0 | 0 | 0 | 0 | 0 | 0 | 0 | 0 | 0 | 0 | 0 | 0 | 0 | 0 | 0 | 0 | 0 | 0 | 0 | 0 | 0 | 0 | 0 | 0 | 0 | 0 | 0 | 0 | 0 | 0 | 0
F5_Industrial_Wood and Lumber Products_New_Space Heating_Natural Gas_Gas Boiler - Insulate Hot Water Lines_A_Achievable Technical Potential | F5 | Industrial | Wood and Lumber Products | New | Space Heating | Natural Gas | Gas Boiler - Insulate Hot Water Lines | A | Incremental Summer Peak Savings (MW) | Achievable Technical Potential | 0 | 0 | 0 | 0 | 0 | 0 | 0 | 0 | 0 | 0 | 0 | 0 | 0 | 0 | 0 | 0 | 0 | 0 | 0 | 0 | 0 | 0 | 0 | 0 | 0 | 0 | 0 | 0 | 0 | 0 | 0
F6_Industrial_Wood and Lumber Products_New_Space Heating_Natural Gas_Gas Boiler - Insulate Hot Water Lines_A_Achievable Technical Potential | F6 | Industrial | Wood and Lumber Products | New | Space Heating | Natural Gas | Gas Boiler - Insulate Hot Water Lines | A | Incremental Winter Peak Savings (MW) | Achievable Technical Potential | 0 | 0 | 0 | 0 | 0 | 0 | 0 | 0 | 0 | 0 | 0 | 0 | 0 | 0 | 0 | 0 | 0 | 0 | 0 | 0 | 0 | 0 | 0 | 0 | 0 | 0 | 0 | 0 | 0 | 0 | 0
F7_Industrial_Wood and Lumber Products_New_Space Heating_Natural Gas_Gas Boiler - Insulate Hot Water Lines_A_Achievable Technical Potential | F7 | Industrial | Wood and Lumber Products | New | Space Heating | Natural Gas | Gas Boiler - Insulate Hot Water Lines | A | Cumulative Energy Savings (MWh or mTherms) | Achievable Technical Potential | 0 | 0 | 0 | 0 | 0 | 0 | 0 | 0 | 0 | 0 | 0 | 0 | 0 | 0 | 0 | 0 | 0 | 0 | 0 | 0 | 0 | 0 | 0 | 0 | 0 | 0 | 0 | 0 | 0 | 0 | 0
F8_Industrial_Wood and Lumber Products_New_Space Heating_Natural Gas_Gas Boiler - Insulate Hot Water Lines_A_Achievable Technical Potential | F8 | Industrial | Wood and Lumber Products | New | Space Heating | Natural Gas | Gas Boiler - Insulate Hot Water Lines | A | Cumulative Summer Peak Savings (MW) | Achievable Technical Potential | 0 | 0 | 0 | 0 | 0 | 0 | 0 | 0 | 0 | 0 | 0 | 0 | 0 | 0 | 0 | 0 | 0 | 0 | 0 | 0 | 0 | 0 | 0 | 0 | 0 | 0 | 0 | 0 | 0 | 0 | 0
F9_Industrial_Wood and Lumber Products_New_Space Heating_Natural Gas_Gas Boiler - Insulate Hot Water Lines_A_Achievable Technical Potential | F9 | Industrial | Wood and Lumber Products | New | Space Heating | Natural Gas | Gas Boiler - Insulate Hot Water Lines | A | Cumulative Winter Peak Savings (MW) | Achievable Technical Potential | 0 | 0 | 0 | 0 | 0 | 0 | 0 | 0 | 0 | 0 | 0 | 0 | 0 | 0 | 0 | 0 | 0 | 0 | 0 | 0 | 0 | 0 | 0 | 0 | 0 | 0 | 0 | 0 | 0 | 0 | 0
F10_Industrial_Wood and Lumber Products_New_Space Heating_Natural Gas_Gas Boiler - Insulate Hot Water Lines_A_Achievable Technical Potential | F10 | Industrial | Wood and Lumber Products | New | Space Heating | Natural Gas | Gas Boiler - Insulate Hot Water Lines | A | Purchases (Incremental) | Achievable Technical Potential | 0 | 0 | 0 | 0 | 0 | 0 | 0 | 0 | 0 | 0 | 0 | 0 | 0 | 0 | 0 | 0 | 0 | 0 | 0 | 0 | 0 | 0 | 0 | 0 | 0 | 0 | 0 | 0 | 0 | 0 | 0
F11_Industrial_Wood and Lumber Products_New_Space Heating_Natural Gas_Gas Boiler - Insulate Hot Water Lines_A_Achievable Technical Potential | F11 | Industrial | Wood and Lumber Products | New | Space Heating | Natural Gas | Gas Boiler - Insulate Hot Water Lines | A | Purchases (Cumulative) | Achievable Technical Potential | 0 | 0 | 0 | 0 | 0 | 0 | 0 | 0 | 0 | 0 | 0 | 0 | 0 | 0 | 0 | 0 | 0 | 0 | 0 | 0 | 0 | 0 | 0 | 0 | 0 | 0 | 0 | 0 | 0 | 0 | 0
F1_Industrial_Wood and Lumber Products_New_Process_Natural Gas_Gas Boiler - Insulate Hot Water Lines_A_Achievable Technical Potential | F1 | Industrial | Wood and Lumber Products | New | Process | Natural Gas | Gas Boiler - Insulate Hot Water Lines | A | Integrated Unit Energy Savings (kWh or therms) | Achievable Technical Potential | 0 | 0 | 0 | 0 | 0 | 77.2801 | 77.1429 | 77.0193 | 76.9057 | 76.7964 | 76.73 | 76.6786 | 76.6396 | 76.6116 | 76.5932 | 76.5847 | 76.5847 | 76.5916 | 76.603 | 76.6168 | 76.6349 | 76.6567 | 76.6765 | 76.6947 | 76.7114 | 76.7387 | 76.7641 | 76.7876 | 77.4421 | 77.4421 | 77.4421
F2_Industrial_Wood and Lumber Products_New_Process_Natural Gas_Gas Boiler - Insulate Hot Water Lines_A_Achievable Technical Potential | F2 | Industrial | Wood and Lumber Products | New | Process | Natural Gas | Gas Boiler - Insulate Hot Water Lines | A | Integrated Unit Summer Peak Savings (kW) | Achievable Technical Potential | 0 | 0 | 0 | 0 | 0 | 0 | 0 | 0 | 0 | 0 | 0 | 0 | 0 | 0 | 0 | 0 | 0 | 0 | 0 | 0 | 0 | 0 | 0 | 0 | 0 | 0 | 0 | 0 | 0 | 0 | 0
F3_Industrial_Wood and Lumber Products_New_Process_Natural Gas_Gas Boiler - Insulate Hot Water Lines_A_Achievable Technical Potential | F3 | Industrial | Wood and Lumber Products | New | Process | Natural Gas | Gas Boiler - Insulate Hot Water Lines | A | Integrated Unit Winter Peak Savings (kW) | Achievable Technical Potential | 0 | 0 | 0 | 0 | 0 | 0 | 0 | 0 | 0 | 0 | 0 | 0 | 0 | 0 | 0 | 0 | 0 | 0 | 0 | 0 | 0 | 0 | 0 | 0 | 0 | 0 | 0 | 0 | 0 | 0 | 0
F4_Industrial_Wood and Lumber Products_New_Process_Natural Gas_Gas Boiler - Insulate Hot Water Lines_A_Achievable Technical Potential | F4 | Industrial | Wood and Lumber Products | New | Process | Natural Gas | Gas Boiler - Insulate Hot Water Lines | A | Incremental Energy Savings (MWh or mTherms) | Achievable Technical Potential | 0 | 0 | 0 | 0 | 0 | 0.011693 | 0.013828 | 0.015957 | 0.018069 | 0.020178 | 0.022294 | 0.024384 | 0.02647 | 0.028554 | 0.030606 | 0.03267 | 0.034718 | 0.036769 | 0.038812 | 0.040839 | 0.042872 | 0.044899 | 0.046919 | 0.048931 | 0.050936 | 0.011611 | 0.01376 | 0.015909 | 0.018195 | 0.020347 | 0.022501
F5_Industrial_Wood and Lumber Products_New_Process_Natural Gas_Gas Boiler - Insulate Hot Water Lines_A_Achievable Technical Potential | F5 | Industrial | Wood and Lumber Products | New | Process | Natural Gas | Gas Boiler - Insulate Hot Water Lines | A | Incremental Summer Peak Savings (MW) | Achievable Technical Potential | 0 | 0 | 0 | 0 | 0 | 0 | 0 | 0 | 0 | 0 | 0 | 0 | 0 | 0 | 0 | 0 | 0 | 0 | 0 | 0 | 0 | 0 | 0 | 0 | 0 | 0 | 0 | 0 | 0 | 0 | 0
F6_Industrial_Wood and Lumber Products_New_Process_Natural Gas_Gas Boiler - Insulate Hot Water Lines_A_Achievable Technical Potential | F6 | Industrial | Wood and Lumber Products | New | Process | Natural Gas | Gas Boiler - Insulate Hot Water Lines | A | Incremental Winter Peak Savings (MW) | Achievable Technical Potential | 0 | 0 | 0 | 0 | 0 | 0 | 0 | 0 | 0 | 0 | 0 | 0 | 0 | 0 | 0 | 0 | 0 | 0 | 0 | 0 | 0 | 0 | 0 | 0 | 0 | 0 | 0 | 0 | 0 | 0 | 0
F7_Industrial_Wood and Lumber Products_New_Process_Natural Gas_Gas Boiler - Insulate Hot Water Lines_A_Achievable Technical Potential | F7 | Industrial | Wood and Lumber Products | New | Process | Natural Gas | Gas Boiler - Insulate Hot Water Lines | A | Cumulative Energy Savings (MWh or mTherms) | Achievable Technical Potential | 0 | 0 | 0 | 0 | 0 | 0.011693 | 0.0255 | 0.041416 | 0.059425 | 0.079518 | 0.10174 | 0.12606 | 0.15246 | 0.18096 | 0.21153 | 0.24417 | 0.27889 | 0.31568 | 0.35454 | 0.39545 | 0.43841 | 0.48344 | 0.53048 | 0.57954 | 0.6306 | 0.63082 | 0.63103 | 0.63122 | 0 | 0 | 0
F8_Industrial_Wood and Lumber Products_New_Process_Natural Gas_Gas Boiler - Insulate Hot Water Lines_A_Achievable Technical Potential | F8 | Industrial | Wood and Lumber Products | New | Process | Natural Gas | Gas Boiler - Insulate Hot Water Lines | A | Cumulative Summer Peak Savings (MW) | Achievable Technical Potential | 0 | 0 | 0 | 0 | 0 | 0 | 0 | 0 | 0 | 0 | 0 | 0 | 0 | 0 | 0 | 0 | 0 | 0 | 0 | 0 | 0 | 0 | 0 | 0 | 0 | 0 | 0 | 0 | 0 | 0 | 0
F9_Industrial_Wood and Lumber Products_New_Process_Natural Gas_Gas Boiler - Insulate Hot Water Lines_A_Achievable Technical Potential | F9 | Industrial | Wood and Lumber Products | New | Process | Natural Gas | Gas Boiler - Insulate Hot Water Lines | A | Cumulative Winter Peak Savings (MW) | Achievable Technical Potential | 0 | 0 | 0 | 0 | 0 | 0 | 0 | 0 | 0 | 0 | 0 | 0 | 0 | 0 | 0 | 0 | 0 | 0 | 0 | 0 | 0 | 0 | 0 | 0 | 0 | 0 | 0 | 0 | 0 | 0 | 0
F10_Industrial_Wood and Lumber Products_New_Process_Natural Gas_Gas Boiler - Insulate Hot Water Lines_A_Achievable Technical Potential | F10 | Industrial | Wood and Lumber Products | New | Process | Natural Gas | Gas Boiler - Insulate Hot Water Lines | A | Purchases (Incremental) | Achievable Technical Potential | 0 | 0 | 0 | 0 | 0 | 0.1513 | 0.17925 | 0.20719 | 0.23496 | 0.26274 | 0.29055 | 0.318 | 0.34538 | 0.37271 | 0.3996 | 0.42659 | 0.45332 | 0.48006 | 0.50667 | 0.53303 | 0.55943 | 0.58572 | 0.61191 | 0.638 | 0.664 | 0.1513 | 0.17925 | 0.20719 | 0.23496 | 0.26274 | 0.29055
F11_Industrial_Wood and Lumber Products_New_Process_Natural Gas_Gas Boiler - Insulate Hot Water Lines_A_Achievable Technical Potential | F11 | Industrial | Wood and Lumber Products | New | Process | Natural Gas | Gas Boiler - Insulate Hot Water Lines | A | Purchases (Cumulative) | Achievable Technical Potential | 0 | 0 | 0 | 0 | 0 | 0.1513 | 0.33055 | 0.53774 | 0.7727 | 1.0354 | 1.326 | 1.644 | 1.9894 | 2.3621 | 2.7617 | 3.1883 | 3.6416 | 4.1216 | 4.6283 | 5.1613 | 5.7208 | 6.3065 | 6.9184 | 7.5564 | 8.2204 | 8.2204 | 8.2204 | 8.2204 | 8.2204 | 8.2204 | 8.2204
F1_Industrial_Wood and Lumber Products_New_Process_Natural Gas_Process - Insulate Heated Process Fluids_A_Achievable Technical Potential | F1 | Industrial | Wood and Lumber Products | New | Process | Natural Gas | Process - Insulate Heated Process Fluids | A | Integrated Unit Energy Savings (kWh or therms) | Achievable Technical Potential | 0 | 0 | 0 | 0 | 0 | 125.7698 | 125.7256 | 125.6881 | 125.6577 | 125.6289 | 125.6058 | 125.5912 | 125.583 | 125.5793 | 125.5787 | 125.5805 | 125.584 | 125.5886 | 125.594 | 125.5998 | 125.6105 | 125.6201 | 125.6289 | 125.6369 | 125.6443 | 125.6511 | 125.6574 | 125.6632 | 125.8253 | 125.8253 | 125.8253
F2_Industrial_Wood and Lumber Products_New_Process_Natural Gas_Process - Insulate Heated Process Fluids_A_Achievable Technical Potential | F2 | Industrial | Wood and Lumber Products | New | Process | Natural Gas | Process - Insulate Heated Process Fluids | A | Integrated Unit Summer Peak Savings (kW) | Achievable Technical Potential | 0 | 0 | 0 | 0 | 0 | 0 | 0 | 0 | 0 | 0 | 0 | 0 | 0 | 0 | 0 | 0 | 0 | 0 | 0 | 0 | 0 | 0 | 0 | 0 | 0 | 0 | 0 | 0 | 0 | 0 | 0
F3_Industrial_Wood and Lumber Products_New_Process_Natural Gas_Process - Insulate Heated Process Fluids_A_Achievable Technical Potential | F3 | Industrial | Wood and Lumber Products | New | Process | Natural Gas | Process - Insulate Heated Process Fluids | A | Integrated Unit Winter Peak Savings (kW) | Achievable Technical Potential | 0 | 0 | 0 | 0 | 0 | 0 | 0 | 0 | 0 | 0 | 0 | 0 | 0 | 0 | 0 | 0 | 0 | 0 | 0 | 0 | 0 | 0 | 0 | 0 | 0 | 0 | 0 | 0 | 0 | 0 | 0
F4_Industrial_Wood and Lumber Products_New_Process_Natural Gas_Process - Insulate Heated Process Fluids_A_Achievable Technical Potential | F4 | Industrial | Wood and Lumber Products | New | Process | Natural Gas | Process - Insulate Heated Process Fluids | A | Incremental Energy Savings (MWh or mTherms) | Achievable Technical Potential | 0 | 0 | 0 | 0 | 0 | 0.041626 | 0.049299 | 0.056964 | 0.064584 | 0.072204 | 0.071848 | 0.062903 | 0.054651 | 0.047178 | 0.040466 | 0.03456 | 0.029381 | 0.024892 | 0.021018 | 0.017691 | 0.014855 | 0.00010609 | 3.9586e-05 | 1.4071e-05 | 4.7758e-06 | 0.041587 | 0.049272 | 0.056953 | 0.06467 | 0.072317 | 0.071974
F5_Industrial_Wood and Lumber Products_New_Process_Natural Gas_Process - Insulate Heated Process Fluids_A_Achievable Technical Potential | F5 | Industrial | Wood and Lumber Products | New | Process | Natural Gas | Process - Insulate Heated Process Fluids | A | Incremental Summer Peak Savings (MW) | Achievable Technical Potential | 0 | 0 | 0 | 0 | 0 | 0 | 0 | 0 | 0 | 0 | 0 | 0 | 0 | 0 | 0 | 0 | 0 | 0 | 0 | 0 | 0 | 0 | 0 | 0 | 0 | 0 | 0 | 0 | 0 | 0 | 0
F6_Industrial_Wood and Lumber Products_New_Process_Natural Gas_Process - Insulate Heated Process Fluids_A_Achievable Technical Potential | F6 | Industrial | Wood and Lumber Products | New | Process | Natural Gas | Process - Insulate Heated Process Fluids | A | Incremental Winter Peak Savings (MW) | Achievable Technical Potential | 0 | 0 | 0 | 0 | 0 | 0 | 0 | 0 | 0 | 0 | 0 | 0 | 0 | 0 | 0 | 0 | 0 | 0 | 0 | 0 | 0 | 0 | 0 | 0 | 0 | 0 | 0 | 0 | 0 | 0 | 0
F7_Industrial_Wood and Lumber Products_New_Process_Natural Gas_Process - Insulate Heated Process Fluids_A_Achievable Technical Potential | F7 | Industrial | Wood and Lumber Products | New | Process | Natural Gas | Process - Insulate Heated Process Fluids | A | Cumulative Energy Savings (MWh or mTherms) | Achievable Technical Potential | 0 | 0 | 0 | 0 | 0 | 0.041626 | 0.09091 | 0.14785 | 0.2124 | 0.28455 | 0.35635 | 0.41921 | 0.47383 | 0.521 | 0.56146 | 0.59603 | 0.62542 | 0.65034 | 0.67139 | 0.68911 | 0.70402 | 0.70418 | 0.70427 | 0.70433 | 0.70438 | 0.70441 | 0.70445 | 0.70448 | 0 | 0 | 0
F8_Industrial_Wood and Lumber Products_New_Process_Natural Gas_Process - Insulate Heated Process Fluids_A_Achievable Technical Potential | F8 | Industrial | Wood and Lumber Products | New | Process | Natural Gas | Process - Insulate Heated Process Fluids | A | Cumulative Summer Peak Savings (MW) | Achievable Technical Potential | 0 | 0 | 0 | 0 | 0 | 0 | 0 | 0 | 0 | 0 | 0 | 0 | 0 | 0 | 0 | 0 | 0 | 0 | 0 | 0 | 0 | 0 | 0 | 0 | 0 | 0 | 0 | 0 | 0 | 0 | 0
F9_Industrial_Wood and Lumber Products_New_Process_Natural Gas_Process - Insulate Heated Process Fluids_A_Achievable Technical Potential | F9 | Industrial | Wood and Lumber Products | New | Process | Natural Gas | Process - Insulate Heated Process Fluids | A | Cumulative Winter Peak Savings (MW) | Achievable Technical Potential | 0 | 0 | 0 | 0 | 0 | 0 | 0 | 0 | 0 | 0 | 0 | 0 | 0 | 0 | 0 | 0 | 0 | 0 | 0 | 0 | 0 | 0 | 0 | 0 | 0 | 0 | 0 | 0 | 0 | 0 | 0
F10_Industrial_Wood and Lumber Products_New_Process_Natural Gas_Process - Insulate Heated Process Fluids_A_Achievable Technical Potential | F10 | Industrial | Wood and Lumber Products | New | Process | Natural Gas | Process - Insulate Heated Process Fluids | A | Purchases (Incremental) | Achievable Technical Potential | 0 | 0 | 0 | 0 | 0 | 0.33097 | 0.39211 | 0.45322 | 0.51396 | 0.57474 | 0.57201 | 0.50085 | 0.43518 | 0.37569 | 0.32223 | 0.2752 | 0.23396 | 0.19821 | 0.16735 | 0.14085 | 0.11826 | 0.00084452 | 0.0003151 | 0.000112 | 3.8011e-05 | 0.33097 | 0.39211 | 0.45322 | 0.51396 | 0.57474 | 0.57201
F11_Industrial_Wood and Lumber Products_New_Process_Natural Gas_Process - Insulate Heated Process Fluids_A_Achievable Technical Potential | F11 | Industrial | Wood and Lumber Products | New | Process | Natural Gas | Process - Insulate Heated Process Fluids | A | Purchases (Cumulative) | Achievable Technical Potential | 0 | 0 | 0 | 0 | 0 | 0.33097 | 0.72309 | 1.1763 | 1.6903 | 2.265 | 2.837 | 3.3379 | 3.7731 | 4.1487 | 4.471 | 4.7462 | 4.9801 | 5.1783 | 5.3457 | 5.4865 | 5.6048 | 5.6056 | 5.606 | 5.6061 | 5.6061 | 5.6061 | 5.6061 | 5.6061 | 5.6061 | 5.6061 | 5.6061
F1_Industrial_Wood and Lumber Products_New_Process_Natural Gas_Process Heat Recovery_A_Achievable Technical Potential | F1 | Industrial | Wood and Lumber Products | New | Process | Natural Gas | Process Heat Recovery | A | Integrated Unit Energy Savings (kWh or therms) | Achievable Technical Potential | 0 | 0 | 0 | 0 | 0 | 0.21025 | 0.20979 | 0.20936 | 0.20897 | 0.20858 | 0.20831 | 0.20809 | 0.20789 | 0.20774 | 0.20761 | 0.20751 | 0.20745 | 0.20741 | 0.20739 | 0.20739 | 0.2074 | 0.20743 | 0.20745 | 0.20747 | 0.20749 | 0.20761 | 0.20773 | 0.20784 | 0 | 0 | 0
F2_Industrial_Wood and Lumber Products_New_Process_Natural Gas_Process Heat Recovery_A_Achievable Technical Potential | F2 | Industrial | Wood and Lumber Products | New | Process | Natural Gas | Process Heat Recovery | A | Integrated Unit Summer Peak Savings (kW) | Achievable Technical Potential | 0 | 0 | 0 | 0 | 0 | 0 | 0 | 0 | 0 | 0 | 0 | 0 | 0 | 0 | 0 | 0 | 0 | 0 | 0 | 0 | 0 | 0 | 0 | 0 | 0 | 0 | 0 | 0 | 0 | 0 | 0
F3_Industrial_Wood and Lumber Products_New_Process_Natural Gas_Process Heat Recovery_A_Achievable Technical Potential | F3 | Industrial | Wood and Lumber Products | New | Process | Natural Gas | Process Heat Recovery | A | Integrated Unit Winter Peak Savings (kW) | Achievable Technical Potential | 0 | 0 | 0 | 0 | 0 | 0 | 0 | 0 | 0 | 0 | 0 | 0 | 0 | 0 | 0 | 0 | 0 | 0 | 0 | 0 | 0 | 0 | 0 | 0 | 0 | 0 | 0 | 0 | 0 | 0 | 0
F4_Industrial_Wood and Lumber Products_New_Process_Natural Gas_Process Heat Recovery_A_Achievable Technical Potential | F4 | Industrial | Wood and Lumber Products | New | Process | Natural Gas | Process Heat Recovery | A | Incremental Energy Savings (MWh or mTherms) | Achievable Technical Potential | 0 | 0 | 0 | 0 | 0 | 0.0025052 | 0.0029614 | 0.0034159 | 0.0038665 | 0.0043157 | 0.0042897 | 0.0037519 | 0.003257 | 0.0028096 | 0.0024083 | 0.0020559 | 0.0017472 | 0.0014799 | 0.0012495 | 0.0010516 | 0.0024712 | 0.0029281 | 0.0033848 | 0.0038388 | 0.0042931 | 0.0042753 | 0.0037455 | 0.003256 | 0 | 0 | 0
F5_Industrial_Wood and Lumber Products_New_Process_Natural Gas_Process Heat Recovery_A_Achievable Technical Potential | F5 | Industrial | Wood and Lumber Products | New | Process | Natural Gas | Process Heat Recovery | A | Incremental Summer Peak Savings (MW) | Achievable Technical Potential | 0 | 0 | 0 | 0 | 0 | 0 | 0 | 0 | 0 | 0 | 0 | 0 | 0 | 0 | 0 | 0 | 0 | 0 | 0 | 0 | 0 | 0 | 0 | 0 | 0 | 0 | 0 | 0 | 0 | 0 | 0
F6_Industrial_Wood and Lumber Products_New_Process_Natural Gas_Process Heat Recovery_A_Achievable Technical Potential | F6 | Industrial | Wood and Lumber Products | New | Process | Natural Gas | Process Heat Recovery | A | Incremental Winter Peak Savings (MW) | Achievable Technical Potential | 0 | 0 | 0 | 0 | 0 | 0 | 0 | 0 | 0 | 0 | 0 | 0 | 0 | 0 | 0 | 0 | 0 | 0 | 0 | 0 | 0 | 0 | 0 | 0 | 0 | 0 | 0 | 0 | 0 | 0 | 0
F7_Industrial_Wood and Lumber Products_New_Process_Natural Gas_Process Heat Recovery_A_Achievable Technical Potential | F7 | Industrial | Wood and Lumber Products | New | Process | Natural Gas | Process Heat Recovery | A | Cumulative Energy Savings (MWh or mTherms) | Achievable Technical Potential | 0 | 0 | 0 | 0 | 0 | 0.0025052 | 0.005461 | 0.0088659 | 0.012716 | 0.017008 | 0.021276 | 0.025004 | 0.028238 | 0.031026 | 0.033415 | 0.035456 | 0.037192 | 0.038665 | 0.039911 | 0.040962 | 0.040965 | 0.04097 | 0.040975 | 0.040979 | 0.040983 | 0.041007 | 0.04103 | 0.041051 | 0 | 0 | 0
F8_Industrial_Wood and Lumber Products_New_Process_Natural Gas_Process Heat Recovery_A_Achievable Technical Potential | F8 | Industrial | Wood and Lumber Products | New | Process | Natural Gas | Process Heat Recovery | A | Cumulative Summer Peak Savings (MW) | Achievable Technical Potential | 0 | 0 | 0 | 0 | 0 | 0 | 0 | 0 | 0 | 0 | 0 | 0 | 0 | 0 | 0 | 0 | 0 | 0 | 0 | 0 | 0 | 0 | 0 | 0 | 0 | 0 | 0 | 0 | 0 | 0 | 0
F9_Industrial_Wood and Lumber Products_New_Process_Natural Gas_Process Heat Recovery_A_Achievable Technical Potential | F9 | Industrial | Wood and Lumber Products | New | Process | Natural Gas | Process Heat Recovery | A | Cumulative Winter Peak Savings (MW) | Achievable Technical Potential | 0 | 0 | 0 | 0 | 0 | 0 | 0 | 0 | 0 | 0 | 0 | 0 | 0 | 0 | 0 | 0 | 0 | 0 | 0 | 0 | 0 | 0 | 0 | 0 | 0 | 0 | 0 | 0 | 0 | 0 | 0
F10_Industrial_Wood and Lumber Products_New_Process_Natural Gas_Process Heat Recovery_A_Achievable Technical Potential | F10 | Industrial | Wood and Lumber Products | New | Process | Natural Gas | Process Heat Recovery | A | Purchases (Incremental) | Achievable Technical Potential | 0 | 0 | 0 | 0 | 0 | 11.915 | 14.116 | 16.3159 | 18.5027 | 20.6907 | 20.5925 | 18.0307 | 15.6665 | 13.5247 | 11.6004 | 9.9072 | 8.4225 | 7.1354 | 6.0247 | 5.0706 | 11.915 | 14.116 | 16.3159 | 18.5027 | 20.6907 | 20.5925 | 18.0307 | 15.6665 | 13.5247 | 11.6004 | 9.9072
F11_Industrial_Wood and Lumber Products_New_Process_Natural Gas_Process Heat Recovery_A_Achievable Technical Potential | F11 | Industrial | Wood and Lumber Products | New | Process | Natural Gas | Process Heat Recovery | A | Purchases (Cumulative) | Achievable Technical Potential | 0 | 0 | 0 | 0 | 0 | 11.915 | 26.0311 | 42.3469 | 60.8496 | 81.5404 | 102.1329 | 120.1636 | 135.8301 | 149.3548 | 160.9551 | 170.8623 | 179.2848 | 186.4202 | 192.4449 | 197.5154 | 197.5154 | 197.5154 | 197.5154 | 197.5154 | 197.5154 | 197.5154 | 197.5154 | 197.5154 | 197.5154 | 197.5154 | 197.5154
F1_Industrial_Wood and Lumber Products_New_Space Heating_Natural Gas_Building Automation System_A_Achievable Technical Potential | F1 | Industrial | Wood and Lumber Products | New | Space Heating | Natural Gas | Building Automation System | A | Integrated Unit Energy Savings (kWh or therms) | Achievable Technical Potential | 0 | 0 | 0 | 0 | 0 | 0.014546 | 0.014308 | 0.01411 | 0.01394 | 0.013788 | 0.013652 | 0.013488 | 0.013312 | 0.013134 | 0.012959 | 0.012801 | 0.012658 | 0.012538 | 0.012378 | 0.012254 | 0.01216 | 0.012086 | 0.012044 | 0.012017 | 0.012001 | 0.011992 | 0.011987 | 0.011986 | 0 | 0 | 0
F2_Industrial_Wood and Lumber Products_New_Space Heating_Natural Gas_Building Automation System_A_Achievable Technical Potential | F2 | Industrial | Wood and Lumber Products | New | Space Heating | Natural Gas | Building Automation System | A | Integrated Unit Summer Peak Savings (kW) | Achievable Technical Potential | 0 | 0 | 0 | 0 | 0 | 0 | 0 | 0 | 0 | 0 | 0 | 0 | 0 | 0 | 0 | 0 | 0 | 0 | 0 | 0 | 0 | 0 | 0 | 0 | 0 | 0 | 0 | 0 | 0 | 0 | 0
F3_Industrial_Wood and Lumber Products_New_Space Heating_Natural Gas_Building Automation System_A_Achievable Technical Potential | F3 | Industrial | Wood and Lumber Products | New | Space Heating | Natural Gas | Building Automation System | A | Integrated Unit Winter Peak Savings (kW) | Achievable Technical Potential | 0 | 0 | 0 | 0 | 0 | 0 | 0 | 0 | 0 | 0 | 0 | 0 | 0 | 0 | 0 | 0 | 0 | 0 | 0 | 0 | 0 | 0 | 0 | 0 | 0 | 0 | 0 | 0 | 0 | 0 | 0
F4_Industrial_Wood and Lumber Products_New_Space Heating_Natural Gas_Building Automation System_A_Achievable Technical Potential | F4 | Industrial | Wood and Lumber Products | New | Space Heating | Natural Gas | Building Automation System | A | Incremental Energy Savings (MWh or mTherms) | Achievable Technical Potential | 0 | 0 | 0 | 0 | 0 | 2.5647e-05 | 5.9741e-05 | 0.00012091 | 0.00022036 | 0.00036994 | 0.0005801 | 0.00085332 | 0.0011858 | 0.0015615 | 0.0019478 | 0.0023045 | 0.0025761 | 0.0027136 | 0.0026652 | 0.0024406 | 0.0021021 | 0.0016727 | 0.0012057 | 0.00080133 | 0.00054315 | 0.00050956 | 0.00075832 | 0.0010676 | 0 | 0 | 0
F5_Industrial_Wood and Lumber Products_New_Space Heating_Natural Gas_Building Automation System_A_Achievable Technical Potential | F5 | Industrial | Wood and Lumber Products | New | Space Heating | Natural Gas | Building Automation System | A | Incremental Summer Peak Savings (MW) | Achievable Technical Potential | 0 | 0 | 0 | 0 | 0 | 0 | 0 | 0 | 0 | 0 | 0 | 0 | 0 | 0 | 0 | 0 | 0 | 0 | 0 | 0 | 0 | 0 | 0 | 0 | 0 | 0 | 0 | 0 | 0 | 0 | 0
F6_Industrial_Wood and Lumber Products_New_Space Heating_Natural Gas_Building Automation System_A_Achievable Technical Potential | F6 | Industrial | Wood and Lumber Products | New | Space Heating | Natural Gas | Building Automation System | A | Incremental Winter Peak Savings (MW) | Achievable Technical Potential | 0 | 0 | 0 | 0 | 0 | 0 | 0 | 0 | 0 | 0 | 0 | 0 | 0 | 0 | 0 | 0 | 0 | 0 | 0 | 0 | 0 | 0 | 0 | 0 | 0 | 0 | 0 | 0 | 0 | 0 | 0
F7_Industrial_Wood and Lumber Products_New_Space Heating_Natural Gas_Building Automation System_A_Achievable Technical Potential | F7 | Industrial | Wood and Lumber Products | New | Space Heating | Natural Gas | Building Automation System | A | Cumulative Energy Savings (MWh or mTherms) | Achievable Technical Potential | 0 | 0 | 0 | 0 | 0 | 2.5647e-05 | 8.4967e-05 | 0.00020471 | 0.0004226 | 0.00078792 | 0.0013602 | 0.0021973 | 0.0033544 | 0.004871 | 0.0067537 | 0.0089758 | 0.011452 | 0.014057 | 0.016542 | 0.018818 | 0.020755 | 0.02225 | 0.023276 | 0.023835 | 0.024023 | 0.024005 | 0.023995 | 0.023993 | 0 | 0 | 0
F8_Industrial_Wood and Lumber Products_New_Space Heating_Natural Gas_Building Automation System_A_Achievable Technical Potential | F8 | Industrial | Wood and Lumber Products | New | Space Heating | Natural Gas | Building Automation System | A | Cumulative Summer Peak Savings (MW) | Achievable Technical Potential | 0 | 0 | 0 | 0 | 0 | 0 | 0 | 0 | 0 | 0 | 0 | 0 | 0 | 0 | 0 | 0 | 0 | 0 | 0 | 0 | 0 | 0 | 0 | 0 | 0 | 0 | 0 | 0 | 0 | 0 | 0
F9_Industrial_Wood and Lumber Products_New_Space Heating_Natural Gas_Building Automation System_A_Achievable Technical Potential | F9 | Industrial | Wood and Lumber Products | New | Space Heating | Natural Gas | Building Automation System | A | Cumulative Winter Peak Savings (MW) | Achievable Technical Potential | 0 | 0 | 0 | 0 | 0 | 0 | 0 | 0 | 0 | 0 | 0 | 0 | 0 | 0 | 0 | 0 | 0 | 0 | 0 | 0 | 0 | 0 | 0 | 0 | 0 | 0 | 0 | 0 | 0 | 0 | 0
F10_Industrial_Wood and Lumber Products_New_Space Heating_Natural Gas_Building Automation System_A_Achievable Technical Potential | F10 | Industrial | Wood and Lumber Products | New | Space Heating | Natural Gas | Building Automation System | A | Purchases (Incremental) | Achievable Technical Potential | 0 | 0 | 0 | 0 | 0 | 1.7631 | 4.1755 | 8.5691 | 15.807 | 26.83 | 42.4933 | 63.2644 | 89.0747 | 118.8858 | 150.3094 | 180.0287 | 203.5194 | 216.4235 | 215.3218 | 199.168 | 172.8668 | 138.4043 | 100.1022 | 66.6812 | 45.2601 | 42.4933 | 63.2644 | 89.0747 | 118.8858 | 150.3094 | 180.0287
F11_Industrial_Wood and Lumber Products_New_Space Heating_Natural Gas_Building Automation System_A_Achievable Technical Potential | F11 | Industrial | Wood and Lumber Products | New | Space Heating | Natural Gas | Building Automation System | A | Purchases (Cumulative) | Achievable Technical Potential | 0 | 0 | 0 | 0 | 0 | 1.7631 | 5.9386 | 14.5077 | 30.3146 | 57.1447 | 99.6379 | 162.9023 | 251.977 | 370.8628 | 521.1722 | 701.2009 | 904.7204 | 1121.1439 | 1336.4657 | 1535.6337 | 1706.7374 | 1840.9662 | 1932.4994 | 1983.3736 | 2001.8036 | 2001.8036 | 2001.8036 | 2001.8036 | 2001.8036 | 2001.8036 | 2001.8036
F1_Industrial_Wood and Lumber Products_New_Space Heating_Natural Gas_Steam System Efficiency Improvements_A_Achievable Technical Potential | F1 | Industrial | Wood and Lumber Products | New | Space Heating | Natural Gas | Steam System Efficiency Improvements | A | Integrated Unit Energy Savings (kWh or therms) | Achievable Technical Potential | 0 | 0 | 0 | 0 | 0 | 0 | 0 | 0 | 0 | 0 | 0 | 0 | 0 | 0 | 0 | 0 | 0 | 0 | 0 | 0 | 0 | 0 | 0 | 0 | 0 | 0 | 0 | 0 | 0 | 0 | 0
F2_Industrial_Wood and Lumber Products_New_Space Heating_Natural Gas_Steam System Efficiency Improvements_A_Achievable Technical Potential | F2 | Industrial | Wood and Lumber Products | New | Space Heating | Natural Gas | Steam System Efficiency Improvements | A | Integrated Unit Summer Peak Savings (kW) | Achievable Technical Potential | 0 | 0 | 0 | 0 | 0 | 0 | 0 | 0 | 0 | 0 | 0 | 0 | 0 | 0 | 0 | 0 | 0 | 0 | 0 | 0 | 0 | 0 | 0 | 0 | 0 | 0 | 0 | 0 | 0 | 0 | 0
F3_Industrial_Wood and Lumber Products_New_Space Heating_Natural Gas_Steam System Efficiency Improvements_A_Achievable Technical Potential | F3 | Industrial | Wood and Lumber Products | New | Space Heating | Natural Gas | Steam System Efficiency Improvements | A | Integrated Unit Winter Peak Savings (kW) | Achievable Technical Potential | 0 | 0 | 0 | 0 | 0 | 0 | 0 | 0 | 0 | 0 | 0 | 0 | 0 | 0 | 0 | 0 | 0 | 0 | 0 | 0 | 0 | 0 | 0 | 0 | 0 | 0 | 0 | 0 | 0 | 0 | 0
F4_Industrial_Wood and Lumber Products_New_Space Heating_Natural Gas_Steam System Efficiency Improvements_A_Achievable Technical Potential | F4 | Industrial | Wood and Lumber Products | New | Space Heating | Natural Gas | Steam System Efficiency Improvements | A | Incremental Energy Savings (MWh or mTherms) | Achievable Technical Potential | 0 | 0 | 0 | 0 | 0 | 0 | 0 | 0 | 0 | 0 | 0 | 0 | 0 | 0 | 0 | 0 | 0 | 0 | 0 | 0 | 0 | 0 | 0 | 0 | 0 | 0 | 0 | 0 | 0 | 0 | 0
F5_Industrial_Wood and Lumber Products_New_Space Heating_Natural Gas_Steam System Efficiency Improvements_A_Achievable Technical Potential | F5 | Industrial | Wood and Lumber Products | New | Space Heating | Natural Gas | Steam System Efficiency Improvements | A | Incremental Summer Peak Savings (MW) | Achievable Technical Potential | 0 | 0 | 0 | 0 | 0 | 0 | 0 | 0 | 0 | 0 | 0 | 0 | 0 | 0 | 0 | 0 | 0 | 0 | 0 | 0 | 0 | 0 | 0 | 0 | 0 | 0 | 0 | 0 | 0 | 0 | 0
F6_Industrial_Wood and Lumber Products_New_Space Heating_Natural Gas_Steam System Efficiency Improvements_A_Achievable Technical Potential | F6 | Industrial | Wood and Lumber Products | New | Space Heating | Natural Gas | Steam System Efficiency Improvements | A | Incremental Winter Peak Savings (MW) | Achievable Technical Potential | 0 | 0 | 0 | 0 | 0 | 0 | 0 | 0 | 0 | 0 | 0 | 0 | 0 | 0 | 0 | 0 | 0 | 0 | 0 | 0 | 0 | 0 | 0 | 0 | 0 | 0 | 0 | 0 | 0 | 0 | 0
F7_Industrial_Wood and Lumber Products_New_Space Heating_Natural Gas_Steam System Efficiency Improvements_A_Achievable Technical Potential | F7 | Industrial | Wood and Lumber Products | New | Space Heating | Natural Gas | Steam System Efficiency Improvements | A | Cumulative Energy Savings (MWh or mTherms) | Achievable Technical Potential | 0 | 0 | 0 | 0 | 0 | 0 | 0 | 0 | 0 | 0 | 0 | 0 | 0 | 0 | 0 | 0 | 0 | 0 | 0 | 0 | 0 | 0 | 0 | 0 | 0 | 0 | 0 | 0 | 0 | 0 | 0
F8_Industrial_Wood and Lumber Products_New_Space Heating_Natural Gas_Steam System Efficiency Improvements_A_Achievable Technical Potential | F8 | Industrial | Wood and Lumber Products | New | Space Heating | Natural Gas | Steam System Efficiency Improvements | A | Cumulative Summer Peak Savings (MW) | Achievable Technical Potential | 0 | 0 | 0 | 0 | 0 | 0 | 0 | 0 | 0 | 0 | 0 | 0 | 0 | 0 | 0 | 0 | 0 | 0 | 0 | 0 | 0 | 0 | 0 | 0 | 0 | 0 | 0 | 0 | 0 | 0 | 0
F9_Industrial_Wood and Lumber Products_New_Space Heating_Natural Gas_Steam System Efficiency Improvements_A_Achievable Technical Potential | F9 | Industrial | Wood and Lumber Products | New | Space Heating | Natural Gas | Steam System Efficiency Improvements | A | Cumulative Winter Peak Savings (MW) | Achievable Technical Potential | 0 | 0 | 0 | 0 | 0 | 0 | 0 | 0 | 0 | 0 | 0 | 0 | 0 | 0 | 0 | 0 | 0 | 0 | 0 | 0 | 0 | 0 | 0 | 0 | 0 | 0 | 0 | 0 | 0 | 0 | 0
F10_Industrial_Wood and Lumber Products_New_Space Heating_Natural Gas_Steam System Efficiency Improvements_A_Achievable Technical Potential | F10 | Industrial | Wood and Lumber Products | New | Space Heating | Natural Gas | Steam System Efficiency Improvements | A | Purchases (Incremental) | Achievable Technical Potential | 0 | 0 | 0 | 0 | 0 | 0 | 0 | 0 | 0 | 0 | 0 | 0 | 0 | 0 | 0 | 0 | 0 | 0 | 0 | 0 | 0 | 0 | 0 | 0 | 0 | 0 | 0 | 0 | 0 | 0 | 0
F11_Industrial_Wood and Lumber Products_New_Space Heating_Natural Gas_Steam System Efficiency Improvements_A_Achievable Technical Potential | F11 | Industrial | Wood and Lumber Products | New | Space Heating | Natural Gas | Steam System Efficiency Improvements | A | Purchases (Cumulative) | Achievable Technical Potential | 0 | 0 | 0 | 0 | 0 | 0 | 0 | 0 | 0 | 0 | 0 | 0 | 0 | 0 | 0 | 0 | 0 | 0 | 0 | 0 | 0 | 0 | 0 | 0 | 0 | 0 | 0 | 0 | 0 | 0 | 0
F1_Industrial_Wood and Lumber Products_New_Process_Natural Gas_Steam System Efficiency Improvements_A_Achievable Technical Potential | F1 | Industrial | Wood and Lumber Products | New | Process | Natural Gas | Steam System Efficiency Improvements | A | Integrated Unit Energy Savings (kWh or therms) | Achievable Technical Potential | 0 | 0 | 0 | 0 | 0 | 0.983 | 0.98125 | 0.97968 | 0.97824 | 0.97686 | 0.97602 | 0.97538 | 0.97489 | 0.97455 | 0.97433 | 0.97424 | 0.97426 | 0.97436 | 0.97451 | 0.97468 | 0.97491 | 0.97518 | 0.97543 | 0.97565 | 0.97586 | 0.97621 | 0.97653 | 0.97682 | 0.98506 | 0.98506 | 0.98506
F2_Industrial_Wood and Lumber Products_New_Process_Natural Gas_Steam System Efficiency Improvements_A_Achievable Technical Potential | F2 | Industrial | Wood and Lumber Products | New | Process | Natural Gas | Steam System Efficiency Improvements | A | Integrated Unit Summer Peak Savings (kW) | Achievable Technical Potential | 0 | 0 | 0 | 0 | 0 | 0 | 0 | 0 | 0 | 0 | 0 | 0 | 0 | 0 | 0 | 0 | 0 | 0 | 0 | 0 | 0 | 0 | 0 | 0 | 0 | 0 | 0 | 0 | 0 | 0 | 0
F3_Industrial_Wood and Lumber Products_New_Process_Natural Gas_Steam System Efficiency Improvements_A_Achievable Technical Potential | F3 | Industrial | Wood and Lumber Products | New | Process | Natural Gas | Steam System Efficiency Improvements | A | Integrated Unit Winter Peak Savings (kW) | Achievable Technical Potential | 0 | 0 | 0 | 0 | 0 | 0 | 0 | 0 | 0 | 0 | 0 | 0 | 0 | 0 | 0 | 0 | 0 | 0 | 0 | 0 | 0 | 0 | 0 | 0 | 0 | 0 | 0 | 0 | 0 | 0 | 0
F4_Industrial_Wood and Lumber Products_New_Process_Natural Gas_Steam System Efficiency Improvements_A_Achievable Technical Potential | F4 | Industrial | Wood and Lumber Products | New | Process | Natural Gas | Steam System Efficiency Improvements | A | Incremental Energy Savings (MWh or mTherms) | Achievable Technical Potential | 0 | 0 | 0 | 0 | 0 | 4.5768e-05 | 0.0001082 | 0.00022169 | 0.00040834 | 0.00069211 | 0.0010952 | 0.0016295 | 0.0022932 | 0.0030596 | 0.0038674 | 0.0046316 | 0.0052361 | 0.0055686 | 0.0055411 | 0.0051264 | 0.0046348 | 0.005241 | 0.0055747 | 0.0055476 | 0.0051325 | 0.004641 | 0.0052482 | 0.0055827 | 0.0056011 | 0.0051809 | 0.0046831
F5_Industrial_Wood and Lumber Products_New_Process_Natural Gas_Steam System Efficiency Improvements_A_Achievable Technical Potential | F5 | Industrial | Wood and Lumber Products | New | Process | Natural Gas | Steam System Efficiency Improvements | A | Incremental Summer Peak Savings (MW) | Achievable Technical Potential | 0 | 0 | 0 | 0 | 0 | 0 | 0 | 0 | 0 | 0 | 0 | 0 | 0 | 0 | 0 | 0 | 0 | 0 | 0 | 0 | 0 | 0 | 0 | 0 | 0 | 0 | 0 | 0 | 0 | 0 | 0
F6_Industrial_Wood and Lumber Products_New_Process_Natural Gas_Steam System Efficiency Improvements_A_Achievable Technical Potential | F6 | Industrial | Wood and Lumber Products | New | Process | Natural Gas | Steam System Efficiency Improvements | A | Incremental Winter Peak Savings (MW) | Achievable Technical Potential | 0 | 0 | 0 | 0 | 0 | 0 | 0 | 0 | 0 | 0 | 0 | 0 | 0 | 0 | 0 | 0 | 0 | 0 | 0 | 0 | 0 | 0 | 0 | 0 | 0 | 0 | 0 | 0 | 0 | 0 | 0
F7_Industrial_Wood and Lumber Products_New_Process_Natural Gas_Steam System Efficiency Improvements_A_Achievable Technical Potential | F7 | Industrial | Wood and Lumber Products | New | Process | Natural Gas | Steam System Efficiency Improvements | A | Cumulative Energy Savings (MWh or mTherms) | Achievable Technical Potential | 0 | 0 | 0 | 0 | 0 | 4.5768e-05 | 0.00015388 | 0.00037533 | 0.00078311 | 0.0014741 | 0.0025226 | 0.0040429 | 0.0061135 | 0.0087641 | 0.011939 | 0.015477 | 0.019085 | 0.022364 | 0.024849 | 0.026111 | 0.026117 | 0.026124 | 0.026131 | 0.026137 | 0.026143 | 0.026152 | 0.02616 | 0.026168 | 0 | 0 | 0
F8_Industrial_Wood and Lumber Products_New_Process_Natural Gas_Steam System Efficiency Improvements_A_Achievable Technical Potential | F8 | Industrial | Wood and Lumber Products | New | Process | Natural Gas | Steam System Efficiency Improvements | A | Cumulative Summer Peak Savings (MW) | Achievable Technical Potential | 0 | 0 | 0 | 0 | 0 | 0 | 0 | 0 | 0 | 0 | 0 | 0 | 0 | 0 | 0 | 0 | 0 | 0 | 0 | 0 | 0 | 0 | 0 | 0 | 0 | 0 | 0 | 0 | 0 | 0 | 0
F9_Industrial_Wood and Lumber Products_New_Process_Natural Gas_Steam System Efficiency Improvements_A_Achievable Technical Potential | F9 | Industrial | Wood and Lumber Products | New | Process | Natural Gas | Steam System Efficiency Improvements | A | Cumulative Winter Peak Savings (MW) | Achievable Technical Potential | 0 | 0 | 0 | 0 | 0 | 0 | 0 | 0 | 0 | 0 | 0 | 0 | 0 | 0 | 0 | 0 | 0 | 0 | 0 | 0 | 0 | 0 | 0 | 0 | 0 | 0 | 0 | 0 | 0 | 0 | 0
F10_Industrial_Wood and Lumber Products_New_Process_Natural Gas_Steam System Efficiency Improvements_A_Achievable Technical Potential | F10 | Industrial | Wood and Lumber Products | New | Process | Natural Gas | Steam System Efficiency Improvements | A | Purchases (Incremental) | Achievable Technical Potential | 0 | 0 | 0 | 0 | 0 | 0.04656 | 0.11026 | 0.22629 | 0.41742 | 0.70851 | 1.1221 | 1.6706 | 2.3522 | 3.1395 | 3.9693 | 4.7541 | 5.3744 | 5.7152 | 5.6861 | 5.2595 | 4.7541 | 5.3744 | 5.7152 | 5.6861 | 5.2595 | 4.7541 | 5.3744 | 5.7152 | 5.6861 | 5.2595 | 4.7541
F11_Industrial_Wood and Lumber Products_New_Process_Natural Gas_Steam System Efficiency Improvements_A_Achievable Technical Potential | F11 | Industrial | Wood and Lumber Products | New | Process | Natural Gas | Steam System Efficiency Improvements | A | Purchases (Cumulative) | Achievable Technical Potential | 0 | 0 | 0 | 0 | 0 | 0.04656 | 0.15682 | 0.38311 | 0.80053 | 1.509 | 2.5846 | 4.145 | 6.2709 | 8.993 | 12.2537 | 15.8857 | 19.5895 | 22.9524 | 25.499 | 26.7893 | 26.7893 | 26.7893 | 26.7893 | 26.7893 | 26.7893 | 26.7893 | 26.7893 | 26.7893 | 26.7893 | 26.7893 | 26.7893
F1_Industrial_Wood and Lumber Products_New_Space Heating_Natural Gas_Strategic Energy Management_A_Achievable Technical Potential | F1 | Industrial | Wood and Lumber Products | New | Space Heating | Natural Gas | Strategic Energy Management | A | Integrated Unit Energy Savings (kWh or therms) | Achievable Technical Potential | 0 | 0 | 0 | 0 | 0 | 5.2312 | 5.1463 | 5.076 | 5.0156 | 4.9614 | 4.9124 | 4.8537 | 4.7904 | 4.7264 | 4.6633 | 4.6064 | 4.5551 | 4.5121 | 4.4543 | 4.4099 | 4.3762 | 4.3494 | 4.3345 | 4.3248 | 4.3188 | 4.3154 | 4.3134 | 4.3129 | 0 | 0 | 0
F2_Industrial_Wood and Lumber Products_New_Space Heating_Natural Gas_Strategic Energy Management_A_Achievable Technical Potential | F2 | Industrial | Wood and Lumber Products | New | Space Heating | Natural Gas | Strategic Energy Management | A | Integrated Unit Summer Peak Savings (kW) | Achievable Technical Potential | 0 | 0 | 0 | 0 | 0 | 0 | 0 | 0 | 0 | 0 | 0 | 0 | 0 | 0 | 0 | 0 | 0 | 0 | 0 | 0 | 0 | 0 | 0 | 0 | 0 | 0 | 0 | 0 | 0 | 0 | 0
F3_Industrial_Wood and Lumber Products_New_Space Heating_Natural Gas_Strategic Energy Management_A_Achievable Technical Potential | F3 | Industrial | Wood and Lumber Products | New | Space Heating | Natural Gas | Strategic Energy Management | A | Integrated Unit Winter Peak Savings (kW) | Achievable Technical Potential | 0 | 0 | 0 | 0 | 0 | 0 | 0 | 0 | 0 | 0 | 0 | 0 | 0 | 0 | 0 | 0 | 0 | 0 | 0 | 0 | 0 | 0 | 0 | 0 | 0 | 0 | 0 | 0 | 0 | 0 | 0
F4_Industrial_Wood and Lumber Products_New_Space Heating_Natural Gas_Strategic Energy Management_A_Achievable Technical Potential | F4 | Industrial | Wood and Lumber Products | New | Space Heating | Natural Gas | Strategic Energy Management | A | Incremental Energy Savings (MWh or mTherms) | Achievable Technical Potential | 0 | 0 | 0 | 0 | 0 | 0.0001613 | 0.00018799 | 0.00021432 | 0.00024016 | 0.00026566 | 0.00029087 | 0.00031455 | 0.00033718 | 0.00035899 | 0.00037975 | 0.00040046 | 0.00042082 | 0.00044143 | 0.00045993 | 0.00047904 | 0.00049892 | 0.00051916 | 0.00054052 | 0.0005623 | 0.00058441 | 0.00049198 | 0.00051487 | 0.00053783 | 0 | 0 | 0
F5_Industrial_Wood and Lumber Products_New_Space Heating_Natural Gas_Strategic Energy Management_A_Achievable Technical Potential | F5 | Industrial | Wood and Lumber Products | New | Space Heating | Natural Gas | Strategic Energy Management | A | Incremental Summer Peak Savings (MW) | Achievable Technical Potential | 0 | 0 | 0 | 0 | 0 | 0 | 0 | 0 | 0 | 0 | 0 | 0 | 0 | 0 | 0 | 0 | 0 | 0 | 0 | 0 | 0 | 0 | 0 | 0 | 0 | 0 | 0 | 0 | 0 | 0 | 0
F6_Industrial_Wood and Lumber Products_New_Space Heating_Natural Gas_Strategic Energy Management_A_Achievable Technical Potential | F6 | Industrial | Wood and Lumber Products | New | Space Heating | Natural Gas | Strategic Energy Management | A | Incremental Winter Peak Savings (MW) | Achievable Technical Potential | 0 | 0 | 0 | 0 | 0 | 0 | 0 | 0 | 0 | 0 | 0 | 0 | 0 | 0 | 0 | 0 | 0 | 0 | 0 | 0 | 0 | 0 | 0 | 0 | 0 | 0 | 0 | 0 | 0 | 0 | 0
F7_Industrial_Wood and Lumber Products_New_Space Heating_Natural Gas_Strategic Energy Management_A_Achievable Technical Potential | F7 | Industrial | Wood and Lumber Products | New | Space Heating | Natural Gas | Strategic Energy Management | A | Cumulative Energy Savings (MWh or mTherms) | Achievable Technical Potential | 0 | 0 | 0 | 0 | 0 | 0.0001613 | 0.00034667 | 0.00055627 | 0.0007898 | 0.0010469 | 0.001176 | 0.0012992 | 0.0014171 | 0.0015309 | 0.0016405 | 0.0017482 | 0.0018544 | 0.0019607 | 0.0020572 | 0.0021566 | 0.0022586 | 0.0023621 | 0.0024705 | 0.0025807 | 0.0026924 | 0.0026902 | 0.002689 | 0.0026887 | 0 | 0 | 0
F8_Industrial_Wood and Lumber Products_New_Space Heating_Natural Gas_Strategic Energy Management_A_Achievable Technical Potential | F8 | Industrial | Wood and Lumber Products | New | Space Heating | Natural Gas | Strategic Energy Management | A | Cumulative Summer Peak Savings (MW) | Achievable Technical Potential | 0 | 0 | 0 | 0 | 0 | 0 | 0 | 0 | 0 | 0 | 0 | 0 | 0 | 0 | 0 | 0 | 0 | 0 | 0 | 0 | 0 | 0 | 0 | 0 | 0 | 0 | 0 | 0 | 0 | 0 | 0
F9_Industrial_Wood and Lumber Products_New_Space Heating_Natural Gas_Strategic Energy Management_A_Achievable Technical Potential | F9 | Industrial | Wood and Lumber Products | New | Space Heating | Natural Gas | Strategic Energy Management | A | Cumulative Winter Peak Savings (MW) | Achievable Technical Potential | 0 | 0 | 0 | 0 | 0 | 0 | 0 | 0 | 0 | 0 | 0 | 0 | 0 | 0 | 0 | 0 | 0 | 0 | 0 | 0 | 0 | 0 | 0 | 0 | 0 | 0 | 0 | 0 | 0 | 0 | 0
F10_Industrial_Wood and Lumber Products_New_Space Heating_Natural Gas_Strategic Energy Management_A_Achievable Technical Potential | F10 | Industrial | Wood and Lumber Products | New | Space Heating | Natural Gas | Strategic Energy Management | A | Purchases (Incremental) | Achievable Technical Potential | 0 | 0 | 0 | 0 | 0 | 0.030834 | 0.03653 | 0.042223 | 0.047882 | 0.053544 | 0.059211 | 0.064806 | 0.070386 | 0.075954 | 0.081434 | 0.086935 | 0.092383 | 0.097832 | 0.10325 | 0.10863 | 0.11401 | 0.11936 | 0.1247 | 0.13002 | 0.13532 | 0.11401 | 0.11936 | 0.1247 | 0.13002 | 0.13532 | 0.11401
F11_Industrial_Wood and Lumber Products_New_Space Heating_Natural Gas_Strategic Energy Management_A_Achievable Technical Potential | F11 | Industrial | Wood and Lumber Products | New | Space Heating | Natural Gas | Strategic Energy Management | A | Purchases (Cumulative) | Achievable Technical Potential | 0 | 0 | 0 | 0 | 0 | 0.030834 | 0.067364 | 0.10959 | 0.15747 | 0.21101 | 0.23939 | 0.26767 | 0.29583 | 0.3239 | 0.35179 | 0.37951 | 0.40709 | 0.43454 | 0.46184 | 0.48903 | 0.5161 | 0.54309 | 0.56995 | 0.59672 | 0.62341 | 0.62341 | 0.62341 | 0.62341 | 0.62341 | 0.62341 | 0.62341
F1_Industrial_Wood and Lumber Products_New_Process_Natural Gas_Strategic Energy Management_A_Achievable Technical Potential | F1 | Industrial | Wood and Lumber Products | New | Process | Natural Gas | Strategic Energy Management | A | Integrated Unit Energy Savings (kWh or therms) | Achievable Technical Potential | 0 | 0 | 0 | 0 | 0 | 8.9341 | 8.9244 | 8.9157 | 8.9076 | 8.8998 | 8.8929 | 8.8877 | 8.8838 | 8.8812 | 8.8796 | 8.8791 | 8.8795 | 8.8807 | 8.8823 | 8.8841 | 8.8863 | 8.889 | 8.8914 | 8.8936 | 8.8956 | 8.8975 | 8.8992 | 8.9008 | 0 | 0 | 0
F2_Industrial_Wood and Lumber Products_New_Process_Natural Gas_Strategic Energy Management_A_Achievable Technical Potential | F2 | Industrial | Wood and Lumber Products | New | Process | Natural Gas | Strategic Energy Management | A | Integrated Unit Summer Peak Savings (kW) | Achievable Technical Potential | 0 | 0 | 0 | 0 | 0 | 0 | 0 | 0 | 0 | 0 | 0 | 0 | 0 | 0 | 0 | 0 | 0 | 0 | 0 | 0 | 0 | 0 | 0 | 0 | 0 | 0 | 0 | 0 | 0 | 0 | 0
F3_Industrial_Wood and Lumber Products_New_Process_Natural Gas_Strategic Energy Management_A_Achievable Technical Potential | F3 | Industrial | Wood and Lumber Products | New | Process | Natural Gas | Strategic Energy Management | A | Integrated Unit Winter Peak Savings (kW) | Achievable Technical Potential | 0 | 0 | 0 | 0 | 0 | 0 | 0 | 0 | 0 | 0 | 0 | 0 | 0 | 0 | 0 | 0 | 0 | 0 | 0 | 0 | 0 | 0 | 0 | 0 | 0 | 0 | 0 | 0 | 0 | 0 | 0
F4_Industrial_Wood and Lumber Products_New_Process_Natural Gas_Strategic Energy Management_A_Achievable Technical Potential | F4 | Industrial | Wood and Lumber Products | New | Process | Natural Gas | Strategic Energy Management | A | Incremental Energy Savings (MWh or mTherms) | Achievable Technical Potential | 0 | 0 | 0 | 0 | 0 | 0.048663 | 0.05759 | 0.066499 | 0.075344 | 0.08418 | 0.093018 | 0.10175 | 0.11046 | 0.11916 | 0.12774 | 0.13636 | 0.14491 | 0.15348 | 0.16201 | 0.17048 | 0.17897 | 0.18743 | 0.19587 | 0.20427 | 0.21264 | 0.17919 | 0.18765 | 0.19607 | 0 | 0 | 0
F5_Industrial_Wood and Lumber Products_New_Process_Natural Gas_Strategic Energy Management_A_Achievable Technical Potential | F5 | Industrial | Wood and Lumber Products | New | Process | Natural Gas | Strategic Energy Management | A | Incremental Summer Peak Savings (MW) | Achievable Technical Potential | 0 | 0 | 0 | 0 | 0 | 0 | 0 | 0 | 0 | 0 | 0 | 0 | 0 | 0 | 0 | 0 | 0 | 0 | 0 | 0 | 0 | 0 | 0 | 0 | 0 | 0 | 0 | 0 | 0 | 0 | 0
F6_Industrial_Wood and Lumber Products_New_Process_Natural Gas_Strategic Energy Management_A_Achievable Technical Potential | F6 | Industrial | Wood and Lumber Products | New | Process | Natural Gas | Strategic Energy Management | A | Incremental Winter Peak Savings (MW) | Achievable Technical Potential | 0 | 0 | 0 | 0 | 0 | 0 | 0 | 0 | 0 | 0 | 0 | 0 | 0 | 0 | 0 | 0 | 0 | 0 | 0 | 0 | 0 | 0 | 0 | 0 | 0 | 0 | 0 | 0 | 0 | 0 | 0
F7_Industrial_Wood and Lumber Products_New_Process_Natural Gas_Strategic Energy Management_A_Achievable Technical Potential | F7 | Industrial | Wood and Lumber Products | New | Process | Natural Gas | Strategic Energy Management | A | Cumulative Energy Savings (MWh or mTherms) | Achievable Technical Potential | 0 | 0 | 0 | 0 | 0 | 0.048663 | 0.1062 | 0.1726 | 0.24778 | 0.33175 | 0.37607 | 0.42024 | 0.46426 | 0.50816 | 0.55182 | 0.59527 | 0.63856 | 0.6817 | 0.72466 | 0.76748 | 0.81017 | 0.85278 | 0.89521 | 0.93748 | 0.97964 | 0.97984 | 0.98004 | 0.98021 | 0 | 0 | 0
F8_Industrial_Wood and Lumber Products_New_Process_Natural Gas_Strategic Energy Management_A_Achievable Technical Potential | F8 | Industrial | Wood and Lumber Products | New | Process | Natural Gas | Strategic Energy Management | A | Cumulative Summer Peak Savings (MW) | Achievable Technical Potential | 0 | 0 | 0 | 0 | 0 | 0 | 0 | 0 | 0 | 0 | 0 | 0 | 0 | 0 | 0 | 0 | 0 | 0 | 0 | 0 | 0 | 0 | 0 | 0 | 0 | 0 | 0 | 0 | 0 | 0 | 0
F9_Industrial_Wood and Lumber Products_New_Process_Natural Gas_Strategic Energy Management_A_Achievable Technical Potential | F9 | Industrial | Wood and Lumber Products | New | Process | Natural Gas | Strategic Energy Management | A | Cumulative Winter Peak Savings (MW) | Achievable Technical Potential | 0 | 0 | 0 | 0 | 0 | 0 | 0 | 0 | 0 | 0 | 0 | 0 | 0 | 0 | 0 | 0 | 0 | 0 | 0 | 0 | 0 | 0 | 0 | 0 | 0 | 0 | 0 | 0 | 0 | 0 | 0
F10_Industrial_Wood and Lumber Products_New_Process_Natural Gas_Strategic Energy Management_A_Achievable Technical Potential | F10 | Industrial | Wood and Lumber Products | New | Process | Natural Gas | Strategic Energy Management | A | Purchases (Incremental) | Achievable Technical Potential | 0 | 0 | 0 | 0 | 0 | 5.4469 | 6.4531 | 7.4587 | 8.4584 | 9.4587 | 10.4597 | 11.4481 | 12.4338 | 13.4174 | 14.3854 | 15.3572 | 16.3196 | 17.2822 | 18.24 | 19.1892 | 20.1395 | 21.0859 | 22.0286 | 22.9679 | 23.904 | 20.1395 | 21.0859 | 22.0286 | 22.9679 | 23.904 | 20.1395
F11_Industrial_Wood and Lumber Products_New_Process_Natural Gas_Strategic Energy Management_A_Achievable Technical Potential | F11 | Industrial | Wood and Lumber Products | New | Process | Natural Gas | Strategic Energy Management | A | Purchases (Cumulative) | Achievable Technical Potential | 0 | 0 | 0 | 0 | 0 | 5.4469 | 11.9 | 19.3587 | 27.8171 | 37.2757 | 42.2886 | 47.2836 | 52.2587 | 57.2176 | 62.1444 | 67.0419 | 71.9134 | 76.7619 | 81.5845 | 86.3882 | 91.1706 | 95.9369 | 100.6833 | 105.4112 | 110.126 | 110.126 | 110.126 | 110.126 | 110.126 | 110.126 | 110.126
F1_Industrial_Wood and Lumber Products_New_Miscellaneous_Natural Gas_Strategic Energy Management_A_Achievable Technical Potential | F1 | Industrial | Wood and Lumber Products | New | Miscellaneous | Natural Gas | Strategic Energy Management | A | Integrated Unit Energy Savings (kWh or therms) | Achievable Technical Potential | 0 | 0 | 0 | 0 | 0 | 3.4004 | 3.4004 | 3.4004 | 3.4004 | 3.4004 | 3.4004 | 3.4004 | 3.4004 | 3.4004 | 3.4004 | 3.4004 | 3.4004 | 3.4004 | 3.4004 | 3.4004 | 3.4004 | 3.4004 | 3.4004 | 3.4004 | 3.4004 | 3.4004 | 3.4004 | 3.4004 | 0 | 0 | 0
F2_Industrial_Wood and Lumber Products_New_Miscellaneous_Natural Gas_Strategic Energy Management_A_Achievable Technical Potential | F2 | Industrial | Wood and Lumber Products | New | Miscellaneous | Natural Gas | Strategic Energy Management | A | Integrated Unit Summer Peak Savings (kW) | Achievable Technical Potential | 0 | 0 | 0 | 0 | 0 | 0 | 0 | 0 | 0 | 0 | 0 | 0 | 0 | 0 | 0 | 0 | 0 | 0 | 0 | 0 | 0 | 0 | 0 | 0 | 0 | 0 | 0 | 0 | 0 | 0 | 0
F3_Industrial_Wood and Lumber Products_New_Miscellaneous_Natural Gas_Strategic Energy Management_A_Achievable Technical Potential | F3 | Industrial | Wood and Lumber Products | New | Miscellaneous | Natural Gas | Strategic Energy Management | A | Integrated Unit Winter Peak Savings (kW) | Achievable Technical Potential | 0 | 0 | 0 | 0 | 0 | 0 | 0 | 0 | 0 | 0 | 0 | 0 | 0 | 0 | 0 | 0 | 0 | 0 | 0 | 0 | 0 | 0 | 0 | 0 | 0 | 0 | 0 | 0 | 0 | 0 | 0
F4_Industrial_Wood and Lumber Products_New_Miscellaneous_Natural Gas_Strategic Energy Management_A_Achievable Technical Potential | F4 | Industrial | Wood and Lumber Products | New | Miscellaneous | Natural Gas | Strategic Energy Management | A | Incremental Energy Savings (MWh or mTherms) | Achievable Technical Potential | 0 | 0 | 0 | 0 | 0 | 0.0046305 | 0.0054858 | 0.0063407 | 0.0071906 | 0.0080409 | 0.0088919 | 0.0097321 | 0.01057 | 0.011406 | 0.012229 | 0.013055 | 0.013874 | 0.014692 | 0.015506 | 0.016313 | 0.017121 | 0.017925 | 0.018727 | 0.019525 | 0.020321 | 0.017121 | 0.017925 | 0.018727 | 0 | 0 | 0
F5_Industrial_Wood and Lumber Products_New_Miscellaneous_Natural Gas_Strategic Energy Management_A_Achievable Technical Potential | F5 | Industrial | Wood and Lumber Products | New | Miscellaneous | Natural Gas | Strategic Energy Management | A | Incremental Summer Peak Savings (MW) | Achievable Technical Potential | 0 | 0 | 0 | 0 | 0 | 0 | 0 | 0 | 0 | 0 | 0 | 0 | 0 | 0 | 0 | 0 | 0 | 0 | 0 | 0 | 0 | 0 | 0 | 0 | 0 | 0 | 0 | 0 | 0 | 0 | 0
F6_Industrial_Wood and Lumber Products_New_Miscellaneous_Natural Gas_Strategic Energy Management_A_Achievable Technical Potential | F6 | Industrial | Wood and Lumber Products | New | Miscellaneous | Natural Gas | Strategic Energy Management | A | Incremental Winter Peak Savings (MW) | Achievable Technical Potential | 0 | 0 | 0 | 0 | 0 | 0 | 0 | 0 | 0 | 0 | 0 | 0 | 0 | 0 | 0 | 0 | 0 | 0 | 0 | 0 | 0 | 0 | 0 | 0 | 0 | 0 | 0 | 0 | 0 | 0 | 0
F7_Industrial_Wood and Lumber Products_New_Miscellaneous_Natural Gas_Strategic Energy Management_A_Achievable Technical Potential | F7 | Industrial | Wood and Lumber Products | New | Miscellaneous | Natural Gas | Strategic Energy Management | A | Cumulative Energy Savings (MWh or mTherms) | Achievable Technical Potential | 0 | 0 | 0 | 0 | 0 | 0.0046305 | 0.010116 | 0.016457 | 0.023648 | 0.031689 | 0.03595 | 0.040196 | 0.044426 | 0.048641 | 0.05283 | 0.056993 | 0.061134 | 0.065256 | 0.069356 | 0.07344 | 0.077505 | 0.081557 | 0.085592 | 0.089611 | 0.093619 | 0.093619 | 0.093619 | 0.093619 | 0 | 0 | 0
F8_Industrial_Wood and Lumber Products_New_Miscellaneous_Natural Gas_Strategic Energy Management_A_Achievable Technical Potential | F8 | Industrial | Wood and Lumber Products | New | Miscellaneous | Natural Gas | Strategic Energy Management | A | Cumulative Summer Peak Savings (MW) | Achievable Technical Potential | 0 | 0 | 0 | 0 | 0 | 0 | 0 | 0 | 0 | 0 | 0 | 0 | 0 | 0 | 0 | 0 | 0 | 0 | 0 | 0 | 0 | 0 | 0 | 0 | 0 | 0 | 0 | 0 | 0 | 0 | 0
F9_Industrial_Wood and Lumber Products_New_Miscellaneous_Natural Gas_Strategic Energy Management_A_Achievable Technical Potential | F9 | Industrial | Wood and Lumber Products | New | Miscellaneous | Natural Gas | Strategic Energy Management | A | Cumulative Winter Peak Savings (MW) | Achievable Technical Potential | 0 | 0 | 0 | 0 | 0 | 0 | 0 | 0 | 0 | 0 | 0 | 0 | 0 | 0 | 0 | 0 | 0 | 0 | 0 | 0 | 0 | 0 | 0 | 0 | 0 | 0 | 0 | 0 | 0 | 0 | 0
F10_Industrial_Wood and Lumber Products_New_Miscellaneous_Natural Gas_Strategic Energy Management_A_Achievable Technical Potential | F10 | Industrial | Wood and Lumber Products | New | Miscellaneous | Natural Gas | Strategic Energy Management | A | Purchases (Incremental) | Achievable Technical Potential | 0 | 0 | 0 | 0 | 0 | 1.3617 | 1.6133 | 1.8647 | 2.1146 | 2.3647 | 2.6149 | 2.862 | 3.1084 | 3.3544 | 3.5964 | 3.8393 | 4.0799 | 4.3206 | 4.56 | 4.7973 | 5.0349 | 5.2715 | 5.5072 | 5.742 | 5.976 | 5.0349 | 5.2715 | 5.5072 | 5.742 | 5.976 | 5.0349
F11_Industrial_Wood and Lumber Products_New_Miscellaneous_Natural Gas_Strategic Energy Management_A_Achievable Technical Potential | F11 | Industrial | Wood and Lumber Products | New | Miscellaneous | Natural Gas | Strategic Energy Management | A | Purchases (Cumulative) | Achievable Technical Potential | 0 | 0 | 0 | 0 | 0 | 1.3617 | 2.975 | 4.8397 | 6.9543 | 9.3189 | 10.5721 | 11.8209 | 13.0647 | 14.3044 | 15.5361 | 16.7605 | 17.9784 | 19.1905 | 20.3961 | 21.5971 | 22.7926 | 23.9842 | 25.1708 | 26.3528 | 27.5315 | 27.5315 | 27.5315 | 27.5315 | 27.5315 | 27.5315 | 27.5315
F1_Industrial_Wood and Lumber Products_New_Space Heating_Natural Gas_Commissioning_A_Achievable Technical Potential | F1 | Industrial | Wood and Lumber Products | New | Space Heating | Natural Gas | Commissioning | A | Integrated Unit Energy Savings (kWh or therms) | Achievable Technical Potential | 0 | 0 | 0 | 0 | 0 | 6.529 | 6.423 | 6.3353 | 6.2599 | 6.1923 | 6.131 | 6.0578 | 5.9788 | 5.8989 | 5.8202 | 5.7492 | 5.6852 | 5.6315 | 5.5594 | 5.5039 | 5.4619 | 5.4284 | 5.4098 | 5.3977 | 5.3902 | 5.3859 | 5.3835 | 5.3829 | 0 | 0 | 0
F2_Industrial_Wood and Lumber Products_New_Space Heating_Natural Gas_Commissioning_A_Achievable Technical Potential | F2 | Industrial | Wood and Lumber Products | New | Space Heating | Natural Gas | Commissioning | A | Integrated Unit Summer Peak Savings (kW) | Achievable Technical Potential | 0 | 0 | 0 | 0 | 0 | 0 | 0 | 0 | 0 | 0 | 0 | 0 | 0 | 0 | 0 | 0 | 0 | 0 | 0 | 0 | 0 | 0 | 0 | 0 | 0 | 0 | 0 | 0 | 0 | 0 | 0
F3_Industrial_Wood and Lumber Products_New_Space Heating_Natural Gas_Commissioning_A_Achievable Technical Potential | F3 | Industrial | Wood and Lumber Products | New | Space Heating | Natural Gas | Commissioning | A | Integrated Unit Winter Peak Savings (kW) | Achievable Technical Potential | 0 | 0 | 0 | 0 | 0 | 0 | 0 | 0 | 0 | 0 | 0 | 0 | 0 | 0 | 0 | 0 | 0 | 0 | 0 | 0 | 0 | 0 | 0 | 0 | 0 | 0 | 0 | 0 | 0 | 0 | 0
F4_Industrial_Wood and Lumber Products_New_Space Heating_Natural Gas_Commissioning_A_Achievable Technical Potential | F4 | Industrial | Wood and Lumber Products | New | Space Heating | Natural Gas | Commissioning | A | Incremental Energy Savings (MWh or mTherms) | Achievable Technical Potential | 0 | 0 | 0 | 0 | 0 | 0 | 0 | 0 | 0 | 0 | 0 | 0 | 0 | 0 | 0 | 0 | 0 | 0 | 0 | 0 | 0 | 0 | 0 | 0 | 0 | 0 | 0 | 0 | 0 | 0 | 0
F5_Industrial_Wood and Lumber Products_New_Space Heating_Natural Gas_Commissioning_A_Achievable Technical Potential | F5 | Industrial | Wood and Lumber Products | New | Space Heating | Natural Gas | Commissioning | A | Incremental Summer Peak Savings (MW) | Achievable Technical Potential | 0 | 0 | 0 | 0 | 0 | 0 | 0 | 0 | 0 | 0 | 0 | 0 | 0 | 0 | 0 | 0 | 0 | 0 | 0 | 0 | 0 | 0 | 0 | 0 | 0 | 0 | 0 | 0 | 0 | 0 | 0
F6_Industrial_Wood and Lumber Products_New_Space Heating_Natural Gas_Commissioning_A_Achievable Technical Potential | F6 | Industrial | Wood and Lumber Products | New | Space Heating | Natural Gas | Commissioning | A | Incremental Winter Peak Savings (MW) | Achievable Technical Potential | 0 | 0 | 0 | 0 | 0 | 0 | 0 | 0 | 0 | 0 | 0 | 0 | 0 | 0 | 0 | 0 | 0 | 0 | 0 | 0 | 0 | 0 | 0 | 0 | 0 | 0 | 0 | 0 | 0 | 0 | 0
F7_Industrial_Wood and Lumber Products_New_Space Heating_Natural Gas_Commissioning_A_Achievable Technical Potential | F7 | Industrial | Wood and Lumber Products | New | Space Heating | Natural Gas | Commissioning | A | Cumulative Energy Savings (MWh or mTherms) | Achievable Technical Potential | 0 | 0 | 0 | 0 | 0 | 0 | 0 | 0 | 0 | 0 | 0 | 0 | 0 | 0 | 0 | 0 | 0 | 0 | 0 | 0 | 0 | 0 | 0 | 0 | 0 | 0 | 0 | 0 | 0 | 0 | 0
F8_Industrial_Wood and Lumber Products_New_Space Heating_Natural Gas_Commissioning_A_Achievable Technical Potential | F8 | Industrial | Wood and Lumber Products | New | Space Heating | Natural Gas | Commissioning | A | Cumulative Summer Peak Savings (MW) | Achievable Technical Potential | 0 | 0 | 0 | 0 | 0 | 0 | 0 | 0 | 0 | 0 | 0 | 0 | 0 | 0 | 0 | 0 | 0 | 0 | 0 | 0 | 0 | 0 | 0 | 0 | 0 | 0 | 0 | 0 | 0 | 0 | 0
F9_Industrial_Wood and Lumber Products_New_Space Heating_Natural Gas_Commissioning_A_Achievable Technical Potential | F9 | Industrial | Wood and Lumber Products | New | Space Heating | Natural Gas | Commissioning | A | Cumulative Winter Peak Savings (MW) | Achievable Technical Potential | 0 | 0 | 0 | 0 | 0 | 0 | 0 | 0 | 0 | 0 | 0 | 0 | 0 | 0 | 0 | 0 | 0 | 0 | 0 | 0 | 0 | 0 | 0 | 0 | 0 | 0 | 0 | 0 | 0 | 0 | 0
F10_Industrial_Wood and Lumber Products_New_Space Heating_Natural Gas_Commissioning_A_Achievable Technical Potential | F10 | Industrial | Wood and Lumber Products | New | Space Heating | Natural Gas | Commissioning | A | Purchases (Incremental) | Achievable Technical Potential | 0 | 0 | 0 | 0 | 0 | 0 | 0 | 0 | 0 | 0 | 0 | 0 | 0 | 0 | 0 | 0 | 0 | 0 | 0 | 0 | 0 | 0 | 0 | 0 | 0 | 0 | 0 | 0 | 0 | 0 | 0
F11_Industrial_Wood and Lumber Products_New_Space Heating_Natural Gas_Commissioning_A_Achievable Technical Potential | F11 | Industrial | Wood and Lumber Products | New | Space Heating | Natural Gas | Commissioning | A | Purchases (Cumulative) | Achievable Technical Potential | 0 | 0 | 0 | 0 | 0 | 0 | 0 | 0 | 0 | 0 | 0 | 0 | 0 | 0 | 0 | 0 | 0 | 0 | 0 | 0 | 0 | 0 | 0 | 0 | 0 | 0 | 0 | 0 | 0 | 0 | 0
F1_Industrial_Wood and Lumber Products_New_Process_Natural Gas_Commissioning_A_Achievable Technical Potential | F1 | Industrial | Wood and Lumber Products | New | Process | Natural Gas | Commissioning | A | Integrated Unit Energy Savings (kWh or therms) | Achievable Technical Potential | 0 | 0 | 0 | 0 | 0 | 49.9244 | 49.9225 | 49.9215 | 49.9222 | 49.9228 | 49.9233 | 49.9237 | 49.9241 | 49.9244 | 49.9246 | 49.9248 | 49.925 | 49.9252 | 49.9253 | 49.9254 | 49.9256 | 49.9257 | 49.9258 | 49.9259 | 49.9259 | 49.926 | 49.9261 | 49.9262 | 0 | 0 | 0
F2_Industrial_Wood and Lumber Products_New_Process_Natural Gas_Commissioning_A_Achievable Technical Potential | F2 | Industrial | Wood and Lumber Products | New | Process | Natural Gas | Commissioning | A | Integrated Unit Summer Peak Savings (kW) | Achievable Technical Potential | 0 | 0 | 0 | 0 | 0 | 0 | 0 | 0 | 0 | 0 | 0 | 0 | 0 | 0 | 0 | 0 | 0 | 0 | 0 | 0 | 0 | 0 | 0 | 0 | 0 | 0 | 0 | 0 | 0 | 0 | 0
F3_Industrial_Wood and Lumber Products_New_Process_Natural Gas_Commissioning_A_Achievable Technical Potential | F3 | Industrial | Wood and Lumber Products | New | Process | Natural Gas | Commissioning | A | Integrated Unit Winter Peak Savings (kW) | Achievable Technical Potential | 0 | 0 | 0 | 0 | 0 | 0 | 0 | 0 | 0 | 0 | 0 | 0 | 0 | 0 | 0 | 0 | 0 | 0 | 0 | 0 | 0 | 0 | 0 | 0 | 0 | 0 | 0 | 0 | 0 | 0 | 0
F4_Industrial_Wood and Lumber Products_New_Process_Natural Gas_Commissioning_A_Achievable Technical Potential | F4 | Industrial | Wood and Lumber Products | New | Process | Natural Gas | Commissioning | A | Incremental Energy Savings (MWh or mTherms) | Achievable Technical Potential | 0 | 0 | 0 | 0 | 0 | 0 | 0 | 0 | 0 | 0 | 0 | 0 | 0 | 0 | 0 | 0 | 0 | 0 | 0 | 0 | 0 | 0 | 0 | 0 | 0 | 0 | 0 | 0 | 0 | 0 | 0
F5_Industrial_Wood and Lumber Products_New_Process_Natural Gas_Commissioning_A_Achievable Technical Potential | F5 | Industrial | Wood and Lumber Products | New | Process | Natural Gas | Commissioning | A | Incremental Summer Peak Savings (MW) | Achievable Technical Potential | 0 | 0 | 0 | 0 | 0 | 0 | 0 | 0 | 0 | 0 | 0 | 0 | 0 | 0 | 0 | 0 | 0 | 0 | 0 | 0 | 0 | 0 | 0 | 0 | 0 | 0 | 0 | 0 | 0 | 0 | 0
F6_Industrial_Wood and Lumber Products_New_Process_Natural Gas_Commissioning_A_Achievable Technical Potential | F6 | Industrial | Wood and Lumber Products | New | Process | Natural Gas | Commissioning | A | Incremental Winter Peak Savings (MW) | Achievable Technical Potential | 0 | 0 | 0 | 0 | 0 | 0 | 0 | 0 | 0 | 0 | 0 | 0 | 0 | 0 | 0 | 0 | 0 | 0 | 0 | 0 | 0 | 0 | 0 | 0 | 0 | 0 | 0 | 0 | 0 | 0 | 0
F7_Industrial_Wood and Lumber Products_New_Process_Natural Gas_Commissioning_A_Achievable Technical Potential | F7 | Industrial | Wood and Lumber Products | New | Process | Natural Gas | Commissioning | A | Cumulative Energy Savings (MWh or mTherms) | Achievable Technical Potential | 0 | 0 | 0 | 0 | 0 | 0 | 0 | 0 | 0 | 0 | 0 | 0 | 0 | 0 | 0 | 0 | 0 | 0 | 0 | 0 | 0 | 0 | 0 | 0 | 0 | 0 | 0 | 0 | 0 | 0 | 0
F8_Industrial_Wood and Lumber Products_New_Process_Natural Gas_Commissioning_A_Achievable Technical Potential | F8 | Industrial | Wood and Lumber Products | New | Process | Natural Gas | Commissioning | A | Cumulative Summer Peak Savings (MW) | Achievable Technical Potential | 0 | 0 | 0 | 0 | 0 | 0 | 0 | 0 | 0 | 0 | 0 | 0 | 0 | 0 | 0 | 0 | 0 | 0 | 0 | 0 | 0 | 0 | 0 | 0 | 0 | 0 | 0 | 0 | 0 | 0 | 0
F9_Industrial_Wood and Lumber Products_New_Process_Natural Gas_Commissioning_A_Achievable Technical Potential | F9 | Industrial | Wood and Lumber Products | New | Process | Natural Gas | Commissioning | A | Cumulative Winter Peak Savings (MW) | Achievable Technical Potential | 0 | 0 | 0 | 0 | 0 | 0 | 0 | 0 | 0 | 0 | 0 | 0 | 0 | 0 | 0 | 0 | 0 | 0 | 0 | 0 | 0 | 0 | 0 | 0 | 0 | 0 | 0 | 0 | 0 | 0 | 0
F10_Industrial_Wood and Lumber Products_New_Process_Natural Gas_Commissioning_A_Achievable Technical Potential | F10 | Industrial | Wood and Lumber Products | New | Process | Natural Gas | Commissioning | A | Purchases (Incremental) | Achievable Technical Potential | 0 | 0 | 0 | 0 | 0 | 0 | 0 | 0 | 0 | 0 | 0 | 0 | 0 | 0 | 0 | 0 | 0 | 0 | 0 | 0 | 0 | 0 | 0 | 0 | 0 | 0 | 0 | 0 | 0 | 0 | 0
F11_Industrial_Wood and Lumber Products_New_Process_Natural Gas_Commissioning_A_Achievable Technical Potential | F11 | Industrial | Wood and Lumber Products | New | Process | Natural Gas | Commissioning | A | Purchases (Cumulative) | Achievable Technical Potential | 0 | 0 | 0 | 0 | 0 | 0 | 0 | 0 | 0 | 0 | 0 | 0 | 0 | 0 | 0 | 0 | 0 | 0 | 0 | 0 | 0 | 0 | 0 | 0 | 0 | 0 | 0 | 0 | 0 | 0 | 0
F1_Industrial_Wood and Lumber Products_New_Space Heating_Natural Gas_Retrocommissioning_A_Achievable Technical Potential | F1 | Industrial | Wood and Lumber Products | New | Space Heating | Natural Gas | Retrocommissioning | A | Integrated Unit Energy Savings (kWh or therms) | Achievable Technical Potential | 0 | 0 | 0 | 0 | 0 | 0 | 0 | 0 | 0 | 0 | 0 | 0 | 0 | 0 | 0 | 0 | 0 | 0 | 0 | 0 | 0 | 0 | 0 | 0 | 0 | 0 | 0 | 0 | 0 | 0 | 0
F2_Industrial_Wood and Lumber Products_New_Space Heating_Natural Gas_Retrocommissioning_A_Achievable Technical Potential | F2 | Industrial | Wood and Lumber Products | New | Space Heating | Natural Gas | Retrocommissioning | A | Integrated Unit Summer Peak Savings (kW) | Achievable Technical Potential | 0 | 0 | 0 | 0 | 0 | 0 | 0 | 0 | 0 | 0 | 0 | 0 | 0 | 0 | 0 | 0 | 0 | 0 | 0 | 0 | 0 | 0 | 0 | 0 | 0 | 0 | 0 | 0 | 0 | 0 | 0
F3_Industrial_Wood and Lumber Products_New_Space Heating_Natural Gas_Retrocommissioning_A_Achievable Technical Potential | F3 | Industrial | Wood and Lumber Products | New | Space Heating | Natural Gas | Retrocommissioning | A | Integrated Unit Winter Peak Savings (kW) | Achievable Technical Potential | 0 | 0 | 0 | 0 | 0 | 0 | 0 | 0 | 0 | 0 | 0 | 0 | 0 | 0 | 0 | 0 | 0 | 0 | 0 | 0 | 0 | 0 | 0 | 0 | 0 | 0 | 0 | 0 | 0 | 0 | 0
F4_Industrial_Wood and Lumber Products_New_Space Heating_Natural Gas_Retrocommissioning_A_Achievable Technical Potential | F4 | Industrial | Wood and Lumber Products | New | Space Heating | Natural Gas | Retrocommissioning | A | Incremental Energy Savings (MWh or mTherms) | Achievable Technical Potential | 0 | 0 | 0 | 0 | 0 | 0 | 0 | 0 | 0 | 0 | 0 | 0 | 0 | 0 | 0 | 0 | 0 | 0 | 0 | 0 | 0 | 0 | 0 | 0 | 0 | 0 | 0 | 0 | 0 | 0 | 0
F5_Industrial_Wood and Lumber Products_New_Space Heating_Natural Gas_Retrocommissioning_A_Achievable Technical Potential | F5 | Industrial | Wood and Lumber Products | New | Space Heating | Natural Gas | Retrocommissioning | A | Incremental Summer Peak Savings (MW) | Achievable Technical Potential | 0 | 0 | 0 | 0 | 0 | 0 | 0 | 0 | 0 | 0 | 0 | 0 | 0 | 0 | 0 | 0 | 0 | 0 | 0 | 0 | 0 | 0 | 0 | 0 | 0 | 0 | 0 | 0 | 0 | 0 | 0
F6_Industrial_Wood and Lumber Products_New_Space Heating_Natural Gas_Retrocommissioning_A_Achievable Technical Potential | F6 | Industrial | Wood and Lumber Products | New | Space Heating | Natural Gas | Retrocommissioning | A | Incremental Winter Peak Savings (MW) | Achievable Technical Potential | 0 | 0 | 0 | 0 | 0 | 0 | 0 | 0 | 0 | 0 | 0 | 0 | 0 | 0 | 0 | 0 | 0 | 0 | 0 | 0 | 0 | 0 | 0 | 0 | 0 | 0 | 0 | 0 | 0 | 0 | 0
F7_Industrial_Wood and Lumber Products_New_Space Heating_Natural Gas_Retrocommissioning_A_Achievable Technical Potential | F7 | Industrial | Wood and Lumber Products | New | Space Heating | Natural Gas | Retrocommissioning | A | Cumulative Energy Savings (MWh or mTherms) | Achievable Technical Potential | 0 | 0 | 0 | 0 | 0 | 0 | 0 | 0 | 0 | 0 | 0 | 0 | 0 | 0 | 0 | 0 | 0 | 0 | 0 | 0 | 0 | 0 | 0 | 0 | 0 | 0 | 0 | 0 | 0 | 0 | 0
F8_Industrial_Wood and Lumber Products_New_Space Heating_Natural Gas_Retrocommissioning_A_Achievable Technical Potential | F8 | Industrial | Wood and Lumber Products | New | Space Heating | Natural Gas | Retrocommissioning | A | Cumulative Summer Peak Savings (MW) | Achievable Technical Potential | 0 | 0 | 0 | 0 | 0 | 0 | 0 | 0 | 0 | 0 | 0 | 0 | 0 | 0 | 0 | 0 | 0 | 0 | 0 | 0 | 0 | 0 | 0 | 0 | 0 | 0 | 0 | 0 | 0 | 0 | 0
F9_Industrial_Wood and Lumber Products_New_Space Heating_Natural Gas_Retrocommissioning_A_Achievable Technical Potential | F9 | Industrial | Wood and Lumber Products | New | Space Heating | Natural Gas | Retrocommissioning | A | Cumulative Winter Peak Savings (MW) | Achievable Technical Potential | 0 | 0 | 0 | 0 | 0 | 0 | 0 | 0 | 0 | 0 | 0 | 0 | 0 | 0 | 0 | 0 | 0 | 0 | 0 | 0 | 0 | 0 | 0 | 0 | 0 | 0 | 0 | 0 | 0 | 0 | 0
F10_Industrial_Wood and Lumber Products_New_Space Heating_Natural Gas_Retrocommissioning_A_Achievable Technical Potential | F10 | Industrial | Wood and Lumber Products | New | Space Heating | Natural Gas | Retrocommissioning | A | Purchases (Incremental) | Achievable Technical Potential | 0 | 0 | 0 | 0 | 0 | 0 | 0 | 0 | 0 | 0 | 0 | 0 | 0 | 0 | 0 | 0 | 0 | 0 | 0 | 0 | 0 | 0 | 0 | 0 | 0 | 0 | 0 | 0 | 0 | 0 | 0
F11_Industrial_Wood and Lumber Products_New_Space Heating_Natural Gas_Retrocommissioning_A_Achievable Technical Potential | F11 | Industrial | Wood and Lumber Products | New | Space Heating | Natural Gas | Retrocommissioning | A | Purchases (Cumulative) | Achievable Technical Potential | 0 | 0 | 0 | 0 | 0 | 0 | 0 | 0 | 0 | 0 | 0 | 0 | 0 | 0 | 0 | 0 | 0 | 0 | 0 | 0 | 0 | 0 | 0 | 0 | 0 | 0 | 0 | 0 | 0 | 0 | 0
F1_Industrial_Wood and Lumber Products_New_Process_Natural Gas_Retrocommissioning_A_Achievable Technical Potential | F1 | Industrial | Wood and Lumber Products | New | Process | Natural Gas | Retrocommissioning | A | Integrated Unit Energy Savings (kWh or therms) | Achievable Technical Potential | 0 | 0 | 0 | 0 | 0 | 0 | 0 | 0 | 0 | 0 | 0 | 0 | 0 | 0 | 0 | 0 | 0 | 0 | 0 | 0 | 0 | 0 | 0 | 0 | 0 | 0 | 0 | 0 | 0 | 0 | 0
F2_Industrial_Wood and Lumber Products_New_Process_Natural Gas_Retrocommissioning_A_Achievable Technical Potential | F2 | Industrial | Wood and Lumber Products | New | Process | Natural Gas | Retrocommissioning | A | Integrated Unit Summer Peak Savings (kW) | Achievable Technical Potential | 0 | 0 | 0 | 0 | 0 | 0 | 0 | 0 | 0 | 0 | 0 | 0 | 0 | 0 | 0 | 0 | 0 | 0 | 0 | 0 | 0 | 0 | 0 | 0 | 0 | 0 | 0 | 0 | 0 | 0 | 0
F3_Industrial_Wood and Lumber Products_New_Process_Natural Gas_Retrocommissioning_A_Achievable Technical Potential | F3 | Industrial | Wood and Lumber Products | New | Process | Natural Gas | Retrocommissioning | A | Integrated Unit Winter Peak Savings (kW) | Achievable Technical Potential | 0 | 0 | 0 | 0 | 0 | 0 | 0 | 0 | 0 | 0 | 0 | 0 | 0 | 0 | 0 | 0 | 0 | 0 | 0 | 0 | 0 | 0 | 0 | 0 | 0 | 0 | 0 | 0 | 0 | 0 | 0
F4_Industrial_Wood and Lumber Products_New_Process_Natural Gas_Retrocommissioning_A_Achievable Technical Potential | F4 | Industrial | Wood and Lumber Products | New | Process | Natural Gas | Retrocommissioning | A | Incremental Energy Savings (MWh or mTherms) | Achievable Technical Potential | 0 | 0 | 0 | 0 | 0 | 0 | 0 | 0 | 0 | 0 | 0 | 0 | 0 | 0 | 0 | 0 | 0 | 0 | 0 | 0 | 0 | 0 | 0 | 0 | 0 | 0 | 0 | 0 | 0 | 0 | 0
F5_Industrial_Wood and Lumber Products_New_Process_Natural Gas_Retrocommissioning_A_Achievable Technical Potential | F5 | Industrial | Wood and Lumber Products | New | Process | Natural Gas | Retrocommissioning | A | Incremental Summer Peak Savings (MW) | Achievable Technical Potential | 0 | 0 | 0 | 0 | 0 | 0 | 0 | 0 | 0 | 0 | 0 | 0 | 0 | 0 | 0 | 0 | 0 | 0 | 0 | 0 | 0 | 0 | 0 | 0 | 0 | 0 | 0 | 0 | 0 | 0 | 0
F6_Industrial_Wood and Lumber Products_New_Process_Natural Gas_Retrocommissioning_A_Achievable Technical Potential | F6 | Industrial | Wood and Lumber Products | New | Process | Natural Gas | Retrocommissioning | A | Incremental Winter Peak Savings (MW) | Achievable Technical Potential | 0 | 0 | 0 | 0 | 0 | 0 | 0 | 0 | 0 | 0 | 0 | 0 | 0 | 0 | 0 | 0 | 0 | 0 | 0 | 0 | 0 | 0 | 0 | 0 | 0 | 0 | 0 | 0 | 0 | 0 | 0
F7_Industrial_Wood and Lumber Products_New_Process_Natural Gas_Retrocommissioning_A_Achievable Technical Potential | F7 | Industrial | Wood and Lumber Products | New | Process | Natural Gas | Retrocommissioning | A | Cumulative Energy Savings (MWh or mTherms) | Achievable Technical Potential | 0 | 0 | 0 | 0 | 0 | 0 | 0 | 0 | 0 | 0 | 0 | 0 | 0 | 0 | 0 | 0 | 0 | 0 | 0 | 0 | 0 | 0 | 0 | 0 | 0 | 0 | 0 | 0 | 0 | 0 | 0
F8_Industrial_Wood and Lumber Products_New_Process_Natural Gas_Retrocommissioning_A_Achievable Technical Potential | F8 | Industrial | Wood and Lumber Products | New | Process | Natural Gas | Retrocommissioning | A | Cumulative Summer Peak Savings (MW) | Achievable Technical Potential | 0 | 0 | 0 | 0 | 0 | 0 | 0 | 0 | 0 | 0 | 0 | 0 | 0 | 0 | 0 | 0 | 0 | 0 | 0 | 0 | 0 | 0 | 0 | 0 | 0 | 0 | 0 | 0 | 0 | 0 | 0
F9_Industrial_Wood and Lumber Products_New_Process_Natural Gas_Retrocommissioning_A_Achievable Technical Potential | F9 | Industrial | Wood and Lumber Products | New | Process | Natural Gas | Retrocommissioning | A | Cumulative Winter Peak Savings (MW) | Achievable Technical Potential | 0 | 0 | 0 | 0 | 0 | 0 | 0 | 0 | 0 | 0 | 0 | 0 | 0 | 0 | 0 | 0 | 0 | 0 | 0 | 0 | 0 | 0 | 0 | 0 | 0 | 0 | 0 | 0 | 0 | 0 | 0
F10_Industrial_Wood and Lumber Products_New_Process_Natural Gas_Retrocommissioning_A_Achievable Technical Potential | F10 | Industrial | Wood and Lumber Products | New | Process | Natural Gas | Retrocommissioning | A | Purchases (Incremental) | Achievable Technical Potential | 0 | 0 | 0 | 0 | 0 | 0 | 0 | 0 | 0 | 0 | 0 | 0 | 0 | 0 | 0 | 0 | 0 | 0 | 0 | 0 | 0 | 0 | 0 | 0 | 0 | 0 | 0 | 0 | 0 | 0 | 0
F11_Industrial_Wood and Lumber Products_New_Process_Natural Gas_Retrocommissioning_A_Achievable Technical Potential | F11 | Industrial | Wood and Lumber Products | New | Process | Natural Gas | Retrocommissioning | A | Purchases (Cumulative) | Achievable Technical Potential | 0 | 0 | 0 | 0 | 0 | 0 | 0 | 0 | 0 | 0 | 0 | 0 | 0 | 0 | 0 | 0 | 0 | 0 | 0 | 0 | 0 | 0 | 0 | 0 | 0 | 0 | 0 | 0 | 0 | 0 | 0
F1_Industrial_Other Industrial_Existing_Space Heating_Natural Gas_Insulation - Roof/Ceiling_A_Achievable Technical Potential | F1 | Industrial | Other Industrial | Existing | Space Heating | Natural Gas | Insulation - Roof/Ceiling | A | Integrated Unit Energy Savings (kWh or therms) | Achievable Technical Potential | 0 | 0 | 0 | 0 | 0 | 0.099386 | 0.09866 | 0.097772 | 0.096797 | 0.095722 | 0.094545 | 0.093281 | 0.091939 | 0.090472 | 0.08891 | 0.087312 | 0.085731 | 0.084197 | 0.082729 | 0.081422 | 0.080202 | 0.079048 | 0.078072 | 0.077256 | 0.076515 | 0.07599 | 0.075539 | 0.075118 | 0 | 0 | 0
F2_Industrial_Other Industrial_Existing_Space Heating_Natural Gas_Insulation - Roof/Ceiling_A_Achievable Technical Potential | F2 | Industrial | Other Industrial | Existing | Space Heating | Natural Gas | Insulation - Roof/Ceiling | A | Integrated Unit Summer Peak Savings (kW) | Achievable Technical Potential | 0 | 0 | 0 | 0 | 0 | 0 | 0 | 0 | 0 | 0 | 0 | 0 | 0 | 0 | 0 | 0 | 0 | 0 | 0 | 0 | 0 | 0 | 0 | 0 | 0 | 0 | 0 | 0 | 0 | 0 | 0
F3_Industrial_Other Industrial_Existing_Space Heating_Natural Gas_Insulation - Roof/Ceiling_A_Achievable Technical Potential | F3 | Industrial | Other Industrial | Existing | Space Heating | Natural Gas | Insulation - Roof/Ceiling | A | Integrated Unit Winter Peak Savings (kW) | Achievable Technical Potential | 0 | 0 | 0 | 0 | 0 | 0 | 0 | 0 | 0 | 0 | 0 | 0 | 0 | 0 | 0 | 0 | 0 | 0 | 0 | 0 | 0 | 0 | 0 | 0 | 0 | 0 | 0 | 0 | 0 | 0 | 0
F4_Industrial_Other Industrial_Existing_Space Heating_Natural Gas_Insulation - Roof/Ceiling_A_Achievable Technical Potential | F4 | Industrial | Other Industrial | Existing | Space Heating | Natural Gas | Insulation - Roof/Ceiling | A | Incremental Energy Savings (MWh or mTherms) | Achievable Technical Potential | 0 | 0 | 0 | 0 | 0 | 0.57478 | 0.99797 | 1.5294 | 2.1209 | 2.6715 | 3.0394 | 3.2206 | 3.1678 | 2.8633 | 2.4715 | 1.9797 | 1.5121 | 1.0887 | 0.74214 | 0.48752 | 0.30433 | 0.18187 | 0.12118 | 0 | 0 | 0 | 0 | 0 | 0 | 0 | 0
F5_Industrial_Other Industrial_Existing_Space Heating_Natural Gas_Insulation - Roof/Ceiling_A_Achievable Technical Potential | F5 | Industrial | Other Industrial | Existing | Space Heating | Natural Gas | Insulation - Roof/Ceiling | A | Incremental Summer Peak Savings (MW) | Achievable Technical Potential | 0 | 0 | 0 | 0 | 0 | 0 | 0 | 0 | 0 | 0 | 0 | 0 | 0 | 0 | 0 | 0 | 0 | 0 | 0 | 0 | 0 | 0 | 0 | 0 | 0 | 0 | 0 | 0 | 0 | 0 | 0
F6_Industrial_Other Industrial_Existing_Space Heating_Natural Gas_Insulation - Roof/Ceiling_A_Achievable Technical Potential | F6 | Industrial | Other Industrial | Existing | Space Heating | Natural Gas | Insulation - Roof/Ceiling | A | Incremental Winter Peak Savings (MW) | Achievable Technical Potential | 0 | 0 | 0 | 0 | 0 | 0 | 0 | 0 | 0 | 0 | 0 | 0 | 0 | 0 | 0 | 0 | 0 | 0 | 0 | 0 | 0 | 0 | 0 | 0 | 0 | 0 | 0 | 0 | 0 | 0 | 0
F7_Industrial_Other Industrial_Existing_Space Heating_Natural Gas_Insulation - Roof/Ceiling_A_Achievable Technical Potential | F7 | Industrial | Other Industrial | Existing | Space Heating | Natural Gas | Insulation - Roof/Ceiling | A | Cumulative Energy Savings (MWh or mTherms) | Achievable Technical Potential | 0 | 0 | 0 | 0 | 0 | 0.57478 | 1.5686 | 3.0838 | 5.1739 | 7.788 | 10.7316 | 13.8088 | 16.7779 | 19.3735 | 21.5106 | 23.1035 | 24.1974 | 24.8532 | 25.162 | 25.252 | 25.1779 | 24.9975 | 24.8102 | 24.5506 | 24.3151 | 24.1483 | 24.005 | 23.8714 | 0 | 0 | 0
F8_Industrial_Other Industrial_Existing_Space Heating_Natural Gas_Insulation - Roof/Ceiling_A_Achievable Technical Potential | F8 | Industrial | Other Industrial | Existing | Space Heating | Natural Gas | Insulation - Roof/Ceiling | A | Cumulative Summer Peak Savings (MW) | Achievable Technical Potential | 0 | 0 | 0 | 0 | 0 | 0 | 0 | 0 | 0 | 0 | 0 | 0 | 0 | 0 | 0 | 0 | 0 | 0 | 0 | 0 | 0 | 0 | 0 | 0 | 0 | 0 | 0 | 0 | 0 | 0 | 0
F9_Industrial_Other Industrial_Existing_Space Heating_Natural Gas_Insulation - Roof/Ceiling_A_Achievable Technical Potential | F9 | Industrial | Other Industrial | Existing | Space Heating | Natural Gas | Insulation - Roof/Ceiling | A | Cumulative Winter Peak Savings (MW) | Achievable Technical Potential | 0 | 0 | 0 | 0 | 0 | 0 | 0 | 0 | 0 | 0 | 0 | 0 | 0 | 0 | 0 | 0 | 0 | 0 | 0 | 0 | 0 | 0 | 0 | 0 | 0 | 0 | 0 | 0 | 0 | 0 | 0
F10_Industrial_Other Industrial_Existing_Space Heating_Natural Gas_Insulation - Roof/Ceiling_A_Achievable Technical Potential | F10 | Industrial | Other Industrial | Existing | Space Heating | Natural Gas | Insulation - Roof/Ceiling | A | Purchases (Incremental) | Achievable Technical Potential | 0 | 0 | 0 | 0 | 0 | 5783.3307 | 10115.274 | 15642.0764 | 21910.7464 | 27909.4633 | 32147.5488 | 34525.8309 | 34455.7286 | 31648.0112 | 27797.7389 | 22673.9481 | 17637.5816 | 12930.7027 | 8970.7531 | 5987.5863 | 3794.5258 | 2300.7281 | 1552.1095 | 0 | 0 | 0 | 0 | 0 | 0 | 0 | 0
F11_Industrial_Other Industrial_Existing_Space Heating_Natural Gas_Insulation - Roof/Ceiling_A_Achievable Technical Potential | F11 | Industrial | Other Industrial | Existing | Space Heating | Natural Gas | Insulation - Roof/Ceiling | A | Purchases (Cumulative) | Achievable Technical Potential | 0 | 0 | 0 | 0 | 0 | 5783.3307 | 15898.6046 | 31540.681 | 53451.4275 | 81360.8907 | 113508.4395 | 148034.2704 | 182489.999 | 214138.0102 | 241935.7491 | 264609.6971 | 282247.2787 | 295177.9814 | 304148.7346 | 310136.3209 | 313930.8467 | 316231.5748 | 317783.6842 | 317783.6842 | 317783.6842 | 317783.6842 | 317783.6842 | 317783.6842 | 317783.6842 | 317783.6842 | 317783.6842
F1_Industrial_Other Industrial_Existing_Space Heating_Natural Gas_Insulation - Wall Cavity_A_Achievable Technical Potential | F1 | Industrial | Other Industrial | Existing | Space Heating | Natural Gas | Insulation - Wall Cavity | A | Integrated Unit Energy Savings (kWh or therms) | Achievable Technical Potential | 0 | 0 | 0 | 0 | 0 | 0.017884 | 0.017728 | 0.01753 | 0.017303 | 0.017045 | 0.016758 | 0.016453 | 0.016137 | 0.015801 | 0.015467 | 0.015133 | 0.014821 | 0.014524 | 0.014246 | 0.014008 | 0.013787 | 0.013581 | 0.013407 | 0.013264 | 0.013135 | 0.013043 | 0.012964 | 0.01289 | 0 | 0 | 0
F2_Industrial_Other Industrial_Existing_Space Heating_Natural Gas_Insulation - Wall Cavity_A_Achievable Technical Potential | F2 | Industrial | Other Industrial | Existing | Space Heating | Natural Gas | Insulation - Wall Cavity | A | Integrated Unit Summer Peak Savings (kW) | Achievable Technical Potential | 0 | 0 | 0 | 0 | 0 | 0 | 0 | 0 | 0 | 0 | 0 | 0 | 0 | 0 | 0 | 0 | 0 | 0 | 0 | 0 | 0 | 0 | 0 | 0 | 0 | 0 | 0 | 0 | 0 | 0 | 0
F3_Industrial_Other Industrial_Existing_Space Heating_Natural Gas_Insulation - Wall Cavity_A_Achievable Technical Potential | F3 | Industrial | Other Industrial | Existing | Space Heating | Natural Gas | Insulation - Wall Cavity | A | Integrated Unit Winter Peak Savings (kW) | Achievable Technical Potential | 0 | 0 | 0 | 0 | 0 | 0 | 0 | 0 | 0 | 0 | 0 | 0 | 0 | 0 | 0 | 0 | 0 | 0 | 0 | 0 | 0 | 0 | 0 | 0 | 0 | 0 | 0 | 0 | 0 | 0 | 0
F4_Industrial_Other Industrial_Existing_Space Heating_Natural Gas_Insulation - Wall Cavity_A_Achievable Technical Potential | F4 | Industrial | Other Industrial | Existing | Space Heating | Natural Gas | Insulation - Wall Cavity | A | Incremental Energy Savings (MWh or mTherms) | Achievable Technical Potential | 0 | 0 | 0 | 0 | 0 | 0.10343 | 0.17932 | 0.2742 | 0.37911 | 0.47572 | 0.53872 | 0.56807 | 0.55602 | 0.50006 | 0.42996 | 0.34314 | 0.2614 | 0.18781 | 0.12779 | 0.083875 | 0.052316 | 0.031246 | 0.02081 | 0 | 0 | 0 | 0 | 0 | 0 | 0 | 0
F5_Industrial_Other Industrial_Existing_Space Heating_Natural Gas_Insulation - Wall Cavity_A_Achievable Technical Potential | F5 | Industrial | Other Industrial | Existing | Space Heating | Natural Gas | Insulation - Wall Cavity | A | Incremental Summer Peak Savings (MW) | Achievable Technical Potential | 0 | 0 | 0 | 0 | 0 | 0 | 0 | 0 | 0 | 0 | 0 | 0 | 0 | 0 | 0 | 0 | 0 | 0 | 0 | 0 | 0 | 0 | 0 | 0 | 0 | 0 | 0 | 0 | 0 | 0 | 0
F6_Industrial_Other Industrial_Existing_Space Heating_Natural Gas_Insulation - Wall Cavity_A_Achievable Technical Potential | F6 | Industrial | Other Industrial | Existing | Space Heating | Natural Gas | Insulation - Wall Cavity | A | Incremental Winter Peak Savings (MW) | Achievable Technical Potential | 0 | 0 | 0 | 0 | 0 | 0 | 0 | 0 | 0 | 0 | 0 | 0 | 0 | 0 | 0 | 0 | 0 | 0 | 0 | 0 | 0 | 0 | 0 | 0 | 0 | 0 | 0 | 0 | 0 | 0 | 0
F7_Industrial_Other Industrial_Existing_Space Heating_Natural Gas_Insulation - Wall Cavity_A_Achievable Technical Potential | F7 | Industrial | Other Industrial | Existing | Space Heating | Natural Gas | Insulation - Wall Cavity | A | Cumulative Energy Savings (MWh or mTherms) | Achievable Technical Potential | 0 | 0 | 0 | 0 | 0 | 0.10343 | 0.28184 | 0.5529 | 0.92485 | 1.3868 | 1.9022 | 2.4357 | 2.9449 | 3.3835 | 3.7421 | 4.0045 | 4.1831 | 4.2872 | 4.3328 | 4.3444 | 4.3282 | 4.2947 | 4.2607 | 4.2152 | 4.174 | 4.1448 | 4.1197 | 4.0963 | 0 | 0 | 0
F8_Industrial_Other Industrial_Existing_Space Heating_Natural Gas_Insulation - Wall Cavity_A_Achievable Technical Potential | F8 | Industrial | Other Industrial | Existing | Space Heating | Natural Gas | Insulation - Wall Cavity | A | Cumulative Summer Peak Savings (MW) | Achievable Technical Potential | 0 | 0 | 0 | 0 | 0 | 0 | 0 | 0 | 0 | 0 | 0 | 0 | 0 | 0 | 0 | 0 | 0 | 0 | 0 | 0 | 0 | 0 | 0 | 0 | 0 | 0 | 0 | 0 | 0 | 0 | 0
F9_Industrial_Other Industrial_Existing_Space Heating_Natural Gas_Insulation - Wall Cavity_A_Achievable Technical Potential | F9 | Industrial | Other Industrial | Existing | Space Heating | Natural Gas | Insulation - Wall Cavity | A | Cumulative Winter Peak Savings (MW) | Achievable Technical Potential | 0 | 0 | 0 | 0 | 0 | 0 | 0 | 0 | 0 | 0 | 0 | 0 | 0 | 0 | 0 | 0 | 0 | 0 | 0 | 0 | 0 | 0 | 0 | 0 | 0 | 0 | 0 | 0 | 0 | 0 | 0
F10_Industrial_Other Industrial_Existing_Space Heating_Natural Gas_Insulation - Wall Cavity_A_Achievable Technical Potential | F10 | Industrial | Other Industrial | Existing | Space Heating | Natural Gas | Insulation - Wall Cavity | A | Purchases (Incremental) | Achievable Technical Potential | 0 | 0 | 0 | 0 | 0 | 5783.3307 | 10115.274 | 15642.0764 | 21910.7464 | 27909.4633 | 32147.5488 | 34525.8309 | 34455.7286 | 31648.0112 | 27797.7389 | 22673.9481 | 17637.5816 | 12930.7027 | 8970.7531 | 5987.5863 | 3794.5258 | 2300.7281 | 1552.1095 | 0 | 0 | 0 | 0 | 0 | 0 | 0 | 0
F11_Industrial_Other Industrial_Existing_Space Heating_Natural Gas_Insulation - Wall Cavity_A_Achievable Technical Potential | F11 | Industrial | Other Industrial | Existing | Space Heating | Natural Gas | Insulation - Wall Cavity | A | Purchases (Cumulative) | Achievable Technical Potential | 0 | 0 | 0 | 0 | 0 | 5783.3307 | 15898.6046 | 31540.681 | 53451.4275 | 81360.8907 | 113508.4395 | 148034.2704 | 182489.999 | 214138.0102 | 241935.7491 | 264609.6971 | 282247.2787 | 295177.9814 | 304148.7346 | 310136.3209 | 313930.8467 | 316231.5748 | 317783.6842 | 317783.6842 | 317783.6842 | 317783.6842 | 317783.6842 | 317783.6842 | 317783.6842 | 317783.6842 | 317783.6842
F1_Industrial_Other Industrial_Existing_Space Heating_Natural Gas_Insulation - Ducting_A_Achievable Technical Potential | F1 | Industrial | Other Industrial | Existing | Space Heating | Natural Gas | Insulation - Ducting | A | Integrated Unit Energy Savings (kWh or therms) | Achievable Technical Potential | 0 | 0 | 0 | 0 | 0 | 0.0016252 | 0.0016032 | 0.0015752 | 0.0015448 | 0.0015121 | 0.0014772 | 0.0014414 | 0.0014058 | 0.0013696 | 0.0013348 | 0.0013012 | 0.0012706 | 0.0012415 | 0.0012142 | 0.0011905 | 0.0011681 | 0.0011474 | 0.0011284 | 0.0011123 | 0.0010973 | 0.0010862 | 0.0010764 | 0.0010671 | 0.00131 | 0.0013019 | 0.0012943
F2_Industrial_Other Industrial_Existing_Space Heating_Natural Gas_Insulation - Ducting_A_Achievable Technical Potential | F2 | Industrial | Other Industrial | Existing | Space Heating | Natural Gas | Insulation - Ducting | A | Integrated Unit Summer Peak Savings (kW) | Achievable Technical Potential | 0 | 0 | 0 | 0 | 0 | 0 | 0 | 0 | 0 | 0 | 0 | 0 | 0 | 0 | 0 | 0 | 0 | 0 | 0 | 0 | 0 | 0 | 0 | 0 | 0 | 0 | 0 | 0 | 0 | 0 | 0
F3_Industrial_Other Industrial_Existing_Space Heating_Natural Gas_Insulation - Ducting_A_Achievable Technical Potential | F3 | Industrial | Other Industrial | Existing | Space Heating | Natural Gas | Insulation - Ducting | A | Integrated Unit Winter Peak Savings (kW) | Achievable Technical Potential | 0 | 0 | 0 | 0 | 0 | 0 | 0 | 0 | 0 | 0 | 0 | 0 | 0 | 0 | 0 | 0 | 0 | 0 | 0 | 0 | 0 | 0 | 0 | 0 | 0 | 0 | 0 | 0 | 0 | 0 | 0
F4_Industrial_Other Industrial_Existing_Space Heating_Natural Gas_Insulation - Ducting_A_Achievable Technical Potential | F4 | Industrial | Other Industrial | Existing | Space Heating | Natural Gas | Insulation - Ducting | A | Incremental Energy Savings (MWh or mTherms) | Achievable Technical Potential | 0 | 0 | 0 | 0 | 0 | 0.0059338 | 0.0071833 | 0.0085858 | 0.0097796 | 0.010927 | 0.012322 | 0.013154 | 0.01308 | 0.011817 | 0.009938 | 0.0074256 | 0.0047991 | 0.0027092 | 0.0012644 | 0.0005251 | 0.00018658 | 5.7021e-05 | 1.2179e-05 | 1.9664e-06 | 2.3213e-07 | 0 | 0 | 0 | 0 | 0 | 0
F5_Industrial_Other Industrial_Existing_Space Heating_Natural Gas_Insulation - Ducting_A_Achievable Technical Potential | F5 | Industrial | Other Industrial | Existing | Space Heating | Natural Gas | Insulation - Ducting | A | Incremental Summer Peak Savings (MW) | Achievable Technical Potential | 0 | 0 | 0 | 0 | 0 | 0 | 0 | 0 | 0 | 0 | 0 | 0 | 0 | 0 | 0 | 0 | 0 | 0 | 0 | 0 | 0 | 0 | 0 | 0 | 0 | 0 | 0 | 0 | 0 | 0 | 0
F6_Industrial_Other Industrial_Existing_Space Heating_Natural Gas_Insulation - Ducting_A_Achievable Technical Potential | F6 | Industrial | Other Industrial | Existing | Space Heating | Natural Gas | Insulation - Ducting | A | Incremental Winter Peak Savings (MW) | Achievable Technical Potential | 0 | 0 | 0 | 0 | 0 | 0 | 0 | 0 | 0 | 0 | 0 | 0 | 0 | 0 | 0 | 0 | 0 | 0 | 0 | 0 | 0 | 0 | 0 | 0 | 0 | 0 | 0 | 0 | 0 | 0 | 0
F7_Industrial_Other Industrial_Existing_Space Heating_Natural Gas_Insulation - Ducting_A_Achievable Technical Potential | F7 | Industrial | Other Industrial | Existing | Space Heating | Natural Gas | Insulation - Ducting | A | Cumulative Energy Savings (MWh or mTherms) | Achievable Technical Potential | 0 | 0 | 0 | 0 | 0 | 0.0059338 | 0.013037 | 0.021395 | 0.030761 | 0.041036 | 0.052411 | 0.064297 | 0.075789 | 0.085651 | 0.093416 | 0.098493 | 0.10097 | 0.10137 | 0.10041 | 0.098971 | 0.097297 | 0.095624 | 0.094059 | 0.092712 | 0.091466 | 0.090541 | 0.08972 | 0.088951 | 0 | 0 | 0
F8_Industrial_Other Industrial_Existing_Space Heating_Natural Gas_Insulation - Ducting_A_Achievable Technical Potential | F8 | Industrial | Other Industrial | Existing | Space Heating | Natural Gas | Insulation - Ducting | A | Cumulative Summer Peak Savings (MW) | Achievable Technical Potential | 0 | 0 | 0 | 0 | 0 | 0 | 0 | 0 | 0 | 0 | 0 | 0 | 0 | 0 | 0 | 0 | 0 | 0 | 0 | 0 | 0 | 0 | 0 | 0 | 0 | 0 | 0 | 0 | 0 | 0 | 0
F9_Industrial_Other Industrial_Existing_Space Heating_Natural Gas_Insulation - Ducting_A_Achievable Technical Potential | F9 | Industrial | Other Industrial | Existing | Space Heating | Natural Gas | Insulation - Ducting | A | Cumulative Winter Peak Savings (MW) | Achievable Technical Potential | 0 | 0 | 0 | 0 | 0 | 0 | 0 | 0 | 0 | 0 | 0 | 0 | 0 | 0 | 0 | 0 | 0 | 0 | 0 | 0 | 0 | 0 | 0 | 0 | 0 | 0 | 0 | 0 | 0 | 0 | 0
F10_Industrial_Other Industrial_Existing_Space Heating_Natural Gas_Insulation - Ducting_A_Achievable Technical Potential | F10 | Industrial | Other Industrial | Existing | Space Heating | Natural Gas | Insulation - Ducting | A | Purchases (Incremental) | Achievable Technical Potential | 0 | 0 | 0 | 0 | 0 | 3651.074 | 4480.4761 | 5450.4576 | 6330.5432 | 7226.7569 | 8341.6546 | 9125.9181 | 9303.8408 | 8628.5245 | 7445.2658 | 5706.518 | 3777.1848 | 2182.1656 | 1041.3004 | 441.072 | 159.7266 | 49.6974 | 10.7923 | 1.7679 | 0.21154 | 0 | 0 | 0 | 0 | 0 | 0
F11_Industrial_Other Industrial_Existing_Space Heating_Natural Gas_Insulation - Ducting_A_Achievable Technical Potential | F11 | Industrial | Other Industrial | Existing | Space Heating | Natural Gas | Insulation - Ducting | A | Purchases (Cumulative) | Achievable Technical Potential | 0 | 0 | 0 | 0 | 0 | 3651.074 | 8131.5501 | 13582.0077 | 19912.5509 | 27139.3078 | 35480.9624 | 44606.8805 | 53910.7213 | 62539.2457 | 69984.5115 | 75691.0295 | 79468.2143 | 81650.3798 | 82691.6802 | 83132.7522 | 83292.4788 | 83342.1762 | 83352.9685 | 83354.7364 | 83354.9479 | 83354.9479 | 83354.9479 | 83354.9479 | 83354.9479 | 83354.9479 | 83354.9479
F1_Industrial_Other Industrial_Existing_Space Heating_Natural Gas_HVAC - Duct Repair and Sealing_A_Achievable Technical Potential | F1 | Industrial | Other Industrial | Existing | Space Heating | Natural Gas | HVAC - Duct Repair and Sealing | A | Integrated Unit Energy Savings (kWh or therms) | Achievable Technical Potential | 0 | 0 | 0 | 0 | 0 | 0.0038285 | 0.0037795 | 0.0037167 | 0.0036486 | 0.0035754 | 0.0034975 | 0.0034174 | 0.0033375 | 0.003256 | 0.003177 | 0.0031007 | 0.0030304 | 0.0029637 | 0.002901 | 0.0028461 | 0.0027945 | 0.0027464 | 0.0027027 | 0.0026654 | 0.002631 | 0.0026046 | 0.0025811 | 0.002559 | 0.0030839 | 0.0030649 | 0.0030471
F2_Industrial_Other Industrial_Existing_Space Heating_Natural Gas_HVAC - Duct Repair and Sealing_A_Achievable Technical Potential | F2 | Industrial | Other Industrial | Existing | Space Heating | Natural Gas | HVAC - Duct Repair and Sealing | A | Integrated Unit Summer Peak Savings (kW) | Achievable Technical Potential | 0 | 0 | 0 | 0 | 0 | 0 | 0 | 0 | 0 | 0 | 0 | 0 | 0 | 0 | 0 | 0 | 0 | 0 | 0 | 0 | 0 | 0 | 0 | 0 | 0 | 0 | 0 | 0 | 0 | 0 | 0
F3_Industrial_Other Industrial_Existing_Space Heating_Natural Gas_HVAC - Duct Repair and Sealing_A_Achievable Technical Potential | F3 | Industrial | Other Industrial | Existing | Space Heating | Natural Gas | HVAC - Duct Repair and Sealing | A | Integrated Unit Winter Peak Savings (kW) | Achievable Technical Potential | 0 | 0 | 0 | 0 | 0 | 0 | 0 | 0 | 0 | 0 | 0 | 0 | 0 | 0 | 0 | 0 | 0 | 0 | 0 | 0 | 0 | 0 | 0 | 0 | 0 | 0 | 0 | 0 | 0 | 0 | 0
F4_Industrial_Other Industrial_Existing_Space Heating_Natural Gas_HVAC - Duct Repair and Sealing_A_Achievable Technical Potential | F4 | Industrial | Other Industrial | Existing | Space Heating | Natural Gas | HVAC - Duct Repair and Sealing | A | Incremental Energy Savings (MWh or mTherms) | Achievable Technical Potential | 0 | 0 | 0 | 0 | 0 | 0.028444 | 0.028064 | 0.027435 | 0.026947 | 0.026428 | 0.025524 | 0.024872 | 0.024241 | 0.023273 | 0.022795 | 0.022036 | 0.021539 | 0.020959 | 0.020333 | 0.019971 | 0.019528 | 0.019118 | 0.018745 | 0.018423 | 0.018128 | 0 | 0 | 0 | 0 | 0 | 0
F5_Industrial_Other Industrial_Existing_Space Heating_Natural Gas_HVAC - Duct Repair and Sealing_A_Achievable Technical Potential | F5 | Industrial | Other Industrial | Existing | Space Heating | Natural Gas | HVAC - Duct Repair and Sealing | A | Incremental Summer Peak Savings (MW) | Achievable Technical Potential | 0 | 0 | 0 | 0 | 0 | 0 | 0 | 0 | 0 | 0 | 0 | 0 | 0 | 0 | 0 | 0 | 0 | 0 | 0 | 0 | 0 | 0 | 0 | 0 | 0 | 0 | 0 | 0 | 0 | 0 | 0
F6_Industrial_Other Industrial_Existing_Space Heating_Natural Gas_HVAC - Duct Repair and Sealing_A_Achievable Technical Potential | F6 | Industrial | Other Industrial | Existing | Space Heating | Natural Gas | HVAC - Duct Repair and Sealing | A | Incremental Winter Peak Savings (MW) | Achievable Technical Potential | 0 | 0 | 0 | 0 | 0 | 0 | 0 | 0 | 0 | 0 | 0 | 0 | 0 | 0 | 0 | 0 | 0 | 0 | 0 | 0 | 0 | 0 | 0 | 0 | 0 | 0 | 0 | 0 | 0 | 0 | 0
F7_Industrial_Other Industrial_Existing_Space Heating_Natural Gas_HVAC - Duct Repair and Sealing_A_Achievable Technical Potential | F7 | Industrial | Other Industrial | Existing | Space Heating | Natural Gas | HVAC - Duct Repair and Sealing | A | Cumulative Energy Savings (MWh or mTherms) | Achievable Technical Potential | 0 | 0 | 0 | 0 | 0 | 0.028444 | 0.056144 | 0.082647 | 0.10808 | 0.13234 | 0.15498 | 0.1763 | 0.19642 | 0.2149 | 0.23248 | 0.24893 | 0.26483 | 0.27996 | 0.29437 | 0.30877 | 0.32269 | 0.33626 | 0.34966 | 0.36326 | 0.3767 | 0.37291 | 0.36954 | 0.36639 | 0 | 0 | 0
F8_Industrial_Other Industrial_Existing_Space Heating_Natural Gas_HVAC - Duct Repair and Sealing_A_Achievable Technical Potential | F8 | Industrial | Other Industrial | Existing | Space Heating | Natural Gas | HVAC - Duct Repair and Sealing | A | Cumulative Summer Peak Savings (MW) | Achievable Technical Potential | 0 | 0 | 0 | 0 | 0 | 0 | 0 | 0 | 0 | 0 | 0 | 0 | 0 | 0 | 0 | 0 | 0 | 0 | 0 | 0 | 0 | 0 | 0 | 0 | 0 | 0 | 0 | 0 | 0 | 0 | 0
F9_Industrial_Other Industrial_Existing_Space Heating_Natural Gas_HVAC - Duct Repair and Sealing_A_Achievable Technical Potential | F9 | Industrial | Other Industrial | Existing | Space Heating | Natural Gas | HVAC - Duct Repair and Sealing | A | Cumulative Winter Peak Savings (MW) | Achievable Technical Potential | 0 | 0 | 0 | 0 | 0 | 0 | 0 | 0 | 0 | 0 | 0 | 0 | 0 | 0 | 0 | 0 | 0 | 0 | 0 | 0 | 0 | 0 | 0 | 0 | 0 | 0 | 0 | 0 | 0 | 0 | 0
F10_Industrial_Other Industrial_Existing_Space Heating_Natural Gas_HVAC - Duct Repair and Sealing_A_Achievable Technical Potential | F10 | Industrial | Other Industrial | Existing | Space Heating | Natural Gas | HVAC - Duct Repair and Sealing | A | Purchases (Incremental) | Achievable Technical Potential | 0 | 0 | 0 | 0 | 0 | 7429.511 | 7425.4334 | 7381.6429 | 7385.6337 | 7391.7408 | 7297.8733 | 7277.9306 | 7263.1533 | 7147.8169 | 7175.1075 | 7106.6835 | 7107.6058 | 7071.8329 | 7008.7525 | 7017.0548 | 6988.0376 | 6960.8588 | 6935.4959 | 6911.9269 | 6890.1304 | 0 | 0 | 0 | 0 | 0 | 0
F11_Industrial_Other Industrial_Existing_Space Heating_Natural Gas_HVAC - Duct Repair and Sealing_A_Achievable Technical Potential | F11 | Industrial | Other Industrial | Existing | Space Heating | Natural Gas | HVAC - Duct Repair and Sealing | A | Purchases (Cumulative) | Achievable Technical Potential | 0 | 0 | 0 | 0 | 0 | 7429.511 | 14854.9443 | 22236.5872 | 29622.221 | 37013.9618 | 44311.835 | 51589.7656 | 58852.9189 | 66000.7358 | 73175.8433 | 80282.5268 | 87390.1325 | 94461.9654 | 101470.7179 | 108487.7727 | 115475.8103 | 122436.6691 | 129372.165 | 136284.0919 | 143174.2223 | 143174.2223 | 143174.2223 | 143174.2223 | 143174.2223 | 143174.2223 | 143174.2223
F1_Industrial_Other Industrial_Existing_Space Heating_Natural Gas_Windows - High Efficiency_A_Achievable Technical Potential | F1 | Industrial | Other Industrial | Existing | Space Heating | Natural Gas | Windows - High Efficiency | A | Integrated Unit Energy Savings (kWh or therms) | Achievable Technical Potential | 0 | 0 | 0 | 0 | 0 | 0.0056685 | 0.0056115 | 0.0055405 | 0.0054595 | 0.0053684 | 0.0052669 | 0.0051602 | 0.0050501 | 0.0049332 | 0.0048195 | 0.0047053 | 0.0045995 | 0.0044991 | 0.0044047 | 0.0043248 | 0.0042501 | 0.0041805 | 0.0041215 | 0.0040723 | 0.0040275 | 0.0039989 | 0.0039743 | 0.0039514 | 0 | 0 | 0
F2_Industrial_Other Industrial_Existing_Space Heating_Natural Gas_Windows - High Efficiency_A_Achievable Technical Potential | F2 | Industrial | Other Industrial | Existing | Space Heating | Natural Gas | Windows - High Efficiency | A | Integrated Unit Summer Peak Savings (kW) | Achievable Technical Potential | 0 | 0 | 0 | 0 | 0 | 0 | 0 | 0 | 0 | 0 | 0 | 0 | 0 | 0 | 0 | 0 | 0 | 0 | 0 | 0 | 0 | 0 | 0 | 0 | 0 | 0 | 0 | 0 | 0 | 0 | 0
F3_Industrial_Other Industrial_Existing_Space Heating_Natural Gas_Windows - High Efficiency_A_Achievable Technical Potential | F3 | Industrial | Other Industrial | Existing | Space Heating | Natural Gas | Windows - High Efficiency | A | Integrated Unit Winter Peak Savings (kW) | Achievable Technical Potential | 0 | 0 | 0 | 0 | 0 | 0 | 0 | 0 | 0 | 0 | 0 | 0 | 0 | 0 | 0 | 0 | 0 | 0 | 0 | 0 | 0 | 0 | 0 | 0 | 0 | 0 | 0 | 0 | 0 | 0 | 0
F4_Industrial_Other Industrial_Existing_Space Heating_Natural Gas_Windows - High Efficiency_A_Achievable Technical Potential | F4 | Industrial | Other Industrial | Existing | Space Heating | Natural Gas | Windows - High Efficiency | A | Incremental Energy Savings (MWh or mTherms) | Achievable Technical Potential | 0 | 0 | 0 | 0 | 0 | 0.033233 | 0.065725 | 0.11454 | 0.18369 | 0.27439 | 0.38066 | 0.50594 | 0.64058 | 0.76166 | 0.88082 | 0.95561 | 0.99386 | 0.97131 | 0.8884 | 0.76786 | 0.62146 | 0.46564 | 0.31665 | 0.19921 | 0.12808 | 0 | 0 | 0 | 0 | 0 | 0
F5_Industrial_Other Industrial_Existing_Space Heating_Natural Gas_Windows - High Efficiency_A_Achievable Technical Potential | F5 | Industrial | Other Industrial | Existing | Space Heating | Natural Gas | Windows - High Efficiency | A | Incremental Summer Peak Savings (MW) | Achievable Technical Potential | 0 | 0 | 0 | 0 | 0 | 0 | 0 | 0 | 0 | 0 | 0 | 0 | 0 | 0 | 0 | 0 | 0 | 0 | 0 | 0 | 0 | 0 | 0 | 0 | 0 | 0 | 0 | 0 | 0 | 0 | 0
F6_Industrial_Other Industrial_Existing_Space Heating_Natural Gas_Windows - High Efficiency_A_Achievable Technical Potential | F6 | Industrial | Other Industrial | Existing | Space Heating | Natural Gas | Windows - High Efficiency | A | Incremental Winter Peak Savings (MW) | Achievable Technical Potential | 0 | 0 | 0 | 0 | 0 | 0 | 0 | 0 | 0 | 0 | 0 | 0 | 0 | 0 | 0 | 0 | 0 | 0 | 0 | 0 | 0 | 0 | 0 | 0 | 0 | 0 | 0 | 0 | 0 | 0 | 0
F7_Industrial_Other Industrial_Existing_Space Heating_Natural Gas_Windows - High Efficiency_A_Achievable Technical Potential | F7 | Industrial | Other Industrial | Existing | Space Heating | Natural Gas | Windows - High Efficiency | A | Cumulative Energy Savings (MWh or mTherms) | Achievable Technical Potential | 0 | 0 | 0 | 0 | 0 | 0.033233 | 0.098623 | 0.21192 | 0.39251 | 0.66035 | 1.0285 | 1.5136 | 2.1219 | 2.8345 | 3.6499 | 4.5191 | 5.4113 | 6.2645 | 7.0214 | 7.662 | 8.151 | 8.4833 | 8.6801 | 8.7758 | 8.8072 | 8.7447 | 8.6909 | 8.6408 | 0 | 0 | 0
F8_Industrial_Other Industrial_Existing_Space Heating_Natural Gas_Windows - High Efficiency_A_Achievable Technical Potential | F8 | Industrial | Other Industrial | Existing | Space Heating | Natural Gas | Windows - High Efficiency | A | Cumulative Summer Peak Savings (MW) | Achievable Technical Potential | 0 | 0 | 0 | 0 | 0 | 0 | 0 | 0 | 0 | 0 | 0 | 0 | 0 | 0 | 0 | 0 | 0 | 0 | 0 | 0 | 0 | 0 | 0 | 0 | 0 | 0 | 0 | 0 | 0 | 0 | 0
F9_Industrial_Other Industrial_Existing_Space Heating_Natural Gas_Windows - High Efficiency_A_Achievable Technical Potential | F9 | Industrial | Other Industrial | Existing | Space Heating | Natural Gas | Windows - High Efficiency | A | Cumulative Winter Peak Savings (MW) | Achievable Technical Potential | 0 | 0 | 0 | 0 | 0 | 0 | 0 | 0 | 0 | 0 | 0 | 0 | 0 | 0 | 0 | 0 | 0 | 0 | 0 | 0 | 0 | 0 | 0 | 0 | 0 | 0 | 0 | 0 | 0 | 0 | 0
F10_Industrial_Other Industrial_Existing_Space Heating_Natural Gas_Windows - High Efficiency_A_Achievable Technical Potential | F10 | Industrial | Other Industrial | Existing | Space Heating | Natural Gas | Windows - High Efficiency | A | Purchases (Incremental) | Achievable Technical Potential | 0 | 0 | 0 | 0 | 0 | 5862.6374 | 11712.5957 | 20673.6012 | 33646.6268 | 51113.1095 | 72275.2677 | 98045.5521 | 126844.3743 | 154393.3558 | 182761.5787 | 203091.2274 | 216078.8663 | 215888.8924 | 201696.3779 | 177546.2912 | 146221.6488 | 111381.6634 | 76829.4191 | 48918.6543 | 31802.8641 | 0 | 0 | 0 | 0 | 0 | 0
F11_Industrial_Other Industrial_Existing_Space Heating_Natural Gas_Windows - High Efficiency_A_Achievable Technical Potential | F11 | Industrial | Other Industrial | Existing | Space Heating | Natural Gas | Windows - High Efficiency | A | Purchases (Cumulative) | Achievable Technical Potential | 0 | 0 | 0 | 0 | 0 | 5862.6374 | 17575.2331 | 38248.8343 | 71895.4611 | 123008.5706 | 195283.8383 | 293329.3904 | 420173.7646 | 574567.1204 | 757328.6992 | 960419.9266 | 1176498.7929 | 1392387.6853 | 1594084.0632 | 1771630.3544 | 1917852.0032 | 2029233.6665 | 2106063.0857 | 2154981.7399 | 2186784.604 | 2186784.604 | 2186784.604 | 2186784.604 | 2186784.604 | 2186784.604 | 2186784.604
F1_Industrial_Other Industrial_Existing_Space Heating_Natural Gas_Gas Boiler - Maintenance_A_Achievable Technical Potential | F1 | Industrial | Other Industrial | Existing | Space Heating | Natural Gas | Gas Boiler - Maintenance | A | Integrated Unit Energy Savings (kWh or therms) | Achievable Technical Potential | 0 | 0 | 0 | 0 | 0 | 2.0175 | 2.0027 | 1.9874 | 1.9714 | 1.9547 | 1.9377 | 1.9203 | 1.9023 | 1.8835 | 1.8631 | 1.8433 | 1.8234 | 1.8039 | 1.7846 | 1.7661 | 1.7483 | 1.73 | 1.7134 | 1.6987 | 1.6844 | 1.6714 | 1.6603 | 1.65 | 1.7433 | 1.7361 | 1.7296
F2_Industrial_Other Industrial_Existing_Space Heating_Natural Gas_Gas Boiler - Maintenance_A_Achievable Technical Potential | F2 | Industrial | Other Industrial | Existing | Space Heating | Natural Gas | Gas Boiler - Maintenance | A | Integrated Unit Summer Peak Savings (kW) | Achievable Technical Potential | 0 | 0 | 0 | 0 | 0 | 0 | 0 | 0 | 0 | 0 | 0 | 0 | 0 | 0 | 0 | 0 | 0 | 0 | 0 | 0 | 0 | 0 | 0 | 0 | 0 | 0 | 0 | 0 | 0 | 0 | 0
F3_Industrial_Other Industrial_Existing_Space Heating_Natural Gas_Gas Boiler - Maintenance_A_Achievable Technical Potential | F3 | Industrial | Other Industrial | Existing | Space Heating | Natural Gas | Gas Boiler - Maintenance | A | Integrated Unit Winter Peak Savings (kW) | Achievable Technical Potential | 0 | 0 | 0 | 0 | 0 | 0 | 0 | 0 | 0 | 0 | 0 | 0 | 0 | 0 | 0 | 0 | 0 | 0 | 0 | 0 | 0 | 0 | 0 | 0 | 0 | 0 | 0 | 0 | 0 | 0 | 0
F4_Industrial_Other Industrial_Existing_Space Heating_Natural Gas_Gas Boiler - Maintenance_A_Achievable Technical Potential | F4 | Industrial | Other Industrial | Existing | Space Heating | Natural Gas | Gas Boiler - Maintenance | A | Incremental Energy Savings (MWh or mTherms) | Achievable Technical Potential | 0 | 0 | 0 | 0 | 0 | 0.031596 | 0.021971 | 0.015005 | 0.011598 | 0.010084 | 0.0085403 | 0.0072305 | 0.0060732 | 0.0049929 | 0.004158 | 0.0034 | 0.0026197 | 0.0020082 | 0.0015334 | 0.0011832 | 0.0010711 | 0.00082625 | 0.00070208 | 0.00058183 | 0.00046451 | 0 | 0 | 0 | 0 | 0 | 0
F5_Industrial_Other Industrial_Existing_Space Heating_Natural Gas_Gas Boiler - Maintenance_A_Achievable Technical Potential | F5 | Industrial | Other Industrial | Existing | Space Heating | Natural Gas | Gas Boiler - Maintenance | A | Incremental Summer Peak Savings (MW) | Achievable Technical Potential | 0 | 0 | 0 | 0 | 0 | 0 | 0 | 0 | 0 | 0 | 0 | 0 | 0 | 0 | 0 | 0 | 0 | 0 | 0 | 0 | 0 | 0 | 0 | 0 | 0 | 0 | 0 | 0 | 0 | 0 | 0
F6_Industrial_Other Industrial_Existing_Space Heating_Natural Gas_Gas Boiler - Maintenance_A_Achievable Technical Potential | F6 | Industrial | Other Industrial | Existing | Space Heating | Natural Gas | Gas Boiler - Maintenance | A | Incremental Winter Peak Savings (MW) | Achievable Technical Potential | 0 | 0 | 0 | 0 | 0 | 0 | 0 | 0 | 0 | 0 | 0 | 0 | 0 | 0 | 0 | 0 | 0 | 0 | 0 | 0 | 0 | 0 | 0 | 0 | 0 | 0 | 0 | 0 | 0 | 0 | 0
F7_Industrial_Other Industrial_Existing_Space Heating_Natural Gas_Gas Boiler - Maintenance_A_Achievable Technical Potential | F7 | Industrial | Other Industrial | Existing | Space Heating | Natural Gas | Gas Boiler - Maintenance | A | Cumulative Energy Savings (MWh or mTherms) | Achievable Technical Potential | 0 | 0 | 0 | 0 | 0 | 0.031596 | 0.053334 | 0.067931 | 0.078983 | 0.0884 | 0.096171 | 0.10253 | 0.10765 | 0.11158 | 0.11453 | 0.11671 | 0.11807 | 0.11881 | 0.11908 | 0.11902 | 0.1189 | 0.11848 | 0.11804 | 0.11762 | 0.11709 | 0.11619 | 0.11541 | 0.1147 | 0 | 0 | 0
F8_Industrial_Other Industrial_Existing_Space Heating_Natural Gas_Gas Boiler - Maintenance_A_Achievable Technical Potential | F8 | Industrial | Other Industrial | Existing | Space Heating | Natural Gas | Gas Boiler - Maintenance | A | Cumulative Summer Peak Savings (MW) | Achievable Technical Potential | 0 | 0 | 0 | 0 | 0 | 0 | 0 | 0 | 0 | 0 | 0 | 0 | 0 | 0 | 0 | 0 | 0 | 0 | 0 | 0 | 0 | 0 | 0 | 0 | 0 | 0 | 0 | 0 | 0 | 0 | 0
F9_Industrial_Other Industrial_Existing_Space Heating_Natural Gas_Gas Boiler - Maintenance_A_Achievable Technical Potential | F9 | Industrial | Other Industrial | Existing | Space Heating | Natural Gas | Gas Boiler - Maintenance | A | Cumulative Winter Peak Savings (MW) | Achievable Technical Potential | 0 | 0 | 0 | 0 | 0 | 0 | 0 | 0 | 0 | 0 | 0 | 0 | 0 | 0 | 0 | 0 | 0 | 0 | 0 | 0 | 0 | 0 | 0 | 0 | 0 | 0 | 0 | 0 | 0 | 0 | 0
F10_Industrial_Other Industrial_Existing_Space Heating_Natural Gas_Gas Boiler - Maintenance_A_Achievable Technical Potential | F10 | Industrial | Other Industrial | Existing | Space Heating | Natural Gas | Gas Boiler - Maintenance | A | Purchases (Incremental) | Achievable Technical Potential | 0 | 0 | 0 | 0 | 0 | 15.6607 | 10.9709 | 7.55 | 5.8831 | 5.1588 | 4.4074 | 3.7654 | 3.1926 | 2.6508 | 2.2317 | 1.8445 | 1.4367 | 1.1132 | 0.85926 | 0.66999 | 0.61265 | 0.4776 | 0.40977 | 0.34251 | 0.27577 | 0 | 0 | 0 | 0 | 0 | 0
F11_Industrial_Other Industrial_Existing_Space Heating_Natural Gas_Gas Boiler - Maintenance_A_Achievable Technical Potential | F11 | Industrial | Other Industrial | Existing | Space Heating | Natural Gas | Gas Boiler - Maintenance | A | Purchases (Cumulative) | Achievable Technical Potential | 0 | 0 | 0 | 0 | 0 | 15.6607 | 26.6316 | 34.1816 | 40.0647 | 45.2235 | 49.6308 | 53.3962 | 56.5888 | 59.2396 | 61.4714 | 63.3159 | 64.7525 | 65.8658 | 66.725 | 67.395 | 68.0077 | 68.4853 | 68.895 | 69.2375 | 69.5133 | 69.5133 | 69.5133 | 69.5133 | 69.5133 | 69.5133 | 69.5133
F1_Industrial_Other Industrial_Existing_Process_Natural Gas_Gas Boiler - Maintenance_A_Achievable Technical Potential | F1 | Industrial | Other Industrial | Existing | Process | Natural Gas | Gas Boiler - Maintenance | A | Integrated Unit Energy Savings (kWh or therms) | Achievable Technical Potential | 0 | 0 | 0 | 0 | 0 | 1.5559 | 1.5559 | 1.5559 | 1.5559 | 1.5559 | 1.5559 | 1.5559 | 1.5559 | 1.5559 | 1.5559 | 1.5559 | 1.5559 | 1.5559 | 1.5559 | 1.5559 | 1.5559 | 1.5559 | 1.5559 | 1.5559 | 1.5559 | 1.5559 | 1.5559 | 1.5559 | 1.5559 | 1.5559 | 1.5559
F2_Industrial_Other Industrial_Existing_Process_Natural Gas_Gas Boiler - Maintenance_A_Achievable Technical Potential | F2 | Industrial | Other Industrial | Existing | Process | Natural Gas | Gas Boiler - Maintenance | A | Integrated Unit Summer Peak Savings (kW) | Achievable Technical Potential | 0 | 0 | 0 | 0 | 0 | 0 | 0 | 0 | 0 | 0 | 0 | 0 | 0 | 0 | 0 | 0 | 0 | 0 | 0 | 0 | 0 | 0 | 0 | 0 | 0 | 0 | 0 | 0 | 0 | 0 | 0
F3_Industrial_Other Industrial_Existing_Process_Natural Gas_Gas Boiler - Maintenance_A_Achievable Technical Potential | F3 | Industrial | Other Industrial | Existing | Process | Natural Gas | Gas Boiler - Maintenance | A | Integrated Unit Winter Peak Savings (kW) | Achievable Technical Potential | 0 | 0 | 0 | 0 | 0 | 0 | 0 | 0 | 0 | 0 | 0 | 0 | 0 | 0 | 0 | 0 | 0 | 0 | 0 | 0 | 0 | 0 | 0 | 0 | 0 | 0 | 0 | 0 | 0 | 0 | 0
F4_Industrial_Other Industrial_Existing_Process_Natural Gas_Gas Boiler - Maintenance_A_Achievable Technical Potential | F4 | Industrial | Other Industrial | Existing | Process | Natural Gas | Gas Boiler - Maintenance | A | Incremental Energy Savings (MWh or mTherms) | Achievable Technical Potential | 0 | 0 | 0 | 0 | 0 | 0.3528 | 0.24715 | 0.17009 | 0.13253 | 0.11622 | 0.099288 | 0.084826 | 0.071922 | 0.059717 | 0.050276 | 0.041552 | 0.032365 | 0.025079 | 0.019357 | 0.015093 | 0.013802 | 0.010759 | 0.0092312 | 0.007716 | 0.0062125 | 0 | 0 | 0 | 0 | 0 | 0
F5_Industrial_Other Industrial_Existing_Process_Natural Gas_Gas Boiler - Maintenance_A_Achievable Technical Potential | F5 | Industrial | Other Industrial | Existing | Process | Natural Gas | Gas Boiler - Maintenance | A | Incremental Summer Peak Savings (MW) | Achievable Technical Potential | 0 | 0 | 0 | 0 | 0 | 0 | 0 | 0 | 0 | 0 | 0 | 0 | 0 | 0 | 0 | 0 | 0 | 0 | 0 | 0 | 0 | 0 | 0 | 0 | 0 | 0 | 0 | 0 | 0 | 0 | 0
F6_Industrial_Other Industrial_Existing_Process_Natural Gas_Gas Boiler - Maintenance_A_Achievable Technical Potential | F6 | Industrial | Other Industrial | Existing | Process | Natural Gas | Gas Boiler - Maintenance | A | Incremental Winter Peak Savings (MW) | Achievable Technical Potential | 0 | 0 | 0 | 0 | 0 | 0 | 0 | 0 | 0 | 0 | 0 | 0 | 0 | 0 | 0 | 0 | 0 | 0 | 0 | 0 | 0 | 0 | 0 | 0 | 0 | 0 | 0 | 0 | 0 | 0 | 0
F7_Industrial_Other Industrial_Existing_Process_Natural Gas_Gas Boiler - Maintenance_A_Achievable Technical Potential | F7 | Industrial | Other Industrial | Existing | Process | Natural Gas | Gas Boiler - Maintenance | A | Cumulative Energy Savings (MWh or mTherms) | Achievable Technical Potential | 0 | 0 | 0 | 0 | 0 | 0.3528 | 0.59995 | 0.77004 | 0.90257 | 1.0188 | 1.1181 | 1.2029 | 1.2748 | 1.3345 | 1.3848 | 1.4264 | 1.4587 | 1.4838 | 1.5032 | 1.5183 | 1.5321 | 1.5428 | 1.5521 | 1.5598 | 1.566 | 1.566 | 1.566 | 1.566 | 0 | 0 | 0
F8_Industrial_Other Industrial_Existing_Process_Natural Gas_Gas Boiler - Maintenance_A_Achievable Technical Potential | F8 | Industrial | Other Industrial | Existing | Process | Natural Gas | Gas Boiler - Maintenance | A | Cumulative Summer Peak Savings (MW) | Achievable Technical Potential | 0 | 0 | 0 | 0 | 0 | 0 | 0 | 0 | 0 | 0 | 0 | 0 | 0 | 0 | 0 | 0 | 0 | 0 | 0 | 0 | 0 | 0 | 0 | 0 | 0 | 0 | 0 | 0 | 0 | 0 | 0
F9_Industrial_Other Industrial_Existing_Process_Natural Gas_Gas Boiler - Maintenance_A_Achievable Technical Potential | F9 | Industrial | Other Industrial | Existing | Process | Natural Gas | Gas Boiler - Maintenance | A | Cumulative Winter Peak Savings (MW) | Achievable Technical Potential | 0 | 0 | 0 | 0 | 0 | 0 | 0 | 0 | 0 | 0 | 0 | 0 | 0 | 0 | 0 | 0 | 0 | 0 | 0 | 0 | 0 | 0 | 0 | 0 | 0 | 0 | 0 | 0 | 0 | 0 | 0
F10_Industrial_Other Industrial_Existing_Process_Natural Gas_Gas Boiler - Maintenance_A_Achievable Technical Potential | F10 | Industrial | Other Industrial | Existing | Process | Natural Gas | Gas Boiler - Maintenance | A | Purchases (Incremental) | Achievable Technical Potential | 0 | 0 | 0 | 0 | 0 | 226.7545 | 158.8497 | 109.3179 | 85.1829 | 74.6948 | 63.8152 | 54.5198 | 46.226 | 38.3816 | 32.3139 | 26.7065 | 20.8018 | 16.1189 | 12.4414 | 9.7009 | 8.8706 | 6.9152 | 5.9331 | 4.9592 | 3.9929 | 0 | 0 | 0 | 0 | 0 | 0
F11_Industrial_Other Industrial_Existing_Process_Natural Gas_Gas Boiler - Maintenance_A_Achievable Technical Potential | F11 | Industrial | Other Industrial | Existing | Process | Natural Gas | Gas Boiler - Maintenance | A | Purchases (Cumulative) | Achievable Technical Potential | 0 | 0 | 0 | 0 | 0 | 226.7545 | 385.6042 | 494.9221 | 580.105 | 654.7998 | 718.615 | 773.1348 | 819.3609 | 857.7425 | 890.0564 | 916.763 | 937.5648 | 953.6837 | 966.1251 | 975.826 | 984.6966 | 991.6119 | 997.545 | 1002.5042 | 1006.4971 | 1006.4971 | 1006.4971 | 1006.4971 | 1006.4971 | 1006.4971 | 1006.4971
F1_Industrial_Other Industrial_Existing_Space Heating_Natural Gas_Gas Furnace - Maintenance_A_Achievable Technical Potential | F1 | Industrial | Other Industrial | Existing | Space Heating | Natural Gas | Gas Furnace - Maintenance | A | Integrated Unit Energy Savings (kWh or therms) | Achievable Technical Potential | 0 | 0 | 0 | 0 | 0 | 0.0091896 | 0.0091003 | 0.0089862 | 0.0088679 | 0.0087461 | 0.0086236 | 0.0084997 | 0.0083794 | 0.0082609 | 0.008138 | 0.0080248 | 0.0079154 | 0.0078112 | 0.0077118 | 0.0076154 | 0.0075225 | 0.00743 | 0.007341 | 0.0072618 | 0.0071866 | 0.0071169 | 0.0070551 | 0.0069971 | 0.0073847 | 0.0073392 | 0.0072965
F2_Industrial_Other Industrial_Existing_Space Heating_Natural Gas_Gas Furnace - Maintenance_A_Achievable Technical Potential | F2 | Industrial | Other Industrial | Existing | Space Heating | Natural Gas | Gas Furnace - Maintenance | A | Integrated Unit Summer Peak Savings (kW) | Achievable Technical Potential | 0 | 0 | 0 | 0 | 0 | 0 | 0 | 0 | 0 | 0 | 0 | 0 | 0 | 0 | 0 | 0 | 0 | 0 | 0 | 0 | 0 | 0 | 0 | 0 | 0 | 0 | 0 | 0 | 0 | 0 | 0
F3_Industrial_Other Industrial_Existing_Space Heating_Natural Gas_Gas Furnace - Maintenance_A_Achievable Technical Potential | F3 | Industrial | Other Industrial | Existing | Space Heating | Natural Gas | Gas Furnace - Maintenance | A | Integrated Unit Winter Peak Savings (kW) | Achievable Technical Potential | 0 | 0 | 0 | 0 | 0 | 0 | 0 | 0 | 0 | 0 | 0 | 0 | 0 | 0 | 0 | 0 | 0 | 0 | 0 | 0 | 0 | 0 | 0 | 0 | 0 | 0 | 0 | 0 | 0 | 0 | 0
F4_Industrial_Other Industrial_Existing_Space Heating_Natural Gas_Gas Furnace - Maintenance_A_Achievable Technical Potential | F4 | Industrial | Other Industrial | Existing | Space Heating | Natural Gas | Gas Furnace - Maintenance | A | Incremental Energy Savings (MWh or mTherms) | Achievable Technical Potential | 0 | 0 | 0 | 0 | 0 | 0.00097171 | 0.0006741 | 0.00045809 | 0.00035225 | 0.00030464 | 0.00025662 | 0.00021609 | 0.00018063 | 0.00014785 | 0.00012263 | 9.994e-05 | 7.6781e-05 | 5.8713e-05 | 4.4741e-05 | 3.445e-05 | 3.1117e-05 | 2.396e-05 | 2.0311e-05 | 1.6793e-05 | 1.3381e-05 | 0 | 0 | 0 | 0 | 0 | 0
F5_Industrial_Other Industrial_Existing_Space Heating_Natural Gas_Gas Furnace - Maintenance_A_Achievable Technical Potential | F5 | Industrial | Other Industrial | Existing | Space Heating | Natural Gas | Gas Furnace - Maintenance | A | Incremental Summer Peak Savings (MW) | Achievable Technical Potential | 0 | 0 | 0 | 0 | 0 | 0 | 0 | 0 | 0 | 0 | 0 | 0 | 0 | 0 | 0 | 0 | 0 | 0 | 0 | 0 | 0 | 0 | 0 | 0 | 0 | 0 | 0 | 0 | 0 | 0 | 0
F6_Industrial_Other Industrial_Existing_Space Heating_Natural Gas_Gas Furnace - Maintenance_A_Achievable Technical Potential | F6 | Industrial | Other Industrial | Existing | Space Heating | Natural Gas | Gas Furnace - Maintenance | A | Incremental Winter Peak Savings (MW) | Achievable Technical Potential | 0 | 0 | 0 | 0 | 0 | 0 | 0 | 0 | 0 | 0 | 0 | 0 | 0 | 0 | 0 | 0 | 0 | 0 | 0 | 0 | 0 | 0 | 0 | 0 | 0 | 0 | 0 | 0 | 0 | 0 | 0
F7_Industrial_Other Industrial_Existing_Space Heating_Natural Gas_Gas Furnace - Maintenance_A_Achievable Technical Potential | F7 | Industrial | Other Industrial | Existing | Space Heating | Natural Gas | Gas Furnace - Maintenance | A | Cumulative Energy Savings (MWh or mTherms) | Achievable Technical Potential | 0 | 0 | 0 | 0 | 0 | 0.00097171 | 0.0016364 | 0.0020739 | 0.0023989 | 0.0026706 | 0.0028898 | 0.0030644 | 0.0032016 | 0.0033042 | 0.0033777 | 0.0034307 | 0.0034606 | 0.0034738 | 0.0034743 | 0.0034654 | 0.0034542 | 0.0034357 | 0.0034149 | 0.0033948 | 0.003373 | 0.0033403 | 0.0033113 | 0.0032841 | 0 | 0 | 0
F8_Industrial_Other Industrial_Existing_Space Heating_Natural Gas_Gas Furnace - Maintenance_A_Achievable Technical Potential | F8 | Industrial | Other Industrial | Existing | Space Heating | Natural Gas | Gas Furnace - Maintenance | A | Cumulative Summer Peak Savings (MW) | Achievable Technical Potential | 0 | 0 | 0 | 0 | 0 | 0 | 0 | 0 | 0 | 0 | 0 | 0 | 0 | 0 | 0 | 0 | 0 | 0 | 0 | 0 | 0 | 0 | 0 | 0 | 0 | 0 | 0 | 0 | 0 | 0 | 0
F9_Industrial_Other Industrial_Existing_Space Heating_Natural Gas_Gas Furnace - Maintenance_A_Achievable Technical Potential | F9 | Industrial | Other Industrial | Existing | Space Heating | Natural Gas | Gas Furnace - Maintenance | A | Cumulative Winter Peak Savings (MW) | Achievable Technical Potential | 0 | 0 | 0 | 0 | 0 | 0 | 0 | 0 | 0 | 0 | 0 | 0 | 0 | 0 | 0 | 0 | 0 | 0 | 0 | 0 | 0 | 0 | 0 | 0 | 0 | 0 | 0 | 0 | 0 | 0 | 0
F10_Industrial_Other Industrial_Existing_Space Heating_Natural Gas_Gas Furnace - Maintenance_A_Achievable Technical Potential | F10 | Industrial | Other Industrial | Existing | Space Heating | Natural Gas | Gas Furnace - Maintenance | A | Purchases (Incremental) | Achievable Technical Potential | 0 | 0 | 0 | 0 | 0 | 105.7401 | 74.0747 | 50.9771 | 39.7225 | 34.8317 | 29.7583 | 25.4237 | 21.5561 | 17.8981 | 15.0686 | 12.4538 | 9.7003 | 7.5166 | 5.8017 | 4.5237 | 4.1366 | 3.2247 | 2.7667 | 2.3126 | 1.862 | 0 | 0 | 0 | 0 | 0 | 0
F11_Industrial_Other Industrial_Existing_Space Heating_Natural Gas_Gas Furnace - Maintenance_A_Achievable Technical Potential | F11 | Industrial | Other Industrial | Existing | Space Heating | Natural Gas | Gas Furnace - Maintenance | A | Purchases (Cumulative) | Achievable Technical Potential | 0 | 0 | 0 | 0 | 0 | 105.7401 | 179.8148 | 230.7919 | 270.5143 | 305.346 | 335.1043 | 360.5279 | 382.084 | 399.9822 | 415.0508 | 427.5045 | 437.2048 | 444.7214 | 450.5231 | 455.0468 | 459.1833 | 462.408 | 465.1748 | 467.4874 | 469.3493 | 469.3493 | 469.3493 | 469.3493 | 469.3493 | 469.3493 | 469.3493
F1_Industrial_Other Industrial_Existing_Space Heating_Natural Gas_Gas Boiler - Hot Water Reset_A_Achievable Technical Potential | F1 | Industrial | Other Industrial | Existing | Space Heating | Natural Gas | Gas Boiler - Hot Water Reset | A | Integrated Unit Energy Savings (kWh or therms) | Achievable Technical Potential | 0 | 0 | 0 | 0 | 0 | 7.3345 | 7.2786 | 7.2213 | 7.1616 | 7.0994 | 7.0359 | 6.971 | 6.9044 | 6.8348 | 6.7597 | 6.6866 | 6.6134 | 6.5413 | 6.4702 | 6.4021 | 6.3366 | 6.2694 | 6.2082 | 6.1542 | 6.1014 | 6.0543 | 6.0138 | 5.9766 | 6.3392 | 6.3131 | 6.2894
F2_Industrial_Other Industrial_Existing_Space Heating_Natural Gas_Gas Boiler - Hot Water Reset_A_Achievable Technical Potential | F2 | Industrial | Other Industrial | Existing | Space Heating | Natural Gas | Gas Boiler - Hot Water Reset | A | Integrated Unit Summer Peak Savings (kW) | Achievable Technical Potential | 0 | 0 | 0 | 0 | 0 | 0 | 0 | 0 | 0 | 0 | 0 | 0 | 0 | 0 | 0 | 0 | 0 | 0 | 0 | 0 | 0 | 0 | 0 | 0 | 0 | 0 | 0 | 0 | 0 | 0 | 0
F3_Industrial_Other Industrial_Existing_Space Heating_Natural Gas_Gas Boiler - Hot Water Reset_A_Achievable Technical Potential | F3 | Industrial | Other Industrial | Existing | Space Heating | Natural Gas | Gas Boiler - Hot Water Reset | A | Integrated Unit Winter Peak Savings (kW) | Achievable Technical Potential | 0 | 0 | 0 | 0 | 0 | 0 | 0 | 0 | 0 | 0 | 0 | 0 | 0 | 0 | 0 | 0 | 0 | 0 | 0 | 0 | 0 | 0 | 0 | 0 | 0 | 0 | 0 | 0 | 0 | 0 | 0
F4_Industrial_Other Industrial_Existing_Space Heating_Natural Gas_Gas Boiler - Hot Water Reset_A_Achievable Technical Potential | F4 | Industrial | Other Industrial | Existing | Space Heating | Natural Gas | Gas Boiler - Hot Water Reset | A | Incremental Energy Savings (MWh or mTherms) | Achievable Technical Potential | 0 | 0 | 0 | 0 | 0 | 0.055822 | 0.067981 | 0.082047 | 0.094507 | 0.10695 | 0.12235 | 0.13261 | 0.13391 | 0.12294 | 0.10491 | 0.079542 | 0.052072 | 0.029755 | 0.014045 | 0.0058864 | 0.0021098 | 0.0006495 | 0.00013967 | 2.268e-05 | 2.6906e-06 | 0 | 0 | 0 | 0 | 0 | 0
F5_Industrial_Other Industrial_Existing_Space Heating_Natural Gas_Gas Boiler - Hot Water Reset_A_Achievable Technical Potential | F5 | Industrial | Other Industrial | Existing | Space Heating | Natural Gas | Gas Boiler - Hot Water Reset | A | Incremental Summer Peak Savings (MW) | Achievable Technical Potential | 0 | 0 | 0 | 0 | 0 | 0 | 0 | 0 | 0 | 0 | 0 | 0 | 0 | 0 | 0 | 0 | 0 | 0 | 0 | 0 | 0 | 0 | 0 | 0 | 0 | 0 | 0 | 0 | 0 | 0 | 0
F6_Industrial_Other Industrial_Existing_Space Heating_Natural Gas_Gas Boiler - Hot Water Reset_A_Achievable Technical Potential | F6 | Industrial | Other Industrial | Existing | Space Heating | Natural Gas | Gas Boiler - Hot Water Reset | A | Incremental Winter Peak Savings (MW) | Achievable Technical Potential | 0 | 0 | 0 | 0 | 0 | 0 | 0 | 0 | 0 | 0 | 0 | 0 | 0 | 0 | 0 | 0 | 0 | 0 | 0 | 0 | 0 | 0 | 0 | 0 | 0 | 0 | 0 | 0 | 0 | 0 | 0
F7_Industrial_Other Industrial_Existing_Space Heating_Natural Gas_Gas Boiler - Hot Water Reset_A_Achievable Technical Potential | F7 | Industrial | Other Industrial | Existing | Space Heating | Natural Gas | Gas Boiler - Hot Water Reset | A | Cumulative Energy Savings (MWh or mTherms) | Achievable Technical Potential | 0 | 0 | 0 | 0 | 0 | 0.055822 | 0.12338 | 0.20445 | 0.29727 | 0.40164 | 0.52039 | 0.64821 | 0.77592 | 0.89104 | 0.98615 | 1.055 | 1.0956 | 1.1134 | 1.1153 | 1.1095 | 1.1002 | 1.0892 | 1.0787 | 1.0693 | 1.0602 | 1.052 | 1.045 | 1.0385 | 0 | 0 | 0
F8_Industrial_Other Industrial_Existing_Space Heating_Natural Gas_Gas Boiler - Hot Water Reset_A_Achievable Technical Potential | F8 | Industrial | Other Industrial | Existing | Space Heating | Natural Gas | Gas Boiler - Hot Water Reset | A | Cumulative Summer Peak Savings (MW) | Achievable Technical Potential | 0 | 0 | 0 | 0 | 0 | 0 | 0 | 0 | 0 | 0 | 0 | 0 | 0 | 0 | 0 | 0 | 0 | 0 | 0 | 0 | 0 | 0 | 0 | 0 | 0 | 0 | 0 | 0 | 0 | 0 | 0
F9_Industrial_Other Industrial_Existing_Space Heating_Natural Gas_Gas Boiler - Hot Water Reset_A_Achievable Technical Potential | F9 | Industrial | Other Industrial | Existing | Space Heating | Natural Gas | Gas Boiler - Hot Water Reset | A | Cumulative Winter Peak Savings (MW) | Achievable Technical Potential | 0 | 0 | 0 | 0 | 0 | 0 | 0 | 0 | 0 | 0 | 0 | 0 | 0 | 0 | 0 | 0 | 0 | 0 | 0 | 0 | 0 | 0 | 0 | 0 | 0 | 0 | 0 | 0 | 0 | 0 | 0
F10_Industrial_Other Industrial_Existing_Space Heating_Natural Gas_Gas Boiler - Hot Water Reset_A_Achievable Technical Potential | F10 | Industrial | Other Industrial | Existing | Space Heating | Natural Gas | Gas Boiler - Hot Water Reset | A | Purchases (Incremental) | Achievable Technical Potential | 0 | 0 | 0 | 0 | 0 | 7.6109 | 9.3398 | 11.3618 | 13.1964 | 15.0646 | 17.3887 | 19.0236 | 19.3945 | 17.9867 | 15.5201 | 11.8956 | 7.8738 | 4.5489 | 2.1707 | 0.91944 | 0.33296 | 0.1036 | 0.022497 | 0.0036854 | 0.00044097 | 0 | 0 | 0 | 0 | 0 | 0
F11_Industrial_Other Industrial_Existing_Space Heating_Natural Gas_Gas Boiler - Hot Water Reset_A_Achievable Technical Potential | F11 | Industrial | Other Industrial | Existing | Space Heating | Natural Gas | Gas Boiler - Hot Water Reset | A | Purchases (Cumulative) | Achievable Technical Potential | 0 | 0 | 0 | 0 | 0 | 7.6109 | 16.9507 | 28.3126 | 41.509 | 56.5737 | 73.9624 | 92.986 | 112.3804 | 130.3671 | 145.8873 | 157.7829 | 165.6567 | 170.2056 | 172.3762 | 173.2957 | 173.6286 | 173.7322 | 173.7547 | 173.7584 | 173.7588 | 173.7588 | 173.7588 | 173.7588 | 173.7588 | 173.7588 | 173.7588
F1_Industrial_Other Industrial_Existing_Process_Natural Gas_Gas Boiler - Hot Water Reset_A_Achievable Technical Potential | F1 | Industrial | Other Industrial | Existing | Process | Natural Gas | Gas Boiler - Hot Water Reset | A | Integrated Unit Energy Savings (kWh or therms) | Achievable Technical Potential | 0 | 0 | 0 | 0 | 0 | 2.8264 | 2.8241 | 2.8219 | 2.8198 | 2.8177 | 2.8157 | 2.8141 | 2.8128 | 2.8115 | 2.8106 | 2.8097 | 2.809 | 2.8083 | 2.8076 | 2.8072 | 2.8067 | 2.8064 | 2.8061 | 2.8058 | 2.8055 | 2.8054 | 2.8053 | 2.8053 | 2.8289 | 2.8289 | 2.8289
F2_Industrial_Other Industrial_Existing_Process_Natural Gas_Gas Boiler - Hot Water Reset_A_Achievable Technical Potential | F2 | Industrial | Other Industrial | Existing | Process | Natural Gas | Gas Boiler - Hot Water Reset | A | Integrated Unit Summer Peak Savings (kW) | Achievable Technical Potential | 0 | 0 | 0 | 0 | 0 | 0 | 0 | 0 | 0 | 0 | 0 | 0 | 0 | 0 | 0 | 0 | 0 | 0 | 0 | 0 | 0 | 0 | 0 | 0 | 0 | 0 | 0 | 0 | 0 | 0 | 0
F3_Industrial_Other Industrial_Existing_Process_Natural Gas_Gas Boiler - Hot Water Reset_A_Achievable Technical Potential | F3 | Industrial | Other Industrial | Existing | Process | Natural Gas | Gas Boiler - Hot Water Reset | A | Integrated Unit Winter Peak Savings (kW) | Achievable Technical Potential | 0 | 0 | 0 | 0 | 0 | 0 | 0 | 0 | 0 | 0 | 0 | 0 | 0 | 0 | 0 | 0 | 0 | 0 | 0 | 0 | 0 | 0 | 0 | 0 | 0 | 0 | 0 | 0 | 0 | 0 | 0
F4_Industrial_Other Industrial_Existing_Process_Natural Gas_Gas Boiler - Hot Water Reset_A_Achievable Technical Potential | F4 | Industrial | Other Industrial | Existing | Process | Natural Gas | Gas Boiler - Hot Water Reset | A | Incremental Energy Savings (MWh or mTherms) | Achievable Technical Potential | 0 | 0 | 0 | 0 | 0 | 0.31147 | 0.38191 | 0.46423 | 0.53879 | 0.61462 | 0.70893 | 0.77514 | 0.78988 | 0.7322 | 0.6316 | 0.48393 | 0.32024 | 0.18497 | 0.088242 | 0.037372 | 0.013531 | 0.0042096 | 0.00091406 | 0.00014972 | 1.7913e-05 | 0 | 0 | 0 | 0 | 0 | 0
F5_Industrial_Other Industrial_Existing_Process_Natural Gas_Gas Boiler - Hot Water Reset_A_Achievable Technical Potential | F5 | Industrial | Other Industrial | Existing | Process | Natural Gas | Gas Boiler - Hot Water Reset | A | Incremental Summer Peak Savings (MW) | Achievable Technical Potential | 0 | 0 | 0 | 0 | 0 | 0 | 0 | 0 | 0 | 0 | 0 | 0 | 0 | 0 | 0 | 0 | 0 | 0 | 0 | 0 | 0 | 0 | 0 | 0 | 0 | 0 | 0 | 0 | 0 | 0 | 0
F6_Industrial_Other Industrial_Existing_Process_Natural Gas_Gas Boiler - Hot Water Reset_A_Achievable Technical Potential | F6 | Industrial | Other Industrial | Existing | Process | Natural Gas | Gas Boiler - Hot Water Reset | A | Incremental Winter Peak Savings (MW) | Achievable Technical Potential | 0 | 0 | 0 | 0 | 0 | 0 | 0 | 0 | 0 | 0 | 0 | 0 | 0 | 0 | 0 | 0 | 0 | 0 | 0 | 0 | 0 | 0 | 0 | 0 | 0 | 0 | 0 | 0 | 0 | 0 | 0
F7_Industrial_Other Industrial_Existing_Process_Natural Gas_Gas Boiler - Hot Water Reset_A_Achievable Technical Potential | F7 | Industrial | Other Industrial | Existing | Process | Natural Gas | Gas Boiler - Hot Water Reset | A | Cumulative Energy Savings (MWh or mTherms) | Achievable Technical Potential | 0 | 0 | 0 | 0 | 0 | 0.31147 | 0.69312 | 1.1568 | 1.6947 | 2.3081 | 3.0154 | 3.7888 | 4.5769 | 5.307 | 5.937 | 6.4189 | 6.7376 | 6.921 | 7.0075 | 7.0438 | 7.0561 | 7.0595 | 7.0596 | 7.059 | 7.0582 | 7.0581 | 7.0579 | 7.0578 | 0 | 0 | 0
F8_Industrial_Other Industrial_Existing_Process_Natural Gas_Gas Boiler - Hot Water Reset_A_Achievable Technical Potential | F8 | Industrial | Other Industrial | Existing | Process | Natural Gas | Gas Boiler - Hot Water Reset | A | Cumulative Summer Peak Savings (MW) | Achievable Technical Potential | 0 | 0 | 0 | 0 | 0 | 0 | 0 | 0 | 0 | 0 | 0 | 0 | 0 | 0 | 0 | 0 | 0 | 0 | 0 | 0 | 0 | 0 | 0 | 0 | 0 | 0 | 0 | 0 | 0 | 0 | 0
F9_Industrial_Other Industrial_Existing_Process_Natural Gas_Gas Boiler - Hot Water Reset_A_Achievable Technical Potential | F9 | Industrial | Other Industrial | Existing | Process | Natural Gas | Gas Boiler - Hot Water Reset | A | Cumulative Winter Peak Savings (MW) | Achievable Technical Potential | 0 | 0 | 0 | 0 | 0 | 0 | 0 | 0 | 0 | 0 | 0 | 0 | 0 | 0 | 0 | 0 | 0 | 0 | 0 | 0 | 0 | 0 | 0 | 0 | 0 | 0 | 0 | 0 | 0 | 0 | 0
F10_Industrial_Other Industrial_Existing_Process_Natural Gas_Gas Boiler - Hot Water Reset_A_Achievable Technical Potential | F10 | Industrial | Other Industrial | Existing | Process | Natural Gas | Gas Boiler - Hot Water Reset | A | Purchases (Incremental) | Achievable Technical Potential | 0 | 0 | 0 | 0 | 0 | 110.1998 | 135.2335 | 164.5103 | 191.0738 | 218.1241 | 251.7748 | 275.4462 | 280.8164 | 260.4334 | 224.7193 | 172.2389 | 114.0062 | 65.864 | 31.4294 | 13.3128 | 4.821 | 1.5 | 0.32574 | 0.053361 | 0.0063849 | 0 | 0 | 0 | 0 | 0 | 0
F11_Industrial_Other Industrial_Existing_Process_Natural Gas_Gas Boiler - Hot Water Reset_A_Achievable Technical Potential | F11 | Industrial | Other Industrial | Existing | Process | Natural Gas | Gas Boiler - Hot Water Reset | A | Purchases (Cumulative) | Achievable Technical Potential | 0 | 0 | 0 | 0 | 0 | 110.1998 | 245.4333 | 409.9436 | 601.0174 | 819.1415 | 1070.9163 | 1346.3625 | 1627.1788 | 1887.6122 | 2112.3315 | 2284.5704 | 2398.5766 | 2464.4406 | 2495.87 | 2509.1828 | 2514.0038 | 2515.5038 | 2515.8295 | 2515.8829 | 2515.8893 | 2515.8893 | 2515.8893 | 2515.8893 | 2515.8893 | 2515.8893 | 2515.8893
F1_Industrial_Other Industrial_Existing_Space Heating_Natural Gas_Steam Trap Maintenance_A_Achievable Technical Potential | F1 | Industrial | Other Industrial | Existing | Space Heating | Natural Gas | Steam Trap Maintenance | A | Integrated Unit Energy Savings (kWh or therms) | Achievable Technical Potential | 0 | 0 | 0 | 0 | 0 | 2.5911 | 2.5715 | 2.5512 | 2.5302 | 2.5083 | 2.4859 | 2.463 | 2.4395 | 2.4149 | 2.3884 | 2.3626 | 2.3368 | 2.3113 | 2.2863 | 2.2622 | 2.2391 | 2.2154 | 2.1938 | 2.1748 | 2.1562 | 2.1395 | 2.1252 | 2.112 | 2.2395 | 2.2303 | 2.2219
F2_Industrial_Other Industrial_Existing_Space Heating_Natural Gas_Steam Trap Maintenance_A_Achievable Technical Potential | F2 | Industrial | Other Industrial | Existing | Space Heating | Natural Gas | Steam Trap Maintenance | A | Integrated Unit Summer Peak Savings (kW) | Achievable Technical Potential | 0 | 0 | 0 | 0 | 0 | 0 | 0 | 0 | 0 | 0 | 0 | 0 | 0 | 0 | 0 | 0 | 0 | 0 | 0 | 0 | 0 | 0 | 0 | 0 | 0 | 0 | 0 | 0 | 0 | 0 | 0
F3_Industrial_Other Industrial_Existing_Space Heating_Natural Gas_Steam Trap Maintenance_A_Achievable Technical Potential | F3 | Industrial | Other Industrial | Existing | Space Heating | Natural Gas | Steam Trap Maintenance | A | Integrated Unit Winter Peak Savings (kW) | Achievable Technical Potential | 0 | 0 | 0 | 0 | 0 | 0 | 0 | 0 | 0 | 0 | 0 | 0 | 0 | 0 | 0 | 0 | 0 | 0 | 0 | 0 | 0 | 0 | 0 | 0 | 0 | 0 | 0 | 0 | 0 | 0 | 0
F4_Industrial_Other Industrial_Existing_Space Heating_Natural Gas_Steam Trap Maintenance_A_Achievable Technical Potential | F4 | Industrial | Other Industrial | Existing | Space Heating | Natural Gas | Steam Trap Maintenance | A | Incremental Energy Savings (MWh or mTherms) | Achievable Technical Potential | 0 | 0 | 0 | 0 | 0 | 0.011007 | 0.010917 | 0.010768 | 0.010685 | 0.010601 | 0.010373 | 0.010249 | 0.010131 | 0.0098695 | 0.0097984 | 0.0096002 | 0.0094965 | 0.0093458 | 0.0091619 | 0.0090764 | 0.0089465 | 0.0088174 | 0.0086996 | 0.0085947 | 0.0084943 | 0 | 0 | 0 | 0 | 0 | 0
F5_Industrial_Other Industrial_Existing_Space Heating_Natural Gas_Steam Trap Maintenance_A_Achievable Technical Potential | F5 | Industrial | Other Industrial | Existing | Space Heating | Natural Gas | Steam Trap Maintenance | A | Incremental Summer Peak Savings (MW) | Achievable Technical Potential | 0 | 0 | 0 | 0 | 0 | 0 | 0 | 0 | 0 | 0 | 0 | 0 | 0 | 0 | 0 | 0 | 0 | 0 | 0 | 0 | 0 | 0 | 0 | 0 | 0 | 0 | 0 | 0 | 0 | 0 | 0
F6_Industrial_Other Industrial_Existing_Space Heating_Natural Gas_Steam Trap Maintenance_A_Achievable Technical Potential | F6 | Industrial | Other Industrial | Existing | Space Heating | Natural Gas | Steam Trap Maintenance | A | Incremental Winter Peak Savings (MW) | Achievable Technical Potential | 0 | 0 | 0 | 0 | 0 | 0 | 0 | 0 | 0 | 0 | 0 | 0 | 0 | 0 | 0 | 0 | 0 | 0 | 0 | 0 | 0 | 0 | 0 | 0 | 0 | 0 | 0 | 0 | 0 | 0 | 0
F7_Industrial_Other Industrial_Existing_Space Heating_Natural Gas_Steam Trap Maintenance_A_Achievable Technical Potential | F7 | Industrial | Other Industrial | Existing | Space Heating | Natural Gas | Steam Trap Maintenance | A | Cumulative Energy Savings (MWh or mTherms) | Achievable Technical Potential | 0 | 0 | 0 | 0 | 0 | 0.011007 | 0.021841 | 0.032437 | 0.042854 | 0.053083 | 0.062982 | 0.072651 | 0.082089 | 0.091132 | 0.09993 | 0.10845 | 0.11676 | 0.12484 | 0.13264 | 0.14033 | 0.14784 | 0.15509 | 0.16228 | 0.16946 | 0.17651 | 0.17514 | 0.17397 | 0.1729 | 0 | 0 | 0
F8_Industrial_Other Industrial_Existing_Space Heating_Natural Gas_Steam Trap Maintenance_A_Achievable Technical Potential | F8 | Industrial | Other Industrial | Existing | Space Heating | Natural Gas | Steam Trap Maintenance | A | Cumulative Summer Peak Savings (MW) | Achievable Technical Potential | 0 | 0 | 0 | 0 | 0 | 0 | 0 | 0 | 0 | 0 | 0 | 0 | 0 | 0 | 0 | 0 | 0 | 0 | 0 | 0 | 0 | 0 | 0 | 0 | 0 | 0 | 0 | 0 | 0 | 0 | 0
F9_Industrial_Other Industrial_Existing_Space Heating_Natural Gas_Steam Trap Maintenance_A_Achievable Technical Potential | F9 | Industrial | Other Industrial | Existing | Space Heating | Natural Gas | Steam Trap Maintenance | A | Cumulative Winter Peak Savings (MW) | Achievable Technical Potential | 0 | 0 | 0 | 0 | 0 | 0 | 0 | 0 | 0 | 0 | 0 | 0 | 0 | 0 | 0 | 0 | 0 | 0 | 0 | 0 | 0 | 0 | 0 | 0 | 0 | 0 | 0 | 0 | 0 | 0 | 0
F10_Industrial_Other Industrial_Existing_Space Heating_Natural Gas_Steam Trap Maintenance_A_Achievable Technical Potential | F10 | Industrial | Other Industrial | Existing | Space Heating | Natural Gas | Steam Trap Maintenance | A | Purchases (Incremental) | Achievable Technical Potential | 0 | 0 | 0 | 0 | 0 | 4.2479 | 4.2456 | 4.2206 | 4.2229 | 4.2263 | 4.1727 | 4.1613 | 4.1528 | 4.0869 | 4.1025 | 4.0634 | 4.0639 | 4.0434 | 4.0074 | 4.0121 | 3.9955 | 3.98 | 3.9655 | 3.952 | 3.9395 | 0 | 0 | 0 | 0 | 0 | 0
F11_Industrial_Other Industrial_Existing_Space Heating_Natural Gas_Steam Trap Maintenance_A_Achievable Technical Potential | F11 | Industrial | Other Industrial | Existing | Space Heating | Natural Gas | Steam Trap Maintenance | A | Purchases (Cumulative) | Achievable Technical Potential | 0 | 0 | 0 | 0 | 0 | 4.2479 | 8.4936 | 12.7141 | 16.937 | 21.1633 | 25.336 | 29.4973 | 33.6501 | 37.737 | 41.8395 | 45.9029 | 49.9668 | 54.0102 | 58.0176 | 62.0297 | 66.0252 | 70.0052 | 73.9707 | 77.9227 | 81.8622 | 81.8622 | 81.8622 | 81.8622 | 81.8622 | 81.8622 | 81.8622
F1_Industrial_Other Industrial_Existing_Process_Natural Gas_Steam Trap Maintenance_A_Achievable Technical Potential | F1 | Industrial | Other Industrial | Existing | Process | Natural Gas | Steam Trap Maintenance | A | Integrated Unit Energy Savings (kWh or therms) | Achievable Technical Potential | 0 | 0 | 0 | 0 | 0 | 1.9972 | 1.9957 | 1.9943 | 1.993 | 1.9917 | 1.9904 | 1.9894 | 1.9887 | 1.9879 | 1.9874 | 1.9869 | 1.9866 | 1.9863 | 1.986 | 1.9859 | 1.9857 | 1.9856 | 1.9855 | 1.9855 | 1.9854 | 1.9854 | 1.9854 | 1.9853 | 1.9988 | 1.9988 | 1.9988
F2_Industrial_Other Industrial_Existing_Process_Natural Gas_Steam Trap Maintenance_A_Achievable Technical Potential | F2 | Industrial | Other Industrial | Existing | Process | Natural Gas | Steam Trap Maintenance | A | Integrated Unit Summer Peak Savings (kW) | Achievable Technical Potential | 0 | 0 | 0 | 0 | 0 | 0 | 0 | 0 | 0 | 0 | 0 | 0 | 0 | 0 | 0 | 0 | 0 | 0 | 0 | 0 | 0 | 0 | 0 | 0 | 0 | 0 | 0 | 0 | 0 | 0 | 0
F3_Industrial_Other Industrial_Existing_Process_Natural Gas_Steam Trap Maintenance_A_Achievable Technical Potential | F3 | Industrial | Other Industrial | Existing | Process | Natural Gas | Steam Trap Maintenance | A | Integrated Unit Winter Peak Savings (kW) | Achievable Technical Potential | 0 | 0 | 0 | 0 | 0 | 0 | 0 | 0 | 0 | 0 | 0 | 0 | 0 | 0 | 0 | 0 | 0 | 0 | 0 | 0 | 0 | 0 | 0 | 0 | 0 | 0 | 0 | 0 | 0 | 0 | 0
F4_Industrial_Other Industrial_Existing_Process_Natural Gas_Steam Trap Maintenance_A_Achievable Technical Potential | F4 | Industrial | Other Industrial | Existing | Process | Natural Gas | Steam Trap Maintenance | A | Incremental Energy Savings (MWh or mTherms) | Achievable Technical Potential | 0 | 0 | 0 | 0 | 0 | 0.12284 | 0.12268 | 0.12187 | 0.12186 | 0.12188 | 0.12025 | 0.11987 | 0.11958 | 0.11763 | 0.11806 | 0.1169 | 0.1169 | 0.11629 | 0.11523 | 0.11536 | 0.11488 | 0.11442 | 0.114 | 0.11361 | 0.11325 | 0 | 0 | 0 | 0 | 0 | 0
F5_Industrial_Other Industrial_Existing_Process_Natural Gas_Steam Trap Maintenance_A_Achievable Technical Potential | F5 | Industrial | Other Industrial | Existing | Process | Natural Gas | Steam Trap Maintenance | A | Incremental Summer Peak Savings (MW) | Achievable Technical Potential | 0 | 0 | 0 | 0 | 0 | 0 | 0 | 0 | 0 | 0 | 0 | 0 | 0 | 0 | 0 | 0 | 0 | 0 | 0 | 0 | 0 | 0 | 0 | 0 | 0 | 0 | 0 | 0 | 0 | 0 | 0
F6_Industrial_Other Industrial_Existing_Process_Natural Gas_Steam Trap Maintenance_A_Achievable Technical Potential | F6 | Industrial | Other Industrial | Existing | Process | Natural Gas | Steam Trap Maintenance | A | Incremental Winter Peak Savings (MW) | Achievable Technical Potential | 0 | 0 | 0 | 0 | 0 | 0 | 0 | 0 | 0 | 0 | 0 | 0 | 0 | 0 | 0 | 0 | 0 | 0 | 0 | 0 | 0 | 0 | 0 | 0 | 0 | 0 | 0 | 0 | 0 | 0 | 0
F7_Industrial_Other Industrial_Existing_Process_Natural Gas_Steam Trap Maintenance_A_Achievable Technical Potential | F7 | Industrial | Other Industrial | Existing | Process | Natural Gas | Steam Trap Maintenance | A | Cumulative Energy Savings (MWh or mTherms) | Achievable Technical Potential | 0 | 0 | 0 | 0 | 0 | 0.12284 | 0.24543 | 0.36713 | 0.48874 | 0.6103 | 0.73017 | 0.84969 | 0.96893 | 1.0862 | 1.204 | 1.3206 | 1.4373 | 1.5533 | 1.6683 | 1.7836 | 1.8983 | 2.0126 | 2.1266 | 2.2401 | 2.3533 | 2.3533 | 2.3533 | 2.3532 | 0 | 0 | 0
F8_Industrial_Other Industrial_Existing_Process_Natural Gas_Steam Trap Maintenance_A_Achievable Technical Potential | F8 | Industrial | Other Industrial | Existing | Process | Natural Gas | Steam Trap Maintenance | A | Cumulative Summer Peak Savings (MW) | Achievable Technical Potential | 0 | 0 | 0 | 0 | 0 | 0 | 0 | 0 | 0 | 0 | 0 | 0 | 0 | 0 | 0 | 0 | 0 | 0 | 0 | 0 | 0 | 0 | 0 | 0 | 0 | 0 | 0 | 0 | 0 | 0 | 0
F9_Industrial_Other Industrial_Existing_Process_Natural Gas_Steam Trap Maintenance_A_Achievable Technical Potential | F9 | Industrial | Other Industrial | Existing | Process | Natural Gas | Steam Trap Maintenance | A | Cumulative Winter Peak Savings (MW) | Achievable Technical Potential | 0 | 0 | 0 | 0 | 0 | 0 | 0 | 0 | 0 | 0 | 0 | 0 | 0 | 0 | 0 | 0 | 0 | 0 | 0 | 0 | 0 | 0 | 0 | 0 | 0 | 0 | 0 | 0 | 0 | 0 | 0
F10_Industrial_Other Industrial_Existing_Process_Natural Gas_Steam Trap Maintenance_A_Achievable Technical Potential | F10 | Industrial | Other Industrial | Existing | Process | Natural Gas | Steam Trap Maintenance | A | Purchases (Incremental) | Achievable Technical Potential | 0 | 0 | 0 | 0 | 0 | 61.5069 | 61.4731 | 61.1106 | 61.1436 | 61.1942 | 60.4171 | 60.252 | 60.1296 | 59.1748 | 59.4007 | 58.8343 | 58.8419 | 58.5457 | 58.0235 | 58.0922 | 57.852 | 57.627 | 57.417 | 57.2219 | 57.0415 | 0 | 0 | 0 | 0 | 0 | 0
F11_Industrial_Other Industrial_Existing_Process_Natural Gas_Steam Trap Maintenance_A_Achievable Technical Potential | F11 | Industrial | Other Industrial | Existing | Process | Natural Gas | Steam Trap Maintenance | A | Purchases (Cumulative) | Achievable Technical Potential | 0 | 0 | 0 | 0 | 0 | 61.5069 | 122.98 | 184.0905 | 245.2341 | 306.4283 | 366.8454 | 427.0974 | 487.227 | 546.4018 | 605.8025 | 664.6368 | 723.4787 | 782.0244 | 840.0479 | 898.1402 | 955.9922 | 1013.6192 | 1071.0363 | 1128.2582 | 1185.2997 | 1185.2997 | 1185.2997 | 1185.2997 | 1185.2997 | 1185.2997 | 1185.2997
F1_Industrial_Other Industrial_Existing_Space Heating_Natural Gas_Gas Boiler - High Turndown_A_Achievable Technical Potential | F1 | Industrial | Other Industrial | Existing | Space Heating | Natural Gas | Gas Boiler - High Turndown | A | Integrated Unit Energy Savings (kWh or therms) | Achievable Technical Potential | 0 | 0 | 0 | 0 | 0 | 2.7443 | 2.7155 | 2.6835 | 2.648 | 2.6086 | 2.5655 | 2.5204 | 2.4735 | 2.4237 | 2.3747 | 2.3255 | 2.2794 | 2.2348 | 2.1921 | 2.1553 | 2.1207 | 2.0882 | 2.0599 | 2.0361 | 2.0137 | 1.9974 | 1.9834 | 1.9706 | 2.3772 | 2.3674 | 2.3585
F2_Industrial_Other Industrial_Existing_Space Heating_Natural Gas_Gas Boiler - High Turndown_A_Achievable Technical Potential | F2 | Industrial | Other Industrial | Existing | Space Heating | Natural Gas | Gas Boiler - High Turndown | A | Integrated Unit Summer Peak Savings (kW) | Achievable Technical Potential | 0 | 0 | 0 | 0 | 0 | 0 | 0 | 0 | 0 | 0 | 0 | 0 | 0 | 0 | 0 | 0 | 0 | 0 | 0 | 0 | 0 | 0 | 0 | 0 | 0 | 0 | 0 | 0 | 0 | 0 | 0
F3_Industrial_Other Industrial_Existing_Space Heating_Natural Gas_Gas Boiler - High Turndown_A_Achievable Technical Potential | F3 | Industrial | Other Industrial | Existing | Space Heating | Natural Gas | Gas Boiler - High Turndown | A | Integrated Unit Winter Peak Savings (kW) | Achievable Technical Potential | 0 | 0 | 0 | 0 | 0 | 0 | 0 | 0 | 0 | 0 | 0 | 0 | 0 | 0 | 0 | 0 | 0 | 0 | 0 | 0 | 0 | 0 | 0 | 0 | 0 | 0 | 0 | 0 | 0 | 0 | 0
F4_Industrial_Other Industrial_Existing_Space Heating_Natural Gas_Gas Boiler - High Turndown_A_Achievable Technical Potential | F4 | Industrial | Other Industrial | Existing | Space Heating | Natural Gas | Gas Boiler - High Turndown | A | Incremental Energy Savings (MWh or mTherms) | Achievable Technical Potential | 0 | 0 | 0 | 0 | 0 | 0.031877 | 0.031524 | 0.03097 | 0.030576 | 0.030146 | 0.026344 | 0.020648 | 0.016179 | 0.012481 | 0.0098199 | 0.0076198 | 0.0059759 | 0.0046635 | 0.0036269 | 0.0028562 | 0.002239 | 1.4979e-05 | 5.2579e-06 | 1.7657e-06 | 5.6766e-07 | 4.7722e-07 | 4.7261e-07 | 4.6841e-07 | 5.6383e-07 | 5.6042e-07 | 5.5736e-07
F5_Industrial_Other Industrial_Existing_Space Heating_Natural Gas_Gas Boiler - High Turndown_A_Achievable Technical Potential | F5 | Industrial | Other Industrial | Existing | Space Heating | Natural Gas | Gas Boiler - High Turndown | A | Incremental Summer Peak Savings (MW) | Achievable Technical Potential | 0 | 0 | 0 | 0 | 0 | 0 | 0 | 0 | 0 | 0 | 0 | 0 | 0 | 0 | 0 | 0 | 0 | 0 | 0 | 0 | 0 | 0 | 0 | 0 | 0 | 0 | 0 | 0 | 0 | 0 | 0
F6_Industrial_Other Industrial_Existing_Space Heating_Natural Gas_Gas Boiler - High Turndown_A_Achievable Technical Potential | F6 | Industrial | Other Industrial | Existing | Space Heating | Natural Gas | Gas Boiler - High Turndown | A | Incremental Winter Peak Savings (MW) | Achievable Technical Potential | 0 | 0 | 0 | 0 | 0 | 0 | 0 | 0 | 0 | 0 | 0 | 0 | 0 | 0 | 0 | 0 | 0 | 0 | 0 | 0 | 0 | 0 | 0 | 0 | 0 | 0 | 0 | 0 | 0 | 0 | 0
F7_Industrial_Other Industrial_Existing_Space Heating_Natural Gas_Gas Boiler - High Turndown_A_Achievable Technical Potential | F7 | Industrial | Other Industrial | Existing | Space Heating | Natural Gas | Gas Boiler - High Turndown | A | Cumulative Energy Savings (MWh or mTherms) | Achievable Technical Potential | 0 | 0 | 0 | 0 | 0 | 0.031877 | 0.063066 | 0.093293 | 0.12263 | 0.15096 | 0.17481 | 0.19238 | 0.20498 | 0.21333 | 0.21884 | 0.22192 | 0.2235 | 0.22379 | 0.22314 | 0.22225 | 0.22093 | 0.21755 | 0.21461 | 0.21213 | 0.2098 | 0.2081 | 0.20665 | 0.20531 | 0 | 0 | 0
F8_Industrial_Other Industrial_Existing_Space Heating_Natural Gas_Gas Boiler - High Turndown_A_Achievable Technical Potential | F8 | Industrial | Other Industrial | Existing | Space Heating | Natural Gas | Gas Boiler - High Turndown | A | Cumulative Summer Peak Savings (MW) | Achievable Technical Potential | 0 | 0 | 0 | 0 | 0 | 0 | 0 | 0 | 0 | 0 | 0 | 0 | 0 | 0 | 0 | 0 | 0 | 0 | 0 | 0 | 0 | 0 | 0 | 0 | 0 | 0 | 0 | 0 | 0 | 0 | 0
F9_Industrial_Other Industrial_Existing_Space Heating_Natural Gas_Gas Boiler - High Turndown_A_Achievable Technical Potential | F9 | Industrial | Other Industrial | Existing | Space Heating | Natural Gas | Gas Boiler - High Turndown | A | Cumulative Winter Peak Savings (MW) | Achievable Technical Potential | 0 | 0 | 0 | 0 | 0 | 0 | 0 | 0 | 0 | 0 | 0 | 0 | 0 | 0 | 0 | 0 | 0 | 0 | 0 | 0 | 0 | 0 | 0 | 0 | 0 | 0 | 0 | 0 | 0 | 0 | 0
F10_Industrial_Other Industrial_Existing_Space Heating_Natural Gas_Gas Boiler - High Turndown_A_Achievable Technical Potential | F10 | Industrial | Other Industrial | Existing | Space Heating | Natural Gas | Gas Boiler - High Turndown | A | Purchases (Incremental) | Achievable Technical Potential | 0 | 0 | 0 | 0 | 0 | 11.6154 | 11.6091 | 11.5406 | 11.5468 | 11.5564 | 10.2687 | 8.1925 | 6.5407 | 5.1495 | 4.1353 | 3.2767 | 2.6217 | 2.0868 | 1.6545 | 1.3252 | 1.0558 | 0.0071732 | 0.0025525 | 0.00086722 | 0.0002819 | 0.00023892 | 0.00023828 | 0.0002377 | 0.00023718 | 0.00023672 | 0.00023632
F11_Industrial_Other Industrial_Existing_Space Heating_Natural Gas_Gas Boiler - High Turndown_A_Achievable Technical Potential | F11 | Industrial | Other Industrial | Existing | Space Heating | Natural Gas | Gas Boiler - High Turndown | A | Purchases (Cumulative) | Achievable Technical Potential | 0 | 0 | 0 | 0 | 0 | 11.6154 | 23.2245 | 34.7651 | 46.3119 | 57.8683 | 68.137 | 76.3295 | 82.8701 | 88.0196 | 92.1549 | 95.4316 | 98.0532 | 100.14 | 101.7946 | 103.1198 | 104.1756 | 104.1827 | 104.1853 | 104.1862 | 104.1864 | 104.1867 | 104.1869 | 104.1872 | 104.1874 | 104.1876 | 104.1879
F1_Industrial_Other Industrial_Existing_Process_Natural Gas_Gas Boiler - High Turndown_A_Achievable Technical Potential | F1 | Industrial | Other Industrial | Existing | Process | Natural Gas | Gas Boiler - High Turndown | A | Integrated Unit Energy Savings (kWh or therms) | Achievable Technical Potential | 0 | 0 | 0 | 0 | 0 | 2.1147 | 2.1078 | 2.1009 | 2.094 | 2.087 | 2.0798 | 2.0732 | 2.0669 | 2.0602 | 2.055 | 2.0493 | 2.0446 | 2.0398 | 2.0349 | 2.031 | 2.0267 | 2.0227 | 2.0186 | 2.0146 | 2.0106 | 2.0103 | 2.01 | 2.0098 | 2.1216 | 2.1216 | 2.1216
F2_Industrial_Other Industrial_Existing_Process_Natural Gas_Gas Boiler - High Turndown_A_Achievable Technical Potential | F2 | Industrial | Other Industrial | Existing | Process | Natural Gas | Gas Boiler - High Turndown | A | Integrated Unit Summer Peak Savings (kW) | Achievable Technical Potential | 0 | 0 | 0 | 0 | 0 | 0 | 0 | 0 | 0 | 0 | 0 | 0 | 0 | 0 | 0 | 0 | 0 | 0 | 0 | 0 | 0 | 0 | 0 | 0 | 0 | 0 | 0 | 0 | 0 | 0 | 0
F3_Industrial_Other Industrial_Existing_Process_Natural Gas_Gas Boiler - High Turndown_A_Achievable Technical Potential | F3 | Industrial | Other Industrial | Existing | Process | Natural Gas | Gas Boiler - High Turndown | A | Integrated Unit Winter Peak Savings (kW) | Achievable Technical Potential | 0 | 0 | 0 | 0 | 0 | 0 | 0 | 0 | 0 | 0 | 0 | 0 | 0 | 0 | 0 | 0 | 0 | 0 | 0 | 0 | 0 | 0 | 0 | 0 | 0 | 0 | 0 | 0 | 0 | 0 | 0
F4_Industrial_Other Industrial_Existing_Process_Natural Gas_Gas Boiler - High Turndown_A_Achievable Technical Potential | F4 | Industrial | Other Industrial | Existing | Process | Natural Gas | Gas Boiler - High Turndown | A | Incremental Energy Savings (MWh or mTherms) | Achievable Technical Potential | 0 | 0 | 0 | 0 | 0 | 0.35566 | 0.3543 | 0.35105 | 0.35009 | 0.34922 | 0.30922 | 0.24592 | 0.19574 | 0.15361 | 0.12304 | 0.097226 | 0.077613 | 0.061633 | 0.04875 | 0.038971 | 0.030982 | 0.00021008 | 7.4606e-05 | 2.5297e-05 | 8.2067e-06 | 6.9543e-06 | 6.9348e-06 | 6.9171e-06 | 7.2862e-06 | 7.2721e-06 | 7.2597e-06
F5_Industrial_Other Industrial_Existing_Process_Natural Gas_Gas Boiler - High Turndown_A_Achievable Technical Potential | F5 | Industrial | Other Industrial | Existing | Process | Natural Gas | Gas Boiler - High Turndown | A | Incremental Summer Peak Savings (MW) | Achievable Technical Potential | 0 | 0 | 0 | 0 | 0 | 0 | 0 | 0 | 0 | 0 | 0 | 0 | 0 | 0 | 0 | 0 | 0 | 0 | 0 | 0 | 0 | 0 | 0 | 0 | 0 | 0 | 0 | 0 | 0 | 0 | 0
F6_Industrial_Other Industrial_Existing_Process_Natural Gas_Gas Boiler - High Turndown_A_Achievable Technical Potential | F6 | Industrial | Other Industrial | Existing | Process | Natural Gas | Gas Boiler - High Turndown | A | Incremental Winter Peak Savings (MW) | Achievable Technical Potential | 0 | 0 | 0 | 0 | 0 | 0 | 0 | 0 | 0 | 0 | 0 | 0 | 0 | 0 | 0 | 0 | 0 | 0 | 0 | 0 | 0 | 0 | 0 | 0 | 0 | 0 | 0 | 0 | 0 | 0 | 0
F7_Industrial_Other Industrial_Existing_Process_Natural Gas_Gas Boiler - High Turndown_A_Achievable Technical Potential | F7 | Industrial | Other Industrial | Existing | Process | Natural Gas | Gas Boiler - High Turndown | A | Cumulative Energy Savings (MWh or mTherms) | Achievable Technical Potential | 0 | 0 | 0 | 0 | 0 | 0.35566 | 0.7088 | 1.0575 | 1.4041 | 1.7487 | 2.0518 | 2.2912 | 2.4801 | 2.6256 | 2.742 | 2.8316 | 2.9028 | 2.9576 | 2.9993 | 3.0325 | 3.0571 | 3.0512 | 3.0452 | 3.0391 | 3.0331 | 3.0326 | 3.0322 | 3.0318 | 0 | 0 | 0
F8_Industrial_Other Industrial_Existing_Process_Natural Gas_Gas Boiler - High Turndown_A_Achievable Technical Potential | F8 | Industrial | Other Industrial | Existing | Process | Natural Gas | Gas Boiler - High Turndown | A | Cumulative Summer Peak Savings (MW) | Achievable Technical Potential | 0 | 0 | 0 | 0 | 0 | 0 | 0 | 0 | 0 | 0 | 0 | 0 | 0 | 0 | 0 | 0 | 0 | 0 | 0 | 0 | 0 | 0 | 0 | 0 | 0 | 0 | 0 | 0 | 0 | 0 | 0
F9_Industrial_Other Industrial_Existing_Process_Natural Gas_Gas Boiler - High Turndown_A_Achievable Technical Potential | F9 | Industrial | Other Industrial | Existing | Process | Natural Gas | Gas Boiler - High Turndown | A | Cumulative Winter Peak Savings (MW) | Achievable Technical Potential | 0 | 0 | 0 | 0 | 0 | 0 | 0 | 0 | 0 | 0 | 0 | 0 | 0 | 0 | 0 | 0 | 0 | 0 | 0 | 0 | 0 | 0 | 0 | 0 | 0 | 0 | 0 | 0 | 0 | 0 | 0
F10_Industrial_Other Industrial_Existing_Process_Natural Gas_Gas Boiler - High Turndown_A_Achievable Technical Potential | F10 | Industrial | Other Industrial | Existing | Process | Natural Gas | Gas Boiler - High Turndown | A | Purchases (Incremental) | Achievable Technical Potential | 0 | 0 | 0 | 0 | 0 | 168.1822 | 168.0899 | 167.0986 | 167.1889 | 167.3272 | 148.6821 | 118.6206 | 94.7038 | 74.56 | 59.8757 | 47.4438 | 37.9599 | 30.2151 | 23.9565 | 19.1879 | 15.2868 | 0.10386 | 0.036959 | 0.012557 | 0.0040817 | 0.0034593 | 0.0034501 | 0.0034417 | 0.0034342 | 0.0034276 | 0.0034217
F11_Industrial_Other Industrial_Existing_Process_Natural Gas_Gas Boiler - High Turndown_A_Achievable Technical Potential | F11 | Industrial | Other Industrial | Existing | Process | Natural Gas | Gas Boiler - High Turndown | A | Purchases (Cumulative) | Achievable Technical Potential | 0 | 0 | 0 | 0 | 0 | 168.1822 | 336.2721 | 503.3707 | 670.5596 | 837.8868 | 986.5689 | 1105.1895 | 1199.8934 | 1274.4533 | 1334.329 | 1381.7728 | 1419.7327 | 1449.9479 | 1473.9043 | 1493.0922 | 1508.379 | 1508.4829 | 1508.5199 | 1508.5324 | 1508.5365 | 1508.54 | 1508.5434 | 1508.5468 | 1508.5503 | 1508.5537 | 1508.5571
F1_Industrial_Other Industrial_Existing_Space Heating_Natural Gas_Gas Boiler - Burner Control Optimization_A_Achievable Technical Potential | F1 | Industrial | Other Industrial | Existing | Space Heating | Natural Gas | Gas Boiler - Burner Control Optimization | A | Integrated Unit Energy Savings (kWh or therms) | Achievable Technical Potential | 0 | 0 | 0 | 0 | 0 | 0.79583 | 0.78742 | 0.77813 | 0.76778 | 0.75634 | 0.74381 | 0.73071 | 0.71711 | 0.70263 | 0.68841 | 0.67414 | 0.66078 | 0.64784 | 0.63545 | 0.62478 | 0.61476 | 0.60533 | 0.59712 | 0.59022 | 0.58374 | 0.57901 | 0.57496 | 0.57123 | 0.68938 | 0.68655 | 0.68397
F2_Industrial_Other Industrial_Existing_Space Heating_Natural Gas_Gas Boiler - Burner Control Optimization_A_Achievable Technical Potential | F2 | Industrial | Other Industrial | Existing | Space Heating | Natural Gas | Gas Boiler - Burner Control Optimization | A | Integrated Unit Summer Peak Savings (kW) | Achievable Technical Potential | 0 | 0 | 0 | 0 | 0 | 0 | 0 | 0 | 0 | 0 | 0 | 0 | 0 | 0 | 0 | 0 | 0 | 0 | 0 | 0 | 0 | 0 | 0 | 0 | 0 | 0 | 0 | 0 | 0 | 0 | 0
F3_Industrial_Other Industrial_Existing_Space Heating_Natural Gas_Gas Boiler - Burner Control Optimization_A_Achievable Technical Potential | F3 | Industrial | Other Industrial | Existing | Space Heating | Natural Gas | Gas Boiler - Burner Control Optimization | A | Integrated Unit Winter Peak Savings (kW) | Achievable Technical Potential | 0 | 0 | 0 | 0 | 0 | 0 | 0 | 0 | 0 | 0 | 0 | 0 | 0 | 0 | 0 | 0 | 0 | 0 | 0 | 0 | 0 | 0 | 0 | 0 | 0 | 0 | 0 | 0 | 0 | 0 | 0
F4_Industrial_Other Industrial_Existing_Space Heating_Natural Gas_Gas Boiler - Burner Control Optimization_A_Achievable Technical Potential | F4 | Industrial | Other Industrial | Existing | Space Heating | Natural Gas | Gas Boiler - Burner Control Optimization | A | Incremental Energy Savings (MWh or mTherms) | Achievable Technical Potential | 0 | 0 | 0 | 0 | 0 | 0.0024936 | 0.0038762 | 0.0076156 | 0.013157 | 0.020178 | 0.027429 | 0.034201 | 0.039079 | 0.040581 | 0.039911 | 0.03613 | 0.030991 | 0.024897 | 0.018825 | 0.013654 | 0.0093655 | 0.006124 | 0.0038302 | 0.0022967 | 0.0015331 | 0 | 0 | 0 | 0 | 0 | 0
F5_Industrial_Other Industrial_Existing_Space Heating_Natural Gas_Gas Boiler - Burner Control Optimization_A_Achievable Technical Potential | F5 | Industrial | Other Industrial | Existing | Space Heating | Natural Gas | Gas Boiler - Burner Control Optimization | A | Incremental Summer Peak Savings (MW) | Achievable Technical Potential | 0 | 0 | 0 | 0 | 0 | 0 | 0 | 0 | 0 | 0 | 0 | 0 | 0 | 0 | 0 | 0 | 0 | 0 | 0 | 0 | 0 | 0 | 0 | 0 | 0 | 0 | 0 | 0 | 0 | 0 | 0
F6_Industrial_Other Industrial_Existing_Space Heating_Natural Gas_Gas Boiler - Burner Control Optimization_A_Achievable Technical Potential | F6 | Industrial | Other Industrial | Existing | Space Heating | Natural Gas | Gas Boiler - Burner Control Optimization | A | Incremental Winter Peak Savings (MW) | Achievable Technical Potential | 0 | 0 | 0 | 0 | 0 | 0 | 0 | 0 | 0 | 0 | 0 | 0 | 0 | 0 | 0 | 0 | 0 | 0 | 0 | 0 | 0 | 0 | 0 | 0 | 0 | 0 | 0 | 0 | 0 | 0 | 0
F7_Industrial_Other Industrial_Existing_Space Heating_Natural Gas_Gas Boiler - Burner Control Optimization_A_Achievable Technical Potential | F7 | Industrial | Other Industrial | Existing | Space Heating | Natural Gas | Gas Boiler - Burner Control Optimization | A | Cumulative Energy Savings (MWh or mTherms) | Achievable Technical Potential | 0 | 0 | 0 | 0 | 0 | 0.0024936 | 0.0063434 | 0.013884 | 0.026857 | 0.046635 | 0.073292 | 0.1062 | 0.1433 | 0.18099 | 0.21724 | 0.24887 | 0.27492 | 0.29444 | 0.30763 | 0.31612 | 0.32042 | 0.32162 | 0.32109 | 0.31968 | 0.3177 | 0.31513 | 0.31292 | 0.31089 | 0 | 0 | 0
F8_Industrial_Other Industrial_Existing_Space Heating_Natural Gas_Gas Boiler - Burner Control Optimization_A_Achievable Technical Potential | F8 | Industrial | Other Industrial | Existing | Space Heating | Natural Gas | Gas Boiler - Burner Control Optimization | A | Cumulative Summer Peak Savings (MW) | Achievable Technical Potential | 0 | 0 | 0 | 0 | 0 | 0 | 0 | 0 | 0 | 0 | 0 | 0 | 0 | 0 | 0 | 0 | 0 | 0 | 0 | 0 | 0 | 0 | 0 | 0 | 0 | 0 | 0 | 0 | 0 | 0 | 0
F9_Industrial_Other Industrial_Existing_Space Heating_Natural Gas_Gas Boiler - Burner Control Optimization_A_Achievable Technical Potential | F9 | Industrial | Other Industrial | Existing | Space Heating | Natural Gas | Gas Boiler - Burner Control Optimization | A | Cumulative Winter Peak Savings (MW) | Achievable Technical Potential | 0 | 0 | 0 | 0 | 0 | 0 | 0 | 0 | 0 | 0 | 0 | 0 | 0 | 0 | 0 | 0 | 0 | 0 | 0 | 0 | 0 | 0 | 0 | 0 | 0 | 0 | 0 | 0 | 0 | 0 | 0
F10_Industrial_Other Industrial_Existing_Space Heating_Natural Gas_Gas Boiler - Burner Control Optimization_A_Achievable Technical Potential | F10 | Industrial | Other Industrial | Existing | Space Heating | Natural Gas | Gas Boiler - Burner Control Optimization | A | Purchases (Incremental) | Achievable Technical Potential | 0 | 0 | 0 | 0 | 0 | 3.1333 | 4.9226 | 9.7871 | 17.1367 | 26.6791 | 36.8764 | 46.8053 | 54.4953 | 57.7554 | 57.9759 | 53.5948 | 46.9015 | 38.4304 | 29.6237 | 21.8538 | 15.2344 | 10.1168 | 6.4145 | 3.8912 | 2.6264 | 0 | 0 | 0 | 0 | 0 | 0
F11_Industrial_Other Industrial_Existing_Space Heating_Natural Gas_Gas Boiler - Burner Control Optimization_A_Achievable Technical Potential | F11 | Industrial | Other Industrial | Existing | Space Heating | Natural Gas | Gas Boiler - Burner Control Optimization | A | Purchases (Cumulative) | Achievable Technical Potential | 0 | 0 | 0 | 0 | 0 | 3.1333 | 8.0559 | 17.843 | 34.9796 | 61.6587 | 98.5351 | 145.3404 | 199.8358 | 257.5911 | 315.567 | 369.1618 | 416.0633 | 454.4937 | 484.1174 | 505.9712 | 521.2056 | 531.3224 | 537.7369 | 541.6281 | 544.2545 | 544.2545 | 544.2545 | 544.2545 | 544.2545 | 544.2545 | 544.2545
F1_Industrial_Other Industrial_Existing_Process_Natural Gas_Gas Boiler - Burner Control Optimization_A_Achievable Technical Potential | F1 | Industrial | Other Industrial | Existing | Process | Natural Gas | Gas Boiler - Burner Control Optimization | A | Integrated Unit Energy Savings (kWh or therms) | Achievable Technical Potential | 0 | 0 | 0 | 0 | 0 | 0.61313 | 0.61099 | 0.60884 | 0.60671 | 0.60456 | 0.60232 | 0.6003 | 0.59841 | 0.59639 | 0.59484 | 0.59314 | 0.59175 | 0.59034 | 0.58889 | 0.58774 | 0.58648 | 0.58531 | 0.58413 | 0.58297 | 0.58181 | 0.58171 | 0.58162 | 0.58154 | 0.61528 | 0.61528 | 0.61528
F2_Industrial_Other Industrial_Existing_Process_Natural Gas_Gas Boiler - Burner Control Optimization_A_Achievable Technical Potential | F2 | Industrial | Other Industrial | Existing | Process | Natural Gas | Gas Boiler - Burner Control Optimization | A | Integrated Unit Summer Peak Savings (kW) | Achievable Technical Potential | 0 | 0 | 0 | 0 | 0 | 0 | 0 | 0 | 0 | 0 | 0 | 0 | 0 | 0 | 0 | 0 | 0 | 0 | 0 | 0 | 0 | 0 | 0 | 0 | 0 | 0 | 0 | 0 | 0 | 0 | 0
F3_Industrial_Other Industrial_Existing_Process_Natural Gas_Gas Boiler - Burner Control Optimization_A_Achievable Technical Potential | F3 | Industrial | Other Industrial | Existing | Process | Natural Gas | Gas Boiler - Burner Control Optimization | A | Integrated Unit Winter Peak Savings (kW) | Achievable Technical Potential | 0 | 0 | 0 | 0 | 0 | 0 | 0 | 0 | 0 | 0 | 0 | 0 | 0 | 0 | 0 | 0 | 0 | 0 | 0 | 0 | 0 | 0 | 0 | 0 | 0 | 0 | 0 | 0 | 0 | 0 | 0
F4_Industrial_Other Industrial_Existing_Process_Natural Gas_Gas Boiler - Burner Control Optimization_A_Achievable Technical Potential | F4 | Industrial | Other Industrial | Existing | Process | Natural Gas | Gas Boiler - Burner Control Optimization | A | Incremental Energy Savings (MWh or mTherms) | Achievable Technical Potential | 0 | 0 | 0 | 0 | 0 | 0.027816 | 0.043549 | 0.086278 | 0.15054 | 0.23354 | 0.3216 | 0.40683 | 0.47218 | 0.49874 | 0.49933 | 0.46028 | 0.40185 | 0.32849 | 0.25259 | 0.18598 | 0.12937 | 0.085737 | 0.054252 | 0.032845 | 0.022125 | 0 | 0 | 0 | 0 | 0 | 0
F5_Industrial_Other Industrial_Existing_Process_Natural Gas_Gas Boiler - Burner Control Optimization_A_Achievable Technical Potential | F5 | Industrial | Other Industrial | Existing | Process | Natural Gas | Gas Boiler - Burner Control Optimization | A | Incremental Summer Peak Savings (MW) | Achievable Technical Potential | 0 | 0 | 0 | 0 | 0 | 0 | 0 | 0 | 0 | 0 | 0 | 0 | 0 | 0 | 0 | 0 | 0 | 0 | 0 | 0 | 0 | 0 | 0 | 0 | 0 | 0 | 0 | 0 | 0 | 0 | 0
F6_Industrial_Other Industrial_Existing_Process_Natural Gas_Gas Boiler - Burner Control Optimization_A_Achievable Technical Potential | F6 | Industrial | Other Industrial | Existing | Process | Natural Gas | Gas Boiler - Burner Control Optimization | A | Incremental Winter Peak Savings (MW) | Achievable Technical Potential | 0 | 0 | 0 | 0 | 0 | 0 | 0 | 0 | 0 | 0 | 0 | 0 | 0 | 0 | 0 | 0 | 0 | 0 | 0 | 0 | 0 | 0 | 0 | 0 | 0 | 0 | 0 | 0 | 0 | 0 | 0
F7_Industrial_Other Industrial_Existing_Process_Natural Gas_Gas Boiler - Burner Control Optimization_A_Achievable Technical Potential | F7 | Industrial | Other Industrial | Existing | Process | Natural Gas | Gas Boiler - Burner Control Optimization | A | Cumulative Energy Savings (MWh or mTherms) | Achievable Technical Potential | 0 | 0 | 0 | 0 | 0 | 0.027816 | 0.071268 | 0.15729 | 0.30728 | 0.53973 | 0.85933 | 1.2633 | 1.7315 | 2.2244 | 2.7179 | 3.1704 | 3.5649 | 3.8848 | 4.1279 | 4.3058 | 4.426 | 4.5028 | 4.5481 | 4.5718 | 4.5849 | 4.5841 | 4.5834 | 4.5828 | 0 | 0 | 0
F8_Industrial_Other Industrial_Existing_Process_Natural Gas_Gas Boiler - Burner Control Optimization_A_Achievable Technical Potential | F8 | Industrial | Other Industrial | Existing | Process | Natural Gas | Gas Boiler - Burner Control Optimization | A | Cumulative Summer Peak Savings (MW) | Achievable Technical Potential | 0 | 0 | 0 | 0 | 0 | 0 | 0 | 0 | 0 | 0 | 0 | 0 | 0 | 0 | 0 | 0 | 0 | 0 | 0 | 0 | 0 | 0 | 0 | 0 | 0 | 0 | 0 | 0 | 0 | 0 | 0
F9_Industrial_Other Industrial_Existing_Process_Natural Gas_Gas Boiler - Burner Control Optimization_A_Achievable Technical Potential | F9 | Industrial | Other Industrial | Existing | Process | Natural Gas | Gas Boiler - Burner Control Optimization | A | Cumulative Winter Peak Savings (MW) | Achievable Technical Potential | 0 | 0 | 0 | 0 | 0 | 0 | 0 | 0 | 0 | 0 | 0 | 0 | 0 | 0 | 0 | 0 | 0 | 0 | 0 | 0 | 0 | 0 | 0 | 0 | 0 | 0 | 0 | 0 | 0 | 0 | 0
F10_Industrial_Other Industrial_Existing_Process_Natural Gas_Gas Boiler - Burner Control Optimization_A_Achievable Technical Potential | F10 | Industrial | Other Industrial | Existing | Process | Natural Gas | Gas Boiler - Burner Control Optimization | A | Purchases (Incremental) | Achievable Technical Potential | 0 | 0 | 0 | 0 | 0 | 45.3679 | 71.2749 | 141.7092 | 248.1252 | 386.2917 | 533.9406 | 677.7038 | 789.049 | 836.2515 | 839.4443 | 776.0098 | 679.0967 | 556.4414 | 428.9273 | 316.4261 | 220.5823 | 146.4829 | 92.8768 | 56.3416 | 38.0277 | 0 | 0 | 0 | 0 | 0 | 0
F11_Industrial_Other Industrial_Existing_Process_Natural Gas_Gas Boiler - Burner Control Optimization_A_Achievable Technical Potential | F11 | Industrial | Other Industrial | Existing | Process | Natural Gas | Gas Boiler - Burner Control Optimization | A | Purchases (Cumulative) | Achievable Technical Potential | 0 | 0 | 0 | 0 | 0 | 45.3679 | 116.6428 | 258.352 | 506.4772 | 892.7689 | 1426.7095 | 2104.4133 | 2893.4623 | 3729.7137 | 4569.158 | 5345.1678 | 6024.2646 | 6580.7059 | 7009.6332 | 7326.0593 | 7546.6415 | 7693.1245 | 7786.0012 | 7842.3428 | 7880.3704 | 7880.3704 | 7880.3704 | 7880.3704 | 7880.3704 | 7880.3704 | 7880.3704
F1_Industrial_Other Industrial_Existing_Space Heating_Natural Gas_HVAC - Demand Controlled Ventilation_A_Achievable Technical Potential | F1 | Industrial | Other Industrial | Existing | Space Heating | Natural Gas | HVAC - Demand Controlled Ventilation | A | Integrated Unit Energy Savings (kWh or therms) | Achievable Technical Potential | 0 | 0 | 0 | 0 | 0 | 0.045672 | 0.0452 | 0.044596 | 0.043959 | 0.043289 | 0.042591 | 0.041866 | 0.041134 | 0.040379 | 0.039595 | 0.038833 | 0.038093 | 0.037379 | 0.036698 | 0.036074 | 0.035488 | 0.034939 | 0.034438 | 0.034008 | 0.033614 | 0.033282 | 0.032988 | 0.032712 | 0.036718 | 0.036492 | 0.03628
F2_Industrial_Other Industrial_Existing_Space Heating_Natural Gas_HVAC - Demand Controlled Ventilation_A_Achievable Technical Potential | F2 | Industrial | Other Industrial | Existing | Space Heating | Natural Gas | HVAC - Demand Controlled Ventilation | A | Integrated Unit Summer Peak Savings (kW) | Achievable Technical Potential | 0 | 0 | 0 | 0 | 0 | 0 | 0 | 0 | 0 | 0 | 0 | 0 | 0 | 0 | 0 | 0 | 0 | 0 | 0 | 0 | 0 | 0 | 0 | 0 | 0 | 0 | 0 | 0 | 0 | 0 | 0
F3_Industrial_Other Industrial_Existing_Space Heating_Natural Gas_HVAC - Demand Controlled Ventilation_A_Achievable Technical Potential | F3 | Industrial | Other Industrial | Existing | Space Heating | Natural Gas | HVAC - Demand Controlled Ventilation | A | Integrated Unit Winter Peak Savings (kW) | Achievable Technical Potential | 0 | 0 | 0 | 0 | 0 | 0 | 0 | 0 | 0 | 0 | 0 | 0 | 0 | 0 | 0 | 0 | 0 | 0 | 0 | 0 | 0 | 0 | 0 | 0 | 0 | 0 | 0 | 0 | 0 | 0 | 0
F4_Industrial_Other Industrial_Existing_Space Heating_Natural Gas_HVAC - Demand Controlled Ventilation_A_Achievable Technical Potential | F4 | Industrial | Other Industrial | Existing | Space Heating | Natural Gas | HVAC - Demand Controlled Ventilation | A | Incremental Energy Savings (MWh or mTherms) | Achievable Technical Potential | 0 | 0 | 0 | 0 | 0 | 0.1939 | 0.19179 | 0.18811 | 0.18552 | 0.18284 | 0.17761 | 0.17411 | 0.17072 | 0.16493 | 0.16234 | 0.1577 | 0.15472 | 0.15105 | 0.14698 | 0.14465 | 0.14171 | 0.13897 | 0.13648 | 0.13432 | 0.13235 | 0 | 0 | 0 | 0 | 0 | 0
F5_Industrial_Other Industrial_Existing_Space Heating_Natural Gas_HVAC - Demand Controlled Ventilation_A_Achievable Technical Potential | F5 | Industrial | Other Industrial | Existing | Space Heating | Natural Gas | HVAC - Demand Controlled Ventilation | A | Incremental Summer Peak Savings (MW) | Achievable Technical Potential | 0 | 0 | 0 | 0 | 0 | 0 | 0 | 0 | 0 | 0 | 0 | 0 | 0 | 0 | 0 | 0 | 0 | 0 | 0 | 0 | 0 | 0 | 0 | 0 | 0 | 0 | 0 | 0 | 0 | 0 | 0
F6_Industrial_Other Industrial_Existing_Space Heating_Natural Gas_HVAC - Demand Controlled Ventilation_A_Achievable Technical Potential | F6 | Industrial | Other Industrial | Existing | Space Heating | Natural Gas | HVAC - Demand Controlled Ventilation | A | Incremental Winter Peak Savings (MW) | Achievable Technical Potential | 0 | 0 | 0 | 0 | 0 | 0 | 0 | 0 | 0 | 0 | 0 | 0 | 0 | 0 | 0 | 0 | 0 | 0 | 0 | 0 | 0 | 0 | 0 | 0 | 0 | 0 | 0 | 0 | 0 | 0 | 0
F7_Industrial_Other Industrial_Existing_Space Heating_Natural Gas_HVAC - Demand Controlled Ventilation_A_Achievable Technical Potential | F7 | Industrial | Other Industrial | Existing | Space Heating | Natural Gas | HVAC - Demand Controlled Ventilation | A | Cumulative Energy Savings (MWh or mTherms) | Achievable Technical Potential | 0 | 0 | 0 | 0 | 0 | 0.1939 | 0.38369 | 0.56667 | 0.7441 | 0.91559 | 1.0785 | 1.2342 | 1.3833 | 1.5229 | 1.6557 | 1.7815 | 1.9023 | 2.0176 | 2.1279 | 2.2363 | 2.3417 | 2.4444 | 2.5459 | 2.6484 | 2.7501 | 2.723 | 2.6989 | 2.6763 | 0 | 0 | 0
F8_Industrial_Other Industrial_Existing_Space Heating_Natural Gas_HVAC - Demand Controlled Ventilation_A_Achievable Technical Potential | F8 | Industrial | Other Industrial | Existing | Space Heating | Natural Gas | HVAC - Demand Controlled Ventilation | A | Cumulative Summer Peak Savings (MW) | Achievable Technical Potential | 0 | 0 | 0 | 0 | 0 | 0 | 0 | 0 | 0 | 0 | 0 | 0 | 0 | 0 | 0 | 0 | 0 | 0 | 0 | 0 | 0 | 0 | 0 | 0 | 0 | 0 | 0 | 0 | 0 | 0 | 0
F9_Industrial_Other Industrial_Existing_Space Heating_Natural Gas_HVAC - Demand Controlled Ventilation_A_Achievable Technical Potential | F9 | Industrial | Other Industrial | Existing | Space Heating | Natural Gas | HVAC - Demand Controlled Ventilation | A | Cumulative Winter Peak Savings (MW) | Achievable Technical Potential | 0 | 0 | 0 | 0 | 0 | 0 | 0 | 0 | 0 | 0 | 0 | 0 | 0 | 0 | 0 | 0 | 0 | 0 | 0 | 0 | 0 | 0 | 0 | 0 | 0 | 0 | 0 | 0 | 0 | 0 | 0
F10_Industrial_Other Industrial_Existing_Space Heating_Natural Gas_HVAC - Demand Controlled Ventilation_A_Achievable Technical Potential | F10 | Industrial | Other Industrial | Existing | Space Heating | Natural Gas | HVAC - Demand Controlled Ventilation | A | Purchases (Incremental) | Achievable Technical Potential | 0 | 0 | 0 | 0 | 0 | 4245.4348 | 4243.1048 | 4218.0817 | 4220.3621 | 4223.8519 | 4170.2133 | 4158.8175 | 4150.3733 | 4084.4668 | 4100.0614 | 4060.962 | 4061.489 | 4041.0474 | 4005.0015 | 4009.7456 | 3993.1643 | 3977.6336 | 3963.1405 | 3949.6725 | 3937.2174 | 0 | 0 | 0 | 0 | 0 | 0
F11_Industrial_Other Industrial_Existing_Space Heating_Natural Gas_HVAC - Demand Controlled Ventilation_A_Achievable Technical Potential | F11 | Industrial | Other Industrial | Existing | Space Heating | Natural Gas | HVAC - Demand Controlled Ventilation | A | Purchases (Cumulative) | Achievable Technical Potential | 0 | 0 | 0 | 0 | 0 | 4245.4348 | 8488.5396 | 12706.6213 | 16926.9834 | 21150.8353 | 25321.0486 | 29479.8661 | 33630.2394 | 37714.7062 | 41814.7676 | 45875.7296 | 49937.2186 | 53978.2659 | 57983.2674 | 61993.013 | 65986.1773 | 69963.8109 | 73926.9514 | 77876.6239 | 81813.8413 | 81813.8413 | 81813.8413 | 81813.8413 | 81813.8413 | 81813.8413 | 81813.8413
F1_Industrial_Other Industrial_Existing_Space Heating_Natural Gas_Gas Boiler - Stack Economizer_A_Achievable Technical Potential | F1 | Industrial | Other Industrial | Existing | Space Heating | Natural Gas | Gas Boiler - Stack Economizer | A | Integrated Unit Energy Savings (kWh or therms) | Achievable Technical Potential | 0 | 0 | 0 | 0 | 0 | 2.0083 | 1.9934 | 1.9782 | 1.9622 | 1.9456 | 1.9287 | 1.9113 | 1.8934 | 1.8747 | 1.8543 | 1.8346 | 1.8148 | 1.7953 | 1.7761 | 1.7577 | 1.74 | 1.7218 | 1.7053 | 1.6907 | 1.6764 | 1.6635 | 1.6524 | 1.6422 | 1.7353 | 1.7282 | 1.7217
F2_Industrial_Other Industrial_Existing_Space Heating_Natural Gas_Gas Boiler - Stack Economizer_A_Achievable Technical Potential | F2 | Industrial | Other Industrial | Existing | Space Heating | Natural Gas | Gas Boiler - Stack Economizer | A | Integrated Unit Summer Peak Savings (kW) | Achievable Technical Potential | 0 | 0 | 0 | 0 | 0 | 0 | 0 | 0 | 0 | 0 | 0 | 0 | 0 | 0 | 0 | 0 | 0 | 0 | 0 | 0 | 0 | 0 | 0 | 0 | 0 | 0 | 0 | 0 | 0 | 0 | 0
F3_Industrial_Other Industrial_Existing_Space Heating_Natural Gas_Gas Boiler - Stack Economizer_A_Achievable Technical Potential | F3 | Industrial | Other Industrial | Existing | Space Heating | Natural Gas | Gas Boiler - Stack Economizer | A | Integrated Unit Winter Peak Savings (kW) | Achievable Technical Potential | 0 | 0 | 0 | 0 | 0 | 0 | 0 | 0 | 0 | 0 | 0 | 0 | 0 | 0 | 0 | 0 | 0 | 0 | 0 | 0 | 0 | 0 | 0 | 0 | 0 | 0 | 0 | 0 | 0 | 0 | 0
F4_Industrial_Other Industrial_Existing_Space Heating_Natural Gas_Gas Boiler - Stack Economizer_A_Achievable Technical Potential | F4 | Industrial | Other Industrial | Existing | Space Heating | Natural Gas | Gas Boiler - Stack Economizer | A | Incremental Energy Savings (MWh or mTherms) | Achievable Technical Potential | 0 | 0 | 0 | 0 | 0 | 0.062205 | 0.061711 | 0.060877 | 0.06042 | 0.059958 | 0.052813 | 0.041754 | 0.033023 | 0.025743 | 0.020449 | 0.016031 | 0.012688 | 0.0099907 | 0.0078365 | 0.0062115 | 0.0048988 | 3.2936e-05 | 1.1607e-05 | 3.9098e-06 | 1.2602e-06 | 1.0598e-06 | 1.0499e-06 | 1.0409e-06 | 1.0976e-06 | 1.091e-06 | 1.085e-06
F5_Industrial_Other Industrial_Existing_Space Heating_Natural Gas_Gas Boiler - Stack Economizer_A_Achievable Technical Potential | F5 | Industrial | Other Industrial | Existing | Space Heating | Natural Gas | Gas Boiler - Stack Economizer | A | Incremental Summer Peak Savings (MW) | Achievable Technical Potential | 0 | 0 | 0 | 0 | 0 | 0 | 0 | 0 | 0 | 0 | 0 | 0 | 0 | 0 | 0 | 0 | 0 | 0 | 0 | 0 | 0 | 0 | 0 | 0 | 0 | 0 | 0 | 0 | 0 | 0 | 0
F6_Industrial_Other Industrial_Existing_Space Heating_Natural Gas_Gas Boiler - Stack Economizer_A_Achievable Technical Potential | F6 | Industrial | Other Industrial | Existing | Space Heating | Natural Gas | Gas Boiler - Stack Economizer | A | Incremental Winter Peak Savings (MW) | Achievable Technical Potential | 0 | 0 | 0 | 0 | 0 | 0 | 0 | 0 | 0 | 0 | 0 | 0 | 0 | 0 | 0 | 0 | 0 | 0 | 0 | 0 | 0 | 0 | 0 | 0 | 0 | 0 | 0 | 0 | 0 | 0 | 0
F7_Industrial_Other Industrial_Existing_Space Heating_Natural Gas_Gas Boiler - Stack Economizer_A_Achievable Technical Potential | F7 | Industrial | Other Industrial | Existing | Space Heating | Natural Gas | Gas Boiler - Stack Economizer | A | Cumulative Energy Savings (MWh or mTherms) | Achievable Technical Potential | 0 | 0 | 0 | 0 | 0 | 0.062205 | 0.12346 | 0.18339 | 0.24233 | 0.30024 | 0.35043 | 0.38903 | 0.41841 | 0.44002 | 0.4557 | 0.46689 | 0.47453 | 0.47943 | 0.48214 | 0.48335 | 0.48338 | 0.47836 | 0.47377 | 0.46972 | 0.46576 | 0.46217 | 0.45909 | 0.45625 | 0 | 0 | 0
F8_Industrial_Other Industrial_Existing_Space Heating_Natural Gas_Gas Boiler - Stack Economizer_A_Achievable Technical Potential | F8 | Industrial | Other Industrial | Existing | Space Heating | Natural Gas | Gas Boiler - Stack Economizer | A | Cumulative Summer Peak Savings (MW) | Achievable Technical Potential | 0 | 0 | 0 | 0 | 0 | 0 | 0 | 0 | 0 | 0 | 0 | 0 | 0 | 0 | 0 | 0 | 0 | 0 | 0 | 0 | 0 | 0 | 0 | 0 | 0 | 0 | 0 | 0 | 0 | 0 | 0
F9_Industrial_Other Industrial_Existing_Space Heating_Natural Gas_Gas Boiler - Stack Economizer_A_Achievable Technical Potential | F9 | Industrial | Other Industrial | Existing | Space Heating | Natural Gas | Gas Boiler - Stack Economizer | A | Cumulative Winter Peak Savings (MW) | Achievable Technical Potential | 0 | 0 | 0 | 0 | 0 | 0 | 0 | 0 | 0 | 0 | 0 | 0 | 0 | 0 | 0 | 0 | 0 | 0 | 0 | 0 | 0 | 0 | 0 | 0 | 0 | 0 | 0 | 0 | 0 | 0 | 0
F10_Industrial_Other Industrial_Existing_Space Heating_Natural Gas_Gas Boiler - Stack Economizer_A_Achievable Technical Potential | F10 | Industrial | Other Industrial | Existing | Space Heating | Natural Gas | Gas Boiler - Stack Economizer | A | Purchases (Incremental) | Achievable Technical Potential | 0 | 0 | 0 | 0 | 0 | 30.9745 | 30.9575 | 30.7749 | 30.7916 | 30.817 | 27.3831 | 21.8466 | 17.4418 | 13.7319 | 11.0274 | 8.7378 | 6.9912 | 5.5648 | 4.4121 | 3.5339 | 2.8154 | 0.019129 | 0.0068067 | 0.0023126 | 0.00075173 | 0.00063711 | 0.00063541 | 0.00063387 | 0.00063249 | 0.00063126 | 0.00063019
F11_Industrial_Other Industrial_Existing_Space Heating_Natural Gas_Gas Boiler - Stack Economizer_A_Achievable Technical Potential | F11 | Industrial | Other Industrial | Existing | Space Heating | Natural Gas | Gas Boiler - Stack Economizer | A | Purchases (Cumulative) | Achievable Technical Potential | 0 | 0 | 0 | 0 | 0 | 30.9745 | 61.932 | 92.7069 | 123.4985 | 154.3155 | 181.6986 | 203.5452 | 220.987 | 234.7189 | 245.7463 | 254.4842 | 261.4753 | 267.0401 | 271.4522 | 274.9861 | 277.8015 | 277.8206 | 277.8274 | 277.8298 | 277.8305 | 277.8312 | 277.8318 | 277.8324 | 277.8331 | 277.8337 | 277.8343
F1_Industrial_Other Industrial_Existing_Process_Natural Gas_Gas Boiler - Stack Economizer_A_Achievable Technical Potential | F1 | Industrial | Other Industrial | Existing | Process | Natural Gas | Gas Boiler - Stack Economizer | A | Integrated Unit Energy Savings (kWh or therms) | Achievable Technical Potential | 0 | 0 | 0 | 0 | 0 | 2.0363 | 2.036 | 2.0358 | 2.0356 | 2.0355 | 2.0353 | 2.0352 | 2.0351 | 2.035 | 2.0349 | 2.0349 | 2.0348 | 2.0348 | 2.0347 | 2.0347 | 2.0347 | 2.0347 | 2.0346 | 2.0346 | 2.0346 | 2.0346 | 2.0346 | 2.0346 | 2.0368 | 2.0368 | 2.0368
F2_Industrial_Other Industrial_Existing_Process_Natural Gas_Gas Boiler - Stack Economizer_A_Achievable Technical Potential | F2 | Industrial | Other Industrial | Existing | Process | Natural Gas | Gas Boiler - Stack Economizer | A | Integrated Unit Summer Peak Savings (kW) | Achievable Technical Potential | 0 | 0 | 0 | 0 | 0 | 0 | 0 | 0 | 0 | 0 | 0 | 0 | 0 | 0 | 0 | 0 | 0 | 0 | 0 | 0 | 0 | 0 | 0 | 0 | 0 | 0 | 0 | 0 | 0 | 0 | 0
F3_Industrial_Other Industrial_Existing_Process_Natural Gas_Gas Boiler - Stack Economizer_A_Achievable Technical Potential | F3 | Industrial | Other Industrial | Existing | Process | Natural Gas | Gas Boiler - Stack Economizer | A | Integrated Unit Winter Peak Savings (kW) | Achievable Technical Potential | 0 | 0 | 0 | 0 | 0 | 0 | 0 | 0 | 0 | 0 | 0 | 0 | 0 | 0 | 0 | 0 | 0 | 0 | 0 | 0 | 0 | 0 | 0 | 0 | 0 | 0 | 0 | 0 | 0 | 0 | 0
F4_Industrial_Other Industrial_Existing_Process_Natural Gas_Gas Boiler - Stack Economizer_A_Achievable Technical Potential | F4 | Industrial | Other Industrial | Existing | Process | Natural Gas | Gas Boiler - Stack Economizer | A | Incremental Energy Savings (MWh or mTherms) | Achievable Technical Potential | 0 | 0 | 0 | 0 | 0 | 0.91326 | 0.91262 | 0.90714 | 0.90755 | 0.90823 | 0.80697 | 0.64378 | 0.51395 | 0.40461 | 0.32491 | 0.25744 | 0.20598 | 0.16395 | 0.12999 | 0.10411 | 0.082944 | 0.00056353 | 0.00020053 | 6.8128e-05 | 2.2145e-05 | 1.8769e-05 | 1.8719e-05 | 1.8673e-05 | 1.8653e-05 | 1.8617e-05 | 1.8585e-05
F5_Industrial_Other Industrial_Existing_Process_Natural Gas_Gas Boiler - Stack Economizer_A_Achievable Technical Potential | F5 | Industrial | Other Industrial | Existing | Process | Natural Gas | Gas Boiler - Stack Economizer | A | Incremental Summer Peak Savings (MW) | Achievable Technical Potential | 0 | 0 | 0 | 0 | 0 | 0 | 0 | 0 | 0 | 0 | 0 | 0 | 0 | 0 | 0 | 0 | 0 | 0 | 0 | 0 | 0 | 0 | 0 | 0 | 0 | 0 | 0 | 0 | 0 | 0 | 0
F6_Industrial_Other Industrial_Existing_Process_Natural Gas_Gas Boiler - Stack Economizer_A_Achievable Technical Potential | F6 | Industrial | Other Industrial | Existing | Process | Natural Gas | Gas Boiler - Stack Economizer | A | Incremental Winter Peak Savings (MW) | Achievable Technical Potential | 0 | 0 | 0 | 0 | 0 | 0 | 0 | 0 | 0 | 0 | 0 | 0 | 0 | 0 | 0 | 0 | 0 | 0 | 0 | 0 | 0 | 0 | 0 | 0 | 0 | 0 | 0 | 0 | 0 | 0 | 0
F7_Industrial_Other Industrial_Existing_Process_Natural Gas_Gas Boiler - Stack Economizer_A_Achievable Technical Potential | F7 | Industrial | Other Industrial | Existing | Process | Natural Gas | Gas Boiler - Stack Economizer | A | Cumulative Energy Savings (MWh or mTherms) | Achievable Technical Potential | 0 | 0 | 0 | 0 | 0 | 0.91326 | 1.8257 | 2.7327 | 3.64 | 4.548 | 5.3546 | 5.9981 | 6.5117 | 6.916 | 7.2407 | 7.4979 | 7.7037 | 7.8675 | 7.9973 | 8.1014 | 8.1842 | 8.1847 | 8.1848 | 8.1848 | 8.1847 | 8.1847 | 8.1847 | 8.1847 | 0 | 0 | 0
F8_Industrial_Other Industrial_Existing_Process_Natural Gas_Gas Boiler - Stack Economizer_A_Achievable Technical Potential | F8 | Industrial | Other Industrial | Existing | Process | Natural Gas | Gas Boiler - Stack Economizer | A | Cumulative Summer Peak Savings (MW) | Achievable Technical Potential | 0 | 0 | 0 | 0 | 0 | 0 | 0 | 0 | 0 | 0 | 0 | 0 | 0 | 0 | 0 | 0 | 0 | 0 | 0 | 0 | 0 | 0 | 0 | 0 | 0 | 0 | 0 | 0 | 0 | 0 | 0
F9_Industrial_Other Industrial_Existing_Process_Natural Gas_Gas Boiler - Stack Economizer_A_Achievable Technical Potential | F9 | Industrial | Other Industrial | Existing | Process | Natural Gas | Gas Boiler - Stack Economizer | A | Cumulative Winter Peak Savings (MW) | Achievable Technical Potential | 0 | 0 | 0 | 0 | 0 | 0 | 0 | 0 | 0 | 0 | 0 | 0 | 0 | 0 | 0 | 0 | 0 | 0 | 0 | 0 | 0 | 0 | 0 | 0 | 0 | 0 | 0 | 0 | 0 | 0 | 0
F10_Industrial_Other Industrial_Existing_Process_Natural Gas_Gas Boiler - Stack Economizer_A_Achievable Technical Potential | F10 | Industrial | Other Industrial | Existing | Process | Natural Gas | Gas Boiler - Stack Economizer | A | Purchases (Incremental) | Achievable Technical Potential | 0 | 0 | 0 | 0 | 0 | 448.4859 | 448.2397 | 445.5963 | 445.8372 | 446.2058 | 396.4855 | 316.3217 | 252.5435 | 198.8266 | 159.6686 | 126.5167 | 101.2265 | 80.5736 | 63.8839 | 51.1677 | 40.7649 | 0.27697 | 0.098556 | 0.033484 | 0.010884 | 0.0092248 | 0.0092003 | 0.009178 | 0.0091579 | 0.0091402 | 0.0091246
F11_Industrial_Other Industrial_Existing_Process_Natural Gas_Gas Boiler - Stack Economizer_A_Achievable Technical Potential | F11 | Industrial | Other Industrial | Existing | Process | Natural Gas | Gas Boiler - Stack Economizer | A | Purchases (Cumulative) | Achievable Technical Potential | 0 | 0 | 0 | 0 | 0 | 448.4859 | 896.7256 | 1342.3219 | 1788.159 | 2234.3649 | 2630.8504 | 2947.1721 | 3199.7156 | 3398.5422 | 3558.2107 | 3684.7275 | 3785.954 | 3866.5276 | 3930.4115 | 3981.5792 | 4022.3441 | 4022.6211 | 4022.7196 | 4022.7531 | 4022.764 | 4022.7732 | 4022.7824 | 4022.7916 | 4022.8008 | 4022.8099 | 4022.819
F1_Industrial_Other Industrial_Existing_Space Heating_Natural Gas_Gas Furnace Tube Inserts_A_Achievable Technical Potential | F1 | Industrial | Other Industrial | Existing | Space Heating | Natural Gas | Gas Furnace Tube Inserts | A | Integrated Unit Energy Savings (kWh or therms) | Achievable Technical Potential | 0 | 0 | 0 | 0 | 0 | 0.086153 | 0.085315 | 0.084246 | 0.083137 | 0.081995 | 0.080846 | 0.079685 | 0.078557 | 0.077446 | 0.076294 | 0.075233 | 0.074207 | 0.07323 | 0.072298 | 0.071394 | 0.070523 | 0.069657 | 0.068822 | 0.068079 | 0.067375 | 0.066721 | 0.066142 | 0.065598 | 0.069231 | 0.068805 | 0.068405
F2_Industrial_Other Industrial_Existing_Space Heating_Natural Gas_Gas Furnace Tube Inserts_A_Achievable Technical Potential | F2 | Industrial | Other Industrial | Existing | Space Heating | Natural Gas | Gas Furnace Tube Inserts | A | Integrated Unit Summer Peak Savings (kW) | Achievable Technical Potential | 0 | 0 | 0 | 0 | 0 | 0 | 0 | 0 | 0 | 0 | 0 | 0 | 0 | 0 | 0 | 0 | 0 | 0 | 0 | 0 | 0 | 0 | 0 | 0 | 0 | 0 | 0 | 0 | 0 | 0 | 0
F3_Industrial_Other Industrial_Existing_Space Heating_Natural Gas_Gas Furnace Tube Inserts_A_Achievable Technical Potential | F3 | Industrial | Other Industrial | Existing | Space Heating | Natural Gas | Gas Furnace Tube Inserts | A | Integrated Unit Winter Peak Savings (kW) | Achievable Technical Potential | 0 | 0 | 0 | 0 | 0 | 0 | 0 | 0 | 0 | 0 | 0 | 0 | 0 | 0 | 0 | 0 | 0 | 0 | 0 | 0 | 0 | 0 | 0 | 0 | 0 | 0 | 0 | 0 | 0 | 0 | 0
F4_Industrial_Other Industrial_Existing_Space Heating_Natural Gas_Gas Furnace Tube Inserts_A_Achievable Technical Potential | F4 | Industrial | Other Industrial | Existing | Space Heating | Natural Gas | Gas Furnace Tube Inserts | A | Incremental Energy Savings (MWh or mTherms) | Achievable Technical Potential | 0 | 0 | 0 | 0 | 0 | 0 | 0 | 0 | 0 | 0 | 0 | 0 | 0 | 0 | 0 | 0 | 0 | 0 | 0 | 0 | 0 | 0 | 0 | 0 | 0 | 0 | 0 | 0 | 0 | 0 | 0
F5_Industrial_Other Industrial_Existing_Space Heating_Natural Gas_Gas Furnace Tube Inserts_A_Achievable Technical Potential | F5 | Industrial | Other Industrial | Existing | Space Heating | Natural Gas | Gas Furnace Tube Inserts | A | Incremental Summer Peak Savings (MW) | Achievable Technical Potential | 0 | 0 | 0 | 0 | 0 | 0 | 0 | 0 | 0 | 0 | 0 | 0 | 0 | 0 | 0 | 0 | 0 | 0 | 0 | 0 | 0 | 0 | 0 | 0 | 0 | 0 | 0 | 0 | 0 | 0 | 0
F6_Industrial_Other Industrial_Existing_Space Heating_Natural Gas_Gas Furnace Tube Inserts_A_Achievable Technical Potential | F6 | Industrial | Other Industrial | Existing | Space Heating | Natural Gas | Gas Furnace Tube Inserts | A | Incremental Winter Peak Savings (MW) | Achievable Technical Potential | 0 | 0 | 0 | 0 | 0 | 0 | 0 | 0 | 0 | 0 | 0 | 0 | 0 | 0 | 0 | 0 | 0 | 0 | 0 | 0 | 0 | 0 | 0 | 0 | 0 | 0 | 0 | 0 | 0 | 0 | 0
F7_Industrial_Other Industrial_Existing_Space Heating_Natural Gas_Gas Furnace Tube Inserts_A_Achievable Technical Potential | F7 | Industrial | Other Industrial | Existing | Space Heating | Natural Gas | Gas Furnace Tube Inserts | A | Cumulative Energy Savings (MWh or mTherms) | Achievable Technical Potential | 0 | 0 | 0 | 0 | 0 | 0 | 0 | 0 | 0 | 0 | 0 | 0 | 0 | 0 | 0 | 0 | 0 | 0 | 0 | 0 | 0 | 0 | 0 | 0 | 0 | 0 | 0 | 0 | 0 | 0 | 0
F8_Industrial_Other Industrial_Existing_Space Heating_Natural Gas_Gas Furnace Tube Inserts_A_Achievable Technical Potential | F8 | Industrial | Other Industrial | Existing | Space Heating | Natural Gas | Gas Furnace Tube Inserts | A | Cumulative Summer Peak Savings (MW) | Achievable Technical Potential | 0 | 0 | 0 | 0 | 0 | 0 | 0 | 0 | 0 | 0 | 0 | 0 | 0 | 0 | 0 | 0 | 0 | 0 | 0 | 0 | 0 | 0 | 0 | 0 | 0 | 0 | 0 | 0 | 0 | 0 | 0
F9_Industrial_Other Industrial_Existing_Space Heating_Natural Gas_Gas Furnace Tube Inserts_A_Achievable Technical Potential | F9 | Industrial | Other Industrial | Existing | Space Heating | Natural Gas | Gas Furnace Tube Inserts | A | Cumulative Winter Peak Savings (MW) | Achievable Technical Potential | 0 | 0 | 0 | 0 | 0 | 0 | 0 | 0 | 0 | 0 | 0 | 0 | 0 | 0 | 0 | 0 | 0 | 0 | 0 | 0 | 0 | 0 | 0 | 0 | 0 | 0 | 0 | 0 | 0 | 0 | 0
F10_Industrial_Other Industrial_Existing_Space Heating_Natural Gas_Gas Furnace Tube Inserts_A_Achievable Technical Potential | F10 | Industrial | Other Industrial | Existing | Space Heating | Natural Gas | Gas Furnace Tube Inserts | A | Purchases (Incremental) | Achievable Technical Potential | 0 | 0 | 0 | 0 | 0 | 0 | 0 | 0 | 0 | 0 | 0 | 0 | 0 | 0 | 0 | 0 | 0 | 0 | 0 | 0 | 0 | 0 | 0 | 0 | 0 | 0 | 0 | 0 | 0 | 0 | 0
F11_Industrial_Other Industrial_Existing_Space Heating_Natural Gas_Gas Furnace Tube Inserts_A_Achievable Technical Potential | F11 | Industrial | Other Industrial | Existing | Space Heating | Natural Gas | Gas Furnace Tube Inserts | A | Purchases (Cumulative) | Achievable Technical Potential | 0 | 0 | 0 | 0 | 0 | 0 | 0 | 0 | 0 | 0 | 0 | 0 | 0 | 0 | 0 | 0 | 0 | 0 | 0 | 0 | 0 | 0 | 0 | 0 | 0 | 0 | 0 | 0 | 0 | 0 | 0
F1_Industrial_Other Industrial_Existing_Space Heating_Natural Gas_Space Heating - Heat Recovery Ventilator_A_Achievable Technical Potential | F1 | Industrial | Other Industrial | Existing | Space Heating | Natural Gas | Space Heating - Heat Recovery Ventilator | A | Integrated Unit Energy Savings (kWh or therms) | Achievable Technical Potential | 0 | 0 | 0 | 0 | 0 | 0.013185 | 0.013067 | 0.012916 | 0.012742 | 0.012544 | 0.012323 | 0.012089 | 0.011846 | 0.011589 | 0.011337 | 0.011086 | 0.010852 | 0.010631 | 0.010424 | 0.010249 | 0.010086 | 0.009934 | 0.0098063 | 0.0097015 | 0.0096064 | 0.0095389 | 0.0094809 | 0.0094268 | 0 | 0 | 0
F2_Industrial_Other Industrial_Existing_Space Heating_Natural Gas_Space Heating - Heat Recovery Ventilator_A_Achievable Technical Potential | F2 | Industrial | Other Industrial | Existing | Space Heating | Natural Gas | Space Heating - Heat Recovery Ventilator | A | Integrated Unit Summer Peak Savings (kW) | Achievable Technical Potential | 0 | 0 | 0 | 0 | 0 | 0 | 0 | 0 | 0 | 0 | 0 | 0 | 0 | 0 | 0 | 0 | 0 | 0 | 0 | 0 | 0 | 0 | 0 | 0 | 0 | 0 | 0 | 0 | 0 | 0 | 0
F3_Industrial_Other Industrial_Existing_Space Heating_Natural Gas_Space Heating - Heat Recovery Ventilator_A_Achievable Technical Potential | F3 | Industrial | Other Industrial | Existing | Space Heating | Natural Gas | Space Heating - Heat Recovery Ventilator | A | Integrated Unit Winter Peak Savings (kW) | Achievable Technical Potential | 0 | 0 | 0 | 0 | 0 | 0 | 0 | 0 | 0 | 0 | 0 | 0 | 0 | 0 | 0 | 0 | 0 | 0 | 0 | 0 | 0 | 0 | 0 | 0 | 0 | 0 | 0 | 0 | 0 | 0 | 0
F4_Industrial_Other Industrial_Existing_Space Heating_Natural Gas_Space Heating - Heat Recovery Ventilator_A_Achievable Technical Potential | F4 | Industrial | Other Industrial | Existing | Space Heating | Natural Gas | Space Heating - Heat Recovery Ventilator | A | Incremental Energy Savings (MWh or mTherms) | Achievable Technical Potential | 0 | 0 | 0 | 0 | 0 | 0.13701 | 0.13571 | 0.13336 | 0.13163 | 0.12969 | 0.12579 | 0.12306 | 0.12035 | 0.11587 | 0.11378 | 0.11019 | 0.10788 | 0.10515 | 0.10219 | 0.10059 | 0.098579 | 0.096719 | 0.095128 | 0.093791 | 0.092579 | 0 | 0 | 0 | 0 | 0 | 0
F5_Industrial_Other Industrial_Existing_Space Heating_Natural Gas_Space Heating - Heat Recovery Ventilator_A_Achievable Technical Potential | F5 | Industrial | Other Industrial | Existing | Space Heating | Natural Gas | Space Heating - Heat Recovery Ventilator | A | Incremental Summer Peak Savings (MW) | Achievable Technical Potential | 0 | 0 | 0 | 0 | 0 | 0 | 0 | 0 | 0 | 0 | 0 | 0 | 0 | 0 | 0 | 0 | 0 | 0 | 0 | 0 | 0 | 0 | 0 | 0 | 0 | 0 | 0 | 0 | 0 | 0 | 0
F6_Industrial_Other Industrial_Existing_Space Heating_Natural Gas_Space Heating - Heat Recovery Ventilator_A_Achievable Technical Potential | F6 | Industrial | Other Industrial | Existing | Space Heating | Natural Gas | Space Heating - Heat Recovery Ventilator | A | Incremental Winter Peak Savings (MW) | Achievable Technical Potential | 0 | 0 | 0 | 0 | 0 | 0 | 0 | 0 | 0 | 0 | 0 | 0 | 0 | 0 | 0 | 0 | 0 | 0 | 0 | 0 | 0 | 0 | 0 | 0 | 0 | 0 | 0 | 0 | 0 | 0 | 0
F7_Industrial_Other Industrial_Existing_Space Heating_Natural Gas_Space Heating - Heat Recovery Ventilator_A_Achievable Technical Potential | F7 | Industrial | Other Industrial | Existing | Space Heating | Natural Gas | Space Heating - Heat Recovery Ventilator | A | Cumulative Energy Savings (MWh or mTherms) | Achievable Technical Potential | 0 | 0 | 0 | 0 | 0 | 0.13701 | 0.2715 | 0.40172 | 0.52794 | 0.64943 | 0.76375 | 0.8723 | 0.97516 | 1.0699 | 1.1604 | 1.2448 | 1.3264 | 1.4046 | 1.4794 | 1.5552 | 1.629 | 1.7012 | 1.7745 | 1.8493 | 1.9238 | 1.9102 | 1.8986 | 1.8878 | 0 | 0 | 0
F8_Industrial_Other Industrial_Existing_Space Heating_Natural Gas_Space Heating - Heat Recovery Ventilator_A_Achievable Technical Potential | F8 | Industrial | Other Industrial | Existing | Space Heating | Natural Gas | Space Heating - Heat Recovery Ventilator | A | Cumulative Summer Peak Savings (MW) | Achievable Technical Potential | 0 | 0 | 0 | 0 | 0 | 0 | 0 | 0 | 0 | 0 | 0 | 0 | 0 | 0 | 0 | 0 | 0 | 0 | 0 | 0 | 0 | 0 | 0 | 0 | 0 | 0 | 0 | 0 | 0 | 0 | 0
F9_Industrial_Other Industrial_Existing_Space Heating_Natural Gas_Space Heating - Heat Recovery Ventilator_A_Achievable Technical Potential | F9 | Industrial | Other Industrial | Existing | Space Heating | Natural Gas | Space Heating - Heat Recovery Ventilator | A | Cumulative Winter Peak Savings (MW) | Achievable Technical Potential | 0 | 0 | 0 | 0 | 0 | 0 | 0 | 0 | 0 | 0 | 0 | 0 | 0 | 0 | 0 | 0 | 0 | 0 | 0 | 0 | 0 | 0 | 0 | 0 | 0 | 0 | 0 | 0 | 0 | 0 | 0
F10_Industrial_Other Industrial_Existing_Space Heating_Natural Gas_Space Heating - Heat Recovery Ventilator_A_Achievable Technical Potential | F10 | Industrial | Other Industrial | Existing | Space Heating | Natural Gas | Space Heating - Heat Recovery Ventilator | A | Purchases (Incremental) | Achievable Technical Potential | 0 | 0 | 0 | 0 | 0 | 10391.6636 | 10385.9602 | 10324.7105 | 10330.2925 | 10338.8344 | 10207.5418 | 10179.648 | 10158.9789 | 9997.6578 | 10035.8292 | 9940.1245 | 9941.4145 | 9891.3789 | 9803.1484 | 9814.7608 | 9774.1744 | 9736.1594 | 9700.6842 | 9667.7182 | 9637.2315 | 0 | 0 | 0 | 0 | 0 | 0
F11_Industrial_Other Industrial_Existing_Space Heating_Natural Gas_Space Heating - Heat Recovery Ventilator_A_Achievable Technical Potential | F11 | Industrial | Other Industrial | Existing | Space Heating | Natural Gas | Space Heating - Heat Recovery Ventilator | A | Purchases (Cumulative) | Achievable Technical Potential | 0 | 0 | 0 | 0 | 0 | 10391.6636 | 20777.6238 | 31102.3343 | 41432.6268 | 51771.4612 | 61979.003 | 72158.651 | 82317.6299 | 92315.2877 | 102351.1169 | 112291.2414 | 122232.6559 | 132124.0348 | 141927.1832 | 151741.944 | 161516.1184 | 171252.2778 | 180952.962 | 190620.6803 | 200257.9118 | 200257.9118 | 200257.9118 | 200257.9118 | 200257.9118 | 200257.9118 | 200257.9118
F1_Industrial_Other Industrial_Existing_Space Heating_Natural Gas_Thermostat - Programmable_A_Achievable Technical Potential | F1 | Industrial | Other Industrial | Existing | Space Heating | Natural Gas | Thermostat - Programmable | A | Integrated Unit Energy Savings (kWh or therms) | Achievable Technical Potential | 0 | 0 | 0 | 0 | 0 | 0.0065489 | 0.006489 | 0.006413 | 0.0063255 | 0.0062261 | 0.006115 | 0.0059977 | 0.0058764 | 0.0057478 | 0.0056218 | 0.0054959 | 0.005379 | 0.0052684 | 0.0051648 | 0.0050771 | 0.0049954 | 0.0049193 | 0.0048551 | 0.0048023 | 0.0047543 | 0.0047209 | 0.0046921 | 0.0046653 | 0 | 0 | 0
F2_Industrial_Other Industrial_Existing_Space Heating_Natural Gas_Thermostat - Programmable_A_Achievable Technical Potential | F2 | Industrial | Other Industrial | Existing | Space Heating | Natural Gas | Thermostat - Programmable | A | Integrated Unit Summer Peak Savings (kW) | Achievable Technical Potential | 0 | 0 | 0 | 0 | 0 | 0 | 0 | 0 | 0 | 0 | 0 | 0 | 0 | 0 | 0 | 0 | 0 | 0 | 0 | 0 | 0 | 0 | 0 | 0 | 0 | 0 | 0 | 0 | 0 | 0 | 0
F3_Industrial_Other Industrial_Existing_Space Heating_Natural Gas_Thermostat - Programmable_A_Achievable Technical Potential | F3 | Industrial | Other Industrial | Existing | Space Heating | Natural Gas | Thermostat - Programmable | A | Integrated Unit Winter Peak Savings (kW) | Achievable Technical Potential | 0 | 0 | 0 | 0 | 0 | 0 | 0 | 0 | 0 | 0 | 0 | 0 | 0 | 0 | 0 | 0 | 0 | 0 | 0 | 0 | 0 | 0 | 0 | 0 | 0 | 0 | 0 | 0 | 0 | 0 | 0
F4_Industrial_Other Industrial_Existing_Space Heating_Natural Gas_Thermostat - Programmable_A_Achievable Technical Potential | F4 | Industrial | Other Industrial | Existing | Space Heating | Natural Gas | Thermostat - Programmable | A | Incremental Energy Savings (MWh or mTherms) | Achievable Technical Potential | 0 | 0 | 0 | 0 | 0 | 0.20416 | 0.20218 | 0.19864 | 0.19603 | 0.19311 | 0.18726 | 0.18316 | 0.17909 | 0.17239 | 0.16926 | 0.16389 | 0.16042 | 0.15634 | 0.15189 | 0.14949 | 0.14648 | 0.14368 | 0.14129 | 0.13928 | 0.13746 | 0 | 0 | 0 | 0 | 0 | 0
F5_Industrial_Other Industrial_Existing_Space Heating_Natural Gas_Thermostat - Programmable_A_Achievable Technical Potential | F5 | Industrial | Other Industrial | Existing | Space Heating | Natural Gas | Thermostat - Programmable | A | Incremental Summer Peak Savings (MW) | Achievable Technical Potential | 0 | 0 | 0 | 0 | 0 | 0 | 0 | 0 | 0 | 0 | 0 | 0 | 0 | 0 | 0 | 0 | 0 | 0 | 0 | 0 | 0 | 0 | 0 | 0 | 0 | 0 | 0 | 0 | 0 | 0 | 0
F6_Industrial_Other Industrial_Existing_Space Heating_Natural Gas_Thermostat - Programmable_A_Achievable Technical Potential | F6 | Industrial | Other Industrial | Existing | Space Heating | Natural Gas | Thermostat - Programmable | A | Incremental Winter Peak Savings (MW) | Achievable Technical Potential | 0 | 0 | 0 | 0 | 0 | 0 | 0 | 0 | 0 | 0 | 0 | 0 | 0 | 0 | 0 | 0 | 0 | 0 | 0 | 0 | 0 | 0 | 0 | 0 | 0 | 0 | 0 | 0 | 0 | 0 | 0
F7_Industrial_Other Industrial_Existing_Space Heating_Natural Gas_Thermostat - Programmable_A_Achievable Technical Potential | F7 | Industrial | Other Industrial | Existing | Space Heating | Natural Gas | Thermostat - Programmable | A | Cumulative Energy Savings (MWh or mTherms) | Achievable Technical Potential | 0 | 0 | 0 | 0 | 0 | 0.20416 | 0.40448 | 0.59838 | 0.78624 | 0.967 | 1.137 | 1.2984 | 1.4512 | 1.5918 | 1.7262 | 1.8514 | 1.9725 | 2.0883 | 2.1991 | 2.3112 | 2.4205 | 2.5273 | 2.6357 | 2.7463 | 2.8563 | 2.8362 | 2.8189 | 2.8028 | 0 | 0 | 0
F8_Industrial_Other Industrial_Existing_Space Heating_Natural Gas_Thermostat - Programmable_A_Achievable Technical Potential | F8 | Industrial | Other Industrial | Existing | Space Heating | Natural Gas | Thermostat - Programmable | A | Cumulative Summer Peak Savings (MW) | Achievable Technical Potential | 0 | 0 | 0 | 0 | 0 | 0 | 0 | 0 | 0 | 0 | 0 | 0 | 0 | 0 | 0 | 0 | 0 | 0 | 0 | 0 | 0 | 0 | 0 | 0 | 0 | 0 | 0 | 0 | 0 | 0 | 0
F9_Industrial_Other Industrial_Existing_Space Heating_Natural Gas_Thermostat - Programmable_A_Achievable Technical Potential | F9 | Industrial | Other Industrial | Existing | Space Heating | Natural Gas | Thermostat - Programmable | A | Cumulative Winter Peak Savings (MW) | Achievable Technical Potential | 0 | 0 | 0 | 0 | 0 | 0 | 0 | 0 | 0 | 0 | 0 | 0 | 0 | 0 | 0 | 0 | 0 | 0 | 0 | 0 | 0 | 0 | 0 | 0 | 0 | 0 | 0 | 0 | 0 | 0 | 0
F10_Industrial_Other Industrial_Existing_Space Heating_Natural Gas_Thermostat - Programmable_A_Achievable Technical Potential | F10 | Industrial | Other Industrial | Existing | Space Heating | Natural Gas | Thermostat - Programmable | A | Purchases (Incremental) | Achievable Technical Potential | 0 | 0 | 0 | 0 | 0 | 31174.9907 | 31157.8807 | 30974.1315 | 30990.8774 | 31016.5032 | 30622.6255 | 30538.9439 | 30476.9367 | 29992.9735 | 30107.4877 | 29820.3735 | 29824.2435 | 29674.1368 | 29409.4452 | 29444.2823 | 29322.5232 | 29208.4782 | 29102.0527 | 29003.1547 | 28911.6946 | 0 | 0 | 0 | 0 | 0 | 0
F11_Industrial_Other Industrial_Existing_Space Heating_Natural Gas_Thermostat - Programmable_A_Achievable Technical Potential | F11 | Industrial | Other Industrial | Existing | Space Heating | Natural Gas | Thermostat - Programmable | A | Purchases (Cumulative) | Achievable Technical Potential | 0 | 0 | 0 | 0 | 0 | 31174.9907 | 62332.8715 | 93307.003 | 124297.8804 | 155314.3835 | 185937.009 | 216475.9529 | 246952.8896 | 276945.8631 | 307053.3508 | 336873.7243 | 366697.9678 | 396372.1045 | 425781.5497 | 455225.832 | 484548.3552 | 513756.8334 | 542858.886 | 571862.0408 | 600773.7354 | 600773.7354 | 600773.7354 | 600773.7354 | 600773.7354 | 600773.7354 | 600773.7354
F1_Industrial_Other Industrial_Existing_Space Heating_Natural Gas_ENERGY STAR Connected Thermostat_A_Achievable Technical Potential | F1 | Industrial | Other Industrial | Existing | Space Heating | Natural Gas | ENERGY STAR Connected Thermostat | A | Integrated Unit Energy Savings (kWh or therms) | Achievable Technical Potential | 0 | 0 | 0 | 0 | 0 | 0.015401 | 0.015245 | 0.01505 | 0.014826 | 0.014573 | 0.014289 | 0.013989 | 0.013677 | 0.013344 | 0.013018 | 0.012688 | 0.012382 | 0.01209 | 0.011816 | 0.011585 | 0.011371 | 0.011174 | 0.011008 | 0.010872 | 0.010749 | 0.010672 | 0.010606 | 0.010544 | 0 | 0 | 0
F2_Industrial_Other Industrial_Existing_Space Heating_Natural Gas_ENERGY STAR Connected Thermostat_A_Achievable Technical Potential | F2 | Industrial | Other Industrial | Existing | Space Heating | Natural Gas | ENERGY STAR Connected Thermostat | A | Integrated Unit Summer Peak Savings (kW) | Achievable Technical Potential | 0 | 0 | 0 | 0 | 0 | 0 | 0 | 0 | 0 | 0 | 0 | 0 | 0 | 0 | 0 | 0 | 0 | 0 | 0 | 0 | 0 | 0 | 0 | 0 | 0 | 0 | 0 | 0 | 0 | 0 | 0
F3_Industrial_Other Industrial_Existing_Space Heating_Natural Gas_ENERGY STAR Connected Thermostat_A_Achievable Technical Potential | F3 | Industrial | Other Industrial | Existing | Space Heating | Natural Gas | ENERGY STAR Connected Thermostat | A | Integrated Unit Winter Peak Savings (kW) | Achievable Technical Potential | 0 | 0 | 0 | 0 | 0 | 0 | 0 | 0 | 0 | 0 | 0 | 0 | 0 | 0 | 0 | 0 | 0 | 0 | 0 | 0 | 0 | 0 | 0 | 0 | 0 | 0 | 0 | 0 | 0 | 0 | 0
F4_Industrial_Other Industrial_Existing_Space Heating_Natural Gas_ENERGY STAR Connected Thermostat_A_Achievable Technical Potential | F4 | Industrial | Other Industrial | Existing | Space Heating | Natural Gas | ENERGY STAR Connected Thermostat | A | Incremental Energy Savings (MWh or mTherms) | Achievable Technical Potential | 0 | 0 | 0 | 0 | 0 | 0.48013 | 0.475 | 0.46615 | 0.45947 | 0.45199 | 0.43757 | 0.42721 | 0.41684 | 0.40022 | 0.39193 | 0.37837 | 0.36927 | 0.35876 | 0.34749 | 0.34111 | 0.33342 | 0.32637 | 0.32036 | 0.31532 | 0.31076 | 0 | 0 | 0 | 0 | 0 | 0
F5_Industrial_Other Industrial_Existing_Space Heating_Natural Gas_ENERGY STAR Connected Thermostat_A_Achievable Technical Potential | F5 | Industrial | Other Industrial | Existing | Space Heating | Natural Gas | ENERGY STAR Connected Thermostat | A | Incremental Summer Peak Savings (MW) | Achievable Technical Potential | 0 | 0 | 0 | 0 | 0 | 0 | 0 | 0 | 0 | 0 | 0 | 0 | 0 | 0 | 0 | 0 | 0 | 0 | 0 | 0 | 0 | 0 | 0 | 0 | 0 | 0 | 0 | 0 | 0 | 0 | 0
F6_Industrial_Other Industrial_Existing_Space Heating_Natural Gas_ENERGY STAR Connected Thermostat_A_Achievable Technical Potential | F6 | Industrial | Other Industrial | Existing | Space Heating | Natural Gas | ENERGY STAR Connected Thermostat | A | Incremental Winter Peak Savings (MW) | Achievable Technical Potential | 0 | 0 | 0 | 0 | 0 | 0 | 0 | 0 | 0 | 0 | 0 | 0 | 0 | 0 | 0 | 0 | 0 | 0 | 0 | 0 | 0 | 0 | 0 | 0 | 0 | 0 | 0 | 0 | 0 | 0 | 0
F7_Industrial_Other Industrial_Existing_Space Heating_Natural Gas_ENERGY STAR Connected Thermostat_A_Achievable Technical Potential | F7 | Industrial | Other Industrial | Existing | Space Heating | Natural Gas | ENERGY STAR Connected Thermostat | A | Cumulative Energy Savings (MWh or mTherms) | Achievable Technical Potential | 0 | 0 | 0 | 0 | 0 | 0.48013 | 0.95026 | 1.4042 | 1.8428 | 2.2634 | 2.6569 | 3.0283 | 3.3776 | 3.6955 | 3.9971 | 4.2743 | 4.5403 | 4.7921 | 5.0309 | 5.2738 | 5.5096 | 5.7406 | 5.9759 | 6.2172 | 6.4576 | 6.4114 | 6.3717 | 6.3347 | 0 | 0 | 0
F8_Industrial_Other Industrial_Existing_Space Heating_Natural Gas_ENERGY STAR Connected Thermostat_A_Achievable Technical Potential | F8 | Industrial | Other Industrial | Existing | Space Heating | Natural Gas | ENERGY STAR Connected Thermostat | A | Cumulative Summer Peak Savings (MW) | Achievable Technical Potential | 0 | 0 | 0 | 0 | 0 | 0 | 0 | 0 | 0 | 0 | 0 | 0 | 0 | 0 | 0 | 0 | 0 | 0 | 0 | 0 | 0 | 0 | 0 | 0 | 0 | 0 | 0 | 0 | 0 | 0 | 0
F9_Industrial_Other Industrial_Existing_Space Heating_Natural Gas_ENERGY STAR Connected Thermostat_A_Achievable Technical Potential | F9 | Industrial | Other Industrial | Existing | Space Heating | Natural Gas | ENERGY STAR Connected Thermostat | A | Cumulative Winter Peak Savings (MW) | Achievable Technical Potential | 0 | 0 | 0 | 0 | 0 | 0 | 0 | 0 | 0 | 0 | 0 | 0 | 0 | 0 | 0 | 0 | 0 | 0 | 0 | 0 | 0 | 0 | 0 | 0 | 0 | 0 | 0 | 0 | 0 | 0 | 0
F10_Industrial_Other Industrial_Existing_Space Heating_Natural Gas_ENERGY STAR Connected Thermostat_A_Achievable Technical Potential | F10 | Industrial | Other Industrial | Existing | Space Heating | Natural Gas | ENERGY STAR Connected Thermostat | A | Purchases (Incremental) | Achievable Technical Potential | 0 | 0 | 0 | 0 | 0 | 31174.9907 | 31157.8807 | 30974.1315 | 30990.8774 | 31016.5032 | 30622.6255 | 30538.9439 | 30476.9367 | 29992.9735 | 30107.4877 | 29820.3735 | 29824.2435 | 29674.1368 | 29409.4452 | 29444.2823 | 29322.5232 | 29208.4782 | 29102.0527 | 29003.1547 | 28911.6946 | 0 | 0 | 0 | 0 | 0 | 0
F11_Industrial_Other Industrial_Existing_Space Heating_Natural Gas_ENERGY STAR Connected Thermostat_A_Achievable Technical Potential | F11 | Industrial | Other Industrial | Existing | Space Heating | Natural Gas | ENERGY STAR Connected Thermostat | A | Purchases (Cumulative) | Achievable Technical Potential | 0 | 0 | 0 | 0 | 0 | 31174.9907 | 62332.8715 | 93307.003 | 124297.8804 | 155314.3835 | 185937.009 | 216475.9529 | 246952.8896 | 276945.8631 | 307053.3508 | 336873.7243 | 366697.9678 | 396372.1045 | 425781.5497 | 455225.832 | 484548.3552 | 513756.8334 | 542858.886 | 571862.0408 | 600773.7354 | 600773.7354 | 600773.7354 | 600773.7354 | 600773.7354 | 600773.7354 | 600773.7354
F1_Industrial_Other Industrial_Existing_Space Heating_Natural Gas_Destratification Fans (HVLS)_A_Achievable Technical Potential | F1 | Industrial | Other Industrial | Existing | Space Heating | Natural Gas | Destratification Fans (HVLS) | A | Integrated Unit Energy Savings (kWh or therms) | Achievable Technical Potential | 0 | 0 | 0 | 0 | 0 | 0.015412 | 0.015267 | 0.015084 | 0.014873 | 0.014636 | 0.01437 | 0.01409 | 0.013801 | 0.013495 | 0.013195 | 0.012896 | 0.012618 | 0.012355 | 0.012108 | 0.011899 | 0.011704 | 0.011523 | 0.011369 | 0.011242 | 0.011127 | 0.011048 | 0.010981 | 0.010918 | 0 | 0 | 0
F2_Industrial_Other Industrial_Existing_Space Heating_Natural Gas_Destratification Fans (HVLS)_A_Achievable Technical Potential | F2 | Industrial | Other Industrial | Existing | Space Heating | Natural Gas | Destratification Fans (HVLS) | A | Integrated Unit Summer Peak Savings (kW) | Achievable Technical Potential | 0 | 0 | 0 | 0 | 0 | 0 | 0 | 0 | 0 | 0 | 0 | 0 | 0 | 0 | 0 | 0 | 0 | 0 | 0 | 0 | 0 | 0 | 0 | 0 | 0 | 0 | 0 | 0 | 0 | 0 | 0
F3_Industrial_Other Industrial_Existing_Space Heating_Natural Gas_Destratification Fans (HVLS)_A_Achievable Technical Potential | F3 | Industrial | Other Industrial | Existing | Space Heating | Natural Gas | Destratification Fans (HVLS) | A | Integrated Unit Winter Peak Savings (kW) | Achievable Technical Potential | 0 | 0 | 0 | 0 | 0 | 0 | 0 | 0 | 0 | 0 | 0 | 0 | 0 | 0 | 0 | 0 | 0 | 0 | 0 | 0 | 0 | 0 | 0 | 0 | 0 | 0 | 0 | 0 | 0 | 0 | 0
F4_Industrial_Other Industrial_Existing_Space Heating_Natural Gas_Destratification Fans (HVLS)_A_Achievable Technical Potential | F4 | Industrial | Other Industrial | Existing | Space Heating | Natural Gas | Destratification Fans (HVLS) | A | Incremental Energy Savings (MWh or mTherms) | Achievable Technical Potential | 0 | 0 | 0 | 0 | 0 | 0.48046 | 0.47568 | 0.4672 | 0.46094 | 0.45394 | 0.44005 | 0.4303 | 0.42062 | 0.40475 | 0.39728 | 0.38456 | 0.37632 | 0.36662 | 0.35609 | 0.35037 | 0.3432 | 0.33656 | 0.33087 | 0.32606 | 0.32169 | 0 | 0 | 0 | 0 | 0 | 0
F5_Industrial_Other Industrial_Existing_Space Heating_Natural Gas_Destratification Fans (HVLS)_A_Achievable Technical Potential | F5 | Industrial | Other Industrial | Existing | Space Heating | Natural Gas | Destratification Fans (HVLS) | A | Incremental Summer Peak Savings (MW) | Achievable Technical Potential | 0 | 0 | 0 | 0 | 0 | 0 | 0 | 0 | 0 | 0 | 0 | 0 | 0 | 0 | 0 | 0 | 0 | 0 | 0 | 0 | 0 | 0 | 0 | 0 | 0 | 0 | 0 | 0 | 0 | 0 | 0
F6_Industrial_Other Industrial_Existing_Space Heating_Natural Gas_Destratification Fans (HVLS)_A_Achievable Technical Potential | F6 | Industrial | Other Industrial | Existing | Space Heating | Natural Gas | Destratification Fans (HVLS) | A | Incremental Winter Peak Savings (MW) | Achievable Technical Potential | 0 | 0 | 0 | 0 | 0 | 0 | 0 | 0 | 0 | 0 | 0 | 0 | 0 | 0 | 0 | 0 | 0 | 0 | 0 | 0 | 0 | 0 | 0 | 0 | 0 | 0 | 0 | 0 | 0 | 0 | 0
F7_Industrial_Other Industrial_Existing_Space Heating_Natural Gas_Destratification Fans (HVLS)_A_Achievable Technical Potential | F7 | Industrial | Other Industrial | Existing | Space Heating | Natural Gas | Destratification Fans (HVLS) | A | Cumulative Energy Savings (MWh or mTherms) | Achievable Technical Potential | 0 | 0 | 0 | 0 | 0 | 0.48046 | 0.95162 | 1.4074 | 1.8487 | 2.2731 | 2.6719 | 3.0502 | 3.4082 | 3.7373 | 4.0516 | 4.3442 | 4.627 | 4.8971 | 5.1554 | 5.4169 | 5.6714 | 5.9199 | 6.1719 | 6.4291 | 6.6846 | 6.6375 | 6.597 | 6.5592 | 0 | 0 | 0
F8_Industrial_Other Industrial_Existing_Space Heating_Natural Gas_Destratification Fans (HVLS)_A_Achievable Technical Potential | F8 | Industrial | Other Industrial | Existing | Space Heating | Natural Gas | Destratification Fans (HVLS) | A | Cumulative Summer Peak Savings (MW) | Achievable Technical Potential | 0 | 0 | 0 | 0 | 0 | 0 | 0 | 0 | 0 | 0 | 0 | 0 | 0 | 0 | 0 | 0 | 0 | 0 | 0 | 0 | 0 | 0 | 0 | 0 | 0 | 0 | 0 | 0 | 0 | 0 | 0
F9_Industrial_Other Industrial_Existing_Space Heating_Natural Gas_Destratification Fans (HVLS)_A_Achievable Technical Potential | F9 | Industrial | Other Industrial | Existing | Space Heating | Natural Gas | Destratification Fans (HVLS) | A | Cumulative Winter Peak Savings (MW) | Achievable Technical Potential | 0 | 0 | 0 | 0 | 0 | 0 | 0 | 0 | 0 | 0 | 0 | 0 | 0 | 0 | 0 | 0 | 0 | 0 | 0 | 0 | 0 | 0 | 0 | 0 | 0 | 0 | 0 | 0 | 0 | 0 | 0
F10_Industrial_Other Industrial_Existing_Space Heating_Natural Gas_Destratification Fans (HVLS)_A_Achievable Technical Potential | F10 | Industrial | Other Industrial | Existing | Space Heating | Natural Gas | Destratification Fans (HVLS) | A | Purchases (Incremental) | Achievable Technical Potential | 0 | 0 | 0 | 0 | 0 | 31174.9907 | 31157.8807 | 30974.1315 | 30990.8774 | 31016.5032 | 30622.6255 | 30538.9439 | 30476.9367 | 29992.9735 | 30107.4877 | 29820.3735 | 29824.2435 | 29674.1368 | 29409.4452 | 29444.2823 | 29322.5232 | 29208.4782 | 29102.0527 | 29003.1547 | 28911.6946 | 0 | 0 | 0 | 0 | 0 | 0
F11_Industrial_Other Industrial_Existing_Space Heating_Natural Gas_Destratification Fans (HVLS)_A_Achievable Technical Potential | F11 | Industrial | Other Industrial | Existing | Space Heating | Natural Gas | Destratification Fans (HVLS) | A | Purchases (Cumulative) | Achievable Technical Potential | 0 | 0 | 0 | 0 | 0 | 31174.9907 | 62332.8715 | 93307.003 | 124297.8804 | 155314.3835 | 185937.009 | 216475.9529 | 246952.8896 | 276945.8631 | 307053.3508 | 336873.7243 | 366697.9678 | 396372.1045 | 425781.5497 | 455225.832 | 484548.3552 | 513756.8334 | 542858.886 | 571862.0408 | 600773.7354 | 600773.7354 | 600773.7354 | 600773.7354 | 600773.7354 | 600773.7354 | 600773.7354
F1_Industrial_Other Industrial_Existing_Space Heating_Natural Gas_Gas Boiler - Insulate Steam Lines/Condensate Tank_A_Achievable Technical Potential | F1 | Industrial | Other Industrial | Existing | Space Heating | Natural Gas | Gas Boiler - Insulate Steam Lines/Condensate Tank | A | Integrated Unit Energy Savings (kWh or therms) | Achievable Technical Potential | 0 | 0 | 0 | 0 | 0 | 21.813 | 21.6136 | 21.4051 | 21.1841 | 20.9483 | 20.6963 | 20.4306 | 20.148 | 19.8392 | 19.5128 | 19.1779 | 18.8463 | 18.5167 | 18.1947 | 17.9048 | 17.6317 | 17.3711 | 17.1434 | 16.9489 | 16.7661 | 16.6328 | 16.5185 | 16.4132 | 18.8794 | 18.8018 | 18.731
F2_Industrial_Other Industrial_Existing_Space Heating_Natural Gas_Gas Boiler - Insulate Steam Lines/Condensate Tank_A_Achievable Technical Potential | F2 | Industrial | Other Industrial | Existing | Space Heating | Natural Gas | Gas Boiler - Insulate Steam Lines/Condensate Tank | A | Integrated Unit Summer Peak Savings (kW) | Achievable Technical Potential | 0 | 0 | 0 | 0 | 0 | 0 | 0 | 0 | 0 | 0 | 0 | 0 | 0 | 0 | 0 | 0 | 0 | 0 | 0 | 0 | 0 | 0 | 0 | 0 | 0 | 0 | 0 | 0 | 0 | 0 | 0
F3_Industrial_Other Industrial_Existing_Space Heating_Natural Gas_Gas Boiler - Insulate Steam Lines/Condensate Tank_A_Achievable Technical Potential | F3 | Industrial | Other Industrial | Existing | Space Heating | Natural Gas | Gas Boiler - Insulate Steam Lines/Condensate Tank | A | Integrated Unit Winter Peak Savings (kW) | Achievable Technical Potential | 0 | 0 | 0 | 0 | 0 | 0 | 0 | 0 | 0 | 0 | 0 | 0 | 0 | 0 | 0 | 0 | 0 | 0 | 0 | 0 | 0 | 0 | 0 | 0 | 0 | 0 | 0 | 0 | 0 | 0 | 0
F4_Industrial_Other Industrial_Existing_Space Heating_Natural Gas_Gas Boiler - Insulate Steam Lines/Condensate Tank_A_Achievable Technical Potential | F4 | Industrial | Other Industrial | Existing | Space Heating | Natural Gas | Gas Boiler - Insulate Steam Lines/Condensate Tank | A | Incremental Energy Savings (MWh or mTherms) | Achievable Technical Potential | 0 | 0 | 0 | 0 | 0 | 0.038609 | 0.038235 | 0.037642 | 0.037274 | 0.03689 | 0.035983 | 0.035424 | 0.034863 | 0.033783 | 0.033355 | 0.03247 | 0.031912 | 0.031196 | 0.03038 | 0.029932 | 0.029353 | 0.028807 | 0.028326 | 0.027909 | 0.027521 | 0 | 0 | 0 | 0 | 0 | 0
F5_Industrial_Other Industrial_Existing_Space Heating_Natural Gas_Gas Boiler - Insulate Steam Lines/Condensate Tank_A_Achievable Technical Potential | F5 | Industrial | Other Industrial | Existing | Space Heating | Natural Gas | Gas Boiler - Insulate Steam Lines/Condensate Tank | A | Incremental Summer Peak Savings (MW) | Achievable Technical Potential | 0 | 0 | 0 | 0 | 0 | 0 | 0 | 0 | 0 | 0 | 0 | 0 | 0 | 0 | 0 | 0 | 0 | 0 | 0 | 0 | 0 | 0 | 0 | 0 | 0 | 0 | 0 | 0 | 0 | 0 | 0
F6_Industrial_Other Industrial_Existing_Space Heating_Natural Gas_Gas Boiler - Insulate Steam Lines/Condensate Tank_A_Achievable Technical Potential | F6 | Industrial | Other Industrial | Existing | Space Heating | Natural Gas | Gas Boiler - Insulate Steam Lines/Condensate Tank | A | Incremental Winter Peak Savings (MW) | Achievable Technical Potential | 0 | 0 | 0 | 0 | 0 | 0 | 0 | 0 | 0 | 0 | 0 | 0 | 0 | 0 | 0 | 0 | 0 | 0 | 0 | 0 | 0 | 0 | 0 | 0 | 0 | 0 | 0 | 0 | 0 | 0 | 0
F7_Industrial_Other Industrial_Existing_Space Heating_Natural Gas_Gas Boiler - Insulate Steam Lines/Condensate Tank_A_Achievable Technical Potential | F7 | Industrial | Other Industrial | Existing | Space Heating | Natural Gas | Gas Boiler - Insulate Steam Lines/Condensate Tank | A | Cumulative Energy Savings (MWh or mTherms) | Achievable Technical Potential | 0 | 0 | 0 | 0 | 0 | 0.038609 | 0.07649 | 0.11339 | 0.1495 | 0.18472 | 0.21848 | 0.2511 | 0.28249 | 0.31195 | 0.34017 | 0.3668 | 0.39237 | 0.4167 | 0.43984 | 0.46276 | 0.48506 | 0.5067 | 0.52838 | 0.55029 | 0.57188 | 0.56733 | 0.56343 | 0.55984 | 0 | 0 | 0
F8_Industrial_Other Industrial_Existing_Space Heating_Natural Gas_Gas Boiler - Insulate Steam Lines/Condensate Tank_A_Achievable Technical Potential | F8 | Industrial | Other Industrial | Existing | Space Heating | Natural Gas | Gas Boiler - Insulate Steam Lines/Condensate Tank | A | Cumulative Summer Peak Savings (MW) | Achievable Technical Potential | 0 | 0 | 0 | 0 | 0 | 0 | 0 | 0 | 0 | 0 | 0 | 0 | 0 | 0 | 0 | 0 | 0 | 0 | 0 | 0 | 0 | 0 | 0 | 0 | 0 | 0 | 0 | 0 | 0 | 0 | 0
F9_Industrial_Other Industrial_Existing_Space Heating_Natural Gas_Gas Boiler - Insulate Steam Lines/Condensate Tank_A_Achievable Technical Potential | F9 | Industrial | Other Industrial | Existing | Space Heating | Natural Gas | Gas Boiler - Insulate Steam Lines/Condensate Tank | A | Cumulative Winter Peak Savings (MW) | Achievable Technical Potential | 0 | 0 | 0 | 0 | 0 | 0 | 0 | 0 | 0 | 0 | 0 | 0 | 0 | 0 | 0 | 0 | 0 | 0 | 0 | 0 | 0 | 0 | 0 | 0 | 0 | 0 | 0 | 0 | 0 | 0 | 0
F10_Industrial_Other Industrial_Existing_Space Heating_Natural Gas_Gas Boiler - Insulate Steam Lines/Condensate Tank_A_Achievable Technical Potential | F10 | Industrial | Other Industrial | Existing | Space Heating | Natural Gas | Gas Boiler - Insulate Steam Lines/Condensate Tank | A | Purchases (Incremental) | Achievable Technical Potential | 0 | 0 | 0 | 0 | 0 | 1.77 | 1.769 | 1.7586 | 1.7595 | 1.761 | 1.7386 | 1.7339 | 1.7303 | 1.7029 | 1.7094 | 1.6931 | 1.6933 | 1.6848 | 1.6697 | 1.6717 | 1.6648 | 1.6583 | 1.6523 | 1.6467 | 1.6415 | 0 | 0 | 0 | 0 | 0 | 0
F11_Industrial_Other Industrial_Existing_Space Heating_Natural Gas_Gas Boiler - Insulate Steam Lines/Condensate Tank_A_Achievable Technical Potential | F11 | Industrial | Other Industrial | Existing | Space Heating | Natural Gas | Gas Boiler - Insulate Steam Lines/Condensate Tank | A | Purchases (Cumulative) | Achievable Technical Potential | 0 | 0 | 0 | 0 | 0 | 1.77 | 3.539 | 5.2976 | 7.0571 | 8.8181 | 10.5567 | 12.2905 | 14.0209 | 15.7238 | 17.4331 | 19.1262 | 20.8195 | 22.5042 | 24.174 | 25.8457 | 27.5105 | 29.1688 | 30.8211 | 32.4678 | 34.1093 | 34.1093 | 34.1093 | 34.1093 | 34.1093 | 34.1093 | 34.1093
F1_Industrial_Other Industrial_Existing_Process_Natural Gas_Gas Boiler - Insulate Steam Lines/Condensate Tank_A_Achievable Technical Potential | F1 | Industrial | Other Industrial | Existing | Process | Natural Gas | Gas Boiler - Insulate Steam Lines/Condensate Tank | A | Integrated Unit Energy Savings (kWh or therms) | Achievable Technical Potential | 0 | 0 | 0 | 0 | 0 | 16.8075 | 16.7655 | 16.7231 | 16.6808 | 16.6381 | 16.5927 | 16.5505 | 16.5098 | 16.4661 | 16.4314 | 16.3937 | 16.3626 | 16.331 | 16.2987 | 16.2726 | 16.2441 | 16.2166 | 16.1893 | 16.1621 | 16.135 | 16.1329 | 16.1311 | 16.1293 | 16.8499 | 16.8499 | 16.8499
F2_Industrial_Other Industrial_Existing_Process_Natural Gas_Gas Boiler - Insulate Steam Lines/Condensate Tank_A_Achievable Technical Potential | F2 | Industrial | Other Industrial | Existing | Process | Natural Gas | Gas Boiler - Insulate Steam Lines/Condensate Tank | A | Integrated Unit Summer Peak Savings (kW) | Achievable Technical Potential | 0 | 0 | 0 | 0 | 0 | 0 | 0 | 0 | 0 | 0 | 0 | 0 | 0 | 0 | 0 | 0 | 0 | 0 | 0 | 0 | 0 | 0 | 0 | 0 | 0 | 0 | 0 | 0 | 0 | 0 | 0
F3_Industrial_Other Industrial_Existing_Process_Natural Gas_Gas Boiler - Insulate Steam Lines/Condensate Tank_A_Achievable Technical Potential | F3 | Industrial | Other Industrial | Existing | Process | Natural Gas | Gas Boiler - Insulate Steam Lines/Condensate Tank | A | Integrated Unit Winter Peak Savings (kW) | Achievable Technical Potential | 0 | 0 | 0 | 0 | 0 | 0 | 0 | 0 | 0 | 0 | 0 | 0 | 0 | 0 | 0 | 0 | 0 | 0 | 0 | 0 | 0 | 0 | 0 | 0 | 0 | 0 | 0 | 0 | 0 | 0 | 0
F4_Industrial_Other Industrial_Existing_Process_Natural Gas_Gas Boiler - Insulate Steam Lines/Condensate Tank_A_Achievable Technical Potential | F4 | Industrial | Other Industrial | Existing | Process | Natural Gas | Gas Boiler - Insulate Steam Lines/Condensate Tank | A | Incremental Energy Savings (MWh or mTherms) | Achievable Technical Potential | 0 | 0 | 0 | 0 | 0 | 0.43074 | 0.42943 | 0.42581 | 0.42497 | 0.42423 | 0.4177 | 0.4155 | 0.41364 | 0.40599 | 0.40668 | 0.40188 | 0.40117 | 0.39838 | 0.39405 | 0.39388 | 0.39156 | 0.38938 | 0.38731 | 0.38534 | 0.38348 | 0 | 0 | 0 | 0 | 0 | 0
F5_Industrial_Other Industrial_Existing_Process_Natural Gas_Gas Boiler - Insulate Steam Lines/Condensate Tank_A_Achievable Technical Potential | F5 | Industrial | Other Industrial | Existing | Process | Natural Gas | Gas Boiler - Insulate Steam Lines/Condensate Tank | A | Incremental Summer Peak Savings (MW) | Achievable Technical Potential | 0 | 0 | 0 | 0 | 0 | 0 | 0 | 0 | 0 | 0 | 0 | 0 | 0 | 0 | 0 | 0 | 0 | 0 | 0 | 0 | 0 | 0 | 0 | 0 | 0 | 0 | 0 | 0 | 0 | 0 | 0
F6_Industrial_Other Industrial_Existing_Process_Natural Gas_Gas Boiler - Insulate Steam Lines/Condensate Tank_A_Achievable Technical Potential | F6 | Industrial | Other Industrial | Existing | Process | Natural Gas | Gas Boiler - Insulate Steam Lines/Condensate Tank | A | Incremental Winter Peak Savings (MW) | Achievable Technical Potential | 0 | 0 | 0 | 0 | 0 | 0 | 0 | 0 | 0 | 0 | 0 | 0 | 0 | 0 | 0 | 0 | 0 | 0 | 0 | 0 | 0 | 0 | 0 | 0 | 0 | 0 | 0 | 0 | 0 | 0 | 0
F7_Industrial_Other Industrial_Existing_Process_Natural Gas_Gas Boiler - Insulate Steam Lines/Condensate Tank_A_Achievable Technical Potential | F7 | Industrial | Other Industrial | Existing | Process | Natural Gas | Gas Boiler - Insulate Steam Lines/Condensate Tank | A | Cumulative Energy Savings (MWh or mTherms) | Achievable Technical Potential | 0 | 0 | 0 | 0 | 0 | 0.43074 | 0.85909 | 1.2827 | 1.7045 | 2.1243 | 2.5362 | 2.9453 | 3.3517 | 3.7488 | 4.1476 | 4.5399 | 4.9325 | 5.3213 | 5.7049 | 6.0896 | 6.4705 | 6.8489 | 7.2247 | 7.5979 | 7.9687 | 7.9677 | 7.9667 | 7.9659 | 0 | 0 | 0
F8_Industrial_Other Industrial_Existing_Process_Natural Gas_Gas Boiler - Insulate Steam Lines/Condensate Tank_A_Achievable Technical Potential | F8 | Industrial | Other Industrial | Existing | Process | Natural Gas | Gas Boiler - Insulate Steam Lines/Condensate Tank | A | Cumulative Summer Peak Savings (MW) | Achievable Technical Potential | 0 | 0 | 0 | 0 | 0 | 0 | 0 | 0 | 0 | 0 | 0 | 0 | 0 | 0 | 0 | 0 | 0 | 0 | 0 | 0 | 0 | 0 | 0 | 0 | 0 | 0 | 0 | 0 | 0 | 0 | 0
F9_Industrial_Other Industrial_Existing_Process_Natural Gas_Gas Boiler - Insulate Steam Lines/Condensate Tank_A_Achievable Technical Potential | F9 | Industrial | Other Industrial | Existing | Process | Natural Gas | Gas Boiler - Insulate Steam Lines/Condensate Tank | A | Cumulative Winter Peak Savings (MW) | Achievable Technical Potential | 0 | 0 | 0 | 0 | 0 | 0 | 0 | 0 | 0 | 0 | 0 | 0 | 0 | 0 | 0 | 0 | 0 | 0 | 0 | 0 | 0 | 0 | 0 | 0 | 0 | 0 | 0 | 0 | 0 | 0 | 0
F10_Industrial_Other Industrial_Existing_Process_Natural Gas_Gas Boiler - Insulate Steam Lines/Condensate Tank_A_Achievable Technical Potential | F10 | Industrial | Other Industrial | Existing | Process | Natural Gas | Gas Boiler - Insulate Steam Lines/Condensate Tank | A | Purchases (Incremental) | Achievable Technical Potential | 0 | 0 | 0 | 0 | 0 | 25.6279 | 25.6138 | 25.4627 | 25.4765 | 25.4976 | 25.1738 | 25.105 | 25.054 | 24.6562 | 24.7503 | 24.5143 | 24.5175 | 24.3941 | 24.1765 | 24.2051 | 24.105 | 24.0113 | 23.9238 | 23.8425 | 23.7673 | 0 | 0 | 0 | 0 | 0 | 0
F11_Industrial_Other Industrial_Existing_Process_Natural Gas_Gas Boiler - Insulate Steam Lines/Condensate Tank_A_Achievable Technical Potential | F11 | Industrial | Other Industrial | Existing | Process | Natural Gas | Gas Boiler - Insulate Steam Lines/Condensate Tank | A | Purchases (Cumulative) | Achievable Technical Potential | 0 | 0 | 0 | 0 | 0 | 25.6279 | 51.2417 | 76.7044 | 102.1809 | 127.6785 | 152.8522 | 177.9572 | 203.0112 | 227.6674 | 252.4177 | 276.932 | 301.4494 | 325.8435 | 350.02 | 374.2251 | 398.3301 | 422.3413 | 446.2651 | 470.1076 | 493.8749 | 493.8749 | 493.8749 | 493.8749 | 493.8749 | 493.8749 | 493.8749
F1_Industrial_Other Industrial_Existing_Space Heating_Natural Gas_Gas Boiler - Insulate Hot Water Lines_A_Achievable Technical Potential | F1 | Industrial | Other Industrial | Existing | Space Heating | Natural Gas | Gas Boiler - Insulate Hot Water Lines | A | Integrated Unit Energy Savings (kWh or therms) | Achievable Technical Potential | 0 | 0 | 0 | 0 | 0 | 24.6883 | 24.4982 | 24.3025 | 24.0983 | 23.8857 | 23.6679 | 23.4451 | 23.2166 | 22.978 | 22.7219 | 22.4733 | 22.2253 | 21.9817 | 21.7419 | 21.5132 | 21.2928 | 21.0669 | 20.861 | 20.6794 | 20.502 | 20.3435 | 20.2076 | 20.0824 | 21.3396 | 21.252 | 21.1719
F2_Industrial_Other Industrial_Existing_Space Heating_Natural Gas_Gas Boiler - Insulate Hot Water Lines_A_Achievable Technical Potential | F2 | Industrial | Other Industrial | Existing | Space Heating | Natural Gas | Gas Boiler - Insulate Hot Water Lines | A | Integrated Unit Summer Peak Savings (kW) | Achievable Technical Potential | 0 | 0 | 0 | 0 | 0 | 0 | 0 | 0 | 0 | 0 | 0 | 0 | 0 | 0 | 0 | 0 | 0 | 0 | 0 | 0 | 0 | 0 | 0 | 0 | 0 | 0 | 0 | 0 | 0 | 0 | 0
F3_Industrial_Other Industrial_Existing_Space Heating_Natural Gas_Gas Boiler - Insulate Hot Water Lines_A_Achievable Technical Potential | F3 | Industrial | Other Industrial | Existing | Space Heating | Natural Gas | Gas Boiler - Insulate Hot Water Lines | A | Integrated Unit Winter Peak Savings (kW) | Achievable Technical Potential | 0 | 0 | 0 | 0 | 0 | 0 | 0 | 0 | 0 | 0 | 0 | 0 | 0 | 0 | 0 | 0 | 0 | 0 | 0 | 0 | 0 | 0 | 0 | 0 | 0 | 0 | 0 | 0 | 0 | 0 | 0
F4_Industrial_Other Industrial_Existing_Space Heating_Natural Gas_Gas Boiler - Insulate Hot Water Lines_A_Achievable Technical Potential | F4 | Industrial | Other Industrial | Existing | Space Heating | Natural Gas | Gas Boiler - Insulate Hot Water Lines | A | Incremental Energy Savings (MWh or mTherms) | Achievable Technical Potential | 0 | 0 | 0 | 0 | 0 | 0.087395 | 0.086675 | 0.085475 | 0.084803 | 0.084124 | 0.082299 | 0.081301 | 0.080345 | 0.078257 | 0.07768 | 0.076098 | 0.075268 | 0.074068 | 0.072607 | 0.071928 | 0.070897 | 0.069872 | 0.068937 | 0.068104 | 0.067307 | 0 | 0 | 0 | 0 | 0 | 0
F5_Industrial_Other Industrial_Existing_Space Heating_Natural Gas_Gas Boiler - Insulate Hot Water Lines_A_Achievable Technical Potential | F5 | Industrial | Other Industrial | Existing | Space Heating | Natural Gas | Gas Boiler - Insulate Hot Water Lines | A | Incremental Summer Peak Savings (MW) | Achievable Technical Potential | 0 | 0 | 0 | 0 | 0 | 0 | 0 | 0 | 0 | 0 | 0 | 0 | 0 | 0 | 0 | 0 | 0 | 0 | 0 | 0 | 0 | 0 | 0 | 0 | 0 | 0 | 0 | 0 | 0 | 0 | 0
F6_Industrial_Other Industrial_Existing_Space Heating_Natural Gas_Gas Boiler - Insulate Hot Water Lines_A_Achievable Technical Potential | F6 | Industrial | Other Industrial | Existing | Space Heating | Natural Gas | Gas Boiler - Insulate Hot Water Lines | A | Incremental Winter Peak Savings (MW) | Achievable Technical Potential | 0 | 0 | 0 | 0 | 0 | 0 | 0 | 0 | 0 | 0 | 0 | 0 | 0 | 0 | 0 | 0 | 0 | 0 | 0 | 0 | 0 | 0 | 0 | 0 | 0 | 0 | 0 | 0 | 0 | 0 | 0
F7_Industrial_Other Industrial_Existing_Space Heating_Natural Gas_Gas Boiler - Insulate Hot Water Lines_A_Achievable Technical Potential | F7 | Industrial | Other Industrial | Existing | Space Heating | Natural Gas | Gas Boiler - Insulate Hot Water Lines | A | Cumulative Energy Savings (MWh or mTherms) | Achievable Technical Potential | 0 | 0 | 0 | 0 | 0 | 0.087395 | 0.1734 | 0.25749 | 0.34013 | 0.42125 | 0.49971 | 0.57631 | 0.65103 | 0.7226 | 0.79223 | 0.85966 | 0.92544 | 0.98936 | 1.0512 | 1.112 | 1.1716 | 1.229 | 1.2859 | 1.3428 | 1.3986 | 1.3878 | 1.3785 | 1.37 | 0 | 0 | 0
F8_Industrial_Other Industrial_Existing_Space Heating_Natural Gas_Gas Boiler - Insulate Hot Water Lines_A_Achievable Technical Potential | F8 | Industrial | Other Industrial | Existing | Space Heating | Natural Gas | Gas Boiler - Insulate Hot Water Lines | A | Cumulative Summer Peak Savings (MW) | Achievable Technical Potential | 0 | 0 | 0 | 0 | 0 | 0 | 0 | 0 | 0 | 0 | 0 | 0 | 0 | 0 | 0 | 0 | 0 | 0 | 0 | 0 | 0 | 0 | 0 | 0 | 0 | 0 | 0 | 0 | 0 | 0 | 0
F9_Industrial_Other Industrial_Existing_Space Heating_Natural Gas_Gas Boiler - Insulate Hot Water Lines_A_Achievable Technical Potential | F9 | Industrial | Other Industrial | Existing | Space Heating | Natural Gas | Gas Boiler - Insulate Hot Water Lines | A | Cumulative Winter Peak Savings (MW) | Achievable Technical Potential | 0 | 0 | 0 | 0 | 0 | 0 | 0 | 0 | 0 | 0 | 0 | 0 | 0 | 0 | 0 | 0 | 0 | 0 | 0 | 0 | 0 | 0 | 0 | 0 | 0 | 0 | 0 | 0 | 0 | 0 | 0
F10_Industrial_Other Industrial_Existing_Space Heating_Natural Gas_Gas Boiler - Insulate Hot Water Lines_A_Achievable Technical Potential | F10 | Industrial | Other Industrial | Existing | Space Heating | Natural Gas | Gas Boiler - Insulate Hot Water Lines | A | Purchases (Incremental) | Achievable Technical Potential | 0 | 0 | 0 | 0 | 0 | 3.54 | 3.538 | 3.5171 | 3.519 | 3.522 | 3.4772 | 3.4677 | 3.4607 | 3.4057 | 3.4187 | 3.3861 | 3.3866 | 3.3695 | 3.3395 | 3.3434 | 3.3296 | 3.3167 | 3.3046 | 3.2933 | 3.283 | 0 | 0 | 0 | 0 | 0 | 0
F11_Industrial_Other Industrial_Existing_Space Heating_Natural Gas_Gas Boiler - Insulate Hot Water Lines_A_Achievable Technical Potential | F11 | Industrial | Other Industrial | Existing | Space Heating | Natural Gas | Gas Boiler - Insulate Hot Water Lines | A | Purchases (Cumulative) | Achievable Technical Potential | 0 | 0 | 0 | 0 | 0 | 3.54 | 7.078 | 10.5951 | 14.1142 | 17.6361 | 21.1134 | 24.5811 | 28.0418 | 31.4475 | 34.8662 | 38.2524 | 41.639 | 45.0085 | 48.348 | 51.6914 | 55.021 | 58.3377 | 61.6422 | 64.9356 | 68.2185 | 68.2185 | 68.2185 | 68.2185 | 68.2185 | 68.2185 | 68.2185
F1_Industrial_Other Industrial_Existing_Process_Natural Gas_Gas Boiler - Insulate Hot Water Lines_A_Achievable Technical Potential | F1 | Industrial | Other Industrial | Existing | Process | Natural Gas | Gas Boiler - Insulate Hot Water Lines | A | Integrated Unit Energy Savings (kWh or therms) | Achievable Technical Potential | 0 | 0 | 0 | 0 | 0 | 19.0252 | 19.0051 | 18.9846 | 18.964 | 18.9428 | 18.9201 | 18.8998 | 18.8811 | 18.862 | 18.8487 | 18.8354 | 18.827 | 18.8197 | 18.8132 | 18.81 | 18.8061 | 18.8035 | 18.801 | 18.7986 | 18.7963 | 18.7956 | 18.7949 | 18.7943 | 19.0457 | 19.0457 | 19.0457
F2_Industrial_Other Industrial_Existing_Process_Natural Gas_Gas Boiler - Insulate Hot Water Lines_A_Achievable Technical Potential | F2 | Industrial | Other Industrial | Existing | Process | Natural Gas | Gas Boiler - Insulate Hot Water Lines | A | Integrated Unit Summer Peak Savings (kW) | Achievable Technical Potential | 0 | 0 | 0 | 0 | 0 | 0 | 0 | 0 | 0 | 0 | 0 | 0 | 0 | 0 | 0 | 0 | 0 | 0 | 0 | 0 | 0 | 0 | 0 | 0 | 0 | 0 | 0 | 0 | 0 | 0 | 0
F3_Industrial_Other Industrial_Existing_Process_Natural Gas_Gas Boiler - Insulate Hot Water Lines_A_Achievable Technical Potential | F3 | Industrial | Other Industrial | Existing | Process | Natural Gas | Gas Boiler - Insulate Hot Water Lines | A | Integrated Unit Winter Peak Savings (kW) | Achievable Technical Potential | 0 | 0 | 0 | 0 | 0 | 0 | 0 | 0 | 0 | 0 | 0 | 0 | 0 | 0 | 0 | 0 | 0 | 0 | 0 | 0 | 0 | 0 | 0 | 0 | 0 | 0 | 0 | 0 | 0 | 0 | 0
F4_Industrial_Other Industrial_Existing_Process_Natural Gas_Gas Boiler - Insulate Hot Water Lines_A_Achievable Technical Potential | F4 | Industrial | Other Industrial | Existing | Process | Natural Gas | Gas Boiler - Insulate Hot Water Lines | A | Incremental Energy Savings (MWh or mTherms) | Achievable Technical Potential | 0 | 0 | 0 | 0 | 0 | 0.97515 | 0.97358 | 0.9668 | 0.96627 | 0.96599 | 0.95258 | 0.94896 | 0.94609 | 0.93013 | 0.93302 | 0.92347 | 0.92318 | 0.91818 | 0.90967 | 0.91059 | 0.90664 | 0.90299 | 0.89958 | 0.89641 | 0.89347 | 0 | 0 | 0 | 0 | 0 | 0
F5_Industrial_Other Industrial_Existing_Process_Natural Gas_Gas Boiler - Insulate Hot Water Lines_A_Achievable Technical Potential | F5 | Industrial | Other Industrial | Existing | Process | Natural Gas | Gas Boiler - Insulate Hot Water Lines | A | Incremental Summer Peak Savings (MW) | Achievable Technical Potential | 0 | 0 | 0 | 0 | 0 | 0 | 0 | 0 | 0 | 0 | 0 | 0 | 0 | 0 | 0 | 0 | 0 | 0 | 0 | 0 | 0 | 0 | 0 | 0 | 0 | 0 | 0 | 0 | 0 | 0 | 0
F6_Industrial_Other Industrial_Existing_Process_Natural Gas_Gas Boiler - Insulate Hot Water Lines_A_Achievable Technical Potential | F6 | Industrial | Other Industrial | Existing | Process | Natural Gas | Gas Boiler - Insulate Hot Water Lines | A | Incremental Winter Peak Savings (MW) | Achievable Technical Potential | 0 | 0 | 0 | 0 | 0 | 0 | 0 | 0 | 0 | 0 | 0 | 0 | 0 | 0 | 0 | 0 | 0 | 0 | 0 | 0 | 0 | 0 | 0 | 0 | 0 | 0 | 0 | 0 | 0 | 0 | 0
F7_Industrial_Other Industrial_Existing_Process_Natural Gas_Gas Boiler - Insulate Hot Water Lines_A_Achievable Technical Potential | F7 | Industrial | Other Industrial | Existing | Process | Natural Gas | Gas Boiler - Insulate Hot Water Lines | A | Cumulative Energy Savings (MWh or mTherms) | Achievable Technical Potential | 0 | 0 | 0 | 0 | 0 | 0.97515 | 1.9477 | 2.9124 | 3.8755 | 4.8372 | 5.784 | 6.7267 | 7.6662 | 8.5885 | 9.5155 | 10.4323 | 11.3508 | 12.2645 | 13.17 | 14.0783 | 14.9821 | 15.883 | 16.7805 | 17.6748 | 18.5661 | 18.5653 | 18.5647 | 18.5641 | 0 | 0 | 0
F8_Industrial_Other Industrial_Existing_Process_Natural Gas_Gas Boiler - Insulate Hot Water Lines_A_Achievable Technical Potential | F8 | Industrial | Other Industrial | Existing | Process | Natural Gas | Gas Boiler - Insulate Hot Water Lines | A | Cumulative Summer Peak Savings (MW) | Achievable Technical Potential | 0 | 0 | 0 | 0 | 0 | 0 | 0 | 0 | 0 | 0 | 0 | 0 | 0 | 0 | 0 | 0 | 0 | 0 | 0 | 0 | 0 | 0 | 0 | 0 | 0 | 0 | 0 | 0 | 0 | 0 | 0
F9_Industrial_Other Industrial_Existing_Process_Natural Gas_Gas Boiler - Insulate Hot Water Lines_A_Achievable Technical Potential | F9 | Industrial | Other Industrial | Existing | Process | Natural Gas | Gas Boiler - Insulate Hot Water Lines | A | Cumulative Winter Peak Savings (MW) | Achievable Technical Potential | 0 | 0 | 0 | 0 | 0 | 0 | 0 | 0 | 0 | 0 | 0 | 0 | 0 | 0 | 0 | 0 | 0 | 0 | 0 | 0 | 0 | 0 | 0 | 0 | 0 | 0 | 0 | 0 | 0 | 0 | 0
F10_Industrial_Other Industrial_Existing_Process_Natural Gas_Gas Boiler - Insulate Hot Water Lines_A_Achievable Technical Potential | F10 | Industrial | Other Industrial | Existing | Process | Natural Gas | Gas Boiler - Insulate Hot Water Lines | A | Purchases (Incremental) | Achievable Technical Potential | 0 | 0 | 0 | 0 | 0 | 51.2557 | 51.2276 | 50.9255 | 50.953 | 50.9951 | 50.3476 | 50.21 | 50.108 | 49.3123 | 49.5006 | 49.0286 | 49.0349 | 48.7881 | 48.3529 | 48.4102 | 48.21 | 48.0225 | 47.8475 | 47.6849 | 47.5346 | 0 | 0 | 0 | 0 | 0 | 0
F11_Industrial_Other Industrial_Existing_Process_Natural Gas_Gas Boiler - Insulate Hot Water Lines_A_Achievable Technical Potential | F11 | Industrial | Other Industrial | Existing | Process | Natural Gas | Gas Boiler - Insulate Hot Water Lines | A | Purchases (Cumulative) | Achievable Technical Potential | 0 | 0 | 0 | 0 | 0 | 51.2557 | 102.4833 | 153.4088 | 204.3618 | 255.3569 | 305.7045 | 355.9145 | 406.0225 | 455.3348 | 504.8354 | 553.864 | 602.8989 | 651.687 | 700.0399 | 748.4501 | 796.6602 | 844.6827 | 892.5302 | 940.2152 | 987.7497 | 987.7497 | 987.7497 | 987.7497 | 987.7497 | 987.7497 | 987.7497
F1_Industrial_Other Industrial_Existing_Process_Natural Gas_Process - Insulate Heated Process Fluids_A_Achievable Technical Potential | F1 | Industrial | Other Industrial | Existing | Process | Natural Gas | Process - Insulate Heated Process Fluids | A | Integrated Unit Energy Savings (kWh or therms) | Achievable Technical Potential | 0 | 0 | 0 | 0 | 0 | 13.5712 | 13.5336 | 13.4956 | 13.4579 | 13.4197 | 13.3792 | 13.3414 | 13.3049 | 13.2656 | 13.2341 | 13.1998 | 13.1711 | 13.1419 | 13.1119 | 13.0873 | 13.0606 | 13.0347 | 13.0089 | 12.9832 | 12.9577 | 12.9558 | 12.9541 | 12.9525 | 13.6092 | 13.6092 | 13.6092
F2_Industrial_Other Industrial_Existing_Process_Natural Gas_Process - Insulate Heated Process Fluids_A_Achievable Technical Potential | F2 | Industrial | Other Industrial | Existing | Process | Natural Gas | Process - Insulate Heated Process Fluids | A | Integrated Unit Summer Peak Savings (kW) | Achievable Technical Potential | 0 | 0 | 0 | 0 | 0 | 0 | 0 | 0 | 0 | 0 | 0 | 0 | 0 | 0 | 0 | 0 | 0 | 0 | 0 | 0 | 0 | 0 | 0 | 0 | 0 | 0 | 0 | 0 | 0 | 0 | 0
F3_Industrial_Other Industrial_Existing_Process_Natural Gas_Process - Insulate Heated Process Fluids_A_Achievable Technical Potential | F3 | Industrial | Other Industrial | Existing | Process | Natural Gas | Process - Insulate Heated Process Fluids | A | Integrated Unit Winter Peak Savings (kW) | Achievable Technical Potential | 0 | 0 | 0 | 0 | 0 | 0 | 0 | 0 | 0 | 0 | 0 | 0 | 0 | 0 | 0 | 0 | 0 | 0 | 0 | 0 | 0 | 0 | 0 | 0 | 0 | 0 | 0 | 0 | 0 | 0 | 0
F4_Industrial_Other Industrial_Existing_Process_Natural Gas_Process - Insulate Heated Process Fluids_A_Achievable Technical Potential | F4 | Industrial | Other Industrial | Existing | Process | Natural Gas | Process - Insulate Heated Process Fluids | A | Incremental Energy Savings (MWh or mTherms) | Achievable Technical Potential | 0 | 0 | 0 | 0 | 0 | 0.76081 | 0.75829 | 0.7517 | 0.75 | 0.7485 | 0.66308 | 0.52752 | 0.42001 | 0.32969 | 0.26413 | 0.20875 | 0.16666 | 0.13236 | 0.1047 | 0.083706 | 0.066552 | 0.00045127 | 0.00016026 | 5.4342e-05 | 1.763e-05 | 1.4939e-05 | 1.4898e-05 | 1.486e-05 | 1.5579e-05 | 1.5549e-05 | 1.5522e-05
F5_Industrial_Other Industrial_Existing_Process_Natural Gas_Process - Insulate Heated Process Fluids_A_Achievable Technical Potential | F5 | Industrial | Other Industrial | Existing | Process | Natural Gas | Process - Insulate Heated Process Fluids | A | Incremental Summer Peak Savings (MW) | Achievable Technical Potential | 0 | 0 | 0 | 0 | 0 | 0 | 0 | 0 | 0 | 0 | 0 | 0 | 0 | 0 | 0 | 0 | 0 | 0 | 0 | 0 | 0 | 0 | 0 | 0 | 0 | 0 | 0 | 0 | 0 | 0 | 0
F6_Industrial_Other Industrial_Existing_Process_Natural Gas_Process - Insulate Heated Process Fluids_A_Achievable Technical Potential | F6 | Industrial | Other Industrial | Existing | Process | Natural Gas | Process - Insulate Heated Process Fluids | A | Incremental Winter Peak Savings (MW) | Achievable Technical Potential | 0 | 0 | 0 | 0 | 0 | 0 | 0 | 0 | 0 | 0 | 0 | 0 | 0 | 0 | 0 | 0 | 0 | 0 | 0 | 0 | 0 | 0 | 0 | 0 | 0 | 0 | 0 | 0 | 0 | 0 | 0
F7_Industrial_Other Industrial_Existing_Process_Natural Gas_Process - Insulate Heated Process Fluids_A_Achievable Technical Potential | F7 | Industrial | Other Industrial | Existing | Process | Natural Gas | Process - Insulate Heated Process Fluids | A | Cumulative Energy Savings (MWh or mTherms) | Achievable Technical Potential | 0 | 0 | 0 | 0 | 0 | 0.76081 | 1.517 | 2.2644 | 3.0081 | 3.7481 | 4.3998 | 4.9149 | 5.3215 | 5.6355 | 5.8862 | 6.0797 | 6.2332 | 6.3517 | 6.4419 | 6.5135 | 6.5668 | 6.5542 | 6.5414 | 6.5285 | 6.5157 | 6.5148 | 6.5139 | 6.5132 | 0 | 0 | 0
F8_Industrial_Other Industrial_Existing_Process_Natural Gas_Process - Insulate Heated Process Fluids_A_Achievable Technical Potential | F8 | Industrial | Other Industrial | Existing | Process | Natural Gas | Process - Insulate Heated Process Fluids | A | Cumulative Summer Peak Savings (MW) | Achievable Technical Potential | 0 | 0 | 0 | 0 | 0 | 0 | 0 | 0 | 0 | 0 | 0 | 0 | 0 | 0 | 0 | 0 | 0 | 0 | 0 | 0 | 0 | 0 | 0 | 0 | 0 | 0 | 0 | 0 | 0 | 0 | 0
F9_Industrial_Other Industrial_Existing_Process_Natural Gas_Process - Insulate Heated Process Fluids_A_Achievable Technical Potential | F9 | Industrial | Other Industrial | Existing | Process | Natural Gas | Process - Insulate Heated Process Fluids | A | Cumulative Winter Peak Savings (MW) | Achievable Technical Potential | 0 | 0 | 0 | 0 | 0 | 0 | 0 | 0 | 0 | 0 | 0 | 0 | 0 | 0 | 0 | 0 | 0 | 0 | 0 | 0 | 0 | 0 | 0 | 0 | 0 | 0 | 0 | 0 | 0 | 0 | 0
F10_Industrial_Other Industrial_Existing_Process_Natural Gas_Process - Insulate Heated Process Fluids_A_Achievable Technical Potential | F10 | Industrial | Other Industrial | Existing | Process | Natural Gas | Process - Insulate Heated Process Fluids | A | Purchases (Incremental) | Achievable Technical Potential | 0 | 0 | 0 | 0 | 0 | 56.0607 | 56.03 | 55.6995 | 55.7296 | 55.7757 | 49.5607 | 39.5402 | 31.5679 | 24.8533 | 19.9586 | 15.8146 | 12.6533 | 10.0717 | 7.9855 | 6.396 | 5.0956 | 0.034621 | 0.01232 | 0.0041856 | 0.0013606 | 0.0011531 | 0.00115 | 0.0011472 | 0.0011447 | 0.0011425 | 0.0011406
F11_Industrial_Other Industrial_Existing_Process_Natural Gas_Process - Insulate Heated Process Fluids_A_Achievable Technical Potential | F11 | Industrial | Other Industrial | Existing | Process | Natural Gas | Process - Insulate Heated Process Fluids | A | Purchases (Cumulative) | Achievable Technical Potential | 0 | 0 | 0 | 0 | 0 | 56.0607 | 112.0907 | 167.7902 | 223.5199 | 279.2956 | 328.8563 | 368.3965 | 399.9645 | 424.8178 | 444.7763 | 460.5909 | 473.2442 | 483.316 | 491.3014 | 497.6974 | 502.793 | 502.8276 | 502.84 | 502.8441 | 502.8455 | 502.8467 | 502.8478 | 502.8489 | 502.8501 | 502.8512 | 502.8524
F1_Industrial_Other Industrial_Existing_Process_Natural Gas_Process Heat Recovery_A_Achievable Technical Potential | F1 | Industrial | Other Industrial | Existing | Process | Natural Gas | Process Heat Recovery | A | Integrated Unit Energy Savings (kWh or therms) | Achievable Technical Potential | 0 | 0 | 0 | 0 | 0 | 0.03303 | 0.032914 | 0.032797 | 0.032678 | 0.032558 | 0.03243 | 0.032313 | 0.032201 | 0.032081 | 0.031987 | 0.031884 | 0.031801 | 0.031717 | 0.031633 | 0.031568 | 0.031497 | 0.031431 | 0.031367 | 0.031303 | 0.03124 | 0.031234 | 0.031229 | 0.031225 | 0 | 0 | 0
F2_Industrial_Other Industrial_Existing_Process_Natural Gas_Process Heat Recovery_A_Achievable Technical Potential | F2 | Industrial | Other Industrial | Existing | Process | Natural Gas | Process Heat Recovery | A | Integrated Unit Summer Peak Savings (kW) | Achievable Technical Potential | 0 | 0 | 0 | 0 | 0 | 0 | 0 | 0 | 0 | 0 | 0 | 0 | 0 | 0 | 0 | 0 | 0 | 0 | 0 | 0 | 0 | 0 | 0 | 0 | 0 | 0 | 0 | 0 | 0 | 0 | 0
F3_Industrial_Other Industrial_Existing_Process_Natural Gas_Process Heat Recovery_A_Achievable Technical Potential | F3 | Industrial | Other Industrial | Existing | Process | Natural Gas | Process Heat Recovery | A | Integrated Unit Winter Peak Savings (kW) | Achievable Technical Potential | 0 | 0 | 0 | 0 | 0 | 0 | 0 | 0 | 0 | 0 | 0 | 0 | 0 | 0 | 0 | 0 | 0 | 0 | 0 | 0 | 0 | 0 | 0 | 0 | 0 | 0 | 0 | 0 | 0 | 0 | 0
F4_Industrial_Other Industrial_Existing_Process_Natural Gas_Process Heat Recovery_A_Achievable Technical Potential | F4 | Industrial | Other Industrial | Existing | Process | Natural Gas | Process Heat Recovery | A | Incremental Energy Savings (MWh or mTherms) | Achievable Technical Potential | 0 | 0 | 0 | 0 | 0 | 0.066661 | 0.066391 | 0.065763 | 0.065562 | 0.065374 | 0.057862 | 0.045996 | 0.036595 | 0.028703 | 0.022983 | 0.018153 | 0.014486 | 0.0115 | 0.0090939 | 0.0072686 | 0.0057778 | 3.9174e-05 | 1.3911e-05 | 4.7167e-06 | 1.5301e-06 | 1.2966e-06 | 1.2929e-06 | 1.2896e-06 | 0 | 0 | 0
F5_Industrial_Other Industrial_Existing_Process_Natural Gas_Process Heat Recovery_A_Achievable Technical Potential | F5 | Industrial | Other Industrial | Existing | Process | Natural Gas | Process Heat Recovery | A | Incremental Summer Peak Savings (MW) | Achievable Technical Potential | 0 | 0 | 0 | 0 | 0 | 0 | 0 | 0 | 0 | 0 | 0 | 0 | 0 | 0 | 0 | 0 | 0 | 0 | 0 | 0 | 0 | 0 | 0 | 0 | 0 | 0 | 0 | 0 | 0 | 0 | 0
F6_Industrial_Other Industrial_Existing_Process_Natural Gas_Process Heat Recovery_A_Achievable Technical Potential | F6 | Industrial | Other Industrial | Existing | Process | Natural Gas | Process Heat Recovery | A | Incremental Winter Peak Savings (MW) | Achievable Technical Potential | 0 | 0 | 0 | 0 | 0 | 0 | 0 | 0 | 0 | 0 | 0 | 0 | 0 | 0 | 0 | 0 | 0 | 0 | 0 | 0 | 0 | 0 | 0 | 0 | 0 | 0 | 0 | 0 | 0 | 0 | 0
F7_Industrial_Other Industrial_Existing_Process_Natural Gas_Process Heat Recovery_A_Achievable Technical Potential | F7 | Industrial | Other Industrial | Existing | Process | Natural Gas | Process Heat Recovery | A | Cumulative Energy Savings (MWh or mTherms) | Achievable Technical Potential | 0 | 0 | 0 | 0 | 0 | 0.066661 | 0.13282 | 0.19811 | 0.26295 | 0.32736 | 0.38394 | 0.42854 | 0.46365 | 0.49063 | 0.51217 | 0.52868 | 0.54179 | 0.55186 | 0.55949 | 0.5656 | 0.57011 | 0.56896 | 0.56781 | 0.56666 | 0.56552 | 0.56542 | 0.56533 | 0.56525 | 0 | 0 | 0
F8_Industrial_Other Industrial_Existing_Process_Natural Gas_Process Heat Recovery_A_Achievable Technical Potential | F8 | Industrial | Other Industrial | Existing | Process | Natural Gas | Process Heat Recovery | A | Cumulative Summer Peak Savings (MW) | Achievable Technical Potential | 0 | 0 | 0 | 0 | 0 | 0 | 0 | 0 | 0 | 0 | 0 | 0 | 0 | 0 | 0 | 0 | 0 | 0 | 0 | 0 | 0 | 0 | 0 | 0 | 0 | 0 | 0 | 0 | 0 | 0 | 0
F9_Industrial_Other Industrial_Existing_Process_Natural Gas_Process Heat Recovery_A_Achievable Technical Potential | F9 | Industrial | Other Industrial | Existing | Process | Natural Gas | Process Heat Recovery | A | Cumulative Winter Peak Savings (MW) | Achievable Technical Potential | 0 | 0 | 0 | 0 | 0 | 0 | 0 | 0 | 0 | 0 | 0 | 0 | 0 | 0 | 0 | 0 | 0 | 0 | 0 | 0 | 0 | 0 | 0 | 0 | 0 | 0 | 0 | 0 | 0 | 0 | 0
F10_Industrial_Other Industrial_Existing_Process_Natural Gas_Process Heat Recovery_A_Achievable Technical Potential | F10 | Industrial | Other Industrial | Existing | Process | Natural Gas | Process Heat Recovery | A | Purchases (Incremental) | Achievable Technical Potential | 0 | 0 | 0 | 0 | 0 | 2018.1864 | 2017.0787 | 2005.1833 | 2006.2674 | 2007.9263 | 1784.1849 | 1423.4475 | 1136.4458 | 894.7196 | 718.5085 | 569.3253 | 455.5193 | 362.5813 | 287.4777 | 230.2546 | 183.4419 | 1.2463 | 0.4435 | 0.15068 | 0.04898 | 0.041512 | 0.041401 | 0.041301 | 9.3059e-07 | 9.3059e-07 | 9.3059e-07
F11_Industrial_Other Industrial_Existing_Process_Natural Gas_Process Heat Recovery_A_Achievable Technical Potential | F11 | Industrial | Other Industrial | Existing | Process | Natural Gas | Process Heat Recovery | A | Purchases (Cumulative) | Achievable Technical Potential | 0 | 0 | 0 | 0 | 0 | 2018.1864 | 4035.2651 | 6040.4484 | 8046.7157 | 10054.642 | 11838.827 | 13262.2744 | 14398.7202 | 15293.4398 | 16011.9483 | 16581.2736 | 17036.7929 | 17399.3742 | 17686.8519 | 17917.1065 | 18100.5485 | 18101.7948 | 18102.2383 | 18102.389 | 18102.438 | 18102.4795 | 18102.5209 | 18102.5622 | 18102.5622 | 18102.5622 | 18102.5622
F1_Industrial_Other Industrial_Existing_Space Heating_Natural Gas_Building Automation System_A_Achievable Technical Potential | F1 | Industrial | Other Industrial | Existing | Space Heating | Natural Gas | Building Automation System | A | Integrated Unit Energy Savings (kWh or therms) | Achievable Technical Potential | 0 | 0 | 0 | 0 | 0 | 0.015454 | 0.015362 | 0.015248 | 0.015124 | 0.01499 | 0.014849 | 0.0147 | 0.014548 | 0.014388 | 0.014215 | 0.014047 | 0.013879 | 0.013721 | 0.013569 | 0.013428 | 0.013293 | 0.013156 | 0.013037 | 0.012934 | 0.012838 | 0.012752 | 0.012679 | 0.012611 | 0 | 0 | 0
F2_Industrial_Other Industrial_Existing_Space Heating_Natural Gas_Building Automation System_A_Achievable Technical Potential | F2 | Industrial | Other Industrial | Existing | Space Heating | Natural Gas | Building Automation System | A | Integrated Unit Summer Peak Savings (kW) | Achievable Technical Potential | 0 | 0 | 0 | 0 | 0 | 0 | 0 | 0 | 0 | 0 | 0 | 0 | 0 | 0 | 0 | 0 | 0 | 0 | 0 | 0 | 0 | 0 | 0 | 0 | 0 | 0 | 0 | 0 | 0 | 0 | 0
F3_Industrial_Other Industrial_Existing_Space Heating_Natural Gas_Building Automation System_A_Achievable Technical Potential | F3 | Industrial | Other Industrial | Existing | Space Heating | Natural Gas | Building Automation System | A | Integrated Unit Winter Peak Savings (kW) | Achievable Technical Potential | 0 | 0 | 0 | 0 | 0 | 0 | 0 | 0 | 0 | 0 | 0 | 0 | 0 | 0 | 0 | 0 | 0 | 0 | 0 | 0 | 0 | 0 | 0 | 0 | 0 | 0 | 0 | 0 | 0 | 0 | 0
F4_Industrial_Other Industrial_Existing_Space Heating_Natural Gas_Building Automation System_A_Achievable Technical Potential | F4 | Industrial | Other Industrial | Existing | Space Heating | Natural Gas | Building Automation System | A | Incremental Energy Savings (MWh or mTherms) | Achievable Technical Potential | 0 | 0 | 0 | 0 | 0 | 0.098835 | 0.19629 | 0.34389 | 0.55515 | 0.83586 | 1.1708 | 1.5723 | 2.013 | 2.4234 | 2.8341 | 3.1121 | 3.2717 | 3.2314 | 2.9857 | 2.6008 | 2.1204 | 1.5986 | 1.0927 | 0.69023 | 0.44539 | 0 | 0 | 0 | 0 | 0 | 0
F5_Industrial_Other Industrial_Existing_Space Heating_Natural Gas_Building Automation System_A_Achievable Technical Potential | F5 | Industrial | Other Industrial | Existing | Space Heating | Natural Gas | Building Automation System | A | Incremental Summer Peak Savings (MW) | Achievable Technical Potential | 0 | 0 | 0 | 0 | 0 | 0 | 0 | 0 | 0 | 0 | 0 | 0 | 0 | 0 | 0 | 0 | 0 | 0 | 0 | 0 | 0 | 0 | 0 | 0 | 0 | 0 | 0 | 0 | 0 | 0 | 0
F6_Industrial_Other Industrial_Existing_Space Heating_Natural Gas_Building Automation System_A_Achievable Technical Potential | F6 | Industrial | Other Industrial | Existing | Space Heating | Natural Gas | Building Automation System | A | Incremental Winter Peak Savings (MW) | Achievable Technical Potential | 0 | 0 | 0 | 0 | 0 | 0 | 0 | 0 | 0 | 0 | 0 | 0 | 0 | 0 | 0 | 0 | 0 | 0 | 0 | 0 | 0 | 0 | 0 | 0 | 0 | 0 | 0 | 0 | 0 | 0 | 0
F7_Industrial_Other Industrial_Existing_Space Heating_Natural Gas_Building Automation System_A_Achievable Technical Potential | F7 | Industrial | Other Industrial | Existing | Space Heating | Natural Gas | Building Automation System | A | Cumulative Energy Savings (MWh or mTherms) | Achievable Technical Potential | 0 | 0 | 0 | 0 | 0 | 0.098835 | 0.29453 | 0.63625 | 1.1862 | 2.0116 | 3.1633 | 4.704 | 6.6682 | 9.0184 | 11.7441 | 14.7172 | 17.8136 | 20.8413 | 23.5972 | 25.9515 | 27.811 | 29.1237 | 29.9521 | 30.4062 | 30.6251 | 30.4216 | 30.247 | 30.0839 | 0 | 0 | 0
F8_Industrial_Other Industrial_Existing_Space Heating_Natural Gas_Building Automation System_A_Achievable Technical Potential | F8 | Industrial | Other Industrial | Existing | Space Heating | Natural Gas | Building Automation System | A | Cumulative Summer Peak Savings (MW) | Achievable Technical Potential | 0 | 0 | 0 | 0 | 0 | 0 | 0 | 0 | 0 | 0 | 0 | 0 | 0 | 0 | 0 | 0 | 0 | 0 | 0 | 0 | 0 | 0 | 0 | 0 | 0 | 0 | 0 | 0 | 0 | 0 | 0
F9_Industrial_Other Industrial_Existing_Space Heating_Natural Gas_Building Automation System_A_Achievable Technical Potential | F9 | Industrial | Other Industrial | Existing | Space Heating | Natural Gas | Building Automation System | A | Cumulative Winter Peak Savings (MW) | Achievable Technical Potential | 0 | 0 | 0 | 0 | 0 | 0 | 0 | 0 | 0 | 0 | 0 | 0 | 0 | 0 | 0 | 0 | 0 | 0 | 0 | 0 | 0 | 0 | 0 | 0 | 0 | 0 | 0 | 0 | 0 | 0 | 0
F10_Industrial_Other Industrial_Existing_Space Heating_Natural Gas_Building Automation System_A_Achievable Technical Potential | F10 | Industrial | Other Industrial | Existing | Space Heating | Natural Gas | Building Automation System | A | Purchases (Incremental) | Achievable Technical Potential | 0 | 0 | 0 | 0 | 0 | 6395.6044 | 12777.3772 | 22553.0195 | 36705.4111 | 55759.7558 | 78845.7466 | 106958.7841 | 138375.681 | 168429.1154 | 199376.2677 | 221554.0662 | 235722.3996 | 235515.1553 | 220032.4123 | 193686.8631 | 159514.5259 | 121507.2691 | 83813.9118 | 53365.8047 | 34694.0336 | 0 | 0 | 0 | 0 | 0 | 0
F11_Industrial_Other Industrial_Existing_Space Heating_Natural Gas_Building Automation System_A_Achievable Technical Potential | F11 | Industrial | Other Industrial | Existing | Space Heating | Natural Gas | Building Automation System | A | Purchases (Cumulative) | Achievable Technical Potential | 0 | 0 | 0 | 0 | 0 | 6395.6044 | 19172.9816 | 41726.001 | 78431.4121 | 134191.1679 | 213036.9145 | 319995.6986 | 458371.3796 | 626800.495 | 826176.7628 | 1047730.829 | 1283453.2286 | 1518968.3839 | 1739000.7962 | 1932687.6593 | 2092202.1853 | 2213709.4544 | 2297523.3662 | 2350889.1708 | 2385583.2044 | 2385583.2044 | 2385583.2044 | 2385583.2044 | 2385583.2044 | 2385583.2044 | 2385583.2044
F1_Industrial_Other Industrial_Existing_Space Heating_Natural Gas_Steam System Efficiency Improvements_A_Achievable Technical Potential | F1 | Industrial | Other Industrial | Existing | Space Heating | Natural Gas | Steam System Efficiency Improvements | A | Integrated Unit Energy Savings (kWh or therms) | Achievable Technical Potential | 0 | 0 | 0 | 0 | 0 | 0.13723 | 0.13559 | 0.13378 | 0.13178 | 0.12958 | 0.12717 | 0.12467 | 0.1221 | 0.11937 | 0.11674 | 0.1141 | 0.11165 | 0.10929 | 0.10703 | 0.1051 | 0.10327 | 0.10156 | 0.10005 | 0.098771 | 0.097565 | 0.096767 | 0.096082 | 0.095451 | 0.11902 | 0.11854 | 0.11809
F2_Industrial_Other Industrial_Existing_Space Heating_Natural Gas_Steam System Efficiency Improvements_A_Achievable Technical Potential | F2 | Industrial | Other Industrial | Existing | Space Heating | Natural Gas | Steam System Efficiency Improvements | A | Integrated Unit Summer Peak Savings (kW) | Achievable Technical Potential | 0 | 0 | 0 | 0 | 0 | 0 | 0 | 0 | 0 | 0 | 0 | 0 | 0 | 0 | 0 | 0 | 0 | 0 | 0 | 0 | 0 | 0 | 0 | 0 | 0 | 0 | 0 | 0 | 0 | 0 | 0
F3_Industrial_Other Industrial_Existing_Space Heating_Natural Gas_Steam System Efficiency Improvements_A_Achievable Technical Potential | F3 | Industrial | Other Industrial | Existing | Space Heating | Natural Gas | Steam System Efficiency Improvements | A | Integrated Unit Winter Peak Savings (kW) | Achievable Technical Potential | 0 | 0 | 0 | 0 | 0 | 0 | 0 | 0 | 0 | 0 | 0 | 0 | 0 | 0 | 0 | 0 | 0 | 0 | 0 | 0 | 0 | 0 | 0 | 0 | 0 | 0 | 0 | 0 | 0 | 0 | 0
F4_Industrial_Other Industrial_Existing_Space Heating_Natural Gas_Steam System Efficiency Improvements_A_Achievable Technical Potential | F4 | Industrial | Other Industrial | Existing | Space Heating | Natural Gas | Steam System Efficiency Improvements | A | Incremental Energy Savings (MWh or mTherms) | Achievable Technical Potential | 0 | 0 | 0 | 0 | 0 | 0.00622 | 0.012278 | 0.021383 | 0.034281 | 0.051207 | 0.071062 | 0.094507 | 0.11974 | 0.14249 | 0.16495 | 0.17916 | 0.18653 | 0.18242 | 0.1669 | 0.14427 | 0.11675 | 0.087453 | 0.05943 | 0.037356 | 0.023989 | 0 | 0 | 0 | 0 | 0 | 0
F5_Industrial_Other Industrial_Existing_Space Heating_Natural Gas_Steam System Efficiency Improvements_A_Achievable Technical Potential | F5 | Industrial | Other Industrial | Existing | Space Heating | Natural Gas | Steam System Efficiency Improvements | A | Incremental Summer Peak Savings (MW) | Achievable Technical Potential | 0 | 0 | 0 | 0 | 0 | 0 | 0 | 0 | 0 | 0 | 0 | 0 | 0 | 0 | 0 | 0 | 0 | 0 | 0 | 0 | 0 | 0 | 0 | 0 | 0 | 0 | 0 | 0 | 0 | 0 | 0
F6_Industrial_Other Industrial_Existing_Space Heating_Natural Gas_Steam System Efficiency Improvements_A_Achievable Technical Potential | F6 | Industrial | Other Industrial | Existing | Space Heating | Natural Gas | Steam System Efficiency Improvements | A | Incremental Winter Peak Savings (MW) | Achievable Technical Potential | 0 | 0 | 0 | 0 | 0 | 0 | 0 | 0 | 0 | 0 | 0 | 0 | 0 | 0 | 0 | 0 | 0 | 0 | 0 | 0 | 0 | 0 | 0 | 0 | 0 | 0 | 0 | 0 | 0 | 0 | 0
F7_Industrial_Other Industrial_Existing_Space Heating_Natural Gas_Steam System Efficiency Improvements_A_Achievable Technical Potential | F7 | Industrial | Other Industrial | Existing | Space Heating | Natural Gas | Steam System Efficiency Improvements | A | Cumulative Energy Savings (MWh or mTherms) | Achievable Technical Potential | 0 | 0 | 0 | 0 | 0 | 0.00622 | 0.018424 | 0.039562 | 0.073251 | 0.12324 | 0.19201 | 0.28274 | 0.39665 | 0.53027 | 0.68354 | 0.84723 | 1.0156 | 1.1765 | 1.3191 | 1.4396 | 1.5313 | 1.5933 | 1.6291 | 1.6456 | 1.6495 | 1.636 | 1.6244 | 1.6138 | 0 | 0 | 0
F8_Industrial_Other Industrial_Existing_Space Heating_Natural Gas_Steam System Efficiency Improvements_A_Achievable Technical Potential | F8 | Industrial | Other Industrial | Existing | Space Heating | Natural Gas | Steam System Efficiency Improvements | A | Cumulative Summer Peak Savings (MW) | Achievable Technical Potential | 0 | 0 | 0 | 0 | 0 | 0 | 0 | 0 | 0 | 0 | 0 | 0 | 0 | 0 | 0 | 0 | 0 | 0 | 0 | 0 | 0 | 0 | 0 | 0 | 0 | 0 | 0 | 0 | 0 | 0 | 0
F9_Industrial_Other Industrial_Existing_Space Heating_Natural Gas_Steam System Efficiency Improvements_A_Achievable Technical Potential | F9 | Industrial | Other Industrial | Existing | Space Heating | Natural Gas | Steam System Efficiency Improvements | A | Cumulative Winter Peak Savings (MW) | Achievable Technical Potential | 0 | 0 | 0 | 0 | 0 | 0 | 0 | 0 | 0 | 0 | 0 | 0 | 0 | 0 | 0 | 0 | 0 | 0 | 0 | 0 | 0 | 0 | 0 | 0 | 0 | 0 | 0 | 0 | 0 | 0 | 0
F10_Industrial_Other Industrial_Existing_Space Heating_Natural Gas_Steam System Efficiency Improvements_A_Achievable Technical Potential | F10 | Industrial | Other Industrial | Existing | Space Heating | Natural Gas | Steam System Efficiency Improvements | A | Purchases (Incremental) | Achievable Technical Potential | 0 | 0 | 0 | 0 | 0 | 45.3264 | 90.5548 | 159.836 | 260.1357 | 395.1762 | 558.7895 | 758.03 | 980.6854 | 1193.6777 | 1413.004 | 1570.1808 | 1670.5935 | 1669.1247 | 1559.3966 | 1372.6825 | 1130.499 | 861.1369 | 593.9994 | 378.21 | 245.8809 | 0 | 0 | 0 | 0 | 0 | 0
F11_Industrial_Other Industrial_Existing_Space Heating_Natural Gas_Steam System Efficiency Improvements_A_Achievable Technical Potential | F11 | Industrial | Other Industrial | Existing | Space Heating | Natural Gas | Steam System Efficiency Improvements | A | Purchases (Cumulative) | Achievable Technical Potential | 0 | 0 | 0 | 0 | 0 | 45.3264 | 135.8813 | 295.7173 | 555.853 | 951.0292 | 1509.8187 | 2267.8487 | 3248.534 | 4442.2118 | 5855.2158 | 7425.3965 | 9095.99 | 10765.1147 | 12324.5114 | 13697.1938 | 14827.6928 | 15688.8297 | 16282.8291 | 16661.0391 | 16906.92 | 16906.92 | 16906.92 | 16906.92 | 16906.92 | 16906.92 | 16906.92
F1_Industrial_Other Industrial_Existing_Process_Natural Gas_Steam System Efficiency Improvements_A_Achievable Technical Potential | F1 | Industrial | Other Industrial | Existing | Process | Natural Gas | Steam System Efficiency Improvements | A | Integrated Unit Energy Savings (kWh or therms) | Achievable Technical Potential | 0 | 0 | 0 | 0 | 0 | 0.10585 | 0.10548 | 0.10509 | 0.10471 | 0.10432 | 0.10391 | 0.10353 | 0.10317 | 0.10278 | 0.10248 | 0.10215 | 0.10188 | 0.10161 | 0.10134 | 0.10113 | 0.1009 | 0.10069 | 0.10048 | 0.10028 | 0.10008 | 0.10006 | 0.10004 | 0.10003 | 0.10623 | 0.10623 | 0.10623
F2_Industrial_Other Industrial_Existing_Process_Natural Gas_Steam System Efficiency Improvements_A_Achievable Technical Potential | F2 | Industrial | Other Industrial | Existing | Process | Natural Gas | Steam System Efficiency Improvements | A | Integrated Unit Summer Peak Savings (kW) | Achievable Technical Potential | 0 | 0 | 0 | 0 | 0 | 0 | 0 | 0 | 0 | 0 | 0 | 0 | 0 | 0 | 0 | 0 | 0 | 0 | 0 | 0 | 0 | 0 | 0 | 0 | 0 | 0 | 0 | 0 | 0 | 0 | 0
F3_Industrial_Other Industrial_Existing_Process_Natural Gas_Steam System Efficiency Improvements_A_Achievable Technical Potential | F3 | Industrial | Other Industrial | Existing | Process | Natural Gas | Steam System Efficiency Improvements | A | Integrated Unit Winter Peak Savings (kW) | Achievable Technical Potential | 0 | 0 | 0 | 0 | 0 | 0 | 0 | 0 | 0 | 0 | 0 | 0 | 0 | 0 | 0 | 0 | 0 | 0 | 0 | 0 | 0 | 0 | 0 | 0 | 0 | 0 | 0 | 0 | 0 | 0 | 0
F4_Industrial_Other Industrial_Existing_Process_Natural Gas_Steam System Efficiency Improvements_A_Achievable Technical Potential | F4 | Industrial | Other Industrial | Existing | Process | Natural Gas | Steam System Efficiency Improvements | A | Incremental Energy Savings (MWh or mTherms) | Achievable Technical Potential | 0 | 0 | 0 | 0 | 0 | 0.00083479 | 0.0016619 | 0.0029227 | 0.0047393 | 0.0071727 | 0.010102 | 0.013654 | 0.017603 | 0.021346 | 0.025194 | 0.027906 | 0.029613 | 0.029509 | 0.027495 | 0.024153 | 0.019847 | 0.015086 | 0.010385 | 0.0065989 | 0.0042814 | 0 | 0 | 0 | 0 | 0 | 0
F5_Industrial_Other Industrial_Existing_Process_Natural Gas_Steam System Efficiency Improvements_A_Achievable Technical Potential | F5 | Industrial | Other Industrial | Existing | Process | Natural Gas | Steam System Efficiency Improvements | A | Incremental Summer Peak Savings (MW) | Achievable Technical Potential | 0 | 0 | 0 | 0 | 0 | 0 | 0 | 0 | 0 | 0 | 0 | 0 | 0 | 0 | 0 | 0 | 0 | 0 | 0 | 0 | 0 | 0 | 0 | 0 | 0 | 0 | 0 | 0 | 0 | 0 | 0
F6_Industrial_Other Industrial_Existing_Process_Natural Gas_Steam System Efficiency Improvements_A_Achievable Technical Potential | F6 | Industrial | Other Industrial | Existing | Process | Natural Gas | Steam System Efficiency Improvements | A | Incremental Winter Peak Savings (MW) | Achievable Technical Potential | 0 | 0 | 0 | 0 | 0 | 0 | 0 | 0 | 0 | 0 | 0 | 0 | 0 | 0 | 0 | 0 | 0 | 0 | 0 | 0 | 0 | 0 | 0 | 0 | 0 | 0 | 0 | 0 | 0 | 0 | 0
F7_Industrial_Other Industrial_Existing_Process_Natural Gas_Steam System Efficiency Improvements_A_Achievable Technical Potential | F7 | Industrial | Other Industrial | Existing | Process | Natural Gas | Steam System Efficiency Improvements | A | Cumulative Energy Savings (MWh or mTherms) | Achievable Technical Potential | 0 | 0 | 0 | 0 | 0 | 0.00083479 | 0.0024937 | 0.0054073 | 0.010127 | 0.017262 | 0.027296 | 0.040851 | 0.058311 | 0.079439 | 0.1044 | 0.13197 | 0.16123 | 0.19032 | 0.21731 | 0.24101 | 0.26031 | 0.27486 | 0.28468 | 0.2907 | 0.29439 | 0.29434 | 0.29429 | 0.29425 | 0 | 0 | 0
F8_Industrial_Other Industrial_Existing_Process_Natural Gas_Steam System Efficiency Improvements_A_Achievable Technical Potential | F8 | Industrial | Other Industrial | Existing | Process | Natural Gas | Steam System Efficiency Improvements | A | Cumulative Summer Peak Savings (MW) | Achievable Technical Potential | 0 | 0 | 0 | 0 | 0 | 0 | 0 | 0 | 0 | 0 | 0 | 0 | 0 | 0 | 0 | 0 | 0 | 0 | 0 | 0 | 0 | 0 | 0 | 0 | 0 | 0 | 0 | 0 | 0 | 0 | 0
F9_Industrial_Other Industrial_Existing_Process_Natural Gas_Steam System Efficiency Improvements_A_Achievable Technical Potential | F9 | Industrial | Other Industrial | Existing | Process | Natural Gas | Steam System Efficiency Improvements | A | Cumulative Winter Peak Savings (MW) | Achievable Technical Potential | 0 | 0 | 0 | 0 | 0 | 0 | 0 | 0 | 0 | 0 | 0 | 0 | 0 | 0 | 0 | 0 | 0 | 0 | 0 | 0 | 0 | 0 | 0 | 0 | 0 | 0 | 0 | 0 | 0 | 0 | 0
F10_Industrial_Other Industrial_Existing_Process_Natural Gas_Steam System Efficiency Improvements_A_Achievable Technical Potential | F10 | Industrial | Other Industrial | Existing | Process | Natural Gas | Steam System Efficiency Improvements | A | Purchases (Incremental) | Achievable Technical Potential | 0 | 0 | 0 | 0 | 0 | 7.8864 | 15.7557 | 27.8101 | 45.2613 | 68.7572 | 97.2245 | 131.8906 | 170.6306 | 207.6894 | 245.8503 | 273.1977 | 290.6686 | 290.413 | 271.3213 | 238.8347 | 196.6969 | 149.8302 | 103.3507 | 65.8052 | 42.7811 | 0 | 0 | 0 | 0 | 0 | 0
F11_Industrial_Other Industrial_Existing_Process_Natural Gas_Steam System Efficiency Improvements_A_Achievable Technical Potential | F11 | Industrial | Other Industrial | Existing | Process | Natural Gas | Steam System Efficiency Improvements | A | Purchases (Cumulative) | Achievable Technical Potential | 0 | 0 | 0 | 0 | 0 | 7.8864 | 23.6421 | 51.4522 | 96.7135 | 165.4707 | 262.6952 | 394.5857 | 565.2164 | 772.9058 | 1018.7561 | 1291.9537 | 1582.6223 | 1873.0354 | 2144.3567 | 2383.1914 | 2579.8882 | 2729.7185 | 2833.0692 | 2898.8744 | 2941.6555 | 2941.6555 | 2941.6555 | 2941.6555 | 2941.6555 | 2941.6555 | 2941.6555
F1_Industrial_Other Industrial_Existing_Space Heating_Natural Gas_Strategic Energy Management_A_Achievable Technical Potential | F1 | Industrial | Other Industrial | Existing | Space Heating | Natural Gas | Strategic Energy Management | A | Integrated Unit Energy Savings (kWh or therms) | Achievable Technical Potential | 0 | 0 | 0 | 0 | 0 | 3.1323 | 3.1121 | 3.0869 | 3.0587 | 3.0274 | 2.993 | 2.9556 | 2.9157 | 2.872 | 2.8249 | 2.7768 | 2.7289 | 2.6826 | 2.6384 | 2.599 | 2.5624 | 2.528 | 2.4991 | 2.4753 | 2.4539 | 2.4372 | 2.4228 | 2.4094 | 0 | 0 | 0
F2_Industrial_Other Industrial_Existing_Space Heating_Natural Gas_Strategic Energy Management_A_Achievable Technical Potential | F2 | Industrial | Other Industrial | Existing | Space Heating | Natural Gas | Strategic Energy Management | A | Integrated Unit Summer Peak Savings (kW) | Achievable Technical Potential | 0 | 0 | 0 | 0 | 0 | 0 | 0 | 0 | 0 | 0 | 0 | 0 | 0 | 0 | 0 | 0 | 0 | 0 | 0 | 0 | 0 | 0 | 0 | 0 | 0 | 0 | 0 | 0 | 0 | 0 | 0
F3_Industrial_Other Industrial_Existing_Space Heating_Natural Gas_Strategic Energy Management_A_Achievable Technical Potential | F3 | Industrial | Other Industrial | Existing | Space Heating | Natural Gas | Strategic Energy Management | A | Integrated Unit Winter Peak Savings (kW) | Achievable Technical Potential | 0 | 0 | 0 | 0 | 0 | 0 | 0 | 0 | 0 | 0 | 0 | 0 | 0 | 0 | 0 | 0 | 0 | 0 | 0 | 0 | 0 | 0 | 0 | 0 | 0 | 0 | 0 | 0 | 0 | 0 | 0
F4_Industrial_Other Industrial_Existing_Space Heating_Natural Gas_Strategic Energy Management_A_Achievable Technical Potential | F4 | Industrial | Other Industrial | Existing | Space Heating | Natural Gas | Strategic Energy Management | A | Incremental Energy Savings (MWh or mTherms) | Achievable Technical Potential | 0 | 0 | 0 | 0 | 0 | 0.62124 | 0.6169 | 0.60828 | 0.60306 | 0.59738 | 0.58309 | 0.57423 | 0.56532 | 0.54802 | 0.54107 | 0.52679 | 0.51777 | 0.50642 | 0.49364 | 0.48684 | 0.47801 | 0.46975 | 0.46269 | 0.45673 | 0.45135 | 0 | 0 | 0 | 0 | 0 | 0
F5_Industrial_Other Industrial_Existing_Space Heating_Natural Gas_Strategic Energy Management_A_Achievable Technical Potential | F5 | Industrial | Other Industrial | Existing | Space Heating | Natural Gas | Strategic Energy Management | A | Incremental Summer Peak Savings (MW) | Achievable Technical Potential | 0 | 0 | 0 | 0 | 0 | 0 | 0 | 0 | 0 | 0 | 0 | 0 | 0 | 0 | 0 | 0 | 0 | 0 | 0 | 0 | 0 | 0 | 0 | 0 | 0 | 0 | 0 | 0 | 0 | 0 | 0
F6_Industrial_Other Industrial_Existing_Space Heating_Natural Gas_Strategic Energy Management_A_Achievable Technical Potential | F6 | Industrial | Other Industrial | Existing | Space Heating | Natural Gas | Strategic Energy Management | A | Incremental Winter Peak Savings (MW) | Achievable Technical Potential | 0 | 0 | 0 | 0 | 0 | 0 | 0 | 0 | 0 | 0 | 0 | 0 | 0 | 0 | 0 | 0 | 0 | 0 | 0 | 0 | 0 | 0 | 0 | 0 | 0 | 0 | 0 | 0 | 0 | 0 | 0
F7_Industrial_Other Industrial_Existing_Space Heating_Natural Gas_Strategic Energy Management_A_Achievable Technical Potential | F7 | Industrial | Other Industrial | Existing | Space Heating | Natural Gas | Strategic Energy Management | A | Cumulative Energy Savings (MWh or mTherms) | Achievable Technical Potential | 0 | 0 | 0 | 0 | 0 | 0.62124 | 1.2341 | 1.8324 | 2.4187 | 2.9914 | 3.5404 | 4.0705 | 4.5808 | 5.0602 | 5.5181 | 5.951 | 6.3662 | 6.7646 | 7.1468 | 7.5269 | 7.8991 | 8.2625 | 8.6309 | 9.0054 | 9.3788 | 9.3149 | 9.2601 | 9.209 | 0 | 0 | 0
F8_Industrial_Other Industrial_Existing_Space Heating_Natural Gas_Strategic Energy Management_A_Achievable Technical Potential | F8 | Industrial | Other Industrial | Existing | Space Heating | Natural Gas | Strategic Energy Management | A | Cumulative Summer Peak Savings (MW) | Achievable Technical Potential | 0 | 0 | 0 | 0 | 0 | 0 | 0 | 0 | 0 | 0 | 0 | 0 | 0 | 0 | 0 | 0 | 0 | 0 | 0 | 0 | 0 | 0 | 0 | 0 | 0 | 0 | 0 | 0 | 0 | 0 | 0
F9_Industrial_Other Industrial_Existing_Space Heating_Natural Gas_Strategic Energy Management_A_Achievable Technical Potential | F9 | Industrial | Other Industrial | Existing | Space Heating | Natural Gas | Strategic Energy Management | A | Cumulative Winter Peak Savings (MW) | Achievable Technical Potential | 0 | 0 | 0 | 0 | 0 | 0 | 0 | 0 | 0 | 0 | 0 | 0 | 0 | 0 | 0 | 0 | 0 | 0 | 0 | 0 | 0 | 0 | 0 | 0 | 0 | 0 | 0 | 0 | 0 | 0 | 0
F10_Industrial_Other Industrial_Existing_Space Heating_Natural Gas_Strategic Energy Management_A_Achievable Technical Potential | F10 | Industrial | Other Industrial | Existing | Space Heating | Natural Gas | Strategic Energy Management | A | Purchases (Incremental) | Achievable Technical Potential | 0 | 0 | 0 | 0 | 0 | 198.3309 | 198.2221 | 197.0531 | 197.1596 | 197.3227 | 194.8169 | 194.2845 | 193.89 | 190.8111 | 191.5396 | 189.7131 | 189.7377 | 188.7827 | 187.0988 | 187.3204 | 186.5458 | 185.8203 | 185.1432 | 184.514 | 183.9322 | 0 | 0 | 0 | 0 | 0 | 0
F11_Industrial_Other Industrial_Existing_Space Heating_Natural Gas_Strategic Energy Management_A_Achievable Technical Potential | F11 | Industrial | Other Industrial | Existing | Space Heating | Natural Gas | Strategic Energy Management | A | Purchases (Cumulative) | Achievable Technical Potential | 0 | 0 | 0 | 0 | 0 | 198.3309 | 396.553 | 593.6061 | 790.7658 | 988.0884 | 1182.9053 | 1377.1898 | 1571.0798 | 1761.8909 | 1953.4305 | 2143.1436 | 2332.8813 | 2521.664 | 2708.7628 | 2896.0832 | 3082.629 | 3268.4492 | 3453.5924 | 3638.1065 | 3822.0386 | 3822.0386 | 3822.0386 | 3822.0386 | 3822.0386 | 3822.0386 | 3822.0386
F1_Industrial_Other Industrial_Existing_Process_Natural Gas_Strategic Energy Management_A_Achievable Technical Potential | F1 | Industrial | Other Industrial | Existing | Process | Natural Gas | Strategic Energy Management | A | Integrated Unit Energy Savings (kWh or therms) | Achievable Technical Potential | 0 | 0 | 0 | 0 | 0 | 1.4042 | 1.4018 | 1.3994 | 1.3971 | 1.3946 | 1.392 | 1.3897 | 1.3874 | 1.385 | 1.3832 | 1.3813 | 1.3798 | 1.3784 | 1.3769 | 1.3759 | 1.3747 | 1.3736 | 1.3725 | 1.3714 | 1.3703 | 1.3702 | 1.3701 | 1.37 | 0 | 0 | 0
F2_Industrial_Other Industrial_Existing_Process_Natural Gas_Strategic Energy Management_A_Achievable Technical Potential | F2 | Industrial | Other Industrial | Existing | Process | Natural Gas | Strategic Energy Management | A | Integrated Unit Summer Peak Savings (kW) | Achievable Technical Potential | 0 | 0 | 0 | 0 | 0 | 0 | 0 | 0 | 0 | 0 | 0 | 0 | 0 | 0 | 0 | 0 | 0 | 0 | 0 | 0 | 0 | 0 | 0 | 0 | 0 | 0 | 0 | 0 | 0 | 0 | 0
F3_Industrial_Other Industrial_Existing_Process_Natural Gas_Strategic Energy Management_A_Achievable Technical Potential | F3 | Industrial | Other Industrial | Existing | Process | Natural Gas | Strategic Energy Management | A | Integrated Unit Winter Peak Savings (kW) | Achievable Technical Potential | 0 | 0 | 0 | 0 | 0 | 0 | 0 | 0 | 0 | 0 | 0 | 0 | 0 | 0 | 0 | 0 | 0 | 0 | 0 | 0 | 0 | 0 | 0 | 0 | 0 | 0 | 0 | 0 | 0 | 0 | 0
F4_Industrial_Other Industrial_Existing_Process_Natural Gas_Strategic Energy Management_A_Achievable Technical Potential | F4 | Industrial | Other Industrial | Existing | Process | Natural Gas | Strategic Energy Management | A | Incremental Energy Savings (MWh or mTherms) | Achievable Technical Potential | 0 | 0 | 0 | 0 | 0 | 1.2955 | 1.2926 | 1.2828 | 1.2813 | 1.2801 | 1.2615 | 1.256 | 1.2514 | 1.2294 | 1.2325 | 1.219 | 1.2179 | 1.2105 | 1.1984 | 1.1989 | 1.1929 | 1.1873 | 1.182 | 1.1771 | 1.1725 | 0 | 0 | 0 | 0 | 0 | 0
F5_Industrial_Other Industrial_Existing_Process_Natural Gas_Strategic Energy Management_A_Achievable Technical Potential | F5 | Industrial | Other Industrial | Existing | Process | Natural Gas | Strategic Energy Management | A | Incremental Summer Peak Savings (MW) | Achievable Technical Potential | 0 | 0 | 0 | 0 | 0 | 0 | 0 | 0 | 0 | 0 | 0 | 0 | 0 | 0 | 0 | 0 | 0 | 0 | 0 | 0 | 0 | 0 | 0 | 0 | 0 | 0 | 0 | 0 | 0 | 0 | 0
F6_Industrial_Other Industrial_Existing_Process_Natural Gas_Strategic Energy Management_A_Achievable Technical Potential | F6 | Industrial | Other Industrial | Existing | Process | Natural Gas | Strategic Energy Management | A | Incremental Winter Peak Savings (MW) | Achievable Technical Potential | 0 | 0 | 0 | 0 | 0 | 0 | 0 | 0 | 0 | 0 | 0 | 0 | 0 | 0 | 0 | 0 | 0 | 0 | 0 | 0 | 0 | 0 | 0 | 0 | 0 | 0 | 0 | 0 | 0 | 0 | 0
F7_Industrial_Other Industrial_Existing_Process_Natural Gas_Strategic Energy Management_A_Achievable Technical Potential | F7 | Industrial | Other Industrial | Existing | Process | Natural Gas | Strategic Energy Management | A | Cumulative Energy Savings (MWh or mTherms) | Achievable Technical Potential | 0 | 0 | 0 | 0 | 0 | 1.2955 | 2.5859 | 3.8643 | 5.1391 | 6.4103 | 7.6599 | 8.9028 | 10.1398 | 11.3518 | 12.5694 | 13.771 | 14.9741 | 16.1689 | 17.3504 | 18.5358 | 19.7126 | 20.884 | 22.0494 | 23.209 | 24.3632 | 24.3613 | 24.3596 | 24.358 | 0 | 0 | 0
F8_Industrial_Other Industrial_Existing_Process_Natural Gas_Strategic Energy Management_A_Achievable Technical Potential | F8 | Industrial | Other Industrial | Existing | Process | Natural Gas | Strategic Energy Management | A | Cumulative Summer Peak Savings (MW) | Achievable Technical Potential | 0 | 0 | 0 | 0 | 0 | 0 | 0 | 0 | 0 | 0 | 0 | 0 | 0 | 0 | 0 | 0 | 0 | 0 | 0 | 0 | 0 | 0 | 0 | 0 | 0 | 0 | 0 | 0 | 0 | 0 | 0
F9_Industrial_Other Industrial_Existing_Process_Natural Gas_Strategic Energy Management_A_Achievable Technical Potential | F9 | Industrial | Other Industrial | Existing | Process | Natural Gas | Strategic Energy Management | A | Cumulative Winter Peak Savings (MW) | Achievable Technical Potential | 0 | 0 | 0 | 0 | 0 | 0 | 0 | 0 | 0 | 0 | 0 | 0 | 0 | 0 | 0 | 0 | 0 | 0 | 0 | 0 | 0 | 0 | 0 | 0 | 0 | 0 | 0 | 0 | 0 | 0 | 0
F10_Industrial_Other Industrial_Existing_Process_Natural Gas_Strategic Energy Management_A_Achievable Technical Potential | F10 | Industrial | Other Industrial | Existing | Process | Natural Gas | Strategic Energy Management | A | Purchases (Incremental) | Achievable Technical Potential | 0 | 0 | 0 | 0 | 0 | 922.6029 | 922.0965 | 916.6586 | 917.1542 | 917.9126 | 906.256 | 903.7795 | 901.9445 | 887.6219 | 891.0109 | 882.5139 | 882.6284 | 878.1861 | 870.3528 | 871.3837 | 867.7804 | 864.4053 | 861.2557 | 858.3289 | 855.6222 | 0 | 0 | 0 | 0 | 0 | 0
F11_Industrial_Other Industrial_Existing_Process_Natural Gas_Strategic Energy Management_A_Achievable Technical Potential | F11 | Industrial | Other Industrial | Existing | Process | Natural Gas | Strategic Energy Management | A | Purchases (Cumulative) | Achievable Technical Potential | 0 | 0 | 0 | 0 | 0 | 922.6029 | 1844.6994 | 2761.3581 | 3678.5122 | 4596.4248 | 5502.6808 | 6406.4604 | 7308.4048 | 8196.0267 | 9087.0376 | 9969.5515 | 10852.1799 | 11730.3661 | 12600.7189 | 13472.1026 | 14339.883 | 15204.2883 | 16065.5439 | 16923.8728 | 17779.495 | 17779.495 | 17779.495 | 17779.495 | 17779.495 | 17779.495 | 17779.495
F1_Industrial_Other Industrial_Existing_Miscellaneous_Natural Gas_Strategic Energy Management_A_Achievable Technical Potential | F1 | Industrial | Other Industrial | Existing | Miscellaneous | Natural Gas | Strategic Energy Management | A | Integrated Unit Energy Savings (kWh or therms) | Achievable Technical Potential | 0 | 0 | 0 | 0 | 0 | 0.89787 | 0.89787 | 0.89787 | 0.89787 | 0.89787 | 0.89787 | 0.89787 | 0.89787 | 0.89787 | 0.89787 | 0.89787 | 0.89787 | 0.89787 | 0.89787 | 0.89787 | 0.89787 | 0.89787 | 0.89787 | 0.89787 | 0.89787 | 0.89787 | 0.89787 | 0.89787 | 0 | 0 | 0
F2_Industrial_Other Industrial_Existing_Miscellaneous_Natural Gas_Strategic Energy Management_A_Achievable Technical Potential | F2 | Industrial | Other Industrial | Existing | Miscellaneous | Natural Gas | Strategic Energy Management | A | Integrated Unit Summer Peak Savings (kW) | Achievable Technical Potential | 0 | 0 | 0 | 0 | 0 | 0 | 0 | 0 | 0 | 0 | 0 | 0 | 0 | 0 | 0 | 0 | 0 | 0 | 0 | 0 | 0 | 0 | 0 | 0 | 0 | 0 | 0 | 0 | 0 | 0 | 0
F3_Industrial_Other Industrial_Existing_Miscellaneous_Natural Gas_Strategic Energy Management_A_Achievable Technical Potential | F3 | Industrial | Other Industrial | Existing | Miscellaneous | Natural Gas | Strategic Energy Management | A | Integrated Unit Winter Peak Savings (kW) | Achievable Technical Potential | 0 | 0 | 0 | 0 | 0 | 0 | 0 | 0 | 0 | 0 | 0 | 0 | 0 | 0 | 0 | 0 | 0 | 0 | 0 | 0 | 0 | 0 | 0 | 0 | 0 | 0 | 0 | 0 | 0 | 0 | 0
F4_Industrial_Other Industrial_Existing_Miscellaneous_Natural Gas_Strategic Energy Management_A_Achievable Technical Potential | F4 | Industrial | Other Industrial | Existing | Miscellaneous | Natural Gas | Strategic Energy Management | A | Incremental Energy Savings (MWh or mTherms) | Achievable Technical Potential | 0 | 0 | 0 | 0 | 0 | 0.20709 | 0.20698 | 0.20576 | 0.20587 | 0.20604 | 0.20343 | 0.20287 | 0.20246 | 0.19924 | 0.2 | 0.1981 | 0.19812 | 0.19712 | 0.19537 | 0.1956 | 0.19479 | 0.19403 | 0.19332 | 0.19267 | 0.19206 | 0 | 0 | 0 | 0 | 0 | 0
F5_Industrial_Other Industrial_Existing_Miscellaneous_Natural Gas_Strategic Energy Management_A_Achievable Technical Potential | F5 | Industrial | Other Industrial | Existing | Miscellaneous | Natural Gas | Strategic Energy Management | A | Incremental Summer Peak Savings (MW) | Achievable Technical Potential | 0 | 0 | 0 | 0 | 0 | 0 | 0 | 0 | 0 | 0 | 0 | 0 | 0 | 0 | 0 | 0 | 0 | 0 | 0 | 0 | 0 | 0 | 0 | 0 | 0 | 0 | 0 | 0 | 0 | 0 | 0
F6_Industrial_Other Industrial_Existing_Miscellaneous_Natural Gas_Strategic Energy Management_A_Achievable Technical Potential | F6 | Industrial | Other Industrial | Existing | Miscellaneous | Natural Gas | Strategic Energy Management | A | Incremental Winter Peak Savings (MW) | Achievable Technical Potential | 0 | 0 | 0 | 0 | 0 | 0 | 0 | 0 | 0 | 0 | 0 | 0 | 0 | 0 | 0 | 0 | 0 | 0 | 0 | 0 | 0 | 0 | 0 | 0 | 0 | 0 | 0 | 0 | 0 | 0 | 0
F7_Industrial_Other Industrial_Existing_Miscellaneous_Natural Gas_Strategic Energy Management_A_Achievable Technical Potential | F7 | Industrial | Other Industrial | Existing | Miscellaneous | Natural Gas | Strategic Energy Management | A | Cumulative Energy Savings (MWh or mTherms) | Achievable Technical Potential | 0 | 0 | 0 | 0 | 0 | 0.20709 | 0.41408 | 0.61984 | 0.82571 | 1.0317 | 1.2352 | 1.438 | 1.6405 | 1.8397 | 2.0397 | 2.2378 | 2.436 | 2.6331 | 2.8285 | 3.0241 | 3.2188 | 3.4129 | 3.6062 | 3.7989 | 3.9909 | 3.9909 | 3.9909 | 3.9909 | 0 | 0 | 0
F8_Industrial_Other Industrial_Existing_Miscellaneous_Natural Gas_Strategic Energy Management_A_Achievable Technical Potential | F8 | Industrial | Other Industrial | Existing | Miscellaneous | Natural Gas | Strategic Energy Management | A | Cumulative Summer Peak Savings (MW) | Achievable Technical Potential | 0 | 0 | 0 | 0 | 0 | 0 | 0 | 0 | 0 | 0 | 0 | 0 | 0 | 0 | 0 | 0 | 0 | 0 | 0 | 0 | 0 | 0 | 0 | 0 | 0 | 0 | 0 | 0 | 0 | 0 | 0
F9_Industrial_Other Industrial_Existing_Miscellaneous_Natural Gas_Strategic Energy Management_A_Achievable Technical Potential | F9 | Industrial | Other Industrial | Existing | Miscellaneous | Natural Gas | Strategic Energy Management | A | Cumulative Winter Peak Savings (MW) | Achievable Technical Potential | 0 | 0 | 0 | 0 | 0 | 0 | 0 | 0 | 0 | 0 | 0 | 0 | 0 | 0 | 0 | 0 | 0 | 0 | 0 | 0 | 0 | 0 | 0 | 0 | 0 | 0 | 0 | 0 | 0 | 0 | 0
F10_Industrial_Other Industrial_Existing_Miscellaneous_Natural Gas_Strategic Energy Management_A_Achievable Technical Potential | F10 | Industrial | Other Industrial | Existing | Miscellaneous | Natural Gas | Strategic Energy Management | A | Purchases (Incremental) | Achievable Technical Potential | 0 | 0 | 0 | 0 | 0 | 230.6507 | 230.5241 | 229.1647 | 229.2885 | 229.4781 | 226.564 | 225.9449 | 225.4861 | 221.9055 | 222.7527 | 220.6285 | 220.6571 | 219.5465 | 217.5882 | 217.8459 | 216.9451 | 216.1013 | 215.3139 | 214.5822 | 213.9055 | 0 | 0 | 0 | 0 | 0 | 0
F11_Industrial_Other Industrial_Existing_Miscellaneous_Natural Gas_Strategic Energy Management_A_Achievable Technical Potential | F11 | Industrial | Other Industrial | Existing | Miscellaneous | Natural Gas | Strategic Energy Management | A | Purchases (Cumulative) | Achievable Technical Potential | 0 | 0 | 0 | 0 | 0 | 230.6507 | 461.1749 | 690.3395 | 919.6281 | 1149.1062 | 1375.6702 | 1601.6151 | 1827.1012 | 2049.0067 | 2271.7594 | 2492.3879 | 2713.045 | 2932.5915 | 3150.1797 | 3368.0257 | 3584.9707 | 3801.0721 | 4016.386 | 4230.9682 | 4444.8737 | 4444.8737 | 4444.8737 | 4444.8737 | 4444.8737 | 4444.8737 | 4444.8737
F1_Industrial_Other Industrial_Existing_Space Heating_Natural Gas_Commissioning_A_Achievable Technical Potential | F1 | Industrial | Other Industrial | Existing | Space Heating | Natural Gas | Commissioning | A | Integrated Unit Energy Savings (kWh or therms) | Achievable Technical Potential | 0 | 0 | 0 | 0 | 0 | 3.7612 | 3.7405 | 3.7145 | 3.6861 | 3.6552 | 3.6226 | 3.5881 | 3.5527 | 3.5156 | 3.4748 | 3.4352 | 3.3955 | 3.3578 | 3.3219 | 3.2881 | 3.256 | 3.2235 | 3.1951 | 3.1708 | 3.148 | 3.1271 | 3.1092 | 3.0925 | 0 | 0 | 0
F2_Industrial_Other Industrial_Existing_Space Heating_Natural Gas_Commissioning_A_Achievable Technical Potential | F2 | Industrial | Other Industrial | Existing | Space Heating | Natural Gas | Commissioning | A | Integrated Unit Summer Peak Savings (kW) | Achievable Technical Potential | 0 | 0 | 0 | 0 | 0 | 0 | 0 | 0 | 0 | 0 | 0 | 0 | 0 | 0 | 0 | 0 | 0 | 0 | 0 | 0 | 0 | 0 | 0 | 0 | 0 | 0 | 0 | 0 | 0 | 0 | 0
F3_Industrial_Other Industrial_Existing_Space Heating_Natural Gas_Commissioning_A_Achievable Technical Potential | F3 | Industrial | Other Industrial | Existing | Space Heating | Natural Gas | Commissioning | A | Integrated Unit Winter Peak Savings (kW) | Achievable Technical Potential | 0 | 0 | 0 | 0 | 0 | 0 | 0 | 0 | 0 | 0 | 0 | 0 | 0 | 0 | 0 | 0 | 0 | 0 | 0 | 0 | 0 | 0 | 0 | 0 | 0 | 0 | 0 | 0 | 0 | 0 | 0
F4_Industrial_Other Industrial_Existing_Space Heating_Natural Gas_Commissioning_A_Achievable Technical Potential | F4 | Industrial | Other Industrial | Existing | Space Heating | Natural Gas | Commissioning | A | Incremental Energy Savings (MWh or mTherms) | Achievable Technical Potential | 0 | 0 | 0 | 0 | 0 | 0 | 0 | 0 | 0 | 0 | 0 | 0 | 0 | 0 | 0 | 0 | 0 | 0 | 0 | 0 | 0 | 0 | 0 | 0 | 0 | 0 | 0 | 0 | 0 | 0 | 0
F5_Industrial_Other Industrial_Existing_Space Heating_Natural Gas_Commissioning_A_Achievable Technical Potential | F5 | Industrial | Other Industrial | Existing | Space Heating | Natural Gas | Commissioning | A | Incremental Summer Peak Savings (MW) | Achievable Technical Potential | 0 | 0 | 0 | 0 | 0 | 0 | 0 | 0 | 0 | 0 | 0 | 0 | 0 | 0 | 0 | 0 | 0 | 0 | 0 | 0 | 0 | 0 | 0 | 0 | 0 | 0 | 0 | 0 | 0 | 0 | 0
F6_Industrial_Other Industrial_Existing_Space Heating_Natural Gas_Commissioning_A_Achievable Technical Potential | F6 | Industrial | Other Industrial | Existing | Space Heating | Natural Gas | Commissioning | A | Incremental Winter Peak Savings (MW) | Achievable Technical Potential | 0 | 0 | 0 | 0 | 0 | 0 | 0 | 0 | 0 | 0 | 0 | 0 | 0 | 0 | 0 | 0 | 0 | 0 | 0 | 0 | 0 | 0 | 0 | 0 | 0 | 0 | 0 | 0 | 0 | 0 | 0
F7_Industrial_Other Industrial_Existing_Space Heating_Natural Gas_Commissioning_A_Achievable Technical Potential | F7 | Industrial | Other Industrial | Existing | Space Heating | Natural Gas | Commissioning | A | Cumulative Energy Savings (MWh or mTherms) | Achievable Technical Potential | 0 | 0 | 0 | 0 | 0 | 0 | 0 | 0 | 0 | 0 | 0 | 0 | 0 | 0 | 0 | 0 | 0 | 0 | 0 | 0 | 0 | 0 | 0 | 0 | 0 | 0 | 0 | 0 | 0 | 0 | 0
F8_Industrial_Other Industrial_Existing_Space Heating_Natural Gas_Commissioning_A_Achievable Technical Potential | F8 | Industrial | Other Industrial | Existing | Space Heating | Natural Gas | Commissioning | A | Cumulative Summer Peak Savings (MW) | Achievable Technical Potential | 0 | 0 | 0 | 0 | 0 | 0 | 0 | 0 | 0 | 0 | 0 | 0 | 0 | 0 | 0 | 0 | 0 | 0 | 0 | 0 | 0 | 0 | 0 | 0 | 0 | 0 | 0 | 0 | 0 | 0 | 0
F9_Industrial_Other Industrial_Existing_Space Heating_Natural Gas_Commissioning_A_Achievable Technical Potential | F9 | Industrial | Other Industrial | Existing | Space Heating | Natural Gas | Commissioning | A | Cumulative Winter Peak Savings (MW) | Achievable Technical Potential | 0 | 0 | 0 | 0 | 0 | 0 | 0 | 0 | 0 | 0 | 0 | 0 | 0 | 0 | 0 | 0 | 0 | 0 | 0 | 0 | 0 | 0 | 0 | 0 | 0 | 0 | 0 | 0 | 0 | 0 | 0
F10_Industrial_Other Industrial_Existing_Space Heating_Natural Gas_Commissioning_A_Achievable Technical Potential | F10 | Industrial | Other Industrial | Existing | Space Heating | Natural Gas | Commissioning | A | Purchases (Incremental) | Achievable Technical Potential | 0 | 0 | 0 | 0 | 0 | 0 | 0 | 0 | 0 | 0 | 0 | 0 | 0 | 0 | 0 | 0 | 0 | 0 | 0 | 0 | 0 | 0 | 0 | 0 | 0 | 0 | 0 | 0 | 0 | 0 | 0
F11_Industrial_Other Industrial_Existing_Space Heating_Natural Gas_Commissioning_A_Achievable Technical Potential | F11 | Industrial | Other Industrial | Existing | Space Heating | Natural Gas | Commissioning | A | Purchases (Cumulative) | Achievable Technical Potential | 0 | 0 | 0 | 0 | 0 | 0 | 0 | 0 | 0 | 0 | 0 | 0 | 0 | 0 | 0 | 0 | 0 | 0 | 0 | 0 | 0 | 0 | 0 | 0 | 0 | 0 | 0 | 0 | 0 | 0 | 0
F1_Industrial_Other Industrial_Existing_Process_Natural Gas_Commissioning_A_Achievable Technical Potential | F1 | Industrial | Other Industrial | Existing | Process | Natural Gas | Commissioning | A | Integrated Unit Energy Savings (kWh or therms) | Achievable Technical Potential | 0 | 0 | 0 | 0 | 0 | 7.8488 | 7.8476 | 7.8467 | 7.846 | 7.8455 | 7.8449 | 7.8444 | 7.8441 | 7.8437 | 7.8434 | 7.8431 | 7.843 | 7.8428 | 7.8426 | 7.8426 | 7.8425 | 7.8424 | 7.8423 | 7.8422 | 7.8422 | 7.8421 | 7.8421 | 7.8421 | 0 | 0 | 0
F2_Industrial_Other Industrial_Existing_Process_Natural Gas_Commissioning_A_Achievable Technical Potential | F2 | Industrial | Other Industrial | Existing | Process | Natural Gas | Commissioning | A | Integrated Unit Summer Peak Savings (kW) | Achievable Technical Potential | 0 | 0 | 0 | 0 | 0 | 0 | 0 | 0 | 0 | 0 | 0 | 0 | 0 | 0 | 0 | 0 | 0 | 0 | 0 | 0 | 0 | 0 | 0 | 0 | 0 | 0 | 0 | 0 | 0 | 0 | 0
F3_Industrial_Other Industrial_Existing_Process_Natural Gas_Commissioning_A_Achievable Technical Potential | F3 | Industrial | Other Industrial | Existing | Process | Natural Gas | Commissioning | A | Integrated Unit Winter Peak Savings (kW) | Achievable Technical Potential | 0 | 0 | 0 | 0 | 0 | 0 | 0 | 0 | 0 | 0 | 0 | 0 | 0 | 0 | 0 | 0 | 0 | 0 | 0 | 0 | 0 | 0 | 0 | 0 | 0 | 0 | 0 | 0 | 0 | 0 | 0
F4_Industrial_Other Industrial_Existing_Process_Natural Gas_Commissioning_A_Achievable Technical Potential | F4 | Industrial | Other Industrial | Existing | Process | Natural Gas | Commissioning | A | Incremental Energy Savings (MWh or mTherms) | Achievable Technical Potential | 0 | 0 | 0 | 0 | 0 | 0 | 0 | 0 | 0 | 0 | 0 | 0 | 0 | 0 | 0 | 0 | 0 | 0 | 0 | 0 | 0 | 0 | 0 | 0 | 0 | 0 | 0 | 0 | 0 | 0 | 0
F5_Industrial_Other Industrial_Existing_Process_Natural Gas_Commissioning_A_Achievable Technical Potential | F5 | Industrial | Other Industrial | Existing | Process | Natural Gas | Commissioning | A | Incremental Summer Peak Savings (MW) | Achievable Technical Potential | 0 | 0 | 0 | 0 | 0 | 0 | 0 | 0 | 0 | 0 | 0 | 0 | 0 | 0 | 0 | 0 | 0 | 0 | 0 | 0 | 0 | 0 | 0 | 0 | 0 | 0 | 0 | 0 | 0 | 0 | 0
F6_Industrial_Other Industrial_Existing_Process_Natural Gas_Commissioning_A_Achievable Technical Potential | F6 | Industrial | Other Industrial | Existing | Process | Natural Gas | Commissioning | A | Incremental Winter Peak Savings (MW) | Achievable Technical Potential | 0 | 0 | 0 | 0 | 0 | 0 | 0 | 0 | 0 | 0 | 0 | 0 | 0 | 0 | 0 | 0 | 0 | 0 | 0 | 0 | 0 | 0 | 0 | 0 | 0 | 0 | 0 | 0 | 0 | 0 | 0
F7_Industrial_Other Industrial_Existing_Process_Natural Gas_Commissioning_A_Achievable Technical Potential | F7 | Industrial | Other Industrial | Existing | Process | Natural Gas | Commissioning | A | Cumulative Energy Savings (MWh or mTherms) | Achievable Technical Potential | 0 | 0 | 0 | 0 | 0 | 0 | 0 | 0 | 0 | 0 | 0 | 0 | 0 | 0 | 0 | 0 | 0 | 0 | 0 | 0 | 0 | 0 | 0 | 0 | 0 | 0 | 0 | 0 | 0 | 0 | 0
F8_Industrial_Other Industrial_Existing_Process_Natural Gas_Commissioning_A_Achievable Technical Potential | F8 | Industrial | Other Industrial | Existing | Process | Natural Gas | Commissioning | A | Cumulative Summer Peak Savings (MW) | Achievable Technical Potential | 0 | 0 | 0 | 0 | 0 | 0 | 0 | 0 | 0 | 0 | 0 | 0 | 0 | 0 | 0 | 0 | 0 | 0 | 0 | 0 | 0 | 0 | 0 | 0 | 0 | 0 | 0 | 0 | 0 | 0 | 0
F9_Industrial_Other Industrial_Existing_Process_Natural Gas_Commissioning_A_Achievable Technical Potential | F9 | Industrial | Other Industrial | Existing | Process | Natural Gas | Commissioning | A | Cumulative Winter Peak Savings (MW) | Achievable Technical Potential | 0 | 0 | 0 | 0 | 0 | 0 | 0 | 0 | 0 | 0 | 0 | 0 | 0 | 0 | 0 | 0 | 0 | 0 | 0 | 0 | 0 | 0 | 0 | 0 | 0 | 0 | 0 | 0 | 0 | 0 | 0
F10_Industrial_Other Industrial_Existing_Process_Natural Gas_Commissioning_A_Achievable Technical Potential | F10 | Industrial | Other Industrial | Existing | Process | Natural Gas | Commissioning | A | Purchases (Incremental) | Achievable Technical Potential | 0 | 0 | 0 | 0 | 0 | 0 | 0 | 0 | 0 | 0 | 0 | 0 | 0 | 0 | 0 | 0 | 0 | 0 | 0 | 0 | 0 | 0 | 0 | 0 | 0 | 0 | 0 | 0 | 0 | 0 | 0
F11_Industrial_Other Industrial_Existing_Process_Natural Gas_Commissioning_A_Achievable Technical Potential | F11 | Industrial | Other Industrial | Existing | Process | Natural Gas | Commissioning | A | Purchases (Cumulative) | Achievable Technical Potential | 0 | 0 | 0 | 0 | 0 | 0 | 0 | 0 | 0 | 0 | 0 | 0 | 0 | 0 | 0 | 0 | 0 | 0 | 0 | 0 | 0 | 0 | 0 | 0 | 0 | 0 | 0 | 0 | 0 | 0 | 0
F1_Industrial_Other Industrial_Existing_Space Heating_Natural Gas_Retrocommissioning_A_Achievable Technical Potential | F1 | Industrial | Other Industrial | Existing | Space Heating | Natural Gas | Retrocommissioning | A | Integrated Unit Energy Savings (kWh or therms) | Achievable Technical Potential | 0 | 0 | 0 | 0 | 0 | 0.52237 | 0.51945 | 0.51579 | 0.5118 | 0.50747 | 0.5029 | 0.49809 | 0.49314 | 0.48797 | 0.4823 | 0.47679 | 0.47127 | 0.46603 | 0.46104 | 0.45634 | 0.45188 | 0.44736 | 0.44342 | 0.44005 | 0.43689 | 0.43399 | 0.43151 | 0.42919 | 0 | 0 | 0
F2_Industrial_Other Industrial_Existing_Space Heating_Natural Gas_Retrocommissioning_A_Achievable Technical Potential | F2 | Industrial | Other Industrial | Existing | Space Heating | Natural Gas | Retrocommissioning | A | Integrated Unit Summer Peak Savings (kW) | Achievable Technical Potential | 0 | 0 | 0 | 0 | 0 | 0 | 0 | 0 | 0 | 0 | 0 | 0 | 0 | 0 | 0 | 0 | 0 | 0 | 0 | 0 | 0 | 0 | 0 | 0 | 0 | 0 | 0 | 0 | 0 | 0 | 0
F3_Industrial_Other Industrial_Existing_Space Heating_Natural Gas_Retrocommissioning_A_Achievable Technical Potential | F3 | Industrial | Other Industrial | Existing | Space Heating | Natural Gas | Retrocommissioning | A | Integrated Unit Winter Peak Savings (kW) | Achievable Technical Potential | 0 | 0 | 0 | 0 | 0 | 0 | 0 | 0 | 0 | 0 | 0 | 0 | 0 | 0 | 0 | 0 | 0 | 0 | 0 | 0 | 0 | 0 | 0 | 0 | 0 | 0 | 0 | 0 | 0 | 0 | 0
F4_Industrial_Other Industrial_Existing_Space Heating_Natural Gas_Retrocommissioning_A_Achievable Technical Potential | F4 | Industrial | Other Industrial | Existing | Space Heating | Natural Gas | Retrocommissioning | A | Incremental Energy Savings (MWh or mTherms) | Achievable Technical Potential | 0 | 0 | 0 | 0 | 0 | 0.09371 | 0.093135 | 0.091935 | 0.091272 | 0.090574 | 0.088619 | 0.087532 | 0.086487 | 0.084221 | 0.083559 | 0.081817 | 0.08088 | 0.079578 | 0.078024 | 0.07732 | 0.076248 | 0.075192 | 0.074258 | 0.073442 | 0.072685 | 0 | 0 | 0 | 0 | 0 | 0
F5_Industrial_Other Industrial_Existing_Space Heating_Natural Gas_Retrocommissioning_A_Achievable Technical Potential | F5 | Industrial | Other Industrial | Existing | Space Heating | Natural Gas | Retrocommissioning | A | Incremental Summer Peak Savings (MW) | Achievable Technical Potential | 0 | 0 | 0 | 0 | 0 | 0 | 0 | 0 | 0 | 0 | 0 | 0 | 0 | 0 | 0 | 0 | 0 | 0 | 0 | 0 | 0 | 0 | 0 | 0 | 0 | 0 | 0 | 0 | 0 | 0 | 0
F6_Industrial_Other Industrial_Existing_Space Heating_Natural Gas_Retrocommissioning_A_Achievable Technical Potential | F6 | Industrial | Other Industrial | Existing | Space Heating | Natural Gas | Retrocommissioning | A | Incremental Winter Peak Savings (MW) | Achievable Technical Potential | 0 | 0 | 0 | 0 | 0 | 0 | 0 | 0 | 0 | 0 | 0 | 0 | 0 | 0 | 0 | 0 | 0 | 0 | 0 | 0 | 0 | 0 | 0 | 0 | 0 | 0 | 0 | 0 | 0 | 0 | 0
F7_Industrial_Other Industrial_Existing_Space Heating_Natural Gas_Retrocommissioning_A_Achievable Technical Potential | F7 | Industrial | Other Industrial | Existing | Space Heating | Natural Gas | Retrocommissioning | A | Cumulative Energy Savings (MWh or mTherms) | Achievable Technical Potential | 0 | 0 | 0 | 0 | 0 | 0.09371 | 0.18632 | 0.27695 | 0.36607 | 0.45355 | 0.53808 | 0.62047 | 0.7008 | 0.77767 | 0.85218 | 0.92426 | 0.99444 | 1.063 | 1.1296 | 1.1954 | 1.26 | 1.3226 | 1.3852 | 1.4481 | 1.5104 | 1.5004 | 1.4918 | 1.4837 | 0 | 0 | 0
F8_Industrial_Other Industrial_Existing_Space Heating_Natural Gas_Retrocommissioning_A_Achievable Technical Potential | F8 | Industrial | Other Industrial | Existing | Space Heating | Natural Gas | Retrocommissioning | A | Cumulative Summer Peak Savings (MW) | Achievable Technical Potential | 0 | 0 | 0 | 0 | 0 | 0 | 0 | 0 | 0 | 0 | 0 | 0 | 0 | 0 | 0 | 0 | 0 | 0 | 0 | 0 | 0 | 0 | 0 | 0 | 0 | 0 | 0 | 0 | 0 | 0 | 0
F9_Industrial_Other Industrial_Existing_Space Heating_Natural Gas_Retrocommissioning_A_Achievable Technical Potential | F9 | Industrial | Other Industrial | Existing | Space Heating | Natural Gas | Retrocommissioning | A | Cumulative Winter Peak Savings (MW) | Achievable Technical Potential | 0 | 0 | 0 | 0 | 0 | 0 | 0 | 0 | 0 | 0 | 0 | 0 | 0 | 0 | 0 | 0 | 0 | 0 | 0 | 0 | 0 | 0 | 0 | 0 | 0 | 0 | 0 | 0 | 0 | 0 | 0
F10_Industrial_Other Industrial_Existing_Space Heating_Natural Gas_Retrocommissioning_A_Achievable Technical Potential | F10 | Industrial | Other Industrial | Existing | Space Heating | Natural Gas | Retrocommissioning | A | Purchases (Incremental) | Achievable Technical Potential | 0 | 0 | 0 | 0 | 0 | 179.395 | 179.2966 | 178.2392 | 178.3355 | 178.483 | 176.2164 | 175.7349 | 175.3781 | 172.5931 | 173.2521 | 171.5999 | 171.6222 | 170.7584 | 169.2353 | 169.4357 | 168.7351 | 168.0788 | 167.4664 | 166.8973 | 166.371 | 0 | 0 | 0 | 0 | 0 | 0
F11_Industrial_Other Industrial_Existing_Space Heating_Natural Gas_Retrocommissioning_A_Achievable Technical Potential | F11 | Industrial | Other Industrial | Existing | Space Heating | Natural Gas | Retrocommissioning | A | Purchases (Cumulative) | Achievable Technical Potential | 0 | 0 | 0 | 0 | 0 | 179.395 | 358.6916 | 536.9307 | 715.2663 | 893.7493 | 1069.9657 | 1245.7006 | 1421.0787 | 1593.6719 | 1766.924 | 1938.5239 | 2110.1461 | 2280.9045 | 2450.1398 | 2619.5755 | 2788.3106 | 2956.3894 | 3123.8558 | 3290.753 | 3457.124 | 3457.124 | 3457.124 | 3457.124 | 3457.124 | 3457.124 | 3457.124
F1_Industrial_Other Industrial_Existing_Process_Natural Gas_Retrocommissioning_A_Achievable Technical Potential | F1 | Industrial | Other Industrial | Existing | Process | Natural Gas | Retrocommissioning | A | Integrated Unit Energy Savings (kWh or therms) | Achievable Technical Potential | 0 | 0 | 0 | 0 | 0 | 0 | 0 | 0 | 0 | 0 | 0 | 0 | 0 | 0 | 0 | 0 | 0 | 0 | 0 | 0 | 0 | 0 | 0 | 0 | 0 | 0 | 0 | 0 | 0 | 0 | 0
F2_Industrial_Other Industrial_Existing_Process_Natural Gas_Retrocommissioning_A_Achievable Technical Potential | F2 | Industrial | Other Industrial | Existing | Process | Natural Gas | Retrocommissioning | A | Integrated Unit Summer Peak Savings (kW) | Achievable Technical Potential | 0 | 0 | 0 | 0 | 0 | 0 | 0 | 0 | 0 | 0 | 0 | 0 | 0 | 0 | 0 | 0 | 0 | 0 | 0 | 0 | 0 | 0 | 0 | 0 | 0 | 0 | 0 | 0 | 0 | 0 | 0
F3_Industrial_Other Industrial_Existing_Process_Natural Gas_Retrocommissioning_A_Achievable Technical Potential | F3 | Industrial | Other Industrial | Existing | Process | Natural Gas | Retrocommissioning | A | Integrated Unit Winter Peak Savings (kW) | Achievable Technical Potential | 0 | 0 | 0 | 0 | 0 | 0 | 0 | 0 | 0 | 0 | 0 | 0 | 0 | 0 | 0 | 0 | 0 | 0 | 0 | 0 | 0 | 0 | 0 | 0 | 0 | 0 | 0 | 0 | 0 | 0 | 0
F4_Industrial_Other Industrial_Existing_Process_Natural Gas_Retrocommissioning_A_Achievable Technical Potential | F4 | Industrial | Other Industrial | Existing | Process | Natural Gas | Retrocommissioning | A | Incremental Energy Savings (MWh or mTherms) | Achievable Technical Potential | 0 | 0 | 0 | 0 | 0 | 0 | 0 | 0 | 0 | 0 | 0 | 0 | 0 | 0 | 0 | 0 | 0 | 0 | 0 | 0 | 0 | 0 | 0 | 0 | 0 | 0 | 0 | 0 | 0 | 0 | 0
F5_Industrial_Other Industrial_Existing_Process_Natural Gas_Retrocommissioning_A_Achievable Technical Potential | F5 | Industrial | Other Industrial | Existing | Process | Natural Gas | Retrocommissioning | A | Incremental Summer Peak Savings (MW) | Achievable Technical Potential | 0 | 0 | 0 | 0 | 0 | 0 | 0 | 0 | 0 | 0 | 0 | 0 | 0 | 0 | 0 | 0 | 0 | 0 | 0 | 0 | 0 | 0 | 0 | 0 | 0 | 0 | 0 | 0 | 0 | 0 | 0
F6_Industrial_Other Industrial_Existing_Process_Natural Gas_Retrocommissioning_A_Achievable Technical Potential | F6 | Industrial | Other Industrial | Existing | Process | Natural Gas | Retrocommissioning | A | Incremental Winter Peak Savings (MW) | Achievable Technical Potential | 0 | 0 | 0 | 0 | 0 | 0 | 0 | 0 | 0 | 0 | 0 | 0 | 0 | 0 | 0 | 0 | 0 | 0 | 0 | 0 | 0 | 0 | 0 | 0 | 0 | 0 | 0 | 0 | 0 | 0 | 0
F7_Industrial_Other Industrial_Existing_Process_Natural Gas_Retrocommissioning_A_Achievable Technical Potential | F7 | Industrial | Other Industrial | Existing | Process | Natural Gas | Retrocommissioning | A | Cumulative Energy Savings (MWh or mTherms) | Achievable Technical Potential | 0 | 0 | 0 | 0 | 0 | 0 | 0 | 0 | 0 | 0 | 0 | 0 | 0 | 0 | 0 | 0 | 0 | 0 | 0 | 0 | 0 | 0 | 0 | 0 | 0 | 0 | 0 | 0 | 0 | 0 | 0
F8_Industrial_Other Industrial_Existing_Process_Natural Gas_Retrocommissioning_A_Achievable Technical Potential | F8 | Industrial | Other Industrial | Existing | Process | Natural Gas | Retrocommissioning | A | Cumulative Summer Peak Savings (MW) | Achievable Technical Potential | 0 | 0 | 0 | 0 | 0 | 0 | 0 | 0 | 0 | 0 | 0 | 0 | 0 | 0 | 0 | 0 | 0 | 0 | 0 | 0 | 0 | 0 | 0 | 0 | 0 | 0 | 0 | 0 | 0 | 0 | 0
F9_Industrial_Other Industrial_Existing_Process_Natural Gas_Retrocommissioning_A_Achievable Technical Potential | F9 | Industrial | Other Industrial | Existing | Process | Natural Gas | Retrocommissioning | A | Cumulative Winter Peak Savings (MW) | Achievable Technical Potential | 0 | 0 | 0 | 0 | 0 | 0 | 0 | 0 | 0 | 0 | 0 | 0 | 0 | 0 | 0 | 0 | 0 | 0 | 0 | 0 | 0 | 0 | 0 | 0 | 0 | 0 | 0 | 0 | 0 | 0 | 0
F10_Industrial_Other Industrial_Existing_Process_Natural Gas_Retrocommissioning_A_Achievable Technical Potential | F10 | Industrial | Other Industrial | Existing | Process | Natural Gas | Retrocommissioning | A | Purchases (Incremental) | Achievable Technical Potential | 0 | 0 | 0 | 0 | 0 | 179.395 | 179.2966 | 178.2392 | 178.3355 | 178.483 | 176.2164 | 175.7349 | 175.3781 | 172.5931 | 173.2521 | 171.5999 | 171.6222 | 170.7584 | 169.2353 | 169.4357 | 168.7351 | 168.0788 | 167.4664 | 166.8973 | 166.371 | 0 | 0 | 0 | 0 | 0 | 0
F11_Industrial_Other Industrial_Existing_Process_Natural Gas_Retrocommissioning_A_Achievable Technical Potential | F11 | Industrial | Other Industrial | Existing | Process | Natural Gas | Retrocommissioning | A | Purchases (Cumulative) | Achievable Technical Potential | 0 | 0 | 0 | 0 | 0 | 179.395 | 358.6916 | 536.9307 | 715.2663 | 893.7493 | 1069.9657 | 1245.7006 | 1421.0787 | 1593.6719 | 1766.924 | 1938.5239 | 2110.1461 | 2280.9045 | 2450.1398 | 2619.5755 | 2788.3106 | 2956.3894 | 3123.8558 | 3290.753 | 3457.124 | 3457.124 | 3457.124 | 3457.124 | 3457.124 | 3457.124 | 3457.124
F1_Industrial_Other Industrial_New_Space Heating_Natural Gas_Insulation - Roof/Ceiling_A_Achievable Technical Potential | F1 | Industrial | Other Industrial | New | Space Heating | Natural Gas | Insulation - Roof/Ceiling | A | Integrated Unit Energy Savings (kWh or therms) | Achievable Technical Potential | 0 | 0 | 0 | 0 | 0 | 0.093625 | 0.092044 | 0.090723 | 0.089565 | 0.088504 | 0.087537 | 0.086372 | 0.085097 | 0.083781 | 0.082459 | 0.081232 | 0.080102 | 0.07913 | 0.077926 | 0.076998 | 0.076305 | 0.07578 | 0.075511 | 0.07537 | 0.075322 | 0.075338 | 0.075374 | 0.07543 | 0 | 0 | 0
F2_Industrial_Other Industrial_New_Space Heating_Natural Gas_Insulation - Roof/Ceiling_A_Achievable Technical Potential | F2 | Industrial | Other Industrial | New | Space Heating | Natural Gas | Insulation - Roof/Ceiling | A | Integrated Unit Summer Peak Savings (kW) | Achievable Technical Potential | 0 | 0 | 0 | 0 | 0 | 0 | 0 | 0 | 0 | 0 | 0 | 0 | 0 | 0 | 0 | 0 | 0 | 0 | 0 | 0 | 0 | 0 | 0 | 0 | 0 | 0 | 0 | 0 | 0 | 0 | 0
F3_Industrial_Other Industrial_New_Space Heating_Natural Gas_Insulation - Roof/Ceiling_A_Achievable Technical Potential | F3 | Industrial | Other Industrial | New | Space Heating | Natural Gas | Insulation - Roof/Ceiling | A | Integrated Unit Winter Peak Savings (kW) | Achievable Technical Potential | 0 | 0 | 0 | 0 | 0 | 0 | 0 | 0 | 0 | 0 | 0 | 0 | 0 | 0 | 0 | 0 | 0 | 0 | 0 | 0 | 0 | 0 | 0 | 0 | 0 | 0 | 0 | 0 | 0 | 0 | 0
F4_Industrial_Other Industrial_New_Space Heating_Natural Gas_Insulation - Roof/Ceiling_A_Achievable Technical Potential | F4 | Industrial | Other Industrial | New | Space Heating | Natural Gas | Insulation - Roof/Ceiling | A | Incremental Energy Savings (MWh or mTherms) | Achievable Technical Potential | 0 | 0 | 0 | 0 | 0 | 0 | 0 | 0 | 0 | 0 | 0 | 0 | 0 | 0 | 0 | 0 | 0 | 0 | 0 | 0 | 0 | 0 | 0 | 0 | 0 | 0 | 0 | 0 | 0 | 0 | 0
F5_Industrial_Other Industrial_New_Space Heating_Natural Gas_Insulation - Roof/Ceiling_A_Achievable Technical Potential | F5 | Industrial | Other Industrial | New | Space Heating | Natural Gas | Insulation - Roof/Ceiling | A | Incremental Summer Peak Savings (MW) | Achievable Technical Potential | 0 | 0 | 0 | 0 | 0 | 0 | 0 | 0 | 0 | 0 | 0 | 0 | 0 | 0 | 0 | 0 | 0 | 0 | 0 | 0 | 0 | 0 | 0 | 0 | 0 | 0 | 0 | 0 | 0 | 0 | 0
F6_Industrial_Other Industrial_New_Space Heating_Natural Gas_Insulation - Roof/Ceiling_A_Achievable Technical Potential | F6 | Industrial | Other Industrial | New | Space Heating | Natural Gas | Insulation - Roof/Ceiling | A | Incremental Winter Peak Savings (MW) | Achievable Technical Potential | 0 | 0 | 0 | 0 | 0 | 0 | 0 | 0 | 0 | 0 | 0 | 0 | 0 | 0 | 0 | 0 | 0 | 0 | 0 | 0 | 0 | 0 | 0 | 0 | 0 | 0 | 0 | 0 | 0 | 0 | 0
F7_Industrial_Other Industrial_New_Space Heating_Natural Gas_Insulation - Roof/Ceiling_A_Achievable Technical Potential | F7 | Industrial | Other Industrial | New | Space Heating | Natural Gas | Insulation - Roof/Ceiling | A | Cumulative Energy Savings (MWh or mTherms) | Achievable Technical Potential | 0 | 0 | 0 | 0 | 0 | 0 | 0 | 0 | 0 | 0 | 0 | 0 | 0 | 0 | 0 | 0 | 0 | 0 | 0 | 0 | 0 | 0 | 0 | 0 | 0 | 0 | 0 | 0 | 0 | 0 | 0
F8_Industrial_Other Industrial_New_Space Heating_Natural Gas_Insulation - Roof/Ceiling_A_Achievable Technical Potential | F8 | Industrial | Other Industrial | New | Space Heating | Natural Gas | Insulation - Roof/Ceiling | A | Cumulative Summer Peak Savings (MW) | Achievable Technical Potential | 0 | 0 | 0 | 0 | 0 | 0 | 0 | 0 | 0 | 0 | 0 | 0 | 0 | 0 | 0 | 0 | 0 | 0 | 0 | 0 | 0 | 0 | 0 | 0 | 0 | 0 | 0 | 0 | 0 | 0 | 0
F9_Industrial_Other Industrial_New_Space Heating_Natural Gas_Insulation - Roof/Ceiling_A_Achievable Technical Potential | F9 | Industrial | Other Industrial | New | Space Heating | Natural Gas | Insulation - Roof/Ceiling | A | Cumulative Winter Peak Savings (MW) | Achievable Technical Potential | 0 | 0 | 0 | 0 | 0 | 0 | 0 | 0 | 0 | 0 | 0 | 0 | 0 | 0 | 0 | 0 | 0 | 0 | 0 | 0 | 0 | 0 | 0 | 0 | 0 | 0 | 0 | 0 | 0 | 0 | 0
F10_Industrial_Other Industrial_New_Space Heating_Natural Gas_Insulation - Roof/Ceiling_A_Achievable Technical Potential | F10 | Industrial | Other Industrial | New | Space Heating | Natural Gas | Insulation - Roof/Ceiling | A | Purchases (Incremental) | Achievable Technical Potential | 0 | 0 | 0 | 0 | 0 | 0 | 0 | 0 | 0 | 0 | 0 | 0 | 0 | 0 | 0 | 0 | 0 | 0 | 0 | 0 | 0 | 0 | 0 | 0 | 0 | 0 | 0 | 0 | 0 | 0 | 0
F11_Industrial_Other Industrial_New_Space Heating_Natural Gas_Insulation - Roof/Ceiling_A_Achievable Technical Potential | F11 | Industrial | Other Industrial | New | Space Heating | Natural Gas | Insulation - Roof/Ceiling | A | Purchases (Cumulative) | Achievable Technical Potential | 0 | 0 | 0 | 0 | 0 | 0 | 0 | 0 | 0 | 0 | 0 | 0 | 0 | 0 | 0 | 0 | 0 | 0 | 0 | 0 | 0 | 0 | 0 | 0 | 0 | 0 | 0 | 0 | 0 | 0 | 0
F1_Industrial_Other Industrial_New_Space Heating_Natural Gas_Insulation - Wall Cavity_A_Achievable Technical Potential | F1 | Industrial | Other Industrial | New | Space Heating | Natural Gas | Insulation - Wall Cavity | A | Integrated Unit Energy Savings (kWh or therms) | Achievable Technical Potential | 0 | 0 | 0 | 0 | 0 | 0.016861 | 0.016576 | 0.016338 | 0.01613 | 0.015939 | 0.015765 | 0.015555 | 0.015325 | 0.015088 | 0.01485 | 0.014629 | 0.014426 | 0.014251 | 0.014034 | 0.013867 | 0.013742 | 0.013647 | 0.013599 | 0.013573 | 0.013565 | 0.013568 | 0.013574 | 0.013584 | 0 | 0 | 0
F2_Industrial_Other Industrial_New_Space Heating_Natural Gas_Insulation - Wall Cavity_A_Achievable Technical Potential | F2 | Industrial | Other Industrial | New | Space Heating | Natural Gas | Insulation - Wall Cavity | A | Integrated Unit Summer Peak Savings (kW) | Achievable Technical Potential | 0 | 0 | 0 | 0 | 0 | 0 | 0 | 0 | 0 | 0 | 0 | 0 | 0 | 0 | 0 | 0 | 0 | 0 | 0 | 0 | 0 | 0 | 0 | 0 | 0 | 0 | 0 | 0 | 0 | 0 | 0
F3_Industrial_Other Industrial_New_Space Heating_Natural Gas_Insulation - Wall Cavity_A_Achievable Technical Potential | F3 | Industrial | Other Industrial | New | Space Heating | Natural Gas | Insulation - Wall Cavity | A | Integrated Unit Winter Peak Savings (kW) | Achievable Technical Potential | 0 | 0 | 0 | 0 | 0 | 0 | 0 | 0 | 0 | 0 | 0 | 0 | 0 | 0 | 0 | 0 | 0 | 0 | 0 | 0 | 0 | 0 | 0 | 0 | 0 | 0 | 0 | 0 | 0 | 0 | 0
F4_Industrial_Other Industrial_New_Space Heating_Natural Gas_Insulation - Wall Cavity_A_Achievable Technical Potential | F4 | Industrial | Other Industrial | New | Space Heating | Natural Gas | Insulation - Wall Cavity | A | Incremental Energy Savings (MWh or mTherms) | Achievable Technical Potential | 0 | 0 | 0 | 0 | 0 | 0 | 0 | 0 | 0 | 0 | 0 | 0 | 0 | 0 | 0 | 0 | 0 | 0 | 0 | 0 | 0 | 0 | 0 | 0 | 0 | 0 | 0 | 0 | 0 | 0 | 0
F5_Industrial_Other Industrial_New_Space Heating_Natural Gas_Insulation - Wall Cavity_A_Achievable Technical Potential | F5 | Industrial | Other Industrial | New | Space Heating | Natural Gas | Insulation - Wall Cavity | A | Incremental Summer Peak Savings (MW) | Achievable Technical Potential | 0 | 0 | 0 | 0 | 0 | 0 | 0 | 0 | 0 | 0 | 0 | 0 | 0 | 0 | 0 | 0 | 0 | 0 | 0 | 0 | 0 | 0 | 0 | 0 | 0 | 0 | 0 | 0 | 0 | 0 | 0
F6_Industrial_Other Industrial_New_Space Heating_Natural Gas_Insulation - Wall Cavity_A_Achievable Technical Potential | F6 | Industrial | Other Industrial | New | Space Heating | Natural Gas | Insulation - Wall Cavity | A | Incremental Winter Peak Savings (MW) | Achievable Technical Potential | 0 | 0 | 0 | 0 | 0 | 0 | 0 | 0 | 0 | 0 | 0 | 0 | 0 | 0 | 0 | 0 | 0 | 0 | 0 | 0 | 0 | 0 | 0 | 0 | 0 | 0 | 0 | 0 | 0 | 0 | 0
F7_Industrial_Other Industrial_New_Space Heating_Natural Gas_Insulation - Wall Cavity_A_Achievable Technical Potential | F7 | Industrial | Other Industrial | New | Space Heating | Natural Gas | Insulation - Wall Cavity | A | Cumulative Energy Savings (MWh or mTherms) | Achievable Technical Potential | 0 | 0 | 0 | 0 | 0 | 0 | 0 | 0 | 0 | 0 | 0 | 0 | 0 | 0 | 0 | 0 | 0 | 0 | 0 | 0 | 0 | 0 | 0 | 0 | 0 | 0 | 0 | 0 | 0 | 0 | 0
F8_Industrial_Other Industrial_New_Space Heating_Natural Gas_Insulation - Wall Cavity_A_Achievable Technical Potential | F8 | Industrial | Other Industrial | New | Space Heating | Natural Gas | Insulation - Wall Cavity | A | Cumulative Summer Peak Savings (MW) | Achievable Technical Potential | 0 | 0 | 0 | 0 | 0 | 0 | 0 | 0 | 0 | 0 | 0 | 0 | 0 | 0 | 0 | 0 | 0 | 0 | 0 | 0 | 0 | 0 | 0 | 0 | 0 | 0 | 0 | 0 | 0 | 0 | 0
F9_Industrial_Other Industrial_New_Space Heating_Natural Gas_Insulation - Wall Cavity_A_Achievable Technical Potential | F9 | Industrial | Other Industrial | New | Space Heating | Natural Gas | Insulation - Wall Cavity | A | Cumulative Winter Peak Savings (MW) | Achievable Technical Potential | 0 | 0 | 0 | 0 | 0 | 0 | 0 | 0 | 0 | 0 | 0 | 0 | 0 | 0 | 0 | 0 | 0 | 0 | 0 | 0 | 0 | 0 | 0 | 0 | 0 | 0 | 0 | 0 | 0 | 0 | 0
F10_Industrial_Other Industrial_New_Space Heating_Natural Gas_Insulation - Wall Cavity_A_Achievable Technical Potential | F10 | Industrial | Other Industrial | New | Space Heating | Natural Gas | Insulation - Wall Cavity | A | Purchases (Incremental) | Achievable Technical Potential | 0 | 0 | 0 | 0 | 0 | 0 | 0 | 0 | 0 | 0 | 0 | 0 | 0 | 0 | 0 | 0 | 0 | 0 | 0 | 0 | 0 | 0 | 0 | 0 | 0 | 0 | 0 | 0 | 0 | 0 | 0
F11_Industrial_Other Industrial_New_Space Heating_Natural Gas_Insulation - Wall Cavity_A_Achievable Technical Potential | F11 | Industrial | Other Industrial | New | Space Heating | Natural Gas | Insulation - Wall Cavity | A | Purchases (Cumulative) | Achievable Technical Potential | 0 | 0 | 0 | 0 | 0 | 0 | 0 | 0 | 0 | 0 | 0 | 0 | 0 | 0 | 0 | 0 | 0 | 0 | 0 | 0 | 0 | 0 | 0 | 0 | 0 | 0 | 0 | 0 | 0 | 0 | 0
F1_Industrial_Other Industrial_New_Space Heating_Natural Gas_Insulation - Ducting_A_Achievable Technical Potential | F1 | Industrial | Other Industrial | New | Space Heating | Natural Gas | Insulation - Ducting | A | Integrated Unit Energy Savings (kWh or therms) | Achievable Technical Potential | 0 | 0 | 0 | 0 | 0 | 0 | 0 | 0 | 0 | 0 | 0 | 0 | 0 | 0 | 0 | 0 | 0 | 0 | 0 | 0 | 0 | 0 | 0 | 0 | 0 | 0 | 0 | 0 | 0 | 0 | 0
F2_Industrial_Other Industrial_New_Space Heating_Natural Gas_Insulation - Ducting_A_Achievable Technical Potential | F2 | Industrial | Other Industrial | New | Space Heating | Natural Gas | Insulation - Ducting | A | Integrated Unit Summer Peak Savings (kW) | Achievable Technical Potential | 0 | 0 | 0 | 0 | 0 | 0 | 0 | 0 | 0 | 0 | 0 | 0 | 0 | 0 | 0 | 0 | 0 | 0 | 0 | 0 | 0 | 0 | 0 | 0 | 0 | 0 | 0 | 0 | 0 | 0 | 0
F3_Industrial_Other Industrial_New_Space Heating_Natural Gas_Insulation - Ducting_A_Achievable Technical Potential | F3 | Industrial | Other Industrial | New | Space Heating | Natural Gas | Insulation - Ducting | A | Integrated Unit Winter Peak Savings (kW) | Achievable Technical Potential | 0 | 0 | 0 | 0 | 0 | 0 | 0 | 0 | 0 | 0 | 0 | 0 | 0 | 0 | 0 | 0 | 0 | 0 | 0 | 0 | 0 | 0 | 0 | 0 | 0 | 0 | 0 | 0 | 0 | 0 | 0
F4_Industrial_Other Industrial_New_Space Heating_Natural Gas_Insulation - Ducting_A_Achievable Technical Potential | F4 | Industrial | Other Industrial | New | Space Heating | Natural Gas | Insulation - Ducting | A | Incremental Energy Savings (MWh or mTherms) | Achievable Technical Potential | 0 | 0 | 0 | 0 | 0 | 0 | 0 | 0 | 0 | 0 | 0 | 0 | 0 | 0 | 0 | 0 | 0 | 0 | 0 | 0 | 0 | 0 | 0 | 0 | 0 | 0 | 0 | 0 | 0 | 0 | 0
F5_Industrial_Other Industrial_New_Space Heating_Natural Gas_Insulation - Ducting_A_Achievable Technical Potential | F5 | Industrial | Other Industrial | New | Space Heating | Natural Gas | Insulation - Ducting | A | Incremental Summer Peak Savings (MW) | Achievable Technical Potential | 0 | 0 | 0 | 0 | 0 | 0 | 0 | 0 | 0 | 0 | 0 | 0 | 0 | 0 | 0 | 0 | 0 | 0 | 0 | 0 | 0 | 0 | 0 | 0 | 0 | 0 | 0 | 0 | 0 | 0 | 0
F6_Industrial_Other Industrial_New_Space Heating_Natural Gas_Insulation - Ducting_A_Achievable Technical Potential | F6 | Industrial | Other Industrial | New | Space Heating | Natural Gas | Insulation - Ducting | A | Incremental Winter Peak Savings (MW) | Achievable Technical Potential | 0 | 0 | 0 | 0 | 0 | 0 | 0 | 0 | 0 | 0 | 0 | 0 | 0 | 0 | 0 | 0 | 0 | 0 | 0 | 0 | 0 | 0 | 0 | 0 | 0 | 0 | 0 | 0 | 0 | 0 | 0
F7_Industrial_Other Industrial_New_Space Heating_Natural Gas_Insulation - Ducting_A_Achievable Technical Potential | F7 | Industrial | Other Industrial | New | Space Heating | Natural Gas | Insulation - Ducting | A | Cumulative Energy Savings (MWh or mTherms) | Achievable Technical Potential | 0 | 0 | 0 | 0 | 0 | 0 | 0 | 0 | 0 | 0 | 0 | 0 | 0 | 0 | 0 | 0 | 0 | 0 | 0 | 0 | 0 | 0 | 0 | 0 | 0 | 0 | 0 | 0 | 0 | 0 | 0
F8_Industrial_Other Industrial_New_Space Heating_Natural Gas_Insulation - Ducting_A_Achievable Technical Potential | F8 | Industrial | Other Industrial | New | Space Heating | Natural Gas | Insulation - Ducting | A | Cumulative Summer Peak Savings (MW) | Achievable Technical Potential | 0 | 0 | 0 | 0 | 0 | 0 | 0 | 0 | 0 | 0 | 0 | 0 | 0 | 0 | 0 | 0 | 0 | 0 | 0 | 0 | 0 | 0 | 0 | 0 | 0 | 0 | 0 | 0 | 0 | 0 | 0
F9_Industrial_Other Industrial_New_Space Heating_Natural Gas_Insulation - Ducting_A_Achievable Technical Potential | F9 | Industrial | Other Industrial | New | Space Heating | Natural Gas | Insulation - Ducting | A | Cumulative Winter Peak Savings (MW) | Achievable Technical Potential | 0 | 0 | 0 | 0 | 0 | 0 | 0 | 0 | 0 | 0 | 0 | 0 | 0 | 0 | 0 | 0 | 0 | 0 | 0 | 0 | 0 | 0 | 0 | 0 | 0 | 0 | 0 | 0 | 0 | 0 | 0
F10_Industrial_Other Industrial_New_Space Heating_Natural Gas_Insulation - Ducting_A_Achievable Technical Potential | F10 | Industrial | Other Industrial | New | Space Heating | Natural Gas | Insulation - Ducting | A | Purchases (Incremental) | Achievable Technical Potential | 0 | 0 | 0 | 0 | 0 | 0 | 0 | 0 | 0 | 0 | 0 | 0 | 0 | 0 | 0 | 0 | 0 | 0 | 0 | 0 | 0 | 0 | 0 | 0 | 0 | 0 | 0 | 0 | 0 | 0 | 0
F11_Industrial_Other Industrial_New_Space Heating_Natural Gas_Insulation - Ducting_A_Achievable Technical Potential | F11 | Industrial | Other Industrial | New | Space Heating | Natural Gas | Insulation - Ducting | A | Purchases (Cumulative) | Achievable Technical Potential | 0 | 0 | 0 | 0 | 0 | 0 | 0 | 0 | 0 | 0 | 0 | 0 | 0 | 0 | 0 | 0 | 0 | 0 | 0 | 0 | 0 | 0 | 0 | 0 | 0 | 0 | 0 | 0 | 0 | 0 | 0
F1_Industrial_Other Industrial_New_Space Heating_Natural Gas_HVAC - Duct Repair and Sealing_A_Achievable Technical Potential | F1 | Industrial | Other Industrial | New | Space Heating | Natural Gas | HVAC - Duct Repair and Sealing | A | Integrated Unit Energy Savings (kWh or therms) | Achievable Technical Potential | 0 | 0 | 0 | 0 | 0 | 0 | 0 | 0 | 0 | 0 | 0 | 0 | 0 | 0 | 0 | 0 | 0 | 0 | 0 | 0 | 0 | 0 | 0 | 0 | 0 | 0 | 0 | 0 | 0 | 0 | 0
F2_Industrial_Other Industrial_New_Space Heating_Natural Gas_HVAC - Duct Repair and Sealing_A_Achievable Technical Potential | F2 | Industrial | Other Industrial | New | Space Heating | Natural Gas | HVAC - Duct Repair and Sealing | A | Integrated Unit Summer Peak Savings (kW) | Achievable Technical Potential | 0 | 0 | 0 | 0 | 0 | 0 | 0 | 0 | 0 | 0 | 0 | 0 | 0 | 0 | 0 | 0 | 0 | 0 | 0 | 0 | 0 | 0 | 0 | 0 | 0 | 0 | 0 | 0 | 0 | 0 | 0
F3_Industrial_Other Industrial_New_Space Heating_Natural Gas_HVAC - Duct Repair and Sealing_A_Achievable Technical Potential | F3 | Industrial | Other Industrial | New | Space Heating | Natural Gas | HVAC - Duct Repair and Sealing | A | Integrated Unit Winter Peak Savings (kW) | Achievable Technical Potential | 0 | 0 | 0 | 0 | 0 | 0 | 0 | 0 | 0 | 0 | 0 | 0 | 0 | 0 | 0 | 0 | 0 | 0 | 0 | 0 | 0 | 0 | 0 | 0 | 0 | 0 | 0 | 0 | 0 | 0 | 0
F4_Industrial_Other Industrial_New_Space Heating_Natural Gas_HVAC - Duct Repair and Sealing_A_Achievable Technical Potential | F4 | Industrial | Other Industrial | New | Space Heating | Natural Gas | HVAC - Duct Repair and Sealing | A | Incremental Energy Savings (MWh or mTherms) | Achievable Technical Potential | 0 | 0 | 0 | 0 | 0 | 0 | 0 | 0 | 0 | 0 | 0 | 0 | 0 | 0 | 0 | 0 | 0 | 0 | 0 | 0 | 0 | 0 | 0 | 0 | 0 | 0 | 0 | 0 | 0 | 0 | 0
F5_Industrial_Other Industrial_New_Space Heating_Natural Gas_HVAC - Duct Repair and Sealing_A_Achievable Technical Potential | F5 | Industrial | Other Industrial | New | Space Heating | Natural Gas | HVAC - Duct Repair and Sealing | A | Incremental Summer Peak Savings (MW) | Achievable Technical Potential | 0 | 0 | 0 | 0 | 0 | 0 | 0 | 0 | 0 | 0 | 0 | 0 | 0 | 0 | 0 | 0 | 0 | 0 | 0 | 0 | 0 | 0 | 0 | 0 | 0 | 0 | 0 | 0 | 0 | 0 | 0
F6_Industrial_Other Industrial_New_Space Heating_Natural Gas_HVAC - Duct Repair and Sealing_A_Achievable Technical Potential | F6 | Industrial | Other Industrial | New | Space Heating | Natural Gas | HVAC - Duct Repair and Sealing | A | Incremental Winter Peak Savings (MW) | Achievable Technical Potential | 0 | 0 | 0 | 0 | 0 | 0 | 0 | 0 | 0 | 0 | 0 | 0 | 0 | 0 | 0 | 0 | 0 | 0 | 0 | 0 | 0 | 0 | 0 | 0 | 0 | 0 | 0 | 0 | 0 | 0 | 0
F7_Industrial_Other Industrial_New_Space Heating_Natural Gas_HVAC - Duct Repair and Sealing_A_Achievable Technical Potential | F7 | Industrial | Other Industrial | New | Space Heating | Natural Gas | HVAC - Duct Repair and Sealing | A | Cumulative Energy Savings (MWh or mTherms) | Achievable Technical Potential | 0 | 0 | 0 | 0 | 0 | 0 | 0 | 0 | 0 | 0 | 0 | 0 | 0 | 0 | 0 | 0 | 0 | 0 | 0 | 0 | 0 | 0 | 0 | 0 | 0 | 0 | 0 | 0 | 0 | 0 | 0
F8_Industrial_Other Industrial_New_Space Heating_Natural Gas_HVAC - Duct Repair and Sealing_A_Achievable Technical Potential | F8 | Industrial | Other Industrial | New | Space Heating | Natural Gas | HVAC - Duct Repair and Sealing | A | Cumulative Summer Peak Savings (MW) | Achievable Technical Potential | 0 | 0 | 0 | 0 | 0 | 0 | 0 | 0 | 0 | 0 | 0 | 0 | 0 | 0 | 0 | 0 | 0 | 0 | 0 | 0 | 0 | 0 | 0 | 0 | 0 | 0 | 0 | 0 | 0 | 0 | 0
F9_Industrial_Other Industrial_New_Space Heating_Natural Gas_HVAC - Duct Repair and Sealing_A_Achievable Technical Potential | F9 | Industrial | Other Industrial | New | Space Heating | Natural Gas | HVAC - Duct Repair and Sealing | A | Cumulative Winter Peak Savings (MW) | Achievable Technical Potential | 0 | 0 | 0 | 0 | 0 | 0 | 0 | 0 | 0 | 0 | 0 | 0 | 0 | 0 | 0 | 0 | 0 | 0 | 0 | 0 | 0 | 0 | 0 | 0 | 0 | 0 | 0 | 0 | 0 | 0 | 0
F10_Industrial_Other Industrial_New_Space Heating_Natural Gas_HVAC - Duct Repair and Sealing_A_Achievable Technical Potential | F10 | Industrial | Other Industrial | New | Space Heating | Natural Gas | HVAC - Duct Repair and Sealing | A | Purchases (Incremental) | Achievable Technical Potential | 0 | 0 | 0 | 0 | 0 | 0 | 0 | 0 | 0 | 0 | 0 | 0 | 0 | 0 | 0 | 0 | 0 | 0 | 0 | 0 | 0 | 0 | 0 | 0 | 0 | 0 | 0 | 0 | 0 | 0 | 0
F11_Industrial_Other Industrial_New_Space Heating_Natural Gas_HVAC - Duct Repair and Sealing_A_Achievable Technical Potential | F11 | Industrial | Other Industrial | New | Space Heating | Natural Gas | HVAC - Duct Repair and Sealing | A | Purchases (Cumulative) | Achievable Technical Potential | 0 | 0 | 0 | 0 | 0 | 0 | 0 | 0 | 0 | 0 | 0 | 0 | 0 | 0 | 0 | 0 | 0 | 0 | 0 | 0 | 0 | 0 | 0 | 0 | 0 | 0 | 0 | 0 | 0 | 0 | 0
F1_Industrial_Other Industrial_New_Space Heating_Natural Gas_Windows - High Efficiency_A_Achievable Technical Potential | F1 | Industrial | Other Industrial | New | Space Heating | Natural Gas | Windows - High Efficiency | A | Integrated Unit Energy Savings (kWh or therms) | Achievable Technical Potential | 0 | 0 | 0 | 0 | 0 | 0.0053446 | 0.0052491 | 0.005169 | 0.0050988 | 0.0050344 | 0.0049768 | 0.0049081 | 0.0048334 | 0.0047564 | 0.0046792 | 0.0046082 | 0.0045431 | 0.0044871 | 0.0044181 | 0.0043647 | 0.0043249 | 0.0042946 | 0.004279 | 0.0042706 | 0.0042675 | 0.0042698 | 0.0042731 | 0.0042776 | 0 | 0 | 0
F2_Industrial_Other Industrial_New_Space Heating_Natural Gas_Windows - High Efficiency_A_Achievable Technical Potential | F2 | Industrial | Other Industrial | New | Space Heating | Natural Gas | Windows - High Efficiency | A | Integrated Unit Summer Peak Savings (kW) | Achievable Technical Potential | 0 | 0 | 0 | 0 | 0 | 0 | 0 | 0 | 0 | 0 | 0 | 0 | 0 | 0 | 0 | 0 | 0 | 0 | 0 | 0 | 0 | 0 | 0 | 0 | 0 | 0 | 0 | 0 | 0 | 0 | 0
F3_Industrial_Other Industrial_New_Space Heating_Natural Gas_Windows - High Efficiency_A_Achievable Technical Potential | F3 | Industrial | Other Industrial | New | Space Heating | Natural Gas | Windows - High Efficiency | A | Integrated Unit Winter Peak Savings (kW) | Achievable Technical Potential | 0 | 0 | 0 | 0 | 0 | 0 | 0 | 0 | 0 | 0 | 0 | 0 | 0 | 0 | 0 | 0 | 0 | 0 | 0 | 0 | 0 | 0 | 0 | 0 | 0 | 0 | 0 | 0 | 0 | 0 | 0
F4_Industrial_Other Industrial_New_Space Heating_Natural Gas_Windows - High Efficiency_A_Achievable Technical Potential | F4 | Industrial | Other Industrial | New | Space Heating | Natural Gas | Windows - High Efficiency | A | Incremental Energy Savings (MWh or mTherms) | Achievable Technical Potential | 0 | 0 | 0 | 0 | 0 | 0 | 0 | 0 | 0 | 0 | 0 | 0 | 0 | 0 | 0 | 0 | 0 | 0 | 0 | 0 | 0 | 0 | 0 | 0 | 0 | 0 | 0 | 0 | 0 | 0 | 0
F5_Industrial_Other Industrial_New_Space Heating_Natural Gas_Windows - High Efficiency_A_Achievable Technical Potential | F5 | Industrial | Other Industrial | New | Space Heating | Natural Gas | Windows - High Efficiency | A | Incremental Summer Peak Savings (MW) | Achievable Technical Potential | 0 | 0 | 0 | 0 | 0 | 0 | 0 | 0 | 0 | 0 | 0 | 0 | 0 | 0 | 0 | 0 | 0 | 0 | 0 | 0 | 0 | 0 | 0 | 0 | 0 | 0 | 0 | 0 | 0 | 0 | 0
F6_Industrial_Other Industrial_New_Space Heating_Natural Gas_Windows - High Efficiency_A_Achievable Technical Potential | F6 | Industrial | Other Industrial | New | Space Heating | Natural Gas | Windows - High Efficiency | A | Incremental Winter Peak Savings (MW) | Achievable Technical Potential | 0 | 0 | 0 | 0 | 0 | 0 | 0 | 0 | 0 | 0 | 0 | 0 | 0 | 0 | 0 | 0 | 0 | 0 | 0 | 0 | 0 | 0 | 0 | 0 | 0 | 0 | 0 | 0 | 0 | 0 | 0
F7_Industrial_Other Industrial_New_Space Heating_Natural Gas_Windows - High Efficiency_A_Achievable Technical Potential | F7 | Industrial | Other Industrial | New | Space Heating | Natural Gas | Windows - High Efficiency | A | Cumulative Energy Savings (MWh or mTherms) | Achievable Technical Potential | 0 | 0 | 0 | 0 | 0 | 0 | 0 | 0 | 0 | 0 | 0 | 0 | 0 | 0 | 0 | 0 | 0 | 0 | 0 | 0 | 0 | 0 | 0 | 0 | 0 | 0 | 0 | 0 | 0 | 0 | 0
F8_Industrial_Other Industrial_New_Space Heating_Natural Gas_Windows - High Efficiency_A_Achievable Technical Potential | F8 | Industrial | Other Industrial | New | Space Heating | Natural Gas | Windows - High Efficiency | A | Cumulative Summer Peak Savings (MW) | Achievable Technical Potential | 0 | 0 | 0 | 0 | 0 | 0 | 0 | 0 | 0 | 0 | 0 | 0 | 0 | 0 | 0 | 0 | 0 | 0 | 0 | 0 | 0 | 0 | 0 | 0 | 0 | 0 | 0 | 0 | 0 | 0 | 0
F9_Industrial_Other Industrial_New_Space Heating_Natural Gas_Windows - High Efficiency_A_Achievable Technical Potential | F9 | Industrial | Other Industrial | New | Space Heating | Natural Gas | Windows - High Efficiency | A | Cumulative Winter Peak Savings (MW) | Achievable Technical Potential | 0 | 0 | 0 | 0 | 0 | 0 | 0 | 0 | 0 | 0 | 0 | 0 | 0 | 0 | 0 | 0 | 0 | 0 | 0 | 0 | 0 | 0 | 0 | 0 | 0 | 0 | 0 | 0 | 0 | 0 | 0
F10_Industrial_Other Industrial_New_Space Heating_Natural Gas_Windows - High Efficiency_A_Achievable Technical Potential | F10 | Industrial | Other Industrial | New | Space Heating | Natural Gas | Windows - High Efficiency | A | Purchases (Incremental) | Achievable Technical Potential | 0 | 0 | 0 | 0 | 0 | 0 | 0 | 0 | 0 | 0 | 0 | 0 | 0 | 0 | 0 | 0 | 0 | 0 | 0 | 0 | 0 | 0 | 0 | 0 | 0 | 0 | 0 | 0 | 0 | 0 | 0
F11_Industrial_Other Industrial_New_Space Heating_Natural Gas_Windows - High Efficiency_A_Achievable Technical Potential | F11 | Industrial | Other Industrial | New | Space Heating | Natural Gas | Windows - High Efficiency | A | Purchases (Cumulative) | Achievable Technical Potential | 0 | 0 | 0 | 0 | 0 | 0 | 0 | 0 | 0 | 0 | 0 | 0 | 0 | 0 | 0 | 0 | 0 | 0 | 0 | 0 | 0 | 0 | 0 | 0 | 0 | 0 | 0 | 0 | 0 | 0 | 0
F1_Industrial_Other Industrial_New_Space Heating_Natural Gas_Gas Boiler - Maintenance_A_Achievable Technical Potential | F1 | Industrial | Other Industrial | New | Space Heating | Natural Gas | Gas Boiler - Maintenance | A | Integrated Unit Energy Savings (kWh or therms) | Achievable Technical Potential | 0 | 0 | 0 | 0 | 0 | 0 | 0 | 0 | 0 | 0 | 0 | 0 | 0 | 0 | 0 | 0 | 0 | 0 | 0 | 0 | 0 | 0 | 0 | 0 | 0 | 0 | 0 | 0 | 0 | 0 | 0
F2_Industrial_Other Industrial_New_Space Heating_Natural Gas_Gas Boiler - Maintenance_A_Achievable Technical Potential | F2 | Industrial | Other Industrial | New | Space Heating | Natural Gas | Gas Boiler - Maintenance | A | Integrated Unit Summer Peak Savings (kW) | Achievable Technical Potential | 0 | 0 | 0 | 0 | 0 | 0 | 0 | 0 | 0 | 0 | 0 | 0 | 0 | 0 | 0 | 0 | 0 | 0 | 0 | 0 | 0 | 0 | 0 | 0 | 0 | 0 | 0 | 0 | 0 | 0 | 0
F3_Industrial_Other Industrial_New_Space Heating_Natural Gas_Gas Boiler - Maintenance_A_Achievable Technical Potential | F3 | Industrial | Other Industrial | New | Space Heating | Natural Gas | Gas Boiler - Maintenance | A | Integrated Unit Winter Peak Savings (kW) | Achievable Technical Potential | 0 | 0 | 0 | 0 | 0 | 0 | 0 | 0 | 0 | 0 | 0 | 0 | 0 | 0 | 0 | 0 | 0 | 0 | 0 | 0 | 0 | 0 | 0 | 0 | 0 | 0 | 0 | 0 | 0 | 0 | 0
F4_Industrial_Other Industrial_New_Space Heating_Natural Gas_Gas Boiler - Maintenance_A_Achievable Technical Potential | F4 | Industrial | Other Industrial | New | Space Heating | Natural Gas | Gas Boiler - Maintenance | A | Incremental Energy Savings (MWh or mTherms) | Achievable Technical Potential | 0 | 0 | 0 | 0 | 0 | 0 | 0 | 0 | 0 | 0 | 0 | 0 | 0 | 0 | 0 | 0 | 0 | 0 | 0 | 0 | 0 | 0 | 0 | 0 | 0 | 0 | 0 | 0 | 0 | 0 | 0
F5_Industrial_Other Industrial_New_Space Heating_Natural Gas_Gas Boiler - Maintenance_A_Achievable Technical Potential | F5 | Industrial | Other Industrial | New | Space Heating | Natural Gas | Gas Boiler - Maintenance | A | Incremental Summer Peak Savings (MW) | Achievable Technical Potential | 0 | 0 | 0 | 0 | 0 | 0 | 0 | 0 | 0 | 0 | 0 | 0 | 0 | 0 | 0 | 0 | 0 | 0 | 0 | 0 | 0 | 0 | 0 | 0 | 0 | 0 | 0 | 0 | 0 | 0 | 0
F6_Industrial_Other Industrial_New_Space Heating_Natural Gas_Gas Boiler - Maintenance_A_Achievable Technical Potential | F6 | Industrial | Other Industrial | New | Space Heating | Natural Gas | Gas Boiler - Maintenance | A | Incremental Winter Peak Savings (MW) | Achievable Technical Potential | 0 | 0 | 0 | 0 | 0 | 0 | 0 | 0 | 0 | 0 | 0 | 0 | 0 | 0 | 0 | 0 | 0 | 0 | 0 | 0 | 0 | 0 | 0 | 0 | 0 | 0 | 0 | 0 | 0 | 0 | 0
F7_Industrial_Other Industrial_New_Space Heating_Natural Gas_Gas Boiler - Maintenance_A_Achievable Technical Potential | F7 | Industrial | Other Industrial | New | Space Heating | Natural Gas | Gas Boiler - Maintenance | A | Cumulative Energy Savings (MWh or mTherms) | Achievable Technical Potential | 0 | 0 | 0 | 0 | 0 | 0 | 0 | 0 | 0 | 0 | 0 | 0 | 0 | 0 | 0 | 0 | 0 | 0 | 0 | 0 | 0 | 0 | 0 | 0 | 0 | 0 | 0 | 0 | 0 | 0 | 0
F8_Industrial_Other Industrial_New_Space Heating_Natural Gas_Gas Boiler - Maintenance_A_Achievable Technical Potential | F8 | Industrial | Other Industrial | New | Space Heating | Natural Gas | Gas Boiler - Maintenance | A | Cumulative Summer Peak Savings (MW) | Achievable Technical Potential | 0 | 0 | 0 | 0 | 0 | 0 | 0 | 0 | 0 | 0 | 0 | 0 | 0 | 0 | 0 | 0 | 0 | 0 | 0 | 0 | 0 | 0 | 0 | 0 | 0 | 0 | 0 | 0 | 0 | 0 | 0
F9_Industrial_Other Industrial_New_Space Heating_Natural Gas_Gas Boiler - Maintenance_A_Achievable Technical Potential | F9 | Industrial | Other Industrial | New | Space Heating | Natural Gas | Gas Boiler - Maintenance | A | Cumulative Winter Peak Savings (MW) | Achievable Technical Potential | 0 | 0 | 0 | 0 | 0 | 0 | 0 | 0 | 0 | 0 | 0 | 0 | 0 | 0 | 0 | 0 | 0 | 0 | 0 | 0 | 0 | 0 | 0 | 0 | 0 | 0 | 0 | 0 | 0 | 0 | 0
F10_Industrial_Other Industrial_New_Space Heating_Natural Gas_Gas Boiler - Maintenance_A_Achievable Technical Potential | F10 | Industrial | Other Industrial | New | Space Heating | Natural Gas | Gas Boiler - Maintenance | A | Purchases (Incremental) | Achievable Technical Potential | 0 | 0 | 0 | 0 | 0 | 0 | 0 | 0 | 0 | 0 | 0 | 0 | 0 | 0 | 0 | 0 | 0 | 0 | 0 | 0 | 0 | 0 | 0 | 0 | 0 | 0 | 0 | 0 | 0 | 0 | 0
F11_Industrial_Other Industrial_New_Space Heating_Natural Gas_Gas Boiler - Maintenance_A_Achievable Technical Potential | F11 | Industrial | Other Industrial | New | Space Heating | Natural Gas | Gas Boiler - Maintenance | A | Purchases (Cumulative) | Achievable Technical Potential | 0 | 0 | 0 | 0 | 0 | 0 | 0 | 0 | 0 | 0 | 0 | 0 | 0 | 0 | 0 | 0 | 0 | 0 | 0 | 0 | 0 | 0 | 0 | 0 | 0 | 0 | 0 | 0 | 0 | 0 | 0
F1_Industrial_Other Industrial_New_Process_Natural Gas_Gas Boiler - Maintenance_A_Achievable Technical Potential | F1 | Industrial | Other Industrial | New | Process | Natural Gas | Gas Boiler - Maintenance | A | Integrated Unit Energy Savings (kWh or therms) | Achievable Technical Potential | 0 | 0 | 0 | 0 | 0 | 1.5559 | 1.5559 | 1.5559 | 1.5559 | 1.5559 | 1.5559 | 1.5559 | 1.5559 | 1.5559 | 1.5559 | 1.5559 | 1.5559 | 1.5559 | 1.5559 | 1.5559 | 1.5559 | 1.5559 | 1.5559 | 1.5559 | 1.5559 | 1.5559 | 1.5559 | 1.5559 | 1.5559 | 1.5559 | 1.5559
F2_Industrial_Other Industrial_New_Process_Natural Gas_Gas Boiler - Maintenance_A_Achievable Technical Potential | F2 | Industrial | Other Industrial | New | Process | Natural Gas | Gas Boiler - Maintenance | A | Integrated Unit Summer Peak Savings (kW) | Achievable Technical Potential | 0 | 0 | 0 | 0 | 0 | 0 | 0 | 0 | 0 | 0 | 0 | 0 | 0 | 0 | 0 | 0 | 0 | 0 | 0 | 0 | 0 | 0 | 0 | 0 | 0 | 0 | 0 | 0 | 0 | 0 | 0
F3_Industrial_Other Industrial_New_Process_Natural Gas_Gas Boiler - Maintenance_A_Achievable Technical Potential | F3 | Industrial | Other Industrial | New | Process | Natural Gas | Gas Boiler - Maintenance | A | Integrated Unit Winter Peak Savings (kW) | Achievable Technical Potential | 0 | 0 | 0 | 0 | 0 | 0 | 0 | 0 | 0 | 0 | 0 | 0 | 0 | 0 | 0 | 0 | 0 | 0 | 0 | 0 | 0 | 0 | 0 | 0 | 0 | 0 | 0 | 0 | 0 | 0 | 0
F4_Industrial_Other Industrial_New_Process_Natural Gas_Gas Boiler - Maintenance_A_Achievable Technical Potential | F4 | Industrial | Other Industrial | New | Process | Natural Gas | Gas Boiler - Maintenance | A | Incremental Energy Savings (MWh or mTherms) | Achievable Technical Potential | 0 | 0 | 0 | 0 | 0 | 0.019099 | 0.015859 | 0.01269 | 0.019099 | 0.015859 | 0.01269 | 0.019099 | 0.015859 | 0.01269 | 0.019099 | 0.015859 | 0.01269 | 0.019099 | 0.015859 | 0.01269 | 0.019099 | 0.015859 | 0.01269 | 0.019099 | 0.015859 | 0.01269 | 0.019099 | 0.015859 | 0.01269 | 0.019099 | 0.015859
F5_Industrial_Other Industrial_New_Process_Natural Gas_Gas Boiler - Maintenance_A_Achievable Technical Potential | F5 | Industrial | Other Industrial | New | Process | Natural Gas | Gas Boiler - Maintenance | A | Incremental Summer Peak Savings (MW) | Achievable Technical Potential | 0 | 0 | 0 | 0 | 0 | 0 | 0 | 0 | 0 | 0 | 0 | 0 | 0 | 0 | 0 | 0 | 0 | 0 | 0 | 0 | 0 | 0 | 0 | 0 | 0 | 0 | 0 | 0 | 0 | 0 | 0
F6_Industrial_Other Industrial_New_Process_Natural Gas_Gas Boiler - Maintenance_A_Achievable Technical Potential | F6 | Industrial | Other Industrial | New | Process | Natural Gas | Gas Boiler - Maintenance | A | Incremental Winter Peak Savings (MW) | Achievable Technical Potential | 0 | 0 | 0 | 0 | 0 | 0 | 0 | 0 | 0 | 0 | 0 | 0 | 0 | 0 | 0 | 0 | 0 | 0 | 0 | 0 | 0 | 0 | 0 | 0 | 0 | 0 | 0 | 0 | 0 | 0 | 0
F7_Industrial_Other Industrial_New_Process_Natural Gas_Gas Boiler - Maintenance_A_Achievable Technical Potential | F7 | Industrial | Other Industrial | New | Process | Natural Gas | Gas Boiler - Maintenance | A | Cumulative Energy Savings (MWh or mTherms) | Achievable Technical Potential | 0 | 0 | 0 | 0 | 0 | 0.019099 | 0.034958 | 0.047648 | 0.047648 | 0.047648 | 0.047648 | 0.047648 | 0.047648 | 0.047648 | 0.047648 | 0.047648 | 0.047648 | 0.047648 | 0.047648 | 0.047648 | 0.047648 | 0.047648 | 0.047648 | 0.047648 | 0.047648 | 0.047648 | 0.047648 | 0.047648 | 0 | 0 | 0
F8_Industrial_Other Industrial_New_Process_Natural Gas_Gas Boiler - Maintenance_A_Achievable Technical Potential | F8 | Industrial | Other Industrial | New | Process | Natural Gas | Gas Boiler - Maintenance | A | Cumulative Summer Peak Savings (MW) | Achievable Technical Potential | 0 | 0 | 0 | 0 | 0 | 0 | 0 | 0 | 0 | 0 | 0 | 0 | 0 | 0 | 0 | 0 | 0 | 0 | 0 | 0 | 0 | 0 | 0 | 0 | 0 | 0 | 0 | 0 | 0 | 0 | 0
F9_Industrial_Other Industrial_New_Process_Natural Gas_Gas Boiler - Maintenance_A_Achievable Technical Potential | F9 | Industrial | Other Industrial | New | Process | Natural Gas | Gas Boiler - Maintenance | A | Cumulative Winter Peak Savings (MW) | Achievable Technical Potential | 0 | 0 | 0 | 0 | 0 | 0 | 0 | 0 | 0 | 0 | 0 | 0 | 0 | 0 | 0 | 0 | 0 | 0 | 0 | 0 | 0 | 0 | 0 | 0 | 0 | 0 | 0 | 0 | 0 | 0 | 0
F10_Industrial_Other Industrial_New_Process_Natural Gas_Gas Boiler - Maintenance_A_Achievable Technical Potential | F10 | Industrial | Other Industrial | New | Process | Natural Gas | Gas Boiler - Maintenance | A | Purchases (Incremental) | Achievable Technical Potential | 0 | 0 | 0 | 0 | 0 | 12.2751 | 10.1932 | 8.1561 | 12.2751 | 10.1932 | 8.1561 | 12.2751 | 10.1932 | 8.1561 | 12.2751 | 10.1932 | 8.1561 | 12.2751 | 10.1932 | 8.1561 | 12.2751 | 10.1932 | 8.1561 | 12.2751 | 10.1932 | 8.1561 | 12.2751 | 10.1932 | 8.1561 | 12.2751 | 10.1932
F11_Industrial_Other Industrial_New_Process_Natural Gas_Gas Boiler - Maintenance_A_Achievable Technical Potential | F11 | Industrial | Other Industrial | New | Process | Natural Gas | Gas Boiler - Maintenance | A | Purchases (Cumulative) | Achievable Technical Potential | 0 | 0 | 0 | 0 | 0 | 12.2751 | 22.4683 | 30.6245 | 30.6245 | 30.6245 | 30.6245 | 30.6245 | 30.6245 | 30.6245 | 30.6245 | 30.6245 | 30.6245 | 30.6245 | 30.6245 | 30.6245 | 30.6245 | 30.6245 | 30.6245 | 30.6245 | 30.6245 | 30.6245 | 30.6245 | 30.6245 | 30.6245 | 30.6245 | 30.6245
F1_Industrial_Other Industrial_New_Space Heating_Natural Gas_Gas Furnace - Maintenance_A_Achievable Technical Potential | F1 | Industrial | Other Industrial | New | Space Heating | Natural Gas | Gas Furnace - Maintenance | A | Integrated Unit Energy Savings (kWh or therms) | Achievable Technical Potential | 0 | 0 | 0 | 0 | 0 | 0 | 0 | 0 | 0 | 0 | 0 | 0 | 0 | 0 | 0 | 0 | 0 | 0 | 0 | 0 | 0 | 0 | 0 | 0 | 0 | 0 | 0 | 0 | 0 | 0 | 0
F2_Industrial_Other Industrial_New_Space Heating_Natural Gas_Gas Furnace - Maintenance_A_Achievable Technical Potential | F2 | Industrial | Other Industrial | New | Space Heating | Natural Gas | Gas Furnace - Maintenance | A | Integrated Unit Summer Peak Savings (kW) | Achievable Technical Potential | 0 | 0 | 0 | 0 | 0 | 0 | 0 | 0 | 0 | 0 | 0 | 0 | 0 | 0 | 0 | 0 | 0 | 0 | 0 | 0 | 0 | 0 | 0 | 0 | 0 | 0 | 0 | 0 | 0 | 0 | 0
F3_Industrial_Other Industrial_New_Space Heating_Natural Gas_Gas Furnace - Maintenance_A_Achievable Technical Potential | F3 | Industrial | Other Industrial | New | Space Heating | Natural Gas | Gas Furnace - Maintenance | A | Integrated Unit Winter Peak Savings (kW) | Achievable Technical Potential | 0 | 0 | 0 | 0 | 0 | 0 | 0 | 0 | 0 | 0 | 0 | 0 | 0 | 0 | 0 | 0 | 0 | 0 | 0 | 0 | 0 | 0 | 0 | 0 | 0 | 0 | 0 | 0 | 0 | 0 | 0
F4_Industrial_Other Industrial_New_Space Heating_Natural Gas_Gas Furnace - Maintenance_A_Achievable Technical Potential | F4 | Industrial | Other Industrial | New | Space Heating | Natural Gas | Gas Furnace - Maintenance | A | Incremental Energy Savings (MWh or mTherms) | Achievable Technical Potential | 0 | 0 | 0 | 0 | 0 | 0 | 0 | 0 | 0 | 0 | 0 | 0 | 0 | 0 | 0 | 0 | 0 | 0 | 0 | 0 | 0 | 0 | 0 | 0 | 0 | 0 | 0 | 0 | 0 | 0 | 0
F5_Industrial_Other Industrial_New_Space Heating_Natural Gas_Gas Furnace - Maintenance_A_Achievable Technical Potential | F5 | Industrial | Other Industrial | New | Space Heating | Natural Gas | Gas Furnace - Maintenance | A | Incremental Summer Peak Savings (MW) | Achievable Technical Potential | 0 | 0 | 0 | 0 | 0 | 0 | 0 | 0 | 0 | 0 | 0 | 0 | 0 | 0 | 0 | 0 | 0 | 0 | 0 | 0 | 0 | 0 | 0 | 0 | 0 | 0 | 0 | 0 | 0 | 0 | 0
F6_Industrial_Other Industrial_New_Space Heating_Natural Gas_Gas Furnace - Maintenance_A_Achievable Technical Potential | F6 | Industrial | Other Industrial | New | Space Heating | Natural Gas | Gas Furnace - Maintenance | A | Incremental Winter Peak Savings (MW) | Achievable Technical Potential | 0 | 0 | 0 | 0 | 0 | 0 | 0 | 0 | 0 | 0 | 0 | 0 | 0 | 0 | 0 | 0 | 0 | 0 | 0 | 0 | 0 | 0 | 0 | 0 | 0 | 0 | 0 | 0 | 0 | 0 | 0
F7_Industrial_Other Industrial_New_Space Heating_Natural Gas_Gas Furnace - Maintenance_A_Achievable Technical Potential | F7 | Industrial | Other Industrial | New | Space Heating | Natural Gas | Gas Furnace - Maintenance | A | Cumulative Energy Savings (MWh or mTherms) | Achievable Technical Potential | 0 | 0 | 0 | 0 | 0 | 0 | 0 | 0 | 0 | 0 | 0 | 0 | 0 | 0 | 0 | 0 | 0 | 0 | 0 | 0 | 0 | 0 | 0 | 0 | 0 | 0 | 0 | 0 | 0 | 0 | 0
F8_Industrial_Other Industrial_New_Space Heating_Natural Gas_Gas Furnace - Maintenance_A_Achievable Technical Potential | F8 | Industrial | Other Industrial | New | Space Heating | Natural Gas | Gas Furnace - Maintenance | A | Cumulative Summer Peak Savings (MW) | Achievable Technical Potential | 0 | 0 | 0 | 0 | 0 | 0 | 0 | 0 | 0 | 0 | 0 | 0 | 0 | 0 | 0 | 0 | 0 | 0 | 0 | 0 | 0 | 0 | 0 | 0 | 0 | 0 | 0 | 0 | 0 | 0 | 0
F9_Industrial_Other Industrial_New_Space Heating_Natural Gas_Gas Furnace - Maintenance_A_Achievable Technical Potential | F9 | Industrial | Other Industrial | New | Space Heating | Natural Gas | Gas Furnace - Maintenance | A | Cumulative Winter Peak Savings (MW) | Achievable Technical Potential | 0 | 0 | 0 | 0 | 0 | 0 | 0 | 0 | 0 | 0 | 0 | 0 | 0 | 0 | 0 | 0 | 0 | 0 | 0 | 0 | 0 | 0 | 0 | 0 | 0 | 0 | 0 | 0 | 0 | 0 | 0
F10_Industrial_Other Industrial_New_Space Heating_Natural Gas_Gas Furnace - Maintenance_A_Achievable Technical Potential | F10 | Industrial | Other Industrial | New | Space Heating | Natural Gas | Gas Furnace - Maintenance | A | Purchases (Incremental) | Achievable Technical Potential | 0 | 0 | 0 | 0 | 0 | 0 | 0 | 0 | 0 | 0 | 0 | 0 | 0 | 0 | 0 | 0 | 0 | 0 | 0 | 0 | 0 | 0 | 0 | 0 | 0 | 0 | 0 | 0 | 0 | 0 | 0
F11_Industrial_Other Industrial_New_Space Heating_Natural Gas_Gas Furnace - Maintenance_A_Achievable Technical Potential | F11 | Industrial | Other Industrial | New | Space Heating | Natural Gas | Gas Furnace - Maintenance | A | Purchases (Cumulative) | Achievable Technical Potential | 0 | 0 | 0 | 0 | 0 | 0 | 0 | 0 | 0 | 0 | 0 | 0 | 0 | 0 | 0 | 0 | 0 | 0 | 0 | 0 | 0 | 0 | 0 | 0 | 0 | 0 | 0 | 0 | 0 | 0 | 0
F1_Industrial_Other Industrial_New_Space Heating_Natural Gas_Gas Boiler - Hot Water Reset_A_Achievable Technical Potential | F1 | Industrial | Other Industrial | New | Space Heating | Natural Gas | Gas Boiler - Hot Water Reset | A | Integrated Unit Energy Savings (kWh or therms) | Achievable Technical Potential | 0 | 0 | 0 | 0 | 0 | 0 | 0 | 0 | 0 | 0 | 0 | 0 | 0 | 0 | 0 | 0 | 0 | 0 | 0 | 0 | 0 | 0 | 0 | 0 | 0 | 0 | 0 | 0 | 0 | 0 | 0
F2_Industrial_Other Industrial_New_Space Heating_Natural Gas_Gas Boiler - Hot Water Reset_A_Achievable Technical Potential | F2 | Industrial | Other Industrial | New | Space Heating | Natural Gas | Gas Boiler - Hot Water Reset | A | Integrated Unit Summer Peak Savings (kW) | Achievable Technical Potential | 0 | 0 | 0 | 0 | 0 | 0 | 0 | 0 | 0 | 0 | 0 | 0 | 0 | 0 | 0 | 0 | 0 | 0 | 0 | 0 | 0 | 0 | 0 | 0 | 0 | 0 | 0 | 0 | 0 | 0 | 0
F3_Industrial_Other Industrial_New_Space Heating_Natural Gas_Gas Boiler - Hot Water Reset_A_Achievable Technical Potential | F3 | Industrial | Other Industrial | New | Space Heating | Natural Gas | Gas Boiler - Hot Water Reset | A | Integrated Unit Winter Peak Savings (kW) | Achievable Technical Potential | 0 | 0 | 0 | 0 | 0 | 0 | 0 | 0 | 0 | 0 | 0 | 0 | 0 | 0 | 0 | 0 | 0 | 0 | 0 | 0 | 0 | 0 | 0 | 0 | 0 | 0 | 0 | 0 | 0 | 0 | 0
F4_Industrial_Other Industrial_New_Space Heating_Natural Gas_Gas Boiler - Hot Water Reset_A_Achievable Technical Potential | F4 | Industrial | Other Industrial | New | Space Heating | Natural Gas | Gas Boiler - Hot Water Reset | A | Incremental Energy Savings (MWh or mTherms) | Achievable Technical Potential | 0 | 0 | 0 | 0 | 0 | 0 | 0 | 0 | 0 | 0 | 0 | 0 | 0 | 0 | 0 | 0 | 0 | 0 | 0 | 0 | 0 | 0 | 0 | 0 | 0 | 0 | 0 | 0 | 0 | 0 | 0
F5_Industrial_Other Industrial_New_Space Heating_Natural Gas_Gas Boiler - Hot Water Reset_A_Achievable Technical Potential | F5 | Industrial | Other Industrial | New | Space Heating | Natural Gas | Gas Boiler - Hot Water Reset | A | Incremental Summer Peak Savings (MW) | Achievable Technical Potential | 0 | 0 | 0 | 0 | 0 | 0 | 0 | 0 | 0 | 0 | 0 | 0 | 0 | 0 | 0 | 0 | 0 | 0 | 0 | 0 | 0 | 0 | 0 | 0 | 0 | 0 | 0 | 0 | 0 | 0 | 0
F6_Industrial_Other Industrial_New_Space Heating_Natural Gas_Gas Boiler - Hot Water Reset_A_Achievable Technical Potential | F6 | Industrial | Other Industrial | New | Space Heating | Natural Gas | Gas Boiler - Hot Water Reset | A | Incremental Winter Peak Savings (MW) | Achievable Technical Potential | 0 | 0 | 0 | 0 | 0 | 0 | 0 | 0 | 0 | 0 | 0 | 0 | 0 | 0 | 0 | 0 | 0 | 0 | 0 | 0 | 0 | 0 | 0 | 0 | 0 | 0 | 0 | 0 | 0 | 0 | 0
F7_Industrial_Other Industrial_New_Space Heating_Natural Gas_Gas Boiler - Hot Water Reset_A_Achievable Technical Potential | F7 | Industrial | Other Industrial | New | Space Heating | Natural Gas | Gas Boiler - Hot Water Reset | A | Cumulative Energy Savings (MWh or mTherms) | Achievable Technical Potential | 0 | 0 | 0 | 0 | 0 | 0 | 0 | 0 | 0 | 0 | 0 | 0 | 0 | 0 | 0 | 0 | 0 | 0 | 0 | 0 | 0 | 0 | 0 | 0 | 0 | 0 | 0 | 0 | 0 | 0 | 0
F8_Industrial_Other Industrial_New_Space Heating_Natural Gas_Gas Boiler - Hot Water Reset_A_Achievable Technical Potential | F8 | Industrial | Other Industrial | New | Space Heating | Natural Gas | Gas Boiler - Hot Water Reset | A | Cumulative Summer Peak Savings (MW) | Achievable Technical Potential | 0 | 0 | 0 | 0 | 0 | 0 | 0 | 0 | 0 | 0 | 0 | 0 | 0 | 0 | 0 | 0 | 0 | 0 | 0 | 0 | 0 | 0 | 0 | 0 | 0 | 0 | 0 | 0 | 0 | 0 | 0
F9_Industrial_Other Industrial_New_Space Heating_Natural Gas_Gas Boiler - Hot Water Reset_A_Achievable Technical Potential | F9 | Industrial | Other Industrial | New | Space Heating | Natural Gas | Gas Boiler - Hot Water Reset | A | Cumulative Winter Peak Savings (MW) | Achievable Technical Potential | 0 | 0 | 0 | 0 | 0 | 0 | 0 | 0 | 0 | 0 | 0 | 0 | 0 | 0 | 0 | 0 | 0 | 0 | 0 | 0 | 0 | 0 | 0 | 0 | 0 | 0 | 0 | 0 | 0 | 0 | 0
F10_Industrial_Other Industrial_New_Space Heating_Natural Gas_Gas Boiler - Hot Water Reset_A_Achievable Technical Potential | F10 | Industrial | Other Industrial | New | Space Heating | Natural Gas | Gas Boiler - Hot Water Reset | A | Purchases (Incremental) | Achievable Technical Potential | 0 | 0 | 0 | 0 | 0 | 0 | 0 | 0 | 0 | 0 | 0 | 0 | 0 | 0 | 0 | 0 | 0 | 0 | 0 | 0 | 0 | 0 | 0 | 0 | 0 | 0 | 0 | 0 | 0 | 0 | 0
F11_Industrial_Other Industrial_New_Space Heating_Natural Gas_Gas Boiler - Hot Water Reset_A_Achievable Technical Potential | F11 | Industrial | Other Industrial | New | Space Heating | Natural Gas | Gas Boiler - Hot Water Reset | A | Purchases (Cumulative) | Achievable Technical Potential | 0 | 0 | 0 | 0 | 0 | 0 | 0 | 0 | 0 | 0 | 0 | 0 | 0 | 0 | 0 | 0 | 0 | 0 | 0 | 0 | 0 | 0 | 0 | 0 | 0 | 0 | 0 | 0 | 0 | 0 | 0
F1_Industrial_Other Industrial_New_Process_Natural Gas_Gas Boiler - Hot Water Reset_A_Achievable Technical Potential | F1 | Industrial | Other Industrial | New | Process | Natural Gas | Gas Boiler - Hot Water Reset | A | Integrated Unit Energy Savings (kWh or therms) | Achievable Technical Potential | 0 | 0 | 0 | 0 | 0 | 2.8269 | 2.8254 | 2.824 | 2.823 | 2.822 | 2.8211 | 2.8206 | 2.8203 | 2.8202 | 2.8202 | 2.8203 | 2.8204 | 2.8205 | 2.8207 | 2.8209 | 2.8213 | 2.8217 | 2.822 | 2.8222 | 2.8225 | 2.8227 | 2.823 | 2.8232 | 2.8289 | 2.8289 | 2.8289
F2_Industrial_Other Industrial_New_Process_Natural Gas_Gas Boiler - Hot Water Reset_A_Achievable Technical Potential | F2 | Industrial | Other Industrial | New | Process | Natural Gas | Gas Boiler - Hot Water Reset | A | Integrated Unit Summer Peak Savings (kW) | Achievable Technical Potential | 0 | 0 | 0 | 0 | 0 | 0 | 0 | 0 | 0 | 0 | 0 | 0 | 0 | 0 | 0 | 0 | 0 | 0 | 0 | 0 | 0 | 0 | 0 | 0 | 0 | 0 | 0 | 0 | 0 | 0 | 0
F3_Industrial_Other Industrial_New_Process_Natural Gas_Gas Boiler - Hot Water Reset_A_Achievable Technical Potential | F3 | Industrial | Other Industrial | New | Process | Natural Gas | Gas Boiler - Hot Water Reset | A | Integrated Unit Winter Peak Savings (kW) | Achievable Technical Potential | 0 | 0 | 0 | 0 | 0 | 0 | 0 | 0 | 0 | 0 | 0 | 0 | 0 | 0 | 0 | 0 | 0 | 0 | 0 | 0 | 0 | 0 | 0 | 0 | 0 | 0 | 0 | 0 | 0 | 0 | 0
F4_Industrial_Other Industrial_New_Process_Natural Gas_Gas Boiler - Hot Water Reset_A_Achievable Technical Potential | F4 | Industrial | Other Industrial | New | Process | Natural Gas | Gas Boiler - Hot Water Reset | A | Incremental Energy Savings (MWh or mTherms) | Achievable Technical Potential | 0 | 0 | 0 | 0 | 0 | 0.033728 | 0.049036 | 0.069324 | 0.091226 | 0.11632 | 0.15034 | 0.18048 | 0.20022 | 0.2036 | 0.18764 | 0.15502 | 0.10903 | 0.067044 | 0.034072 | 0.015166 | 0.0057889 | 0.033665 | 0.048977 | 0.06928 | 0.091211 | 0.11635 | 0.15044 | 0.18064 | 0.20083 | 0.20423 | 0.18822
F5_Industrial_Other Industrial_New_Process_Natural Gas_Gas Boiler - Hot Water Reset_A_Achievable Technical Potential | F5 | Industrial | Other Industrial | New | Process | Natural Gas | Gas Boiler - Hot Water Reset | A | Incremental Summer Peak Savings (MW) | Achievable Technical Potential | 0 | 0 | 0 | 0 | 0 | 0 | 0 | 0 | 0 | 0 | 0 | 0 | 0 | 0 | 0 | 0 | 0 | 0 | 0 | 0 | 0 | 0 | 0 | 0 | 0 | 0 | 0 | 0 | 0 | 0 | 0
F6_Industrial_Other Industrial_New_Process_Natural Gas_Gas Boiler - Hot Water Reset_A_Achievable Technical Potential | F6 | Industrial | Other Industrial | New | Process | Natural Gas | Gas Boiler - Hot Water Reset | A | Incremental Winter Peak Savings (MW) | Achievable Technical Potential | 0 | 0 | 0 | 0 | 0 | 0 | 0 | 0 | 0 | 0 | 0 | 0 | 0 | 0 | 0 | 0 | 0 | 0 | 0 | 0 | 0 | 0 | 0 | 0 | 0 | 0 | 0 | 0 | 0 | 0 | 0
F7_Industrial_Other Industrial_New_Process_Natural Gas_Gas Boiler - Hot Water Reset_A_Achievable Technical Potential | F7 | Industrial | Other Industrial | New | Process | Natural Gas | Gas Boiler - Hot Water Reset | A | Cumulative Energy Savings (MWh or mTherms) | Achievable Technical Potential | 0 | 0 | 0 | 0 | 0 | 0.033728 | 0.082745 | 0.15203 | 0.2432 | 0.35943 | 0.50967 | 0.69005 | 0.8902 | 1.0938 | 1.2814 | 1.4364 | 1.5455 | 1.6127 | 1.6468 | 1.6621 | 1.6681 | 1.6683 | 1.6685 | 1.6687 | 1.6688 | 1.669 | 1.6691 | 1.6692 | 0 | 0 | 0
F8_Industrial_Other Industrial_New_Process_Natural Gas_Gas Boiler - Hot Water Reset_A_Achievable Technical Potential | F8 | Industrial | Other Industrial | New | Process | Natural Gas | Gas Boiler - Hot Water Reset | A | Cumulative Summer Peak Savings (MW) | Achievable Technical Potential | 0 | 0 | 0 | 0 | 0 | 0 | 0 | 0 | 0 | 0 | 0 | 0 | 0 | 0 | 0 | 0 | 0 | 0 | 0 | 0 | 0 | 0 | 0 | 0 | 0 | 0 | 0 | 0 | 0 | 0 | 0
F9_Industrial_Other Industrial_New_Process_Natural Gas_Gas Boiler - Hot Water Reset_A_Achievable Technical Potential | F9 | Industrial | Other Industrial | New | Process | Natural Gas | Gas Boiler - Hot Water Reset | A | Cumulative Winter Peak Savings (MW) | Achievable Technical Potential | 0 | 0 | 0 | 0 | 0 | 0 | 0 | 0 | 0 | 0 | 0 | 0 | 0 | 0 | 0 | 0 | 0 | 0 | 0 | 0 | 0 | 0 | 0 | 0 | 0 | 0 | 0 | 0 | 0 | 0 | 0
F10_Industrial_Other Industrial_New_Process_Natural Gas_Gas Boiler - Hot Water Reset_A_Achievable Technical Potential | F10 | Industrial | Other Industrial | New | Process | Natural Gas | Gas Boiler - Hot Water Reset | A | Purchases (Incremental) | Achievable Technical Potential | 0 | 0 | 0 | 0 | 0 | 11.9311 | 17.3556 | 24.5479 | 32.3157 | 41.219 | 53.2903 | 63.9843 | 70.9922 | 72.1943 | 66.5344 | 54.9651 | 38.6569 | 23.7699 | 12.079 | 5.3763 | 2.0518 | 11.9311 | 17.3556 | 24.5479 | 32.3157 | 41.219 | 53.2903 | 63.9843 | 70.9922 | 72.1943 | 66.5344
F11_Industrial_Other Industrial_New_Process_Natural Gas_Gas Boiler - Hot Water Reset_A_Achievable Technical Potential | F11 | Industrial | Other Industrial | New | Process | Natural Gas | Gas Boiler - Hot Water Reset | A | Purchases (Cumulative) | Achievable Technical Potential | 0 | 0 | 0 | 0 | 0 | 11.9311 | 29.2867 | 53.8347 | 86.1503 | 127.3694 | 180.6596 | 244.6439 | 315.6361 | 387.8304 | 454.3648 | 509.3299 | 547.9868 | 571.7567 | 583.8357 | 589.212 | 591.2638 | 591.2638 | 591.2638 | 591.2638 | 591.2638 | 591.2638 | 591.2638 | 591.2638 | 591.2638 | 591.2638 | 591.2638
F1_Industrial_Other Industrial_New_Space Heating_Natural Gas_Steam Trap Maintenance_A_Achievable Technical Potential | F1 | Industrial | Other Industrial | New | Space Heating | Natural Gas | Steam Trap Maintenance | A | Integrated Unit Energy Savings (kWh or therms) | Achievable Technical Potential | 0 | 0 | 0 | 0 | 0 | 0 | 0 | 0 | 0 | 0 | 0 | 0 | 0 | 0 | 0 | 0 | 0 | 0 | 0 | 0 | 0 | 0 | 0 | 0 | 0 | 0 | 0 | 0 | 0 | 0 | 0
F2_Industrial_Other Industrial_New_Space Heating_Natural Gas_Steam Trap Maintenance_A_Achievable Technical Potential | F2 | Industrial | Other Industrial | New | Space Heating | Natural Gas | Steam Trap Maintenance | A | Integrated Unit Summer Peak Savings (kW) | Achievable Technical Potential | 0 | 0 | 0 | 0 | 0 | 0 | 0 | 0 | 0 | 0 | 0 | 0 | 0 | 0 | 0 | 0 | 0 | 0 | 0 | 0 | 0 | 0 | 0 | 0 | 0 | 0 | 0 | 0 | 0 | 0 | 0
F3_Industrial_Other Industrial_New_Space Heating_Natural Gas_Steam Trap Maintenance_A_Achievable Technical Potential | F3 | Industrial | Other Industrial | New | Space Heating | Natural Gas | Steam Trap Maintenance | A | Integrated Unit Winter Peak Savings (kW) | Achievable Technical Potential | 0 | 0 | 0 | 0 | 0 | 0 | 0 | 0 | 0 | 0 | 0 | 0 | 0 | 0 | 0 | 0 | 0 | 0 | 0 | 0 | 0 | 0 | 0 | 0 | 0 | 0 | 0 | 0 | 0 | 0 | 0
F4_Industrial_Other Industrial_New_Space Heating_Natural Gas_Steam Trap Maintenance_A_Achievable Technical Potential | F4 | Industrial | Other Industrial | New | Space Heating | Natural Gas | Steam Trap Maintenance | A | Incremental Energy Savings (MWh or mTherms) | Achievable Technical Potential | 0 | 0 | 0 | 0 | 0 | 0 | 0 | 0 | 0 | 0 | 0 | 0 | 0 | 0 | 0 | 0 | 0 | 0 | 0 | 0 | 0 | 0 | 0 | 0 | 0 | 0 | 0 | 0 | 0 | 0 | 0
F5_Industrial_Other Industrial_New_Space Heating_Natural Gas_Steam Trap Maintenance_A_Achievable Technical Potential | F5 | Industrial | Other Industrial | New | Space Heating | Natural Gas | Steam Trap Maintenance | A | Incremental Summer Peak Savings (MW) | Achievable Technical Potential | 0 | 0 | 0 | 0 | 0 | 0 | 0 | 0 | 0 | 0 | 0 | 0 | 0 | 0 | 0 | 0 | 0 | 0 | 0 | 0 | 0 | 0 | 0 | 0 | 0 | 0 | 0 | 0 | 0 | 0 | 0
F6_Industrial_Other Industrial_New_Space Heating_Natural Gas_Steam Trap Maintenance_A_Achievable Technical Potential | F6 | Industrial | Other Industrial | New | Space Heating | Natural Gas | Steam Trap Maintenance | A | Incremental Winter Peak Savings (MW) | Achievable Technical Potential | 0 | 0 | 0 | 0 | 0 | 0 | 0 | 0 | 0 | 0 | 0 | 0 | 0 | 0 | 0 | 0 | 0 | 0 | 0 | 0 | 0 | 0 | 0 | 0 | 0 | 0 | 0 | 0 | 0 | 0 | 0
F7_Industrial_Other Industrial_New_Space Heating_Natural Gas_Steam Trap Maintenance_A_Achievable Technical Potential | F7 | Industrial | Other Industrial | New | Space Heating | Natural Gas | Steam Trap Maintenance | A | Cumulative Energy Savings (MWh or mTherms) | Achievable Technical Potential | 0 | 0 | 0 | 0 | 0 | 0 | 0 | 0 | 0 | 0 | 0 | 0 | 0 | 0 | 0 | 0 | 0 | 0 | 0 | 0 | 0 | 0 | 0 | 0 | 0 | 0 | 0 | 0 | 0 | 0 | 0
F8_Industrial_Other Industrial_New_Space Heating_Natural Gas_Steam Trap Maintenance_A_Achievable Technical Potential | F8 | Industrial | Other Industrial | New | Space Heating | Natural Gas | Steam Trap Maintenance | A | Cumulative Summer Peak Savings (MW) | Achievable Technical Potential | 0 | 0 | 0 | 0 | 0 | 0 | 0 | 0 | 0 | 0 | 0 | 0 | 0 | 0 | 0 | 0 | 0 | 0 | 0 | 0 | 0 | 0 | 0 | 0 | 0 | 0 | 0 | 0 | 0 | 0 | 0
F9_Industrial_Other Industrial_New_Space Heating_Natural Gas_Steam Trap Maintenance_A_Achievable Technical Potential | F9 | Industrial | Other Industrial | New | Space Heating | Natural Gas | Steam Trap Maintenance | A | Cumulative Winter Peak Savings (MW) | Achievable Technical Potential | 0 | 0 | 0 | 0 | 0 | 0 | 0 | 0 | 0 | 0 | 0 | 0 | 0 | 0 | 0 | 0 | 0 | 0 | 0 | 0 | 0 | 0 | 0 | 0 | 0 | 0 | 0 | 0 | 0 | 0 | 0
F10_Industrial_Other Industrial_New_Space Heating_Natural Gas_Steam Trap Maintenance_A_Achievable Technical Potential | F10 | Industrial | Other Industrial | New | Space Heating | Natural Gas | Steam Trap Maintenance | A | Purchases (Incremental) | Achievable Technical Potential | 0 | 0 | 0 | 0 | 0 | 0 | 0 | 0 | 0 | 0 | 0 | 0 | 0 | 0 | 0 | 0 | 0 | 0 | 0 | 0 | 0 | 0 | 0 | 0 | 0 | 0 | 0 | 0 | 0 | 0 | 0
F11_Industrial_Other Industrial_New_Space Heating_Natural Gas_Steam Trap Maintenance_A_Achievable Technical Potential | F11 | Industrial | Other Industrial | New | Space Heating | Natural Gas | Steam Trap Maintenance | A | Purchases (Cumulative) | Achievable Technical Potential | 0 | 0 | 0 | 0 | 0 | 0 | 0 | 0 | 0 | 0 | 0 | 0 | 0 | 0 | 0 | 0 | 0 | 0 | 0 | 0 | 0 | 0 | 0 | 0 | 0 | 0 | 0 | 0 | 0 | 0 | 0
F1_Industrial_Other Industrial_New_Process_Natural Gas_Steam Trap Maintenance_A_Achievable Technical Potential | F1 | Industrial | Other Industrial | New | Process | Natural Gas | Steam Trap Maintenance | A | Integrated Unit Energy Savings (kWh or therms) | Achievable Technical Potential | 0 | 0 | 0 | 0 | 0 | 1.9974 | 1.9963 | 1.9953 | 1.9946 | 1.9939 | 1.9933 | 1.9929 | 1.9927 | 1.9926 | 1.9926 | 1.9927 | 1.9928 | 1.9929 | 1.993 | 1.9932 | 1.9934 | 1.9937 | 1.9939 | 1.9941 | 1.9943 | 1.9944 | 1.9946 | 1.9947 | 1.9988 | 1.9988 | 1.9988
F2_Industrial_Other Industrial_New_Process_Natural Gas_Steam Trap Maintenance_A_Achievable Technical Potential | F2 | Industrial | Other Industrial | New | Process | Natural Gas | Steam Trap Maintenance | A | Integrated Unit Summer Peak Savings (kW) | Achievable Technical Potential | 0 | 0 | 0 | 0 | 0 | 0 | 0 | 0 | 0 | 0 | 0 | 0 | 0 | 0 | 0 | 0 | 0 | 0 | 0 | 0 | 0 | 0 | 0 | 0 | 0 | 0 | 0 | 0 | 0 | 0 | 0
F3_Industrial_Other Industrial_New_Process_Natural Gas_Steam Trap Maintenance_A_Achievable Technical Potential | F3 | Industrial | Other Industrial | New | Process | Natural Gas | Steam Trap Maintenance | A | Integrated Unit Winter Peak Savings (kW) | Achievable Technical Potential | 0 | 0 | 0 | 0 | 0 | 0 | 0 | 0 | 0 | 0 | 0 | 0 | 0 | 0 | 0 | 0 | 0 | 0 | 0 | 0 | 0 | 0 | 0 | 0 | 0 | 0 | 0 | 0 | 0 | 0 | 0
F4_Industrial_Other Industrial_New_Process_Natural Gas_Steam Trap Maintenance_A_Achievable Technical Potential | F4 | Industrial | Other Industrial | New | Process | Natural Gas | Steam Trap Maintenance | A | Incremental Energy Savings (MWh or mTherms) | Achievable Technical Potential | 0 | 0 | 0 | 0 | 0 | 0 | 0 | 0 | 0 | 0 | 0 | 0 | 0 | 0 | 0 | 0 | 0 | 0 | 0 | 0 | 0 | 0 | 0 | 0 | 0 | 0 | 0 | 0 | 0 | 0 | 0
F5_Industrial_Other Industrial_New_Process_Natural Gas_Steam Trap Maintenance_A_Achievable Technical Potential | F5 | Industrial | Other Industrial | New | Process | Natural Gas | Steam Trap Maintenance | A | Incremental Summer Peak Savings (MW) | Achievable Technical Potential | 0 | 0 | 0 | 0 | 0 | 0 | 0 | 0 | 0 | 0 | 0 | 0 | 0 | 0 | 0 | 0 | 0 | 0 | 0 | 0 | 0 | 0 | 0 | 0 | 0 | 0 | 0 | 0 | 0 | 0 | 0
F6_Industrial_Other Industrial_New_Process_Natural Gas_Steam Trap Maintenance_A_Achievable Technical Potential | F6 | Industrial | Other Industrial | New | Process | Natural Gas | Steam Trap Maintenance | A | Incremental Winter Peak Savings (MW) | Achievable Technical Potential | 0 | 0 | 0 | 0 | 0 | 0 | 0 | 0 | 0 | 0 | 0 | 0 | 0 | 0 | 0 | 0 | 0 | 0 | 0 | 0 | 0 | 0 | 0 | 0 | 0 | 0 | 0 | 0 | 0 | 0 | 0
F7_Industrial_Other Industrial_New_Process_Natural Gas_Steam Trap Maintenance_A_Achievable Technical Potential | F7 | Industrial | Other Industrial | New | Process | Natural Gas | Steam Trap Maintenance | A | Cumulative Energy Savings (MWh or mTherms) | Achievable Technical Potential | 0 | 0 | 0 | 0 | 0 | 0 | 0 | 0 | 0 | 0 | 0 | 0 | 0 | 0 | 0 | 0 | 0 | 0 | 0 | 0 | 0 | 0 | 0 | 0 | 0 | 0 | 0 | 0 | 0 | 0 | 0
F8_Industrial_Other Industrial_New_Process_Natural Gas_Steam Trap Maintenance_A_Achievable Technical Potential | F8 | Industrial | Other Industrial | New | Process | Natural Gas | Steam Trap Maintenance | A | Cumulative Summer Peak Savings (MW) | Achievable Technical Potential | 0 | 0 | 0 | 0 | 0 | 0 | 0 | 0 | 0 | 0 | 0 | 0 | 0 | 0 | 0 | 0 | 0 | 0 | 0 | 0 | 0 | 0 | 0 | 0 | 0 | 0 | 0 | 0 | 0 | 0 | 0
F9_Industrial_Other Industrial_New_Process_Natural Gas_Steam Trap Maintenance_A_Achievable Technical Potential | F9 | Industrial | Other Industrial | New | Process | Natural Gas | Steam Trap Maintenance | A | Cumulative Winter Peak Savings (MW) | Achievable Technical Potential | 0 | 0 | 0 | 0 | 0 | 0 | 0 | 0 | 0 | 0 | 0 | 0 | 0 | 0 | 0 | 0 | 0 | 0 | 0 | 0 | 0 | 0 | 0 | 0 | 0 | 0 | 0 | 0 | 0 | 0 | 0
F10_Industrial_Other Industrial_New_Process_Natural Gas_Steam Trap Maintenance_A_Achievable Technical Potential | F10 | Industrial | Other Industrial | New | Process | Natural Gas | Steam Trap Maintenance | A | Purchases (Incremental) | Achievable Technical Potential | 0 | 0 | 0 | 0 | 0 | 0 | 0 | 0 | 0 | 0 | 0 | 0 | 0 | 0 | 0 | 0 | 0 | 0 | 0 | 0 | 0 | 0 | 0 | 0 | 0 | 0 | 0 | 0 | 0 | 0 | 0
F11_Industrial_Other Industrial_New_Process_Natural Gas_Steam Trap Maintenance_A_Achievable Technical Potential | F11 | Industrial | Other Industrial | New | Process | Natural Gas | Steam Trap Maintenance | A | Purchases (Cumulative) | Achievable Technical Potential | 0 | 0 | 0 | 0 | 0 | 0 | 0 | 0 | 0 | 0 | 0 | 0 | 0 | 0 | 0 | 0 | 0 | 0 | 0 | 0 | 0 | 0 | 0 | 0 | 0 | 0 | 0 | 0 | 0 | 0 | 0
F1_Industrial_Other Industrial_New_Space Heating_Natural Gas_Gas Boiler - High Turndown_A_Achievable Technical Potential | F1 | Industrial | Other Industrial | New | Space Heating | Natural Gas | Gas Boiler - High Turndown | A | Integrated Unit Energy Savings (kWh or therms) | Achievable Technical Potential | 0 | 0 | 0 | 0 | 0 | 0 | 0 | 0 | 0 | 0 | 0 | 0 | 0 | 0 | 0 | 0 | 0 | 0 | 0 | 0 | 0 | 0 | 0 | 0 | 0 | 0 | 0 | 0 | 0 | 0 | 0
F2_Industrial_Other Industrial_New_Space Heating_Natural Gas_Gas Boiler - High Turndown_A_Achievable Technical Potential | F2 | Industrial | Other Industrial | New | Space Heating | Natural Gas | Gas Boiler - High Turndown | A | Integrated Unit Summer Peak Savings (kW) | Achievable Technical Potential | 0 | 0 | 0 | 0 | 0 | 0 | 0 | 0 | 0 | 0 | 0 | 0 | 0 | 0 | 0 | 0 | 0 | 0 | 0 | 0 | 0 | 0 | 0 | 0 | 0 | 0 | 0 | 0 | 0 | 0 | 0
F3_Industrial_Other Industrial_New_Space Heating_Natural Gas_Gas Boiler - High Turndown_A_Achievable Technical Potential | F3 | Industrial | Other Industrial | New | Space Heating | Natural Gas | Gas Boiler - High Turndown | A | Integrated Unit Winter Peak Savings (kW) | Achievable Technical Potential | 0 | 0 | 0 | 0 | 0 | 0 | 0 | 0 | 0 | 0 | 0 | 0 | 0 | 0 | 0 | 0 | 0 | 0 | 0 | 0 | 0 | 0 | 0 | 0 | 0 | 0 | 0 | 0 | 0 | 0 | 0
F4_Industrial_Other Industrial_New_Space Heating_Natural Gas_Gas Boiler - High Turndown_A_Achievable Technical Potential | F4 | Industrial | Other Industrial | New | Space Heating | Natural Gas | Gas Boiler - High Turndown | A | Incremental Energy Savings (MWh or mTherms) | Achievable Technical Potential | 0 | 0 | 0 | 0 | 0 | 0 | 0 | 0 | 0 | 0 | 0 | 0 | 0 | 0 | 0 | 0 | 0 | 0 | 0 | 0 | 0 | 0 | 0 | 0 | 0 | 0 | 0 | 0 | 0 | 0 | 0
F5_Industrial_Other Industrial_New_Space Heating_Natural Gas_Gas Boiler - High Turndown_A_Achievable Technical Potential | F5 | Industrial | Other Industrial | New | Space Heating | Natural Gas | Gas Boiler - High Turndown | A | Incremental Summer Peak Savings (MW) | Achievable Technical Potential | 0 | 0 | 0 | 0 | 0 | 0 | 0 | 0 | 0 | 0 | 0 | 0 | 0 | 0 | 0 | 0 | 0 | 0 | 0 | 0 | 0 | 0 | 0 | 0 | 0 | 0 | 0 | 0 | 0 | 0 | 0
F6_Industrial_Other Industrial_New_Space Heating_Natural Gas_Gas Boiler - High Turndown_A_Achievable Technical Potential | F6 | Industrial | Other Industrial | New | Space Heating | Natural Gas | Gas Boiler - High Turndown | A | Incremental Winter Peak Savings (MW) | Achievable Technical Potential | 0 | 0 | 0 | 0 | 0 | 0 | 0 | 0 | 0 | 0 | 0 | 0 | 0 | 0 | 0 | 0 | 0 | 0 | 0 | 0 | 0 | 0 | 0 | 0 | 0 | 0 | 0 | 0 | 0 | 0 | 0
F7_Industrial_Other Industrial_New_Space Heating_Natural Gas_Gas Boiler - High Turndown_A_Achievable Technical Potential | F7 | Industrial | Other Industrial | New | Space Heating | Natural Gas | Gas Boiler - High Turndown | A | Cumulative Energy Savings (MWh or mTherms) | Achievable Technical Potential | 0 | 0 | 0 | 0 | 0 | 0 | 0 | 0 | 0 | 0 | 0 | 0 | 0 | 0 | 0 | 0 | 0 | 0 | 0 | 0 | 0 | 0 | 0 | 0 | 0 | 0 | 0 | 0 | 0 | 0 | 0
F8_Industrial_Other Industrial_New_Space Heating_Natural Gas_Gas Boiler - High Turndown_A_Achievable Technical Potential | F8 | Industrial | Other Industrial | New | Space Heating | Natural Gas | Gas Boiler - High Turndown | A | Cumulative Summer Peak Savings (MW) | Achievable Technical Potential | 0 | 0 | 0 | 0 | 0 | 0 | 0 | 0 | 0 | 0 | 0 | 0 | 0 | 0 | 0 | 0 | 0 | 0 | 0 | 0 | 0 | 0 | 0 | 0 | 0 | 0 | 0 | 0 | 0 | 0 | 0
F9_Industrial_Other Industrial_New_Space Heating_Natural Gas_Gas Boiler - High Turndown_A_Achievable Technical Potential | F9 | Industrial | Other Industrial | New | Space Heating | Natural Gas | Gas Boiler - High Turndown | A | Cumulative Winter Peak Savings (MW) | Achievable Technical Potential | 0 | 0 | 0 | 0 | 0 | 0 | 0 | 0 | 0 | 0 | 0 | 0 | 0 | 0 | 0 | 0 | 0 | 0 | 0 | 0 | 0 | 0 | 0 | 0 | 0 | 0 | 0 | 0 | 0 | 0 | 0
F10_Industrial_Other Industrial_New_Space Heating_Natural Gas_Gas Boiler - High Turndown_A_Achievable Technical Potential | F10 | Industrial | Other Industrial | New | Space Heating | Natural Gas | Gas Boiler - High Turndown | A | Purchases (Incremental) | Achievable Technical Potential | 0 | 0 | 0 | 0 | 0 | 0 | 0 | 0 | 0 | 0 | 0 | 0 | 0 | 0 | 0 | 0 | 0 | 0 | 0 | 0 | 0 | 0 | 0 | 0 | 0 | 0 | 0 | 0 | 0 | 0 | 0
F11_Industrial_Other Industrial_New_Space Heating_Natural Gas_Gas Boiler - High Turndown_A_Achievable Technical Potential | F11 | Industrial | Other Industrial | New | Space Heating | Natural Gas | Gas Boiler - High Turndown | A | Purchases (Cumulative) | Achievable Technical Potential | 0 | 0 | 0 | 0 | 0 | 0 | 0 | 0 | 0 | 0 | 0 | 0 | 0 | 0 | 0 | 0 | 0 | 0 | 0 | 0 | 0 | 0 | 0 | 0 | 0 | 0 | 0 | 0 | 0 | 0 | 0
F1_Industrial_Other Industrial_New_Process_Natural Gas_Gas Boiler - High Turndown_A_Achievable Technical Potential | F1 | Industrial | Other Industrial | New | Process | Natural Gas | Gas Boiler - High Turndown | A | Integrated Unit Energy Savings (kWh or therms) | Achievable Technical Potential | 0 | 0 | 0 | 0 | 0 | 2.1158 | 2.1108 | 2.1063 | 2.1022 | 2.0982 | 2.0954 | 2.093 | 2.091 | 2.0893 | 2.088 | 2.087 | 2.0863 | 2.0859 | 2.0856 | 2.0854 | 2.0854 | 2.0854 | 2.0853 | 2.0852 | 2.0851 | 2.0865 | 2.0877 | 2.0889 | 2.1216 | 2.1216 | 2.1216
F2_Industrial_Other Industrial_New_Process_Natural Gas_Gas Boiler - High Turndown_A_Achievable Technical Potential | F2 | Industrial | Other Industrial | New | Process | Natural Gas | Gas Boiler - High Turndown | A | Integrated Unit Summer Peak Savings (kW) | Achievable Technical Potential | 0 | 0 | 0 | 0 | 0 | 0 | 0 | 0 | 0 | 0 | 0 | 0 | 0 | 0 | 0 | 0 | 0 | 0 | 0 | 0 | 0 | 0 | 0 | 0 | 0 | 0 | 0 | 0 | 0 | 0 | 0
F3_Industrial_Other Industrial_New_Process_Natural Gas_Gas Boiler - High Turndown_A_Achievable Technical Potential | F3 | Industrial | Other Industrial | New | Process | Natural Gas | Gas Boiler - High Turndown | A | Integrated Unit Winter Peak Savings (kW) | Achievable Technical Potential | 0 | 0 | 0 | 0 | 0 | 0 | 0 | 0 | 0 | 0 | 0 | 0 | 0 | 0 | 0 | 0 | 0 | 0 | 0 | 0 | 0 | 0 | 0 | 0 | 0 | 0 | 0 | 0 | 0 | 0 | 0
F4_Industrial_Other Industrial_New_Process_Natural Gas_Gas Boiler - High Turndown_A_Achievable Technical Potential | F4 | Industrial | Other Industrial | New | Process | Natural Gas | Gas Boiler - High Turndown | A | Incremental Energy Savings (MWh or mTherms) | Achievable Technical Potential | 0 | 0 | 0 | 0 | 0 | 0.038525 | 0.045535 | 0.052519 | 0.059441 | 0.066345 | 0.065942 | 0.057673 | 0.050062 | 0.043184 | 0.037016 | 0.031598 | 0.026854 | 0.022746 | 0.019202 | 0.01616 | 0.037972 | 0.044987 | 0.051996 | 0.058962 | 0.06593 | 0.06566 | 0.057527 | 0.050012 | 0.043852 | 0.037612 | 0.032122
F5_Industrial_Other Industrial_New_Process_Natural Gas_Gas Boiler - High Turndown_A_Achievable Technical Potential | F5 | Industrial | Other Industrial | New | Process | Natural Gas | Gas Boiler - High Turndown | A | Incremental Summer Peak Savings (MW) | Achievable Technical Potential | 0 | 0 | 0 | 0 | 0 | 0 | 0 | 0 | 0 | 0 | 0 | 0 | 0 | 0 | 0 | 0 | 0 | 0 | 0 | 0 | 0 | 0 | 0 | 0 | 0 | 0 | 0 | 0 | 0 | 0 | 0
F6_Industrial_Other Industrial_New_Process_Natural Gas_Gas Boiler - High Turndown_A_Achievable Technical Potential | F6 | Industrial | Other Industrial | New | Process | Natural Gas | Gas Boiler - High Turndown | A | Incremental Winter Peak Savings (MW) | Achievable Technical Potential | 0 | 0 | 0 | 0 | 0 | 0 | 0 | 0 | 0 | 0 | 0 | 0 | 0 | 0 | 0 | 0 | 0 | 0 | 0 | 0 | 0 | 0 | 0 | 0 | 0 | 0 | 0 | 0 | 0 | 0 | 0
F7_Industrial_Other Industrial_New_Process_Natural Gas_Gas Boiler - High Turndown_A_Achievable Technical Potential | F7 | Industrial | Other Industrial | New | Process | Natural Gas | Gas Boiler - High Turndown | A | Cumulative Energy Savings (MWh or mTherms) | Achievable Technical Potential | 0 | 0 | 0 | 0 | 0 | 0.038525 | 0.083969 | 0.13631 | 0.19548 | 0.26146 | 0.32705 | 0.38435 | 0.43405 | 0.47688 | 0.51359 | 0.54495 | 0.57162 | 0.59425 | 0.61338 | 0.62948 | 0.62946 | 0.62947 | 0.62945 | 0.62942 | 0.62938 | 0.62979 | 0.63017 | 0.63052 | 0 | 0 | 0
F8_Industrial_Other Industrial_New_Process_Natural Gas_Gas Boiler - High Turndown_A_Achievable Technical Potential | F8 | Industrial | Other Industrial | New | Process | Natural Gas | Gas Boiler - High Turndown | A | Cumulative Summer Peak Savings (MW) | Achievable Technical Potential | 0 | 0 | 0 | 0 | 0 | 0 | 0 | 0 | 0 | 0 | 0 | 0 | 0 | 0 | 0 | 0 | 0 | 0 | 0 | 0 | 0 | 0 | 0 | 0 | 0 | 0 | 0 | 0 | 0 | 0 | 0
F9_Industrial_Other Industrial_New_Process_Natural Gas_Gas Boiler - High Turndown_A_Achievable Technical Potential | F9 | Industrial | Other Industrial | New | Process | Natural Gas | Gas Boiler - High Turndown | A | Cumulative Winter Peak Savings (MW) | Achievable Technical Potential | 0 | 0 | 0 | 0 | 0 | 0 | 0 | 0 | 0 | 0 | 0 | 0 | 0 | 0 | 0 | 0 | 0 | 0 | 0 | 0 | 0 | 0 | 0 | 0 | 0 | 0 | 0 | 0 | 0 | 0 | 0
F10_Industrial_Other Industrial_New_Process_Natural Gas_Gas Boiler - High Turndown_A_Achievable Technical Potential | F10 | Industrial | Other Industrial | New | Process | Natural Gas | Gas Boiler - High Turndown | A | Purchases (Incremental) | Achievable Technical Potential | 0 | 0 | 0 | 0 | 0 | 18.2087 | 21.5724 | 24.9342 | 28.2761 | 31.6199 | 31.4698 | 27.5548 | 23.9417 | 20.6687 | 17.7279 | 15.1403 | 12.8714 | 10.9044 | 9.207 | 7.7489 | 18.2087 | 21.5724 | 24.9342 | 28.2761 | 31.6199 | 31.4698 | 27.5548 | 23.9417 | 20.6687 | 17.7279 | 15.1403
F11_Industrial_Other Industrial_New_Process_Natural Gas_Gas Boiler - High Turndown_A_Achievable Technical Potential | F11 | Industrial | Other Industrial | New | Process | Natural Gas | Gas Boiler - High Turndown | A | Purchases (Cumulative) | Achievable Technical Potential | 0 | 0 | 0 | 0 | 0 | 18.2087 | 39.7811 | 64.7152 | 92.9914 | 124.6113 | 156.0811 | 183.6358 | 207.5776 | 228.2462 | 245.9741 | 261.1144 | 273.9858 | 284.8902 | 294.0972 | 301.8461 | 301.8461 | 301.8461 | 301.8461 | 301.8461 | 301.8461 | 301.8461 | 301.8461 | 301.8461 | 301.8461 | 301.8461 | 301.8461
F1_Industrial_Other Industrial_New_Space Heating_Natural Gas_Gas Boiler - Burner Control Optimization_A_Achievable Technical Potential | F1 | Industrial | Other Industrial | New | Space Heating | Natural Gas | Gas Boiler - Burner Control Optimization | A | Integrated Unit Energy Savings (kWh or therms) | Achievable Technical Potential | 0 | 0 | 0 | 0 | 0 | 0 | 0 | 0 | 0 | 0 | 0 | 0 | 0 | 0 | 0 | 0 | 0 | 0 | 0 | 0 | 0 | 0 | 0 | 0 | 0 | 0 | 0 | 0 | 0 | 0 | 0
F2_Industrial_Other Industrial_New_Space Heating_Natural Gas_Gas Boiler - Burner Control Optimization_A_Achievable Technical Potential | F2 | Industrial | Other Industrial | New | Space Heating | Natural Gas | Gas Boiler - Burner Control Optimization | A | Integrated Unit Summer Peak Savings (kW) | Achievable Technical Potential | 0 | 0 | 0 | 0 | 0 | 0 | 0 | 0 | 0 | 0 | 0 | 0 | 0 | 0 | 0 | 0 | 0 | 0 | 0 | 0 | 0 | 0 | 0 | 0 | 0 | 0 | 0 | 0 | 0 | 0 | 0
F3_Industrial_Other Industrial_New_Space Heating_Natural Gas_Gas Boiler - Burner Control Optimization_A_Achievable Technical Potential | F3 | Industrial | Other Industrial | New | Space Heating | Natural Gas | Gas Boiler - Burner Control Optimization | A | Integrated Unit Winter Peak Savings (kW) | Achievable Technical Potential | 0 | 0 | 0 | 0 | 0 | 0 | 0 | 0 | 0 | 0 | 0 | 0 | 0 | 0 | 0 | 0 | 0 | 0 | 0 | 0 | 0 | 0 | 0 | 0 | 0 | 0 | 0 | 0 | 0 | 0 | 0
F4_Industrial_Other Industrial_New_Space Heating_Natural Gas_Gas Boiler - Burner Control Optimization_A_Achievable Technical Potential | F4 | Industrial | Other Industrial | New | Space Heating | Natural Gas | Gas Boiler - Burner Control Optimization | A | Incremental Energy Savings (MWh or mTherms) | Achievable Technical Potential | 0 | 0 | 0 | 0 | 0 | 0 | 0 | 0 | 0 | 0 | 0 | 0 | 0 | 0 | 0 | 0 | 0 | 0 | 0 | 0 | 0 | 0 | 0 | 0 | 0 | 0 | 0 | 0 | 0 | 0 | 0
F5_Industrial_Other Industrial_New_Space Heating_Natural Gas_Gas Boiler - Burner Control Optimization_A_Achievable Technical Potential | F5 | Industrial | Other Industrial | New | Space Heating | Natural Gas | Gas Boiler - Burner Control Optimization | A | Incremental Summer Peak Savings (MW) | Achievable Technical Potential | 0 | 0 | 0 | 0 | 0 | 0 | 0 | 0 | 0 | 0 | 0 | 0 | 0 | 0 | 0 | 0 | 0 | 0 | 0 | 0 | 0 | 0 | 0 | 0 | 0 | 0 | 0 | 0 | 0 | 0 | 0
F6_Industrial_Other Industrial_New_Space Heating_Natural Gas_Gas Boiler - Burner Control Optimization_A_Achievable Technical Potential | F6 | Industrial | Other Industrial | New | Space Heating | Natural Gas | Gas Boiler - Burner Control Optimization | A | Incremental Winter Peak Savings (MW) | Achievable Technical Potential | 0 | 0 | 0 | 0 | 0 | 0 | 0 | 0 | 0 | 0 | 0 | 0 | 0 | 0 | 0 | 0 | 0 | 0 | 0 | 0 | 0 | 0 | 0 | 0 | 0 | 0 | 0 | 0 | 0 | 0 | 0
F7_Industrial_Other Industrial_New_Space Heating_Natural Gas_Gas Boiler - Burner Control Optimization_A_Achievable Technical Potential | F7 | Industrial | Other Industrial | New | Space Heating | Natural Gas | Gas Boiler - Burner Control Optimization | A | Cumulative Energy Savings (MWh or mTherms) | Achievable Technical Potential | 0 | 0 | 0 | 0 | 0 | 0 | 0 | 0 | 0 | 0 | 0 | 0 | 0 | 0 | 0 | 0 | 0 | 0 | 0 | 0 | 0 | 0 | 0 | 0 | 0 | 0 | 0 | 0 | 0 | 0 | 0
F8_Industrial_Other Industrial_New_Space Heating_Natural Gas_Gas Boiler - Burner Control Optimization_A_Achievable Technical Potential | F8 | Industrial | Other Industrial | New | Space Heating | Natural Gas | Gas Boiler - Burner Control Optimization | A | Cumulative Summer Peak Savings (MW) | Achievable Technical Potential | 0 | 0 | 0 | 0 | 0 | 0 | 0 | 0 | 0 | 0 | 0 | 0 | 0 | 0 | 0 | 0 | 0 | 0 | 0 | 0 | 0 | 0 | 0 | 0 | 0 | 0 | 0 | 0 | 0 | 0 | 0
F9_Industrial_Other Industrial_New_Space Heating_Natural Gas_Gas Boiler - Burner Control Optimization_A_Achievable Technical Potential | F9 | Industrial | Other Industrial | New | Space Heating | Natural Gas | Gas Boiler - Burner Control Optimization | A | Cumulative Winter Peak Savings (MW) | Achievable Technical Potential | 0 | 0 | 0 | 0 | 0 | 0 | 0 | 0 | 0 | 0 | 0 | 0 | 0 | 0 | 0 | 0 | 0 | 0 | 0 | 0 | 0 | 0 | 0 | 0 | 0 | 0 | 0 | 0 | 0 | 0 | 0
F10_Industrial_Other Industrial_New_Space Heating_Natural Gas_Gas Boiler - Burner Control Optimization_A_Achievable Technical Potential | F10 | Industrial | Other Industrial | New | Space Heating | Natural Gas | Gas Boiler - Burner Control Optimization | A | Purchases (Incremental) | Achievable Technical Potential | 0 | 0 | 0 | 0 | 0 | 0 | 0 | 0 | 0 | 0 | 0 | 0 | 0 | 0 | 0 | 0 | 0 | 0 | 0 | 0 | 0 | 0 | 0 | 0 | 0 | 0 | 0 | 0 | 0 | 0 | 0
F11_Industrial_Other Industrial_New_Space Heating_Natural Gas_Gas Boiler - Burner Control Optimization_A_Achievable Technical Potential | F11 | Industrial | Other Industrial | New | Space Heating | Natural Gas | Gas Boiler - Burner Control Optimization | A | Purchases (Cumulative) | Achievable Technical Potential | 0 | 0 | 0 | 0 | 0 | 0 | 0 | 0 | 0 | 0 | 0 | 0 | 0 | 0 | 0 | 0 | 0 | 0 | 0 | 0 | 0 | 0 | 0 | 0 | 0 | 0 | 0 | 0 | 0 | 0 | 0
F1_Industrial_Other Industrial_New_Process_Natural Gas_Gas Boiler - Burner Control Optimization_A_Achievable Technical Potential | F1 | Industrial | Other Industrial | New | Process | Natural Gas | Gas Boiler - Burner Control Optimization | A | Integrated Unit Energy Savings (kWh or therms) | Achievable Technical Potential | 0 | 0 | 0 | 0 | 0 | 0.61343 | 0.61187 | 0.61047 | 0.60918 | 0.60794 | 0.60706 | 0.60632 | 0.60571 | 0.60521 | 0.60482 | 0.60454 | 0.60435 | 0.60424 | 0.60417 | 0.60413 | 0.60415 | 0.60418 | 0.60419 | 0.60418 | 0.60416 | 0.60458 | 0.60496 | 0.60532 | 0.61528 | 0.61528 | 0.61528
F2_Industrial_Other Industrial_New_Process_Natural Gas_Gas Boiler - Burner Control Optimization_A_Achievable Technical Potential | F2 | Industrial | Other Industrial | New | Process | Natural Gas | Gas Boiler - Burner Control Optimization | A | Integrated Unit Summer Peak Savings (kW) | Achievable Technical Potential | 0 | 0 | 0 | 0 | 0 | 0 | 0 | 0 | 0 | 0 | 0 | 0 | 0 | 0 | 0 | 0 | 0 | 0 | 0 | 0 | 0 | 0 | 0 | 0 | 0 | 0 | 0 | 0 | 0 | 0 | 0
F3_Industrial_Other Industrial_New_Process_Natural Gas_Gas Boiler - Burner Control Optimization_A_Achievable Technical Potential | F3 | Industrial | Other Industrial | New | Process | Natural Gas | Gas Boiler - Burner Control Optimization | A | Integrated Unit Winter Peak Savings (kW) | Achievable Technical Potential | 0 | 0 | 0 | 0 | 0 | 0 | 0 | 0 | 0 | 0 | 0 | 0 | 0 | 0 | 0 | 0 | 0 | 0 | 0 | 0 | 0 | 0 | 0 | 0 | 0 | 0 | 0 | 0 | 0 | 0 | 0
F4_Industrial_Other Industrial_New_Process_Natural Gas_Gas Boiler - Burner Control Optimization_A_Achievable Technical Potential | F4 | Industrial | Other Industrial | New | Process | Natural Gas | Gas Boiler - Burner Control Optimization | A | Incremental Energy Savings (MWh or mTherms) | Achievable Technical Potential | 0 | 0 | 0 | 0 | 0 | 0.0030131 | 0.005597 | 0.012909 | 0.025564 | 0.044378 | 0.068605 | 0.09545 | 0.12082 | 0.1403 | 0.15032 | 0.14971 | 0.13916 | 0.12134 | 0.099596 | 0.0772 | 0.056718 | 0.039591 | 0.026321 | 0.016704 | 0.011771 | 0.012784 | 0.025387 | 0.044187 | 0.069534 | 0.096861 | 0.12273
F5_Industrial_Other Industrial_New_Process_Natural Gas_Gas Boiler - Burner Control Optimization_A_Achievable Technical Potential | F5 | Industrial | Other Industrial | New | Process | Natural Gas | Gas Boiler - Burner Control Optimization | A | Incremental Summer Peak Savings (MW) | Achievable Technical Potential | 0 | 0 | 0 | 0 | 0 | 0 | 0 | 0 | 0 | 0 | 0 | 0 | 0 | 0 | 0 | 0 | 0 | 0 | 0 | 0 | 0 | 0 | 0 | 0 | 0 | 0 | 0 | 0 | 0 | 0 | 0
F6_Industrial_Other Industrial_New_Process_Natural Gas_Gas Boiler - Burner Control Optimization_A_Achievable Technical Potential | F6 | Industrial | Other Industrial | New | Process | Natural Gas | Gas Boiler - Burner Control Optimization | A | Incremental Winter Peak Savings (MW) | Achievable Technical Potential | 0 | 0 | 0 | 0 | 0 | 0 | 0 | 0 | 0 | 0 | 0 | 0 | 0 | 0 | 0 | 0 | 0 | 0 | 0 | 0 | 0 | 0 | 0 | 0 | 0 | 0 | 0 | 0 | 0 | 0 | 0
F7_Industrial_Other Industrial_New_Process_Natural Gas_Gas Boiler - Burner Control Optimization_A_Achievable Technical Potential | F7 | Industrial | Other Industrial | New | Process | Natural Gas | Gas Boiler - Burner Control Optimization | A | Cumulative Energy Savings (MWh or mTherms) | Achievable Technical Potential | 0 | 0 | 0 | 0 | 0 | 0.0030131 | 0.0086024 | 0.021491 | 0.04701 | 0.091292 | 0.15976 | 0.25502 | 0.37559 | 0.51558 | 0.66556 | 0.81496 | 0.95387 | 1.075 | 1.1745 | 1.2516 | 1.3084 | 1.348 | 1.3744 | 1.3881 | 1.3943 | 1.3953 | 1.3961 | 1.397 | 0 | 0 | 0
F8_Industrial_Other Industrial_New_Process_Natural Gas_Gas Boiler - Burner Control Optimization_A_Achievable Technical Potential | F8 | Industrial | Other Industrial | New | Process | Natural Gas | Gas Boiler - Burner Control Optimization | A | Cumulative Summer Peak Savings (MW) | Achievable Technical Potential | 0 | 0 | 0 | 0 | 0 | 0 | 0 | 0 | 0 | 0 | 0 | 0 | 0 | 0 | 0 | 0 | 0 | 0 | 0 | 0 | 0 | 0 | 0 | 0 | 0 | 0 | 0 | 0 | 0 | 0 | 0
F9_Industrial_Other Industrial_New_Process_Natural Gas_Gas Boiler - Burner Control Optimization_A_Achievable Technical Potential | F9 | Industrial | Other Industrial | New | Process | Natural Gas | Gas Boiler - Burner Control Optimization | A | Cumulative Winter Peak Savings (MW) | Achievable Technical Potential | 0 | 0 | 0 | 0 | 0 | 0 | 0 | 0 | 0 | 0 | 0 | 0 | 0 | 0 | 0 | 0 | 0 | 0 | 0 | 0 | 0 | 0 | 0 | 0 | 0 | 0 | 0 | 0 | 0 | 0 | 0
F10_Industrial_Other Industrial_New_Process_Natural Gas_Gas Boiler - Burner Control Optimization_A_Achievable Technical Potential | F10 | Industrial | Other Industrial | New | Process | Natural Gas | Gas Boiler - Burner Control Optimization | A | Purchases (Incremental) | Achievable Technical Potential | 0 | 0 | 0 | 0 | 0 | 4.9119 | 9.1473 | 21.1456 | 41.9646 | 72.9977 | 113.013 | 157.4259 | 199.4767 | 231.816 | 248.541 | 247.6412 | 230.2662 | 200.8161 | 164.8461 | 127.7866 | 93.8806 | 65.5281 | 43.5641 | 27.6479 | 19.4829 | 21.1456 | 41.9646 | 72.9977 | 113.013 | 157.4259 | 199.4767
F11_Industrial_Other Industrial_New_Process_Natural Gas_Gas Boiler - Burner Control Optimization_A_Achievable Technical Potential | F11 | Industrial | Other Industrial | New | Process | Natural Gas | Gas Boiler - Burner Control Optimization | A | Purchases (Cumulative) | Achievable Technical Potential | 0 | 0 | 0 | 0 | 0 | 4.9119 | 14.0592 | 35.2048 | 77.1694 | 150.1671 | 263.1801 | 420.6061 | 620.0828 | 851.8987 | 1100.4397 | 1348.0809 | 1578.3471 | 1779.1633 | 1944.0094 | 2071.7959 | 2165.6765 | 2231.2046 | 2274.7687 | 2297.5047 | 2307.8403 | 2307.8403 | 2307.8403 | 2307.8403 | 2307.8403 | 2307.8403 | 2307.8403
F1_Industrial_Other Industrial_New_Space Heating_Natural Gas_HVAC - Demand Controlled Ventilation_A_Achievable Technical Potential | F1 | Industrial | Other Industrial | New | Space Heating | Natural Gas | HVAC - Demand Controlled Ventilation | A | Integrated Unit Energy Savings (kWh or therms) | Achievable Technical Potential | 0 | 0 | 0 | 0 | 0 | 0 | 0 | 0 | 0 | 0 | 0 | 0 | 0 | 0 | 0 | 0 | 0 | 0 | 0 | 0 | 0 | 0 | 0 | 0 | 0 | 0 | 0 | 0 | 0 | 0 | 0
F2_Industrial_Other Industrial_New_Space Heating_Natural Gas_HVAC - Demand Controlled Ventilation_A_Achievable Technical Potential | F2 | Industrial | Other Industrial | New | Space Heating | Natural Gas | HVAC - Demand Controlled Ventilation | A | Integrated Unit Summer Peak Savings (kW) | Achievable Technical Potential | 0 | 0 | 0 | 0 | 0 | 0 | 0 | 0 | 0 | 0 | 0 | 0 | 0 | 0 | 0 | 0 | 0 | 0 | 0 | 0 | 0 | 0 | 0 | 0 | 0 | 0 | 0 | 0 | 0 | 0 | 0
F3_Industrial_Other Industrial_New_Space Heating_Natural Gas_HVAC - Demand Controlled Ventilation_A_Achievable Technical Potential | F3 | Industrial | Other Industrial | New | Space Heating | Natural Gas | HVAC - Demand Controlled Ventilation | A | Integrated Unit Winter Peak Savings (kW) | Achievable Technical Potential | 0 | 0 | 0 | 0 | 0 | 0 | 0 | 0 | 0 | 0 | 0 | 0 | 0 | 0 | 0 | 0 | 0 | 0 | 0 | 0 | 0 | 0 | 0 | 0 | 0 | 0 | 0 | 0 | 0 | 0 | 0
F4_Industrial_Other Industrial_New_Space Heating_Natural Gas_HVAC - Demand Controlled Ventilation_A_Achievable Technical Potential | F4 | Industrial | Other Industrial | New | Space Heating | Natural Gas | HVAC - Demand Controlled Ventilation | A | Incremental Energy Savings (MWh or mTherms) | Achievable Technical Potential | 0 | 0 | 0 | 0 | 0 | 0 | 0 | 0 | 0 | 0 | 0 | 0 | 0 | 0 | 0 | 0 | 0 | 0 | 0 | 0 | 0 | 0 | 0 | 0 | 0 | 0 | 0 | 0 | 0 | 0 | 0
F5_Industrial_Other Industrial_New_Space Heating_Natural Gas_HVAC - Demand Controlled Ventilation_A_Achievable Technical Potential | F5 | Industrial | Other Industrial | New | Space Heating | Natural Gas | HVAC - Demand Controlled Ventilation | A | Incremental Summer Peak Savings (MW) | Achievable Technical Potential | 0 | 0 | 0 | 0 | 0 | 0 | 0 | 0 | 0 | 0 | 0 | 0 | 0 | 0 | 0 | 0 | 0 | 0 | 0 | 0 | 0 | 0 | 0 | 0 | 0 | 0 | 0 | 0 | 0 | 0 | 0
F6_Industrial_Other Industrial_New_Space Heating_Natural Gas_HVAC - Demand Controlled Ventilation_A_Achievable Technical Potential | F6 | Industrial | Other Industrial | New | Space Heating | Natural Gas | HVAC - Demand Controlled Ventilation | A | Incremental Winter Peak Savings (MW) | Achievable Technical Potential | 0 | 0 | 0 | 0 | 0 | 0 | 0 | 0 | 0 | 0 | 0 | 0 | 0 | 0 | 0 | 0 | 0 | 0 | 0 | 0 | 0 | 0 | 0 | 0 | 0 | 0 | 0 | 0 | 0 | 0 | 0
F7_Industrial_Other Industrial_New_Space Heating_Natural Gas_HVAC - Demand Controlled Ventilation_A_Achievable Technical Potential | F7 | Industrial | Other Industrial | New | Space Heating | Natural Gas | HVAC - Demand Controlled Ventilation | A | Cumulative Energy Savings (MWh or mTherms) | Achievable Technical Potential | 0 | 0 | 0 | 0 | 0 | 0 | 0 | 0 | 0 | 0 | 0 | 0 | 0 | 0 | 0 | 0 | 0 | 0 | 0 | 0 | 0 | 0 | 0 | 0 | 0 | 0 | 0 | 0 | 0 | 0 | 0
F8_Industrial_Other Industrial_New_Space Heating_Natural Gas_HVAC - Demand Controlled Ventilation_A_Achievable Technical Potential | F8 | Industrial | Other Industrial | New | Space Heating | Natural Gas | HVAC - Demand Controlled Ventilation | A | Cumulative Summer Peak Savings (MW) | Achievable Technical Potential | 0 | 0 | 0 | 0 | 0 | 0 | 0 | 0 | 0 | 0 | 0 | 0 | 0 | 0 | 0 | 0 | 0 | 0 | 0 | 0 | 0 | 0 | 0 | 0 | 0 | 0 | 0 | 0 | 0 | 0 | 0
F9_Industrial_Other Industrial_New_Space Heating_Natural Gas_HVAC - Demand Controlled Ventilation_A_Achievable Technical Potential | F9 | Industrial | Other Industrial | New | Space Heating | Natural Gas | HVAC - Demand Controlled Ventilation | A | Cumulative Winter Peak Savings (MW) | Achievable Technical Potential | 0 | 0 | 0 | 0 | 0 | 0 | 0 | 0 | 0 | 0 | 0 | 0 | 0 | 0 | 0 | 0 | 0 | 0 | 0 | 0 | 0 | 0 | 0 | 0 | 0 | 0 | 0 | 0 | 0 | 0 | 0
F10_Industrial_Other Industrial_New_Space Heating_Natural Gas_HVAC - Demand Controlled Ventilation_A_Achievable Technical Potential | F10 | Industrial | Other Industrial | New | Space Heating | Natural Gas | HVAC - Demand Controlled Ventilation | A | Purchases (Incremental) | Achievable Technical Potential | 0 | 0 | 0 | 0 | 0 | 0 | 0 | 0 | 0 | 0 | 0 | 0 | 0 | 0 | 0 | 0 | 0 | 0 | 0 | 0 | 0 | 0 | 0 | 0 | 0 | 0 | 0 | 0 | 0 | 0 | 0
F11_Industrial_Other Industrial_New_Space Heating_Natural Gas_HVAC - Demand Controlled Ventilation_A_Achievable Technical Potential | F11 | Industrial | Other Industrial | New | Space Heating | Natural Gas | HVAC - Demand Controlled Ventilation | A | Purchases (Cumulative) | Achievable Technical Potential | 0 | 0 | 0 | 0 | 0 | 0 | 0 | 0 | 0 | 0 | 0 | 0 | 0 | 0 | 0 | 0 | 0 | 0 | 0 | 0 | 0 | 0 | 0 | 0 | 0 | 0 | 0 | 0 | 0 | 0 | 0
F1_Industrial_Other Industrial_New_Space Heating_Natural Gas_Gas Boiler - Stack Economizer_A_Achievable Technical Potential | F1 | Industrial | Other Industrial | New | Space Heating | Natural Gas | Gas Boiler - Stack Economizer | A | Integrated Unit Energy Savings (kWh or therms) | Achievable Technical Potential | 0 | 0 | 0 | 0 | 0 | 0 | 0 | 0 | 0 | 0 | 0 | 0 | 0 | 0 | 0 | 0 | 0 | 0 | 0 | 0 | 0 | 0 | 0 | 0 | 0 | 0 | 0 | 0 | 0 | 0 | 0
F2_Industrial_Other Industrial_New_Space Heating_Natural Gas_Gas Boiler - Stack Economizer_A_Achievable Technical Potential | F2 | Industrial | Other Industrial | New | Space Heating | Natural Gas | Gas Boiler - Stack Economizer | A | Integrated Unit Summer Peak Savings (kW) | Achievable Technical Potential | 0 | 0 | 0 | 0 | 0 | 0 | 0 | 0 | 0 | 0 | 0 | 0 | 0 | 0 | 0 | 0 | 0 | 0 | 0 | 0 | 0 | 0 | 0 | 0 | 0 | 0 | 0 | 0 | 0 | 0 | 0
F3_Industrial_Other Industrial_New_Space Heating_Natural Gas_Gas Boiler - Stack Economizer_A_Achievable Technical Potential | F3 | Industrial | Other Industrial | New | Space Heating | Natural Gas | Gas Boiler - Stack Economizer | A | Integrated Unit Winter Peak Savings (kW) | Achievable Technical Potential | 0 | 0 | 0 | 0 | 0 | 0 | 0 | 0 | 0 | 0 | 0 | 0 | 0 | 0 | 0 | 0 | 0 | 0 | 0 | 0 | 0 | 0 | 0 | 0 | 0 | 0 | 0 | 0 | 0 | 0 | 0
F4_Industrial_Other Industrial_New_Space Heating_Natural Gas_Gas Boiler - Stack Economizer_A_Achievable Technical Potential | F4 | Industrial | Other Industrial | New | Space Heating | Natural Gas | Gas Boiler - Stack Economizer | A | Incremental Energy Savings (MWh or mTherms) | Achievable Technical Potential | 0 | 0 | 0 | 0 | 0 | 0 | 0 | 0 | 0 | 0 | 0 | 0 | 0 | 0 | 0 | 0 | 0 | 0 | 0 | 0 | 0 | 0 | 0 | 0 | 0 | 0 | 0 | 0 | 0 | 0 | 0
F5_Industrial_Other Industrial_New_Space Heating_Natural Gas_Gas Boiler - Stack Economizer_A_Achievable Technical Potential | F5 | Industrial | Other Industrial | New | Space Heating | Natural Gas | Gas Boiler - Stack Economizer | A | Incremental Summer Peak Savings (MW) | Achievable Technical Potential | 0 | 0 | 0 | 0 | 0 | 0 | 0 | 0 | 0 | 0 | 0 | 0 | 0 | 0 | 0 | 0 | 0 | 0 | 0 | 0 | 0 | 0 | 0 | 0 | 0 | 0 | 0 | 0 | 0 | 0 | 0
F6_Industrial_Other Industrial_New_Space Heating_Natural Gas_Gas Boiler - Stack Economizer_A_Achievable Technical Potential | F6 | Industrial | Other Industrial | New | Space Heating | Natural Gas | Gas Boiler - Stack Economizer | A | Incremental Winter Peak Savings (MW) | Achievable Technical Potential | 0 | 0 | 0 | 0 | 0 | 0 | 0 | 0 | 0 | 0 | 0 | 0 | 0 | 0 | 0 | 0 | 0 | 0 | 0 | 0 | 0 | 0 | 0 | 0 | 0 | 0 | 0 | 0 | 0 | 0 | 0
F7_Industrial_Other Industrial_New_Space Heating_Natural Gas_Gas Boiler - Stack Economizer_A_Achievable Technical Potential | F7 | Industrial | Other Industrial | New | Space Heating | Natural Gas | Gas Boiler - Stack Economizer | A | Cumulative Energy Savings (MWh or mTherms) | Achievable Technical Potential | 0 | 0 | 0 | 0 | 0 | 0 | 0 | 0 | 0 | 0 | 0 | 0 | 0 | 0 | 0 | 0 | 0 | 0 | 0 | 0 | 0 | 0 | 0 | 0 | 0 | 0 | 0 | 0 | 0 | 0 | 0
F8_Industrial_Other Industrial_New_Space Heating_Natural Gas_Gas Boiler - Stack Economizer_A_Achievable Technical Potential | F8 | Industrial | Other Industrial | New | Space Heating | Natural Gas | Gas Boiler - Stack Economizer | A | Cumulative Summer Peak Savings (MW) | Achievable Technical Potential | 0 | 0 | 0 | 0 | 0 | 0 | 0 | 0 | 0 | 0 | 0 | 0 | 0 | 0 | 0 | 0 | 0 | 0 | 0 | 0 | 0 | 0 | 0 | 0 | 0 | 0 | 0 | 0 | 0 | 0 | 0
F9_Industrial_Other Industrial_New_Space Heating_Natural Gas_Gas Boiler - Stack Economizer_A_Achievable Technical Potential | F9 | Industrial | Other Industrial | New | Space Heating | Natural Gas | Gas Boiler - Stack Economizer | A | Cumulative Winter Peak Savings (MW) | Achievable Technical Potential | 0 | 0 | 0 | 0 | 0 | 0 | 0 | 0 | 0 | 0 | 0 | 0 | 0 | 0 | 0 | 0 | 0 | 0 | 0 | 0 | 0 | 0 | 0 | 0 | 0 | 0 | 0 | 0 | 0 | 0 | 0
F10_Industrial_Other Industrial_New_Space Heating_Natural Gas_Gas Boiler - Stack Economizer_A_Achievable Technical Potential | F10 | Industrial | Other Industrial | New | Space Heating | Natural Gas | Gas Boiler - Stack Economizer | A | Purchases (Incremental) | Achievable Technical Potential | 0 | 0 | 0 | 0 | 0 | 0 | 0 | 0 | 0 | 0 | 0 | 0 | 0 | 0 | 0 | 0 | 0 | 0 | 0 | 0 | 0 | 0 | 0 | 0 | 0 | 0 | 0 | 0 | 0 | 0 | 0
F11_Industrial_Other Industrial_New_Space Heating_Natural Gas_Gas Boiler - Stack Economizer_A_Achievable Technical Potential | F11 | Industrial | Other Industrial | New | Space Heating | Natural Gas | Gas Boiler - Stack Economizer | A | Purchases (Cumulative) | Achievable Technical Potential | 0 | 0 | 0 | 0 | 0 | 0 | 0 | 0 | 0 | 0 | 0 | 0 | 0 | 0 | 0 | 0 | 0 | 0 | 0 | 0 | 0 | 0 | 0 | 0 | 0 | 0 | 0 | 0 | 0 | 0 | 0
F1_Industrial_Other Industrial_New_Process_Natural Gas_Gas Boiler - Stack Economizer_A_Achievable Technical Potential | F1 | Industrial | Other Industrial | New | Process | Natural Gas | Gas Boiler - Stack Economizer | A | Integrated Unit Energy Savings (kWh or therms) | Achievable Technical Potential | 0 | 0 | 0 | 0 | 0 | 2.0366 | 2.0364 | 2.0364 | 2.0364 | 2.0365 | 2.0365 | 2.0365 | 2.0365 | 2.0366 | 2.0366 | 2.0366 | 2.0366 | 2.0366 | 2.0366 | 2.0366 | 2.0366 | 2.0366 | 2.0366 | 2.0366 | 2.0367 | 2.0367 | 2.0367 | 2.0367 | 2.0368 | 2.0368 | 2.0368
F2_Industrial_Other Industrial_New_Process_Natural Gas_Gas Boiler - Stack Economizer_A_Achievable Technical Potential | F2 | Industrial | Other Industrial | New | Process | Natural Gas | Gas Boiler - Stack Economizer | A | Integrated Unit Summer Peak Savings (kW) | Achievable Technical Potential | 0 | 0 | 0 | 0 | 0 | 0 | 0 | 0 | 0 | 0 | 0 | 0 | 0 | 0 | 0 | 0 | 0 | 0 | 0 | 0 | 0 | 0 | 0 | 0 | 0 | 0 | 0 | 0 | 0 | 0 | 0
F3_Industrial_Other Industrial_New_Process_Natural Gas_Gas Boiler - Stack Economizer_A_Achievable Technical Potential | F3 | Industrial | Other Industrial | New | Process | Natural Gas | Gas Boiler - Stack Economizer | A | Integrated Unit Winter Peak Savings (kW) | Achievable Technical Potential | 0 | 0 | 0 | 0 | 0 | 0 | 0 | 0 | 0 | 0 | 0 | 0 | 0 | 0 | 0 | 0 | 0 | 0 | 0 | 0 | 0 | 0 | 0 | 0 | 0 | 0 | 0 | 0 | 0 | 0 | 0
F4_Industrial_Other Industrial_New_Process_Natural Gas_Gas Boiler - Stack Economizer_A_Achievable Technical Potential | F4 | Industrial | Other Industrial | New | Process | Natural Gas | Gas Boiler - Stack Economizer | A | Incremental Energy Savings (MWh or mTherms) | Achievable Technical Potential | 0 | 0 | 0 | 0 | 0 | 0.098888 | 0.11715 | 0.1354 | 0.15355 | 0.17171 | 0.1709 | 0.14964 | 0.13002 | 0.11225 | 0.096277 | 0.082225 | 0.069903 | 0.059221 | 0.050003 | 0.042084 | 0.098892 | 0.11716 | 0.13542 | 0.15357 | 0.17173 | 0.17092 | 0.14965 | 0.13003 | 0.11226 | 0.096288 | 0.082233
F5_Industrial_Other Industrial_New_Process_Natural Gas_Gas Boiler - Stack Economizer_A_Achievable Technical Potential | F5 | Industrial | Other Industrial | New | Process | Natural Gas | Gas Boiler - Stack Economizer | A | Incremental Summer Peak Savings (MW) | Achievable Technical Potential | 0 | 0 | 0 | 0 | 0 | 0 | 0 | 0 | 0 | 0 | 0 | 0 | 0 | 0 | 0 | 0 | 0 | 0 | 0 | 0 | 0 | 0 | 0 | 0 | 0 | 0 | 0 | 0 | 0 | 0 | 0
F6_Industrial_Other Industrial_New_Process_Natural Gas_Gas Boiler - Stack Economizer_A_Achievable Technical Potential | F6 | Industrial | Other Industrial | New | Process | Natural Gas | Gas Boiler - Stack Economizer | A | Incremental Winter Peak Savings (MW) | Achievable Technical Potential | 0 | 0 | 0 | 0 | 0 | 0 | 0 | 0 | 0 | 0 | 0 | 0 | 0 | 0 | 0 | 0 | 0 | 0 | 0 | 0 | 0 | 0 | 0 | 0 | 0 | 0 | 0 | 0 | 0 | 0 | 0
F7_Industrial_Other Industrial_New_Process_Natural Gas_Gas Boiler - Stack Economizer_A_Achievable Technical Potential | F7 | Industrial | Other Industrial | New | Process | Natural Gas | Gas Boiler - Stack Economizer | A | Cumulative Energy Savings (MWh or mTherms) | Achievable Technical Potential | 0 | 0 | 0 | 0 | 0 | 0.098888 | 0.21603 | 0.35142 | 0.50498 | 0.67671 | 0.84762 | 0.99727 | 1.1273 | 1.2396 | 1.3358 | 1.4181 | 1.488 | 1.5472 | 1.5972 | 1.6393 | 1.6393 | 1.6393 | 1.6393 | 1.6393 | 1.6393 | 1.6394 | 1.6394 | 1.6394 | 0 | 0 | 0
F8_Industrial_Other Industrial_New_Process_Natural Gas_Gas Boiler - Stack Economizer_A_Achievable Technical Potential | F8 | Industrial | Other Industrial | New | Process | Natural Gas | Gas Boiler - Stack Economizer | A | Cumulative Summer Peak Savings (MW) | Achievable Technical Potential | 0 | 0 | 0 | 0 | 0 | 0 | 0 | 0 | 0 | 0 | 0 | 0 | 0 | 0 | 0 | 0 | 0 | 0 | 0 | 0 | 0 | 0 | 0 | 0 | 0 | 0 | 0 | 0 | 0 | 0 | 0
F9_Industrial_Other Industrial_New_Process_Natural Gas_Gas Boiler - Stack Economizer_A_Achievable Technical Potential | F9 | Industrial | Other Industrial | New | Process | Natural Gas | Gas Boiler - Stack Economizer | A | Cumulative Winter Peak Savings (MW) | Achievable Technical Potential | 0 | 0 | 0 | 0 | 0 | 0 | 0 | 0 | 0 | 0 | 0 | 0 | 0 | 0 | 0 | 0 | 0 | 0 | 0 | 0 | 0 | 0 | 0 | 0 | 0 | 0 | 0 | 0 | 0 | 0 | 0
F10_Industrial_Other Industrial_New_Process_Natural Gas_Gas Boiler - Stack Economizer_A_Achievable Technical Potential | F10 | Industrial | Other Industrial | New | Process | Natural Gas | Gas Boiler - Stack Economizer | A | Purchases (Incremental) | Achievable Technical Potential | 0 | 0 | 0 | 0 | 0 | 48.5566 | 57.5263 | 66.4911 | 75.403 | 84.3198 | 83.9195 | 73.4794 | 63.8446 | 55.1164 | 47.2743 | 40.3742 | 34.3236 | 29.0785 | 24.552 | 20.6637 | 48.5566 | 57.5263 | 66.4911 | 75.403 | 84.3198 | 83.9195 | 73.4794 | 63.8446 | 55.1164 | 47.2743 | 40.3742
F11_Industrial_Other Industrial_New_Process_Natural Gas_Gas Boiler - Stack Economizer_A_Achievable Technical Potential | F11 | Industrial | Other Industrial | New | Process | Natural Gas | Gas Boiler - Stack Economizer | A | Purchases (Cumulative) | Achievable Technical Potential | 0 | 0 | 0 | 0 | 0 | 48.5566 | 106.0829 | 172.5739 | 247.977 | 332.2967 | 416.2162 | 489.6955 | 553.5402 | 608.6566 | 655.9309 | 696.3051 | 730.6287 | 759.7072 | 784.2592 | 804.9229 | 804.9229 | 804.9229 | 804.9229 | 804.9229 | 804.9229 | 804.9229 | 804.9229 | 804.9229 | 804.9229 | 804.9229 | 804.9229
F1_Industrial_Other Industrial_New_Space Heating_Natural Gas_Gas Furnace Tube Inserts_A_Achievable Technical Potential | F1 | Industrial | Other Industrial | New | Space Heating | Natural Gas | Gas Furnace Tube Inserts | A | Integrated Unit Energy Savings (kWh or therms) | Achievable Technical Potential | 0 | 0 | 0 | 0 | 0 | 0 | 0 | 0 | 0 | 0 | 0 | 0 | 0 | 0 | 0 | 0 | 0 | 0 | 0 | 0 | 0 | 0 | 0 | 0 | 0 | 0 | 0 | 0 | 0 | 0 | 0
F2_Industrial_Other Industrial_New_Space Heating_Natural Gas_Gas Furnace Tube Inserts_A_Achievable Technical Potential | F2 | Industrial | Other Industrial | New | Space Heating | Natural Gas | Gas Furnace Tube Inserts | A | Integrated Unit Summer Peak Savings (kW) | Achievable Technical Potential | 0 | 0 | 0 | 0 | 0 | 0 | 0 | 0 | 0 | 0 | 0 | 0 | 0 | 0 | 0 | 0 | 0 | 0 | 0 | 0 | 0 | 0 | 0 | 0 | 0 | 0 | 0 | 0 | 0 | 0 | 0
F3_Industrial_Other Industrial_New_Space Heating_Natural Gas_Gas Furnace Tube Inserts_A_Achievable Technical Potential | F3 | Industrial | Other Industrial | New | Space Heating | Natural Gas | Gas Furnace Tube Inserts | A | Integrated Unit Winter Peak Savings (kW) | Achievable Technical Potential | 0 | 0 | 0 | 0 | 0 | 0 | 0 | 0 | 0 | 0 | 0 | 0 | 0 | 0 | 0 | 0 | 0 | 0 | 0 | 0 | 0 | 0 | 0 | 0 | 0 | 0 | 0 | 0 | 0 | 0 | 0
F4_Industrial_Other Industrial_New_Space Heating_Natural Gas_Gas Furnace Tube Inserts_A_Achievable Technical Potential | F4 | Industrial | Other Industrial | New | Space Heating | Natural Gas | Gas Furnace Tube Inserts | A | Incremental Energy Savings (MWh or mTherms) | Achievable Technical Potential | 0 | 0 | 0 | 0 | 0 | 0 | 0 | 0 | 0 | 0 | 0 | 0 | 0 | 0 | 0 | 0 | 0 | 0 | 0 | 0 | 0 | 0 | 0 | 0 | 0 | 0 | 0 | 0 | 0 | 0 | 0
F5_Industrial_Other Industrial_New_Space Heating_Natural Gas_Gas Furnace Tube Inserts_A_Achievable Technical Potential | F5 | Industrial | Other Industrial | New | Space Heating | Natural Gas | Gas Furnace Tube Inserts | A | Incremental Summer Peak Savings (MW) | Achievable Technical Potential | 0 | 0 | 0 | 0 | 0 | 0 | 0 | 0 | 0 | 0 | 0 | 0 | 0 | 0 | 0 | 0 | 0 | 0 | 0 | 0 | 0 | 0 | 0 | 0 | 0 | 0 | 0 | 0 | 0 | 0 | 0
F6_Industrial_Other Industrial_New_Space Heating_Natural Gas_Gas Furnace Tube Inserts_A_Achievable Technical Potential | F6 | Industrial | Other Industrial | New | Space Heating | Natural Gas | Gas Furnace Tube Inserts | A | Incremental Winter Peak Savings (MW) | Achievable Technical Potential | 0 | 0 | 0 | 0 | 0 | 0 | 0 | 0 | 0 | 0 | 0 | 0 | 0 | 0 | 0 | 0 | 0 | 0 | 0 | 0 | 0 | 0 | 0 | 0 | 0 | 0 | 0 | 0 | 0 | 0 | 0
F7_Industrial_Other Industrial_New_Space Heating_Natural Gas_Gas Furnace Tube Inserts_A_Achievable Technical Potential | F7 | Industrial | Other Industrial | New | Space Heating | Natural Gas | Gas Furnace Tube Inserts | A | Cumulative Energy Savings (MWh or mTherms) | Achievable Technical Potential | 0 | 0 | 0 | 0 | 0 | 0 | 0 | 0 | 0 | 0 | 0 | 0 | 0 | 0 | 0 | 0 | 0 | 0 | 0 | 0 | 0 | 0 | 0 | 0 | 0 | 0 | 0 | 0 | 0 | 0 | 0
F8_Industrial_Other Industrial_New_Space Heating_Natural Gas_Gas Furnace Tube Inserts_A_Achievable Technical Potential | F8 | Industrial | Other Industrial | New | Space Heating | Natural Gas | Gas Furnace Tube Inserts | A | Cumulative Summer Peak Savings (MW) | Achievable Technical Potential | 0 | 0 | 0 | 0 | 0 | 0 | 0 | 0 | 0 | 0 | 0 | 0 | 0 | 0 | 0 | 0 | 0 | 0 | 0 | 0 | 0 | 0 | 0 | 0 | 0 | 0 | 0 | 0 | 0 | 0 | 0
F9_Industrial_Other Industrial_New_Space Heating_Natural Gas_Gas Furnace Tube Inserts_A_Achievable Technical Potential | F9 | Industrial | Other Industrial | New | Space Heating | Natural Gas | Gas Furnace Tube Inserts | A | Cumulative Winter Peak Savings (MW) | Achievable Technical Potential | 0 | 0 | 0 | 0 | 0 | 0 | 0 | 0 | 0 | 0 | 0 | 0 | 0 | 0 | 0 | 0 | 0 | 0 | 0 | 0 | 0 | 0 | 0 | 0 | 0 | 0 | 0 | 0 | 0 | 0 | 0
F10_Industrial_Other Industrial_New_Space Heating_Natural Gas_Gas Furnace Tube Inserts_A_Achievable Technical Potential | F10 | Industrial | Other Industrial | New | Space Heating | Natural Gas | Gas Furnace Tube Inserts | A | Purchases (Incremental) | Achievable Technical Potential | 0 | 0 | 0 | 0 | 0 | 0 | 0 | 0 | 0 | 0 | 0 | 0 | 0 | 0 | 0 | 0 | 0 | 0 | 0 | 0 | 0 | 0 | 0 | 0 | 0 | 0 | 0 | 0 | 0 | 0 | 0
F11_Industrial_Other Industrial_New_Space Heating_Natural Gas_Gas Furnace Tube Inserts_A_Achievable Technical Potential | F11 | Industrial | Other Industrial | New | Space Heating | Natural Gas | Gas Furnace Tube Inserts | A | Purchases (Cumulative) | Achievable Technical Potential | 0 | 0 | 0 | 0 | 0 | 0 | 0 | 0 | 0 | 0 | 0 | 0 | 0 | 0 | 0 | 0 | 0 | 0 | 0 | 0 | 0 | 0 | 0 | 0 | 0 | 0 | 0 | 0 | 0 | 0 | 0
F1_Industrial_Other Industrial_New_Space Heating_Natural Gas_Space Heating - Heat Recovery Ventilator_A_Achievable Technical Potential | F1 | Industrial | Other Industrial | New | Space Heating | Natural Gas | Space Heating - Heat Recovery Ventilator | A | Integrated Unit Energy Savings (kWh or therms) | Achievable Technical Potential | 0 | 0 | 0 | 0 | 0 | 0.012433 | 0.012223 | 0.012047 | 0.011894 | 0.011753 | 0.011624 | 0.01147 | 0.0113 | 0.011126 | 0.01095 | 0.010787 | 0.010637 | 0.010508 | 0.010348 | 0.010225 | 0.010133 | 0.010063 | 0.010027 | 0.010009 | 0.010002 | 0.010004 | 0.010009 | 0.010017 | 0 | 0 | 0
F2_Industrial_Other Industrial_New_Space Heating_Natural Gas_Space Heating - Heat Recovery Ventilator_A_Achievable Technical Potential | F2 | Industrial | Other Industrial | New | Space Heating | Natural Gas | Space Heating - Heat Recovery Ventilator | A | Integrated Unit Summer Peak Savings (kW) | Achievable Technical Potential | 0 | 0 | 0 | 0 | 0 | 0 | 0 | 0 | 0 | 0 | 0 | 0 | 0 | 0 | 0 | 0 | 0 | 0 | 0 | 0 | 0 | 0 | 0 | 0 | 0 | 0 | 0 | 0 | 0 | 0 | 0
F3_Industrial_Other Industrial_New_Space Heating_Natural Gas_Space Heating - Heat Recovery Ventilator_A_Achievable Technical Potential | F3 | Industrial | Other Industrial | New | Space Heating | Natural Gas | Space Heating - Heat Recovery Ventilator | A | Integrated Unit Winter Peak Savings (kW) | Achievable Technical Potential | 0 | 0 | 0 | 0 | 0 | 0 | 0 | 0 | 0 | 0 | 0 | 0 | 0 | 0 | 0 | 0 | 0 | 0 | 0 | 0 | 0 | 0 | 0 | 0 | 0 | 0 | 0 | 0 | 0 | 0 | 0
F4_Industrial_Other Industrial_New_Space Heating_Natural Gas_Space Heating - Heat Recovery Ventilator_A_Achievable Technical Potential | F4 | Industrial | Other Industrial | New | Space Heating | Natural Gas | Space Heating - Heat Recovery Ventilator | A | Incremental Energy Savings (MWh or mTherms) | Achievable Technical Potential | 0 | 0 | 0 | 0 | 0 | 0.0010557 | 0.0012296 | 0.0014008 | 0.0015683 | 0.001733 | 0.0018955 | 0.002047 | 0.0021904 | 0.0023271 | 0.0024557 | 0.0025825 | 0.0027062 | 0.0028311 | 0.0029425 | 0.0030588 | 0.0031813 | 0.0033079 | 0.0034435 | 0.0035837 | 0.0037273 | 0.0016313 | 0.0017863 | 0.0019416 | 0 | 0 | 0
F5_Industrial_Other Industrial_New_Space Heating_Natural Gas_Space Heating - Heat Recovery Ventilator_A_Achievable Technical Potential | F5 | Industrial | Other Industrial | New | Space Heating | Natural Gas | Space Heating - Heat Recovery Ventilator | A | Incremental Summer Peak Savings (MW) | Achievable Technical Potential | 0 | 0 | 0 | 0 | 0 | 0 | 0 | 0 | 0 | 0 | 0 | 0 | 0 | 0 | 0 | 0 | 0 | 0 | 0 | 0 | 0 | 0 | 0 | 0 | 0 | 0 | 0 | 0 | 0 | 0 | 0
F6_Industrial_Other Industrial_New_Space Heating_Natural Gas_Space Heating - Heat Recovery Ventilator_A_Achievable Technical Potential | F6 | Industrial | Other Industrial | New | Space Heating | Natural Gas | Space Heating - Heat Recovery Ventilator | A | Incremental Winter Peak Savings (MW) | Achievable Technical Potential | 0 | 0 | 0 | 0 | 0 | 0 | 0 | 0 | 0 | 0 | 0 | 0 | 0 | 0 | 0 | 0 | 0 | 0 | 0 | 0 | 0 | 0 | 0 | 0 | 0 | 0 | 0 | 0 | 0 | 0 | 0
F7_Industrial_Other Industrial_New_Space Heating_Natural Gas_Space Heating - Heat Recovery Ventilator_A_Achievable Technical Potential | F7 | Industrial | Other Industrial | New | Space Heating | Natural Gas | Space Heating - Heat Recovery Ventilator | A | Cumulative Energy Savings (MWh or mTherms) | Achievable Technical Potential | 0 | 0 | 0 | 0 | 0 | 0.0010557 | 0.0022675 | 0.0036358 | 0.0051577 | 0.0068296 | 0.0086505 | 0.010582 | 0.012616 | 0.014749 | 0.016971 | 0.019302 | 0.021739 | 0.024306 | 0.026879 | 0.029618 | 0.031672 | 0.03375 | 0.035907 | 0.038104 | 0.040332 | 0.040341 | 0.04036 | 0.040391 | 0 | 0 | 0
F8_Industrial_Other Industrial_New_Space Heating_Natural Gas_Space Heating - Heat Recovery Ventilator_A_Achievable Technical Potential | F8 | Industrial | Other Industrial | New | Space Heating | Natural Gas | Space Heating - Heat Recovery Ventilator | A | Cumulative Summer Peak Savings (MW) | Achievable Technical Potential | 0 | 0 | 0 | 0 | 0 | 0 | 0 | 0 | 0 | 0 | 0 | 0 | 0 | 0 | 0 | 0 | 0 | 0 | 0 | 0 | 0 | 0 | 0 | 0 | 0 | 0 | 0 | 0 | 0 | 0 | 0
F9_Industrial_Other Industrial_New_Space Heating_Natural Gas_Space Heating - Heat Recovery Ventilator_A_Achievable Technical Potential | F9 | Industrial | Other Industrial | New | Space Heating | Natural Gas | Space Heating - Heat Recovery Ventilator | A | Cumulative Winter Peak Savings (MW) | Achievable Technical Potential | 0 | 0 | 0 | 0 | 0 | 0 | 0 | 0 | 0 | 0 | 0 | 0 | 0 | 0 | 0 | 0 | 0 | 0 | 0 | 0 | 0 | 0 | 0 | 0 | 0 | 0 | 0 | 0 | 0 | 0 | 0
F10_Industrial_Other Industrial_New_Space Heating_Natural Gas_Space Heating - Heat Recovery Ventilator_A_Achievable Technical Potential | F10 | Industrial | Other Industrial | New | Space Heating | Natural Gas | Space Heating - Heat Recovery Ventilator | A | Purchases (Incremental) | Achievable Technical Potential | 0 | 0 | 0 | 0 | 0 | 84.9145 | 100.6005 | 116.2779 | 131.8629 | 147.4563 | 163.0626 | 178.4706 | 193.8366 | 209.1714 | 224.2627 | 239.4116 | 254.416 | 269.4224 | 284.3532 | 299.1509 | 313.9661 | 328.72 | 343.4166 | 358.0596 | 372.6528 | 163.0626 | 178.4706 | 193.8366 | 209.1714 | 224.2627 | 239.4116
F11_Industrial_Other Industrial_New_Space Heating_Natural Gas_Space Heating - Heat Recovery Ventilator_A_Achievable Technical Potential | F11 | Industrial | Other Industrial | New | Space Heating | Natural Gas | Space Heating - Heat Recovery Ventilator | A | Purchases (Cumulative) | Achievable Technical Potential | 0 | 0 | 0 | 0 | 0 | 84.9145 | 185.5151 | 301.793 | 433.6559 | 581.1122 | 744.1747 | 922.6454 | 1116.482 | 1325.6534 | 1549.9161 | 1789.3277 | 2043.7437 | 2313.166 | 2597.5193 | 2896.6701 | 3125.7217 | 3353.8412 | 3580.9798 | 3807.1764 | 4032.373 | 4032.373 | 4032.373 | 4032.373 | 4032.373 | 4032.373 | 4032.373
F1_Industrial_Other Industrial_New_Space Heating_Natural Gas_Thermostat - Programmable_A_Achievable Technical Potential | F1 | Industrial | Other Industrial | New | Space Heating | Natural Gas | Thermostat - Programmable | A | Integrated Unit Energy Savings (kWh or therms) | Achievable Technical Potential | 0 | 0 | 0 | 0 | 0 | 0.0061756 | 0.0060707 | 0.005983 | 0.0059061 | 0.0058356 | 0.0057714 | 0.0056942 | 0.0056097 | 0.0055226 | 0.005435 | 0.0053538 | 0.0052789 | 0.0052145 | 0.0051348 | 0.0050733 | 0.0050275 | 0.0049927 | 0.0049748 | 0.0049654 | 0.0049621 | 0.0049635 | 0.0049661 | 0.00497 | 0 | 0 | 0
F2_Industrial_Other Industrial_New_Space Heating_Natural Gas_Thermostat - Programmable_A_Achievable Technical Potential | F2 | Industrial | Other Industrial | New | Space Heating | Natural Gas | Thermostat - Programmable | A | Integrated Unit Summer Peak Savings (kW) | Achievable Technical Potential | 0 | 0 | 0 | 0 | 0 | 0 | 0 | 0 | 0 | 0 | 0 | 0 | 0 | 0 | 0 | 0 | 0 | 0 | 0 | 0 | 0 | 0 | 0 | 0 | 0 | 0 | 0 | 0 | 0 | 0 | 0
F3_Industrial_Other Industrial_New_Space Heating_Natural Gas_Thermostat - Programmable_A_Achievable Technical Potential | F3 | Industrial | Other Industrial | New | Space Heating | Natural Gas | Thermostat - Programmable | A | Integrated Unit Winter Peak Savings (kW) | Achievable Technical Potential | 0 | 0 | 0 | 0 | 0 | 0 | 0 | 0 | 0 | 0 | 0 | 0 | 0 | 0 | 0 | 0 | 0 | 0 | 0 | 0 | 0 | 0 | 0 | 0 | 0 | 0 | 0 | 0 | 0 | 0 | 0
F4_Industrial_Other Industrial_New_Space Heating_Natural Gas_Thermostat - Programmable_A_Achievable Technical Potential | F4 | Industrial | Other Industrial | New | Space Heating | Natural Gas | Thermostat - Programmable | A | Incremental Energy Savings (MWh or mTherms) | Achievable Technical Potential | 0 | 0 | 0 | 0 | 0 | 0.0015732 | 0.0018321 | 0.0020871 | 0.0023364 | 0.0025815 | 0.0028233 | 0.0030487 | 0.0032621 | 0.0034655 | 0.0036566 | 0.0038453 | 0.0040291 | 0.0042147 | 0.0043803 | 0.0045531 | 0.0047354 | 0.0049236 | 0.0051253 | 0.0053338 | 0.0055475 | 0.0033394 | 0.0035668 | 0.0037934 | 0 | 0 | 0
F5_Industrial_Other Industrial_New_Space Heating_Natural Gas_Thermostat - Programmable_A_Achievable Technical Potential | F5 | Industrial | Other Industrial | New | Space Heating | Natural Gas | Thermostat - Programmable | A | Incremental Summer Peak Savings (MW) | Achievable Technical Potential | 0 | 0 | 0 | 0 | 0 | 0 | 0 | 0 | 0 | 0 | 0 | 0 | 0 | 0 | 0 | 0 | 0 | 0 | 0 | 0 | 0 | 0 | 0 | 0 | 0 | 0 | 0 | 0 | 0 | 0 | 0
F6_Industrial_Other Industrial_New_Space Heating_Natural Gas_Thermostat - Programmable_A_Achievable Technical Potential | F6 | Industrial | Other Industrial | New | Space Heating | Natural Gas | Thermostat - Programmable | A | Incremental Winter Peak Savings (MW) | Achievable Technical Potential | 0 | 0 | 0 | 0 | 0 | 0 | 0 | 0 | 0 | 0 | 0 | 0 | 0 | 0 | 0 | 0 | 0 | 0 | 0 | 0 | 0 | 0 | 0 | 0 | 0 | 0 | 0 | 0 | 0 | 0 | 0
F7_Industrial_Other Industrial_New_Space Heating_Natural Gas_Thermostat - Programmable_A_Achievable Technical Potential | F7 | Industrial | Other Industrial | New | Space Heating | Natural Gas | Thermostat - Programmable | A | Cumulative Energy Savings (MWh or mTherms) | Achievable Technical Potential | 0 | 0 | 0 | 0 | 0 | 0.0015732 | 0.0033786 | 0.0054169 | 0.0076837 | 0.010173 | 0.012885 | 0.015761 | 0.018789 | 0.021963 | 0.025271 | 0.028739 | 0.031022 | 0.033284 | 0.035364 | 0.037487 | 0.039659 | 0.041866 | 0.044178 | 0.046541 | 0.048944 | 0.048957 | 0.048983 | 0.049022 | 0 | 0 | 0
F8_Industrial_Other Industrial_New_Space Heating_Natural Gas_Thermostat - Programmable_A_Achievable Technical Potential | F8 | Industrial | Other Industrial | New | Space Heating | Natural Gas | Thermostat - Programmable | A | Cumulative Summer Peak Savings (MW) | Achievable Technical Potential | 0 | 0 | 0 | 0 | 0 | 0 | 0 | 0 | 0 | 0 | 0 | 0 | 0 | 0 | 0 | 0 | 0 | 0 | 0 | 0 | 0 | 0 | 0 | 0 | 0 | 0 | 0 | 0 | 0 | 0 | 0
F9_Industrial_Other Industrial_New_Space Heating_Natural Gas_Thermostat - Programmable_A_Achievable Technical Potential | F9 | Industrial | Other Industrial | New | Space Heating | Natural Gas | Thermostat - Programmable | A | Cumulative Winter Peak Savings (MW) | Achievable Technical Potential | 0 | 0 | 0 | 0 | 0 | 0 | 0 | 0 | 0 | 0 | 0 | 0 | 0 | 0 | 0 | 0 | 0 | 0 | 0 | 0 | 0 | 0 | 0 | 0 | 0 | 0 | 0 | 0 | 0 | 0 | 0
F10_Industrial_Other Industrial_New_Space Heating_Natural Gas_Thermostat - Programmable_A_Achievable Technical Potential | F10 | Industrial | Other Industrial | New | Space Heating | Natural Gas | Thermostat - Programmable | A | Purchases (Incremental) | Achievable Technical Potential | 0 | 0 | 0 | 0 | 0 | 254.7436 | 301.8016 | 348.8338 | 395.5887 | 442.3688 | 489.1877 | 535.4119 | 581.5099 | 627.5142 | 672.788 | 718.2347 | 763.248 | 808.2671 | 853.0597 | 897.4527 | 941.8982 | 986.16 | 1030.2497 | 1074.1787 | 1117.9584 | 672.788 | 718.2347 | 763.248 | 808.2671 | 853.0597 | 897.4527
F11_Industrial_Other Industrial_New_Space Heating_Natural Gas_Thermostat - Programmable_A_Achievable Technical Potential | F11 | Industrial | Other Industrial | New | Space Heating | Natural Gas | Thermostat - Programmable | A | Purchases (Cumulative) | Achievable Technical Potential | 0 | 0 | 0 | 0 | 0 | 254.7436 | 556.5452 | 905.379 | 1300.9677 | 1743.3365 | 2232.5242 | 2767.9361 | 3349.446 | 3976.9602 | 4649.7482 | 5367.983 | 5876.4874 | 6382.9529 | 6887.1788 | 7389.0427 | 7888.5721 | 8385.5445 | 8880.3823 | 9373.0511 | 9863.4952 | 9863.4952 | 9863.4952 | 9863.4952 | 9863.4952 | 9863.4952 | 9863.4952
F1_Industrial_Other Industrial_New_Space Heating_Natural Gas_ENERGY STAR Connected Thermostat_A_Achievable Technical Potential | F1 | Industrial | Other Industrial | New | Space Heating | Natural Gas | ENERGY STAR Connected Thermostat | A | Integrated Unit Energy Savings (kWh or therms) | Achievable Technical Potential | 0 | 0 | 0 | 0 | 0 | 0.014528 | 0.014274 | 0.014061 | 0.013874 | 0.013703 | 0.013547 | 0.01336 | 0.013157 | 0.012948 | 0.012738 | 0.012545 | 0.012368 | 0.012216 | 0.012028 | 0.011883 | 0.011775 | 0.011692 | 0.01165 | 0.011627 | 0.011619 | 0.011624 | 0.011633 | 0.011644 | 0 | 0 | 0
F2_Industrial_Other Industrial_New_Space Heating_Natural Gas_ENERGY STAR Connected Thermostat_A_Achievable Technical Potential | F2 | Industrial | Other Industrial | New | Space Heating | Natural Gas | ENERGY STAR Connected Thermostat | A | Integrated Unit Summer Peak Savings (kW) | Achievable Technical Potential | 0 | 0 | 0 | 0 | 0 | 0 | 0 | 0 | 0 | 0 | 0 | 0 | 0 | 0 | 0 | 0 | 0 | 0 | 0 | 0 | 0 | 0 | 0 | 0 | 0 | 0 | 0 | 0 | 0 | 0 | 0
F3_Industrial_Other Industrial_New_Space Heating_Natural Gas_ENERGY STAR Connected Thermostat_A_Achievable Technical Potential | F3 | Industrial | Other Industrial | New | Space Heating | Natural Gas | ENERGY STAR Connected Thermostat | A | Integrated Unit Winter Peak Savings (kW) | Achievable Technical Potential | 0 | 0 | 0 | 0 | 0 | 0 | 0 | 0 | 0 | 0 | 0 | 0 | 0 | 0 | 0 | 0 | 0 | 0 | 0 | 0 | 0 | 0 | 0 | 0 | 0 | 0 | 0 | 0 | 0 | 0 | 0
F4_Industrial_Other Industrial_New_Space Heating_Natural Gas_ENERGY STAR Connected Thermostat_A_Achievable Technical Potential | F4 | Industrial | Other Industrial | New | Space Heating | Natural Gas | ENERGY STAR Connected Thermostat | A | Incremental Energy Savings (MWh or mTherms) | Achievable Technical Potential | 0 | 0 | 0 | 0 | 0 | 0.003701 | 0.0043079 | 0.0049049 | 0.0054885 | 0.0060617 | 0.0066269 | 0.0071533 | 0.007651 | 0.0081251 | 0.0085701 | 0.0090105 | 0.0094401 | 0.0098738 | 0.010261 | 0.010664 | 0.011091 | 0.011531 | 0.012002 | 0.01249 | 0.012989 | 0.010949 | 0.011472 | 0.011996 | 0 | 0 | 0
F5_Industrial_Other Industrial_New_Space Heating_Natural Gas_ENERGY STAR Connected Thermostat_A_Achievable Technical Potential | F5 | Industrial | Other Industrial | New | Space Heating | Natural Gas | ENERGY STAR Connected Thermostat | A | Incremental Summer Peak Savings (MW) | Achievable Technical Potential | 0 | 0 | 0 | 0 | 0 | 0 | 0 | 0 | 0 | 0 | 0 | 0 | 0 | 0 | 0 | 0 | 0 | 0 | 0 | 0 | 0 | 0 | 0 | 0 | 0 | 0 | 0 | 0 | 0 | 0 | 0
F6_Industrial_Other Industrial_New_Space Heating_Natural Gas_ENERGY STAR Connected Thermostat_A_Achievable Technical Potential | F6 | Industrial | Other Industrial | New | Space Heating | Natural Gas | ENERGY STAR Connected Thermostat | A | Incremental Winter Peak Savings (MW) | Achievable Technical Potential | 0 | 0 | 0 | 0 | 0 | 0 | 0 | 0 | 0 | 0 | 0 | 0 | 0 | 0 | 0 | 0 | 0 | 0 | 0 | 0 | 0 | 0 | 0 | 0 | 0 | 0 | 0 | 0 | 0 | 0 | 0
F7_Industrial_Other Industrial_New_Space Heating_Natural Gas_ENERGY STAR Connected Thermostat_A_Achievable Technical Potential | F7 | Industrial | Other Industrial | New | Space Heating | Natural Gas | ENERGY STAR Connected Thermostat | A | Cumulative Energy Savings (MWh or mTherms) | Achievable Technical Potential | 0 | 0 | 0 | 0 | 0 | 0.003701 | 0.007944 | 0.01273 | 0.01805 | 0.023889 | 0.026793 | 0.029545 | 0.032157 | 0.034649 | 0.037022 | 0.039335 | 0.041598 | 0.043856 | 0.045895 | 0.048011 | 0.050207 | 0.052462 | 0.054857 | 0.057321 | 0.059842 | 0.05987 | 0.059913 | 0.059971 | 0 | 0 | 0
F8_Industrial_Other Industrial_New_Space Heating_Natural Gas_ENERGY STAR Connected Thermostat_A_Achievable Technical Potential | F8 | Industrial | Other Industrial | New | Space Heating | Natural Gas | ENERGY STAR Connected Thermostat | A | Cumulative Summer Peak Savings (MW) | Achievable Technical Potential | 0 | 0 | 0 | 0 | 0 | 0 | 0 | 0 | 0 | 0 | 0 | 0 | 0 | 0 | 0 | 0 | 0 | 0 | 0 | 0 | 0 | 0 | 0 | 0 | 0 | 0 | 0 | 0 | 0 | 0 | 0
F9_Industrial_Other Industrial_New_Space Heating_Natural Gas_ENERGY STAR Connected Thermostat_A_Achievable Technical Potential | F9 | Industrial | Other Industrial | New | Space Heating | Natural Gas | ENERGY STAR Connected Thermostat | A | Cumulative Winter Peak Savings (MW) | Achievable Technical Potential | 0 | 0 | 0 | 0 | 0 | 0 | 0 | 0 | 0 | 0 | 0 | 0 | 0 | 0 | 0 | 0 | 0 | 0 | 0 | 0 | 0 | 0 | 0 | 0 | 0 | 0 | 0 | 0 | 0 | 0 | 0
F10_Industrial_Other Industrial_New_Space Heating_Natural Gas_ENERGY STAR Connected Thermostat_A_Achievable Technical Potential | F10 | Industrial | Other Industrial | New | Space Heating | Natural Gas | ENERGY STAR Connected Thermostat | A | Purchases (Incremental) | Achievable Technical Potential | 0 | 0 | 0 | 0 | 0 | 254.7436 | 301.8016 | 348.8338 | 395.5887 | 442.3688 | 489.1877 | 535.4119 | 581.5099 | 627.5142 | 672.788 | 718.2347 | 763.248 | 808.2671 | 853.0597 | 897.4527 | 941.8982 | 986.16 | 1030.2497 | 1074.1787 | 1117.9584 | 941.8982 | 986.16 | 1030.2497 | 1074.1787 | 1117.9584 | 941.8982
F11_Industrial_Other Industrial_New_Space Heating_Natural Gas_ENERGY STAR Connected Thermostat_A_Achievable Technical Potential | F11 | Industrial | Other Industrial | New | Space Heating | Natural Gas | ENERGY STAR Connected Thermostat | A | Purchases (Cumulative) | Achievable Technical Potential | 0 | 0 | 0 | 0 | 0 | 254.7436 | 556.5452 | 905.379 | 1300.9677 | 1743.3365 | 1977.7806 | 2211.3909 | 2444.067 | 2675.9925 | 2906.4117 | 3135.4588 | 3363.2949 | 3590.0521 | 3815.5976 | 4040.2622 | 4263.9257 | 4486.8377 | 4708.8203 | 4929.9393 | 5150.445 | 5150.445 | 5150.445 | 5150.445 | 5150.445 | 5150.445 | 5150.445
F1_Industrial_Other Industrial_New_Space Heating_Natural Gas_Destratification Fans (HVLS)_A_Achievable Technical Potential | F1 | Industrial | Other Industrial | New | Space Heating | Natural Gas | Destratification Fans (HVLS) | A | Integrated Unit Energy Savings (kWh or therms) | Achievable Technical Potential | 0 | 0 | 0 | 0 | 0 | 0.014535 | 0.014286 | 0.014077 | 0.013894 | 0.013727 | 0.013574 | 0.013391 | 0.013191 | 0.012985 | 0.012777 | 0.012585 | 0.012409 | 0.012257 | 0.012069 | 0.011924 | 0.011816 | 0.011734 | 0.011692 | 0.011669 | 0.011661 | 0.011665 | 0.011672 | 0.011682 | 0 | 0 | 0
F2_Industrial_Other Industrial_New_Space Heating_Natural Gas_Destratification Fans (HVLS)_A_Achievable Technical Potential | F2 | Industrial | Other Industrial | New | Space Heating | Natural Gas | Destratification Fans (HVLS) | A | Integrated Unit Summer Peak Savings (kW) | Achievable Technical Potential | 0 | 0 | 0 | 0 | 0 | 0 | 0 | 0 | 0 | 0 | 0 | 0 | 0 | 0 | 0 | 0 | 0 | 0 | 0 | 0 | 0 | 0 | 0 | 0 | 0 | 0 | 0 | 0 | 0 | 0 | 0
F3_Industrial_Other Industrial_New_Space Heating_Natural Gas_Destratification Fans (HVLS)_A_Achievable Technical Potential | F3 | Industrial | Other Industrial | New | Space Heating | Natural Gas | Destratification Fans (HVLS) | A | Integrated Unit Winter Peak Savings (kW) | Achievable Technical Potential | 0 | 0 | 0 | 0 | 0 | 0 | 0 | 0 | 0 | 0 | 0 | 0 | 0 | 0 | 0 | 0 | 0 | 0 | 0 | 0 | 0 | 0 | 0 | 0 | 0 | 0 | 0 | 0 | 0 | 0 | 0
F4_Industrial_Other Industrial_New_Space Heating_Natural Gas_Destratification Fans (HVLS)_A_Achievable Technical Potential | F4 | Industrial | Other Industrial | New | Space Heating | Natural Gas | Destratification Fans (HVLS) | A | Incremental Energy Savings (MWh or mTherms) | Achievable Technical Potential | 0 | 0 | 0 | 0 | 0 | 0.0037026 | 0.0043114 | 0.0049106 | 0.0054965 | 0.0060724 | 0.0066404 | 0.0071698 | 0.0076707 | 0.0081481 | 0.0085965 | 0.0090391 | 0.0094709 | 0.0099067 | 0.010296 | 0.010701 | 0.011129 | 0.011572 | 0.012045 | 0.012535 | 0.013037 | 0.0083785 | 0.0089087 | 0.0094422 | 0 | 0 | 0
F5_Industrial_Other Industrial_New_Space Heating_Natural Gas_Destratification Fans (HVLS)_A_Achievable Technical Potential | F5 | Industrial | Other Industrial | New | Space Heating | Natural Gas | Destratification Fans (HVLS) | A | Incremental Summer Peak Savings (MW) | Achievable Technical Potential | 0 | 0 | 0 | 0 | 0 | 0 | 0 | 0 | 0 | 0 | 0 | 0 | 0 | 0 | 0 | 0 | 0 | 0 | 0 | 0 | 0 | 0 | 0 | 0 | 0 | 0 | 0 | 0 | 0 | 0 | 0
F6_Industrial_Other Industrial_New_Space Heating_Natural Gas_Destratification Fans (HVLS)_A_Achievable Technical Potential | F6 | Industrial | Other Industrial | New | Space Heating | Natural Gas | Destratification Fans (HVLS) | A | Incremental Winter Peak Savings (MW) | Achievable Technical Potential | 0 | 0 | 0 | 0 | 0 | 0 | 0 | 0 | 0 | 0 | 0 | 0 | 0 | 0 | 0 | 0 | 0 | 0 | 0 | 0 | 0 | 0 | 0 | 0 | 0 | 0 | 0 | 0 | 0 | 0 | 0
F7_Industrial_Other Industrial_New_Space Heating_Natural Gas_Destratification Fans (HVLS)_A_Achievable Technical Potential | F7 | Industrial | Other Industrial | New | Space Heating | Natural Gas | Destratification Fans (HVLS) | A | Cumulative Energy Savings (MWh or mTherms) | Achievable Technical Potential | 0 | 0 | 0 | 0 | 0 | 0.0037026 | 0.0079506 | 0.012745 | 0.018076 | 0.023931 | 0.030305 | 0.037066 | 0.044182 | 0.05164 | 0.059412 | 0.064351 | 0.069174 | 0.073958 | 0.078347 | 0.082833 | 0.087431 | 0.092114 | 0.097029 | 0.10206 | 0.10718 | 0.10721 | 0.10728 | 0.10737 | 0 | 0 | 0
F8_Industrial_Other Industrial_New_Space Heating_Natural Gas_Destratification Fans (HVLS)_A_Achievable Technical Potential | F8 | Industrial | Other Industrial | New | Space Heating | Natural Gas | Destratification Fans (HVLS) | A | Cumulative Summer Peak Savings (MW) | Achievable Technical Potential | 0 | 0 | 0 | 0 | 0 | 0 | 0 | 0 | 0 | 0 | 0 | 0 | 0 | 0 | 0 | 0 | 0 | 0 | 0 | 0 | 0 | 0 | 0 | 0 | 0 | 0 | 0 | 0 | 0 | 0 | 0
F9_Industrial_Other Industrial_New_Space Heating_Natural Gas_Destratification Fans (HVLS)_A_Achievable Technical Potential | F9 | Industrial | Other Industrial | New | Space Heating | Natural Gas | Destratification Fans (HVLS) | A | Cumulative Winter Peak Savings (MW) | Achievable Technical Potential | 0 | 0 | 0 | 0 | 0 | 0 | 0 | 0 | 0 | 0 | 0 | 0 | 0 | 0 | 0 | 0 | 0 | 0 | 0 | 0 | 0 | 0 | 0 | 0 | 0 | 0 | 0 | 0 | 0 | 0 | 0
F10_Industrial_Other Industrial_New_Space Heating_Natural Gas_Destratification Fans (HVLS)_A_Achievable Technical Potential | F10 | Industrial | Other Industrial | New | Space Heating | Natural Gas | Destratification Fans (HVLS) | A | Purchases (Incremental) | Achievable Technical Potential | 0 | 0 | 0 | 0 | 0 | 254.7436 | 301.8016 | 348.8338 | 395.5887 | 442.3688 | 489.1877 | 535.4119 | 581.5099 | 627.5142 | 672.788 | 718.2347 | 763.248 | 808.2671 | 853.0597 | 897.4527 | 941.8982 | 986.16 | 1030.2497 | 1074.1787 | 1117.9584 | 718.2347 | 763.248 | 808.2671 | 853.0597 | 897.4527 | 941.8982
F11_Industrial_Other Industrial_New_Space Heating_Natural Gas_Destratification Fans (HVLS)_A_Achievable Technical Potential | F11 | Industrial | Other Industrial | New | Space Heating | Natural Gas | Destratification Fans (HVLS) | A | Purchases (Cumulative) | Achievable Technical Potential | 0 | 0 | 0 | 0 | 0 | 254.7436 | 556.5452 | 905.379 | 1300.9677 | 1743.3365 | 2232.5242 | 2767.9361 | 3349.446 | 3976.9602 | 4649.7482 | 5113.2394 | 5574.6858 | 6034.1191 | 6491.5901 | 6946.6739 | 7399.3845 | 7850.1326 | 8298.8724 | 8745.5368 | 9190.7072 | 9190.7072 | 9190.7072 | 9190.7072 | 9190.7072 | 9190.7072 | 9190.7072
F1_Industrial_Other Industrial_New_Space Heating_Natural Gas_Gas Boiler - Insulate Steam Lines/Condensate Tank_A_Achievable Technical Potential | F1 | Industrial | Other Industrial | New | Space Heating | Natural Gas | Gas Boiler - Insulate Steam Lines/Condensate Tank | A | Integrated Unit Energy Savings (kWh or therms) | Achievable Technical Potential | 0 | 0 | 0 | 0 | 0 | 0 | 0 | 0 | 0 | 0 | 0 | 0 | 0 | 0 | 0 | 0 | 0 | 0 | 0 | 0 | 0 | 0 | 0 | 0 | 0 | 0 | 0 | 0 | 0 | 0 | 0
F2_Industrial_Other Industrial_New_Space Heating_Natural Gas_Gas Boiler - Insulate Steam Lines/Condensate Tank_A_Achievable Technical Potential | F2 | Industrial | Other Industrial | New | Space Heating | Natural Gas | Gas Boiler - Insulate Steam Lines/Condensate Tank | A | Integrated Unit Summer Peak Savings (kW) | Achievable Technical Potential | 0 | 0 | 0 | 0 | 0 | 0 | 0 | 0 | 0 | 0 | 0 | 0 | 0 | 0 | 0 | 0 | 0 | 0 | 0 | 0 | 0 | 0 | 0 | 0 | 0 | 0 | 0 | 0 | 0 | 0 | 0
F3_Industrial_Other Industrial_New_Space Heating_Natural Gas_Gas Boiler - Insulate Steam Lines/Condensate Tank_A_Achievable Technical Potential | F3 | Industrial | Other Industrial | New | Space Heating | Natural Gas | Gas Boiler - Insulate Steam Lines/Condensate Tank | A | Integrated Unit Winter Peak Savings (kW) | Achievable Technical Potential | 0 | 0 | 0 | 0 | 0 | 0 | 0 | 0 | 0 | 0 | 0 | 0 | 0 | 0 | 0 | 0 | 0 | 0 | 0 | 0 | 0 | 0 | 0 | 0 | 0 | 0 | 0 | 0 | 0 | 0 | 0
F4_Industrial_Other Industrial_New_Space Heating_Natural Gas_Gas Boiler - Insulate Steam Lines/Condensate Tank_A_Achievable Technical Potential | F4 | Industrial | Other Industrial | New | Space Heating | Natural Gas | Gas Boiler - Insulate Steam Lines/Condensate Tank | A | Incremental Energy Savings (MWh or mTherms) | Achievable Technical Potential | 0 | 0 | 0 | 0 | 0 | 0 | 0 | 0 | 0 | 0 | 0 | 0 | 0 | 0 | 0 | 0 | 0 | 0 | 0 | 0 | 0 | 0 | 0 | 0 | 0 | 0 | 0 | 0 | 0 | 0 | 0
F5_Industrial_Other Industrial_New_Space Heating_Natural Gas_Gas Boiler - Insulate Steam Lines/Condensate Tank_A_Achievable Technical Potential | F5 | Industrial | Other Industrial | New | Space Heating | Natural Gas | Gas Boiler - Insulate Steam Lines/Condensate Tank | A | Incremental Summer Peak Savings (MW) | Achievable Technical Potential | 0 | 0 | 0 | 0 | 0 | 0 | 0 | 0 | 0 | 0 | 0 | 0 | 0 | 0 | 0 | 0 | 0 | 0 | 0 | 0 | 0 | 0 | 0 | 0 | 0 | 0 | 0 | 0 | 0 | 0 | 0
F6_Industrial_Other Industrial_New_Space Heating_Natural Gas_Gas Boiler - Insulate Steam Lines/Condensate Tank_A_Achievable Technical Potential | F6 | Industrial | Other Industrial | New | Space Heating | Natural Gas | Gas Boiler - Insulate Steam Lines/Condensate Tank | A | Incremental Winter Peak Savings (MW) | Achievable Technical Potential | 0 | 0 | 0 | 0 | 0 | 0 | 0 | 0 | 0 | 0 | 0 | 0 | 0 | 0 | 0 | 0 | 0 | 0 | 0 | 0 | 0 | 0 | 0 | 0 | 0 | 0 | 0 | 0 | 0 | 0 | 0
F7_Industrial_Other Industrial_New_Space Heating_Natural Gas_Gas Boiler - Insulate Steam Lines/Condensate Tank_A_Achievable Technical Potential | F7 | Industrial | Other Industrial | New | Space Heating | Natural Gas | Gas Boiler - Insulate Steam Lines/Condensate Tank | A | Cumulative Energy Savings (MWh or mTherms) | Achievable Technical Potential | 0 | 0 | 0 | 0 | 0 | 0 | 0 | 0 | 0 | 0 | 0 | 0 | 0 | 0 | 0 | 0 | 0 | 0 | 0 | 0 | 0 | 0 | 0 | 0 | 0 | 0 | 0 | 0 | 0 | 0 | 0
F8_Industrial_Other Industrial_New_Space Heating_Natural Gas_Gas Boiler - Insulate Steam Lines/Condensate Tank_A_Achievable Technical Potential | F8 | Industrial | Other Industrial | New | Space Heating | Natural Gas | Gas Boiler - Insulate Steam Lines/Condensate Tank | A | Cumulative Summer Peak Savings (MW) | Achievable Technical Potential | 0 | 0 | 0 | 0 | 0 | 0 | 0 | 0 | 0 | 0 | 0 | 0 | 0 | 0 | 0 | 0 | 0 | 0 | 0 | 0 | 0 | 0 | 0 | 0 | 0 | 0 | 0 | 0 | 0 | 0 | 0
F9_Industrial_Other Industrial_New_Space Heating_Natural Gas_Gas Boiler - Insulate Steam Lines/Condensate Tank_A_Achievable Technical Potential | F9 | Industrial | Other Industrial | New | Space Heating | Natural Gas | Gas Boiler - Insulate Steam Lines/Condensate Tank | A | Cumulative Winter Peak Savings (MW) | Achievable Technical Potential | 0 | 0 | 0 | 0 | 0 | 0 | 0 | 0 | 0 | 0 | 0 | 0 | 0 | 0 | 0 | 0 | 0 | 0 | 0 | 0 | 0 | 0 | 0 | 0 | 0 | 0 | 0 | 0 | 0 | 0 | 0
F10_Industrial_Other Industrial_New_Space Heating_Natural Gas_Gas Boiler - Insulate Steam Lines/Condensate Tank_A_Achievable Technical Potential | F10 | Industrial | Other Industrial | New | Space Heating | Natural Gas | Gas Boiler - Insulate Steam Lines/Condensate Tank | A | Purchases (Incremental) | Achievable Technical Potential | 0 | 0 | 0 | 0 | 0 | 0 | 0 | 0 | 0 | 0 | 0 | 0 | 0 | 0 | 0 | 0 | 0 | 0 | 0 | 0 | 0 | 0 | 0 | 0 | 0 | 0 | 0 | 0 | 0 | 0 | 0
F11_Industrial_Other Industrial_New_Space Heating_Natural Gas_Gas Boiler - Insulate Steam Lines/Condensate Tank_A_Achievable Technical Potential | F11 | Industrial | Other Industrial | New | Space Heating | Natural Gas | Gas Boiler - Insulate Steam Lines/Condensate Tank | A | Purchases (Cumulative) | Achievable Technical Potential | 0 | 0 | 0 | 0 | 0 | 0 | 0 | 0 | 0 | 0 | 0 | 0 | 0 | 0 | 0 | 0 | 0 | 0 | 0 | 0 | 0 | 0 | 0 | 0 | 0 | 0 | 0 | 0 | 0 | 0 | 0
F1_Industrial_Other Industrial_New_Process_Natural Gas_Gas Boiler - Insulate Steam Lines/Condensate Tank_A_Achievable Technical Potential | F1 | Industrial | Other Industrial | New | Process | Natural Gas | Gas Boiler - Insulate Steam Lines/Condensate Tank | A | Integrated Unit Energy Savings (kWh or therms) | Achievable Technical Potential | 0 | 0 | 0 | 0 | 0 | 16.8159 | 16.787 | 16.7609 | 16.7369 | 16.7136 | 16.6984 | 16.6848 | 16.673 | 16.6631 | 16.6552 | 16.6497 | 16.6463 | 16.6447 | 16.6442 | 16.6441 | 16.6452 | 16.6461 | 16.6466 | 16.6469 | 16.647 | 16.6545 | 16.6616 | 16.6681 | 16.8499 | 16.8499 | 16.8499
F2_Industrial_Other Industrial_New_Process_Natural Gas_Gas Boiler - Insulate Steam Lines/Condensate Tank_A_Achievable Technical Potential | F2 | Industrial | Other Industrial | New | Process | Natural Gas | Gas Boiler - Insulate Steam Lines/Condensate Tank | A | Integrated Unit Summer Peak Savings (kW) | Achievable Technical Potential | 0 | 0 | 0 | 0 | 0 | 0 | 0 | 0 | 0 | 0 | 0 | 0 | 0 | 0 | 0 | 0 | 0 | 0 | 0 | 0 | 0 | 0 | 0 | 0 | 0 | 0 | 0 | 0 | 0 | 0 | 0
F3_Industrial_Other Industrial_New_Process_Natural Gas_Gas Boiler - Insulate Steam Lines/Condensate Tank_A_Achievable Technical Potential | F3 | Industrial | Other Industrial | New | Process | Natural Gas | Gas Boiler - Insulate Steam Lines/Condensate Tank | A | Integrated Unit Winter Peak Savings (kW) | Achievable Technical Potential | 0 | 0 | 0 | 0 | 0 | 0 | 0 | 0 | 0 | 0 | 0 | 0 | 0 | 0 | 0 | 0 | 0 | 0 | 0 | 0 | 0 | 0 | 0 | 0 | 0 | 0 | 0 | 0 | 0 | 0 | 0
F4_Industrial_Other Industrial_New_Process_Natural Gas_Gas Boiler - Insulate Steam Lines/Condensate Tank_A_Achievable Technical Potential | F4 | Industrial | Other Industrial | New | Process | Natural Gas | Gas Boiler - Insulate Steam Lines/Condensate Tank | A | Incremental Energy Savings (MWh or mTherms) | Achievable Technical Potential | 0 | 0 | 0 | 0 | 0 | 0.046659 | 0.055183 | 0.063683 | 0.072115 | 0.080531 | 0.088973 | 0.097301 | 0.1056 | 0.11389 | 0.12205 | 0.13025 | 0.13839 | 0.14653 | 0.15465 | 0.1627 | 0.17077 | 0.1788 | 0.1868 | 0.19477 | 0.20271 | 0.046211 | 0.05477 | 0.06333 | 0.072602 | 0.081188 | 0.08978
F5_Industrial_Other Industrial_New_Process_Natural Gas_Gas Boiler - Insulate Steam Lines/Condensate Tank_A_Achievable Technical Potential | F5 | Industrial | Other Industrial | New | Process | Natural Gas | Gas Boiler - Insulate Steam Lines/Condensate Tank | A | Incremental Summer Peak Savings (MW) | Achievable Technical Potential | 0 | 0 | 0 | 0 | 0 | 0 | 0 | 0 | 0 | 0 | 0 | 0 | 0 | 0 | 0 | 0 | 0 | 0 | 0 | 0 | 0 | 0 | 0 | 0 | 0 | 0 | 0 | 0 | 0 | 0 | 0
F6_Industrial_Other Industrial_New_Process_Natural Gas_Gas Boiler - Insulate Steam Lines/Condensate Tank_A_Achievable Technical Potential | F6 | Industrial | Other Industrial | New | Process | Natural Gas | Gas Boiler - Insulate Steam Lines/Condensate Tank | A | Incremental Winter Peak Savings (MW) | Achievable Technical Potential | 0 | 0 | 0 | 0 | 0 | 0 | 0 | 0 | 0 | 0 | 0 | 0 | 0 | 0 | 0 | 0 | 0 | 0 | 0 | 0 | 0 | 0 | 0 | 0 | 0 | 0 | 0 | 0 | 0 | 0 | 0
F7_Industrial_Other Industrial_New_Process_Natural Gas_Gas Boiler - Insulate Steam Lines/Condensate Tank_A_Achievable Technical Potential | F7 | Industrial | Other Industrial | New | Process | Natural Gas | Gas Boiler - Insulate Steam Lines/Condensate Tank | A | Cumulative Energy Savings (MWh or mTherms) | Achievable Technical Potential | 0 | 0 | 0 | 0 | 0 | 0.046659 | 0.10176 | 0.16529 | 0.23716 | 0.31736 | 0.40605 | 0.50302 | 0.60827 | 0.7218 | 0.84351 | 0.97348 | 1.1117 | 1.2581 | 1.4127 | 1.5754 | 1.7463 | 1.9252 | 2.112 | 2.3068 | 2.5095 | 2.5107 | 2.5117 | 2.5127 | 0 | 0 | 0
F8_Industrial_Other Industrial_New_Process_Natural Gas_Gas Boiler - Insulate Steam Lines/Condensate Tank_A_Achievable Technical Potential | F8 | Industrial | Other Industrial | New | Process | Natural Gas | Gas Boiler - Insulate Steam Lines/Condensate Tank | A | Cumulative Summer Peak Savings (MW) | Achievable Technical Potential | 0 | 0 | 0 | 0 | 0 | 0 | 0 | 0 | 0 | 0 | 0 | 0 | 0 | 0 | 0 | 0 | 0 | 0 | 0 | 0 | 0 | 0 | 0 | 0 | 0 | 0 | 0 | 0 | 0 | 0 | 0
F9_Industrial_Other Industrial_New_Process_Natural Gas_Gas Boiler - Insulate Steam Lines/Condensate Tank_A_Achievable Technical Potential | F9 | Industrial | Other Industrial | New | Process | Natural Gas | Gas Boiler - Insulate Steam Lines/Condensate Tank | A | Cumulative Winter Peak Savings (MW) | Achievable Technical Potential | 0 | 0 | 0 | 0 | 0 | 0 | 0 | 0 | 0 | 0 | 0 | 0 | 0 | 0 | 0 | 0 | 0 | 0 | 0 | 0 | 0 | 0 | 0 | 0 | 0 | 0 | 0 | 0 | 0 | 0 | 0
F10_Industrial_Other Industrial_New_Process_Natural Gas_Gas Boiler - Insulate Steam Lines/Condensate Tank_A_Achievable Technical Potential | F10 | Industrial | Other Industrial | New | Process | Natural Gas | Gas Boiler - Insulate Steam Lines/Condensate Tank | A | Purchases (Incremental) | Achievable Technical Potential | 0 | 0 | 0 | 0 | 0 | 2.7747 | 3.2872 | 3.7995 | 4.3088 | 4.8183 | 5.3282 | 5.8317 | 6.3338 | 6.8349 | 7.328 | 7.823 | 8.3133 | 8.8037 | 9.2915 | 9.7751 | 10.2592 | 10.7413 | 11.2215 | 11.7 | 12.1768 | 2.7747 | 3.2872 | 3.7995 | 4.3088 | 4.8183 | 5.3282
F11_Industrial_Other Industrial_New_Process_Natural Gas_Gas Boiler - Insulate Steam Lines/Condensate Tank_A_Achievable Technical Potential | F11 | Industrial | Other Industrial | New | Process | Natural Gas | Gas Boiler - Insulate Steam Lines/Condensate Tank | A | Purchases (Cumulative) | Achievable Technical Potential | 0 | 0 | 0 | 0 | 0 | 2.7747 | 6.0619 | 9.8614 | 14.1702 | 18.9885 | 24.3167 | 30.1484 | 36.4822 | 43.3171 | 50.6451 | 58.4682 | 66.7815 | 75.5851 | 84.8767 | 94.6518 | 104.9109 | 115.6522 | 126.8737 | 138.5737 | 150.7505 | 150.7505 | 150.7505 | 150.7505 | 150.7505 | 150.7505 | 150.7505
F1_Industrial_Other Industrial_New_Space Heating_Natural Gas_Gas Boiler - Insulate Hot Water Lines_A_Achievable Technical Potential | F1 | Industrial | Other Industrial | New | Space Heating | Natural Gas | Gas Boiler - Insulate Hot Water Lines | A | Integrated Unit Energy Savings (kWh or therms) | Achievable Technical Potential | 0 | 0 | 0 | 0 | 0 | 0 | 0 | 0 | 0 | 0 | 0 | 0 | 0 | 0 | 0 | 0 | 0 | 0 | 0 | 0 | 0 | 0 | 0 | 0 | 0 | 0 | 0 | 0 | 0 | 0 | 0
F2_Industrial_Other Industrial_New_Space Heating_Natural Gas_Gas Boiler - Insulate Hot Water Lines_A_Achievable Technical Potential | F2 | Industrial | Other Industrial | New | Space Heating | Natural Gas | Gas Boiler - Insulate Hot Water Lines | A | Integrated Unit Summer Peak Savings (kW) | Achievable Technical Potential | 0 | 0 | 0 | 0 | 0 | 0 | 0 | 0 | 0 | 0 | 0 | 0 | 0 | 0 | 0 | 0 | 0 | 0 | 0 | 0 | 0 | 0 | 0 | 0 | 0 | 0 | 0 | 0 | 0 | 0 | 0
F3_Industrial_Other Industrial_New_Space Heating_Natural Gas_Gas Boiler - Insulate Hot Water Lines_A_Achievable Technical Potential | F3 | Industrial | Other Industrial | New | Space Heating | Natural Gas | Gas Boiler - Insulate Hot Water Lines | A | Integrated Unit Winter Peak Savings (kW) | Achievable Technical Potential | 0 | 0 | 0 | 0 | 0 | 0 | 0 | 0 | 0 | 0 | 0 | 0 | 0 | 0 | 0 | 0 | 0 | 0 | 0 | 0 | 0 | 0 | 0 | 0 | 0 | 0 | 0 | 0 | 0 | 0 | 0
F4_Industrial_Other Industrial_New_Space Heating_Natural Gas_Gas Boiler - Insulate Hot Water Lines_A_Achievable Technical Potential | F4 | Industrial | Other Industrial | New | Space Heating | Natural Gas | Gas Boiler - Insulate Hot Water Lines | A | Incremental Energy Savings (MWh or mTherms) | Achievable Technical Potential | 0 | 0 | 0 | 0 | 0 | 0 | 0 | 0 | 0 | 0 | 0 | 0 | 0 | 0 | 0 | 0 | 0 | 0 | 0 | 0 | 0 | 0 | 0 | 0 | 0 | 0 | 0 | 0 | 0 | 0 | 0
F5_Industrial_Other Industrial_New_Space Heating_Natural Gas_Gas Boiler - Insulate Hot Water Lines_A_Achievable Technical Potential | F5 | Industrial | Other Industrial | New | Space Heating | Natural Gas | Gas Boiler - Insulate Hot Water Lines | A | Incremental Summer Peak Savings (MW) | Achievable Technical Potential | 0 | 0 | 0 | 0 | 0 | 0 | 0 | 0 | 0 | 0 | 0 | 0 | 0 | 0 | 0 | 0 | 0 | 0 | 0 | 0 | 0 | 0 | 0 | 0 | 0 | 0 | 0 | 0 | 0 | 0 | 0
F6_Industrial_Other Industrial_New_Space Heating_Natural Gas_Gas Boiler - Insulate Hot Water Lines_A_Achievable Technical Potential | F6 | Industrial | Other Industrial | New | Space Heating | Natural Gas | Gas Boiler - Insulate Hot Water Lines | A | Incremental Winter Peak Savings (MW) | Achievable Technical Potential | 0 | 0 | 0 | 0 | 0 | 0 | 0 | 0 | 0 | 0 | 0 | 0 | 0 | 0 | 0 | 0 | 0 | 0 | 0 | 0 | 0 | 0 | 0 | 0 | 0 | 0 | 0 | 0 | 0 | 0 | 0
F7_Industrial_Other Industrial_New_Space Heating_Natural Gas_Gas Boiler - Insulate Hot Water Lines_A_Achievable Technical Potential | F7 | Industrial | Other Industrial | New | Space Heating | Natural Gas | Gas Boiler - Insulate Hot Water Lines | A | Cumulative Energy Savings (MWh or mTherms) | Achievable Technical Potential | 0 | 0 | 0 | 0 | 0 | 0 | 0 | 0 | 0 | 0 | 0 | 0 | 0 | 0 | 0 | 0 | 0 | 0 | 0 | 0 | 0 | 0 | 0 | 0 | 0 | 0 | 0 | 0 | 0 | 0 | 0
F8_Industrial_Other Industrial_New_Space Heating_Natural Gas_Gas Boiler - Insulate Hot Water Lines_A_Achievable Technical Potential | F8 | Industrial | Other Industrial | New | Space Heating | Natural Gas | Gas Boiler - Insulate Hot Water Lines | A | Cumulative Summer Peak Savings (MW) | Achievable Technical Potential | 0 | 0 | 0 | 0 | 0 | 0 | 0 | 0 | 0 | 0 | 0 | 0 | 0 | 0 | 0 | 0 | 0 | 0 | 0 | 0 | 0 | 0 | 0 | 0 | 0 | 0 | 0 | 0 | 0 | 0 | 0
F9_Industrial_Other Industrial_New_Space Heating_Natural Gas_Gas Boiler - Insulate Hot Water Lines_A_Achievable Technical Potential | F9 | Industrial | Other Industrial | New | Space Heating | Natural Gas | Gas Boiler - Insulate Hot Water Lines | A | Cumulative Winter Peak Savings (MW) | Achievable Technical Potential | 0 | 0 | 0 | 0 | 0 | 0 | 0 | 0 | 0 | 0 | 0 | 0 | 0 | 0 | 0 | 0 | 0 | 0 | 0 | 0 | 0 | 0 | 0 | 0 | 0 | 0 | 0 | 0 | 0 | 0 | 0
F10_Industrial_Other Industrial_New_Space Heating_Natural Gas_Gas Boiler - Insulate Hot Water Lines_A_Achievable Technical Potential | F10 | Industrial | Other Industrial | New | Space Heating | Natural Gas | Gas Boiler - Insulate Hot Water Lines | A | Purchases (Incremental) | Achievable Technical Potential | 0 | 0 | 0 | 0 | 0 | 0 | 0 | 0 | 0 | 0 | 0 | 0 | 0 | 0 | 0 | 0 | 0 | 0 | 0 | 0 | 0 | 0 | 0 | 0 | 0 | 0 | 0 | 0 | 0 | 0 | 0
F11_Industrial_Other Industrial_New_Space Heating_Natural Gas_Gas Boiler - Insulate Hot Water Lines_A_Achievable Technical Potential | F11 | Industrial | Other Industrial | New | Space Heating | Natural Gas | Gas Boiler - Insulate Hot Water Lines | A | Purchases (Cumulative) | Achievable Technical Potential | 0 | 0 | 0 | 0 | 0 | 0 | 0 | 0 | 0 | 0 | 0 | 0 | 0 | 0 | 0 | 0 | 0 | 0 | 0 | 0 | 0 | 0 | 0 | 0 | 0 | 0 | 0 | 0 | 0 | 0 | 0
F1_Industrial_Other Industrial_New_Process_Natural Gas_Gas Boiler - Insulate Hot Water Lines_A_Achievable Technical Potential | F1 | Industrial | Other Industrial | New | Process | Natural Gas | Gas Boiler - Insulate Hot Water Lines | A | Integrated Unit Energy Savings (kWh or therms) | Achievable Technical Potential | 0 | 0 | 0 | 0 | 0 | 19.0288 | 19.0143 | 19.0008 | 18.9886 | 18.9761 | 18.9641 | 18.9537 | 18.9448 | 18.938 | 18.9332 | 18.931 | 18.9311 | 18.933 | 18.9361 | 18.9397 | 18.9445 | 18.9491 | 18.9532 | 18.957 | 18.9605 | 18.9637 | 18.9666 | 18.9694 | 19.0457 | 19.0457 | 19.0457
F2_Industrial_Other Industrial_New_Process_Natural Gas_Gas Boiler - Insulate Hot Water Lines_A_Achievable Technical Potential | F2 | Industrial | Other Industrial | New | Process | Natural Gas | Gas Boiler - Insulate Hot Water Lines | A | Integrated Unit Summer Peak Savings (kW) | Achievable Technical Potential | 0 | 0 | 0 | 0 | 0 | 0 | 0 | 0 | 0 | 0 | 0 | 0 | 0 | 0 | 0 | 0 | 0 | 0 | 0 | 0 | 0 | 0 | 0 | 0 | 0 | 0 | 0 | 0 | 0 | 0 | 0
F3_Industrial_Other Industrial_New_Process_Natural Gas_Gas Boiler - Insulate Hot Water Lines_A_Achievable Technical Potential | F3 | Industrial | Other Industrial | New | Process | Natural Gas | Gas Boiler - Insulate Hot Water Lines | A | Integrated Unit Winter Peak Savings (kW) | Achievable Technical Potential | 0 | 0 | 0 | 0 | 0 | 0 | 0 | 0 | 0 | 0 | 0 | 0 | 0 | 0 | 0 | 0 | 0 | 0 | 0 | 0 | 0 | 0 | 0 | 0 | 0 | 0 | 0 | 0 | 0 | 0 | 0
F4_Industrial_Other Industrial_New_Process_Natural Gas_Gas Boiler - Insulate Hot Water Lines_A_Achievable Technical Potential | F4 | Industrial | Other Industrial | New | Process | Natural Gas | Gas Boiler - Insulate Hot Water Lines | A | Incremental Energy Savings (MWh or mTherms) | Achievable Technical Potential | 0 | 0 | 0 | 0 | 0 | 0.052799 | 0.062504 | 0.072194 | 0.081817 | 0.091432 | 0.10105 | 0.11053 | 0.11999 | 0.12944 | 0.13874 | 0.1481 | 0.15738 | 0.16668 | 0.17595 | 0.18514 | 0.19436 | 0.20354 | 0.21268 | 0.2218 | 0.23088 | 0.052618 | 0.062348 | 0.072074 | 0.082063 | 0.091768 | 0.10148
F5_Industrial_Other Industrial_New_Process_Natural Gas_Gas Boiler - Insulate Hot Water Lines_A_Achievable Technical Potential | F5 | Industrial | Other Industrial | New | Process | Natural Gas | Gas Boiler - Insulate Hot Water Lines | A | Incremental Summer Peak Savings (MW) | Achievable Technical Potential | 0 | 0 | 0 | 0 | 0 | 0 | 0 | 0 | 0 | 0 | 0 | 0 | 0 | 0 | 0 | 0 | 0 | 0 | 0 | 0 | 0 | 0 | 0 | 0 | 0 | 0 | 0 | 0 | 0 | 0 | 0
F6_Industrial_Other Industrial_New_Process_Natural Gas_Gas Boiler - Insulate Hot Water Lines_A_Achievable Technical Potential | F6 | Industrial | Other Industrial | New | Process | Natural Gas | Gas Boiler - Insulate Hot Water Lines | A | Incremental Winter Peak Savings (MW) | Achievable Technical Potential | 0 | 0 | 0 | 0 | 0 | 0 | 0 | 0 | 0 | 0 | 0 | 0 | 0 | 0 | 0 | 0 | 0 | 0 | 0 | 0 | 0 | 0 | 0 | 0 | 0 | 0 | 0 | 0 | 0 | 0 | 0
F7_Industrial_Other Industrial_New_Process_Natural Gas_Gas Boiler - Insulate Hot Water Lines_A_Achievable Technical Potential | F7 | Industrial | Other Industrial | New | Process | Natural Gas | Gas Boiler - Insulate Hot Water Lines | A | Cumulative Energy Savings (MWh or mTherms) | Achievable Technical Potential | 0 | 0 | 0 | 0 | 0 | 0.052799 | 0.11526 | 0.18737 | 0.26907 | 0.36033 | 0.46115 | 0.57142 | 0.69115 | 0.82034 | 0.95888 | 1.1069 | 1.2642 | 1.4311 | 1.6072 | 1.7927 | 1.9875 | 2.1915 | 2.4047 | 2.6269 | 2.8583 | 2.8588 | 2.8592 | 2.8596 | 0 | 0 | 0
F8_Industrial_Other Industrial_New_Process_Natural Gas_Gas Boiler - Insulate Hot Water Lines_A_Achievable Technical Potential | F8 | Industrial | Other Industrial | New | Process | Natural Gas | Gas Boiler - Insulate Hot Water Lines | A | Cumulative Summer Peak Savings (MW) | Achievable Technical Potential | 0 | 0 | 0 | 0 | 0 | 0 | 0 | 0 | 0 | 0 | 0 | 0 | 0 | 0 | 0 | 0 | 0 | 0 | 0 | 0 | 0 | 0 | 0 | 0 | 0 | 0 | 0 | 0 | 0 | 0 | 0
F9_Industrial_Other Industrial_New_Process_Natural Gas_Gas Boiler - Insulate Hot Water Lines_A_Achievable Technical Potential | F9 | Industrial | Other Industrial | New | Process | Natural Gas | Gas Boiler - Insulate Hot Water Lines | A | Cumulative Winter Peak Savings (MW) | Achievable Technical Potential | 0 | 0 | 0 | 0 | 0 | 0 | 0 | 0 | 0 | 0 | 0 | 0 | 0 | 0 | 0 | 0 | 0 | 0 | 0 | 0 | 0 | 0 | 0 | 0 | 0 | 0 | 0 | 0 | 0 | 0 | 0
F10_Industrial_Other Industrial_New_Process_Natural Gas_Gas Boiler - Insulate Hot Water Lines_A_Achievable Technical Potential | F10 | Industrial | Other Industrial | New | Process | Natural Gas | Gas Boiler - Insulate Hot Water Lines | A | Purchases (Incremental) | Achievable Technical Potential | 0 | 0 | 0 | 0 | 0 | 2.7747 | 3.2872 | 3.7995 | 4.3088 | 4.8183 | 5.3282 | 5.8317 | 6.3338 | 6.8349 | 7.328 | 7.823 | 8.3133 | 8.8037 | 9.2915 | 9.7751 | 10.2592 | 10.7413 | 11.2215 | 11.7 | 12.1768 | 2.7747 | 3.2872 | 3.7995 | 4.3088 | 4.8183 | 5.3282
F11_Industrial_Other Industrial_New_Process_Natural Gas_Gas Boiler - Insulate Hot Water Lines_A_Achievable Technical Potential | F11 | Industrial | Other Industrial | New | Process | Natural Gas | Gas Boiler - Insulate Hot Water Lines | A | Purchases (Cumulative) | Achievable Technical Potential | 0 | 0 | 0 | 0 | 0 | 2.7747 | 6.0619 | 9.8614 | 14.1702 | 18.9885 | 24.3167 | 30.1484 | 36.4822 | 43.3171 | 50.6451 | 58.4682 | 66.7815 | 75.5851 | 84.8767 | 94.6518 | 104.9109 | 115.6522 | 126.8737 | 138.5737 | 150.7505 | 150.7505 | 150.7505 | 150.7505 | 150.7505 | 150.7505 | 150.7505
F1_Industrial_Other Industrial_New_Process_Natural Gas_Process - Insulate Heated Process Fluids_A_Achievable Technical Potential | F1 | Industrial | Other Industrial | New | Process | Natural Gas | Process - Insulate Heated Process Fluids | A | Integrated Unit Energy Savings (kWh or therms) | Achievable Technical Potential | 0 | 0 | 0 | 0 | 0 | 13.578 | 13.5516 | 13.5277 | 13.5058 | 13.4845 | 13.47 | 13.4568 | 13.4451 | 13.435 | 13.4265 | 13.42 | 13.4152 | 13.4119 | 13.4094 | 13.4074 | 13.4062 | 13.405 | 13.4034 | 13.4017 | 13.3997 | 13.4076 | 13.4148 | 13.4215 | 13.6092 | 13.6092 | 13.6092
F2_Industrial_Other Industrial_New_Process_Natural Gas_Process - Insulate Heated Process Fluids_A_Achievable Technical Potential | F2 | Industrial | Other Industrial | New | Process | Natural Gas | Process - Insulate Heated Process Fluids | A | Integrated Unit Summer Peak Savings (kW) | Achievable Technical Potential | 0 | 0 | 0 | 0 | 0 | 0 | 0 | 0 | 0 | 0 | 0 | 0 | 0 | 0 | 0 | 0 | 0 | 0 | 0 | 0 | 0 | 0 | 0 | 0 | 0 | 0 | 0 | 0 | 0 | 0 | 0
F3_Industrial_Other Industrial_New_Process_Natural Gas_Process - Insulate Heated Process Fluids_A_Achievable Technical Potential | F3 | Industrial | Other Industrial | New | Process | Natural Gas | Process - Insulate Heated Process Fluids | A | Integrated Unit Winter Peak Savings (kW) | Achievable Technical Potential | 0 | 0 | 0 | 0 | 0 | 0 | 0 | 0 | 0 | 0 | 0 | 0 | 0 | 0 | 0 | 0 | 0 | 0 | 0 | 0 | 0 | 0 | 0 | 0 | 0 | 0 | 0 | 0 | 0 | 0 | 0
F4_Industrial_Other Industrial_New_Process_Natural Gas_Process - Insulate Heated Process Fluids_A_Achievable Technical Potential | F4 | Industrial | Other Industrial | New | Process | Natural Gas | Process - Insulate Heated Process Fluids | A | Incremental Energy Savings (MWh or mTherms) | Achievable Technical Potential | 0 | 0 | 0 | 0 | 0 | 0.082413 | 0.097447 | 0.11243 | 0.1273 | 0.14213 | 0.1413 | 0.1236 | 0.1073 | 0.092561 | 0.079341 | 0.067728 | 0.057557 | 0.04875 | 0.041154 | 0.034631 | 0.029074 | 0.00020761 | 7.7452e-05 | 2.7526e-05 | 9.3404e-06 | 0.081378 | 0.096463 | 0.11155 | 0.12827 | 0.14344 | 0.14276
F5_Industrial_Other Industrial_New_Process_Natural Gas_Process - Insulate Heated Process Fluids_A_Achievable Technical Potential | F5 | Industrial | Other Industrial | New | Process | Natural Gas | Process - Insulate Heated Process Fluids | A | Incremental Summer Peak Savings (MW) | Achievable Technical Potential | 0 | 0 | 0 | 0 | 0 | 0 | 0 | 0 | 0 | 0 | 0 | 0 | 0 | 0 | 0 | 0 | 0 | 0 | 0 | 0 | 0 | 0 | 0 | 0 | 0 | 0 | 0 | 0 | 0 | 0 | 0
F6_Industrial_Other Industrial_New_Process_Natural Gas_Process - Insulate Heated Process Fluids_A_Achievable Technical Potential | F6 | Industrial | Other Industrial | New | Process | Natural Gas | Process - Insulate Heated Process Fluids | A | Incremental Winter Peak Savings (MW) | Achievable Technical Potential | 0 | 0 | 0 | 0 | 0 | 0 | 0 | 0 | 0 | 0 | 0 | 0 | 0 | 0 | 0 | 0 | 0 | 0 | 0 | 0 | 0 | 0 | 0 | 0 | 0 | 0 | 0 | 0 | 0 | 0 | 0
F7_Industrial_Other Industrial_New_Process_Natural Gas_Process - Insulate Heated Process Fluids_A_Achievable Technical Potential | F7 | Industrial | Other Industrial | New | Process | Natural Gas | Process - Insulate Heated Process Fluids | A | Cumulative Energy Savings (MWh or mTherms) | Achievable Technical Potential | 0 | 0 | 0 | 0 | 0 | 0.082413 | 0.1797 | 0.29182 | 0.41864 | 0.56011 | 0.7008 | 0.82372 | 0.9303 | 1.0222 | 1.1009 | 1.1681 | 1.2252 | 1.2736 | 1.3146 | 1.349 | 1.3779 | 1.378 | 1.3779 | 1.3778 | 1.3776 | 1.3784 | 1.3791 | 1.3798 | 0 | 0 | 0
F8_Industrial_Other Industrial_New_Process_Natural Gas_Process - Insulate Heated Process Fluids_A_Achievable Technical Potential | F8 | Industrial | Other Industrial | New | Process | Natural Gas | Process - Insulate Heated Process Fluids | A | Cumulative Summer Peak Savings (MW) | Achievable Technical Potential | 0 | 0 | 0 | 0 | 0 | 0 | 0 | 0 | 0 | 0 | 0 | 0 | 0 | 0 | 0 | 0 | 0 | 0 | 0 | 0 | 0 | 0 | 0 | 0 | 0 | 0 | 0 | 0 | 0 | 0 | 0
F9_Industrial_Other Industrial_New_Process_Natural Gas_Process - Insulate Heated Process Fluids_A_Achievable Technical Potential | F9 | Industrial | Other Industrial | New | Process | Natural Gas | Process - Insulate Heated Process Fluids | A | Cumulative Winter Peak Savings (MW) | Achievable Technical Potential | 0 | 0 | 0 | 0 | 0 | 0 | 0 | 0 | 0 | 0 | 0 | 0 | 0 | 0 | 0 | 0 | 0 | 0 | 0 | 0 | 0 | 0 | 0 | 0 | 0 | 0 | 0 | 0 | 0 | 0 | 0
F10_Industrial_Other Industrial_New_Process_Natural Gas_Process - Insulate Heated Process Fluids_A_Achievable Technical Potential | F10 | Industrial | Other Industrial | New | Process | Natural Gas | Process - Insulate Heated Process Fluids | A | Purchases (Incremental) | Achievable Technical Potential | 0 | 0 | 0 | 0 | 0 | 6.0696 | 7.1908 | 8.3114 | 9.4254 | 10.54 | 10.4899 | 9.1849 | 7.9806 | 6.8896 | 5.9093 | 5.0468 | 4.2905 | 3.6348 | 3.069 | 2.583 | 2.1687 | 0.015487 | 0.0057785 | 0.0020539 | 0.00069706 | 6.0696 | 7.1908 | 8.3114 | 9.4254 | 10.54 | 10.4899
F11_Industrial_Other Industrial_New_Process_Natural Gas_Process - Insulate Heated Process Fluids_A_Achievable Technical Potential | F11 | Industrial | Other Industrial | New | Process | Natural Gas | Process - Insulate Heated Process Fluids | A | Purchases (Cumulative) | Achievable Technical Potential | 0 | 0 | 0 | 0 | 0 | 6.0696 | 13.2604 | 21.5717 | 30.9971 | 41.5371 | 52.027 | 61.2119 | 69.1925 | 76.0821 | 81.9914 | 87.0381 | 91.3286 | 94.9634 | 98.0324 | 100.6154 | 102.7841 | 102.7996 | 102.8053 | 102.8074 | 102.8081 | 102.8081 | 102.8081 | 102.8081 | 102.8081 | 102.8081 | 102.8081
F1_Industrial_Other Industrial_New_Process_Natural Gas_Process Heat Recovery_A_Achievable Technical Potential | F1 | Industrial | Other Industrial | New | Process | Natural Gas | Process Heat Recovery | A | Integrated Unit Energy Savings (kWh or therms) | Achievable Technical Potential | 0 | 0 | 0 | 0 | 0 | 0.033047 | 0.032962 | 0.032884 | 0.032812 | 0.032741 | 0.032687 | 0.03264 | 0.032598 | 0.032562 | 0.032533 | 0.03251 | 0.032494 | 0.032484 | 0.032478 | 0.032475 | 0.032476 | 0.032479 | 0.032481 | 0.032483 | 0.032484 | 0.032509 | 0.032532 | 0.032553 | 0 | 0 | 0
F2_Industrial_Other Industrial_New_Process_Natural Gas_Process Heat Recovery_A_Achievable Technical Potential | F2 | Industrial | Other Industrial | New | Process | Natural Gas | Process Heat Recovery | A | Integrated Unit Summer Peak Savings (kW) | Achievable Technical Potential | 0 | 0 | 0 | 0 | 0 | 0 | 0 | 0 | 0 | 0 | 0 | 0 | 0 | 0 | 0 | 0 | 0 | 0 | 0 | 0 | 0 | 0 | 0 | 0 | 0 | 0 | 0 | 0 | 0 | 0 | 0
F3_Industrial_Other Industrial_New_Process_Natural Gas_Process Heat Recovery_A_Achievable Technical Potential | F3 | Industrial | Other Industrial | New | Process | Natural Gas | Process Heat Recovery | A | Integrated Unit Winter Peak Savings (kW) | Achievable Technical Potential | 0 | 0 | 0 | 0 | 0 | 0 | 0 | 0 | 0 | 0 | 0 | 0 | 0 | 0 | 0 | 0 | 0 | 0 | 0 | 0 | 0 | 0 | 0 | 0 | 0 | 0 | 0 | 0 | 0 | 0 | 0
F4_Industrial_Other Industrial_New_Process_Natural Gas_Process Heat Recovery_A_Achievable Technical Potential | F4 | Industrial | Other Industrial | New | Process | Natural Gas | Process Heat Recovery | A | Incremental Energy Savings (MWh or mTherms) | Achievable Technical Potential | 0 | 0 | 0 | 0 | 0 | 0.0072209 | 0.0085328 | 0.0098393 | 0.011134 | 0.012423 | 0.012344 | 0.010793 | 0.0093655 | 0.0080763 | 0.0069208 | 0.0059065 | 0.0050189 | 0.0042506 | 0.0035883 | 0.0030197 | 0.0070961 | 0.0084077 | 0.0097186 | 0.011022 | 0.012326 | 0.012277 | 0.010757 | 0.0093524 | 0 | 0 | 0
F5_Industrial_Other Industrial_New_Process_Natural Gas_Process Heat Recovery_A_Achievable Technical Potential | F5 | Industrial | Other Industrial | New | Process | Natural Gas | Process Heat Recovery | A | Incremental Summer Peak Savings (MW) | Achievable Technical Potential | 0 | 0 | 0 | 0 | 0 | 0 | 0 | 0 | 0 | 0 | 0 | 0 | 0 | 0 | 0 | 0 | 0 | 0 | 0 | 0 | 0 | 0 | 0 | 0 | 0 | 0 | 0 | 0 | 0 | 0 | 0
F6_Industrial_Other Industrial_New_Process_Natural Gas_Process Heat Recovery_A_Achievable Technical Potential | F6 | Industrial | Other Industrial | New | Process | Natural Gas | Process Heat Recovery | A | Incremental Winter Peak Savings (MW) | Achievable Technical Potential | 0 | 0 | 0 | 0 | 0 | 0 | 0 | 0 | 0 | 0 | 0 | 0 | 0 | 0 | 0 | 0 | 0 | 0 | 0 | 0 | 0 | 0 | 0 | 0 | 0 | 0 | 0 | 0 | 0 | 0 | 0
F7_Industrial_Other Industrial_New_Process_Natural Gas_Process Heat Recovery_A_Achievable Technical Potential | F7 | Industrial | Other Industrial | New | Process | Natural Gas | Process Heat Recovery | A | Cumulative Energy Savings (MWh or mTherms) | Achievable Technical Potential | 0 | 0 | 0 | 0 | 0 | 0.0072209 | 0.015735 | 0.025537 | 0.036615 | 0.048958 | 0.061222 | 0.071926 | 0.0812 | 0.089187 | 0.096026 | 0.10187 | 0.10683 | 0.11105 | 0.11462 | 0.11763 | 0.11763 | 0.11764 | 0.11765 | 0.11766 | 0.11766 | 0.11775 | 0.11783 | 0.11791 | 0 | 0 | 0
F8_Industrial_Other Industrial_New_Process_Natural Gas_Process Heat Recovery_A_Achievable Technical Potential | F8 | Industrial | Other Industrial | New | Process | Natural Gas | Process Heat Recovery | A | Cumulative Summer Peak Savings (MW) | Achievable Technical Potential | 0 | 0 | 0 | 0 | 0 | 0 | 0 | 0 | 0 | 0 | 0 | 0 | 0 | 0 | 0 | 0 | 0 | 0 | 0 | 0 | 0 | 0 | 0 | 0 | 0 | 0 | 0 | 0 | 0 | 0 | 0
F9_Industrial_Other Industrial_New_Process_Natural Gas_Process Heat Recovery_A_Achievable Technical Potential | F9 | Industrial | Other Industrial | New | Process | Natural Gas | Process Heat Recovery | A | Cumulative Winter Peak Savings (MW) | Achievable Technical Potential | 0 | 0 | 0 | 0 | 0 | 0 | 0 | 0 | 0 | 0 | 0 | 0 | 0 | 0 | 0 | 0 | 0 | 0 | 0 | 0 | 0 | 0 | 0 | 0 | 0 | 0 | 0 | 0 | 0 | 0 | 0
F10_Industrial_Other Industrial_New_Process_Natural Gas_Process Heat Recovery_A_Achievable Technical Potential | F10 | Industrial | Other Industrial | New | Process | Natural Gas | Process Heat Recovery | A | Purchases (Incremental) | Achievable Technical Potential | 0 | 0 | 0 | 0 | 0 | 218.5046 | 258.8683 | 299.2099 | 339.3135 | 379.4389 | 377.6377 | 330.6571 | 287.3008 | 248.0238 | 212.7346 | 181.6838 | 154.4562 | 130.8533 | 110.4839 | 92.9868 | 218.5046 | 258.8683 | 299.2099 | 339.3135 | 379.4389 | 377.6377 | 330.6571 | 287.3008 | 248.0238 | 212.7346 | 181.6838
F11_Industrial_Other Industrial_New_Process_Natural Gas_Process Heat Recovery_A_Achievable Technical Potential | F11 | Industrial | Other Industrial | New | Process | Natural Gas | Process Heat Recovery | A | Purchases (Cumulative) | Achievable Technical Potential | 0 | 0 | 0 | 0 | 0 | 218.5046 | 477.3729 | 776.5828 | 1115.8963 | 1495.3352 | 1872.9729 | 2203.63 | 2490.9308 | 2738.9546 | 2951.6892 | 3133.3729 | 3287.8292 | 3418.6825 | 3529.1664 | 3622.1532 | 3622.1532 | 3622.1532 | 3622.1532 | 3622.1532 | 3622.1532 | 3622.1532 | 3622.1532 | 3622.1532 | 3622.1532 | 3622.1532 | 3622.1532
F1_Industrial_Other Industrial_New_Space Heating_Natural Gas_Building Automation System_A_Achievable Technical Potential | F1 | Industrial | Other Industrial | New | Space Heating | Natural Gas | Building Automation System | A | Integrated Unit Energy Savings (kWh or therms) | Achievable Technical Potential | 0 | 0 | 0 | 0 | 0 | 0.014549 | 0.014313 | 0.014117 | 0.013949 | 0.013799 | 0.013662 | 0.013499 | 0.013323 | 0.013145 | 0.01297 | 0.012811 | 0.012669 | 0.012549 | 0.012388 | 0.012265 | 0.012171 | 0.012096 | 0.012055 | 0.012028 | 0.012011 | 0.012002 | 0.011996 | 0.011995 | 0 | 0 | 0
F2_Industrial_Other Industrial_New_Space Heating_Natural Gas_Building Automation System_A_Achievable Technical Potential | F2 | Industrial | Other Industrial | New | Space Heating | Natural Gas | Building Automation System | A | Integrated Unit Summer Peak Savings (kW) | Achievable Technical Potential | 0 | 0 | 0 | 0 | 0 | 0 | 0 | 0 | 0 | 0 | 0 | 0 | 0 | 0 | 0 | 0 | 0 | 0 | 0 | 0 | 0 | 0 | 0 | 0 | 0 | 0 | 0 | 0 | 0 | 0 | 0
F3_Industrial_Other Industrial_New_Space Heating_Natural Gas_Building Automation System_A_Achievable Technical Potential | F3 | Industrial | Other Industrial | New | Space Heating | Natural Gas | Building Automation System | A | Integrated Unit Winter Peak Savings (kW) | Achievable Technical Potential | 0 | 0 | 0 | 0 | 0 | 0 | 0 | 0 | 0 | 0 | 0 | 0 | 0 | 0 | 0 | 0 | 0 | 0 | 0 | 0 | 0 | 0 | 0 | 0 | 0 | 0 | 0 | 0 | 0 | 0 | 0
F4_Industrial_Other Industrial_New_Space Heating_Natural Gas_Building Automation System_A_Achievable Technical Potential | F4 | Industrial | Other Industrial | New | Space Heating | Natural Gas | Building Automation System | A | Incremental Energy Savings (MWh or mTherms) | Achievable Technical Potential | 0 | 0 | 0 | 0 | 0 | 0.00076035 | 0.0017714 | 0.0035857 | 0.0065357 | 0.010974 | 0.017208 | 0.025313 | 0.035176 | 0.046321 | 0.057783 | 0.068364 | 0.076424 | 0.080502 | 0.079066 | 0.072405 | 0.062364 | 0.049624 | 0.035769 | 0.023773 | 0.016114 | 0.015117 | 0.022496 | 0.03167 | 0 | 0 | 0
F5_Industrial_Other Industrial_New_Space Heating_Natural Gas_Building Automation System_A_Achievable Technical Potential | F5 | Industrial | Other Industrial | New | Space Heating | Natural Gas | Building Automation System | A | Incremental Summer Peak Savings (MW) | Achievable Technical Potential | 0 | 0 | 0 | 0 | 0 | 0 | 0 | 0 | 0 | 0 | 0 | 0 | 0 | 0 | 0 | 0 | 0 | 0 | 0 | 0 | 0 | 0 | 0 | 0 | 0 | 0 | 0 | 0 | 0 | 0 | 0
F6_Industrial_Other Industrial_New_Space Heating_Natural Gas_Building Automation System_A_Achievable Technical Potential | F6 | Industrial | Other Industrial | New | Space Heating | Natural Gas | Building Automation System | A | Incremental Winter Peak Savings (MW) | Achievable Technical Potential | 0 | 0 | 0 | 0 | 0 | 0 | 0 | 0 | 0 | 0 | 0 | 0 | 0 | 0 | 0 | 0 | 0 | 0 | 0 | 0 | 0 | 0 | 0 | 0 | 0 | 0 | 0 | 0 | 0 | 0 | 0
F7_Industrial_Other Industrial_New_Space Heating_Natural Gas_Building Automation System_A_Achievable Technical Potential | F7 | Industrial | Other Industrial | New | Space Heating | Natural Gas | Building Automation System | A | Cumulative Energy Savings (MWh or mTherms) | Achievable Technical Potential | 0 | 0 | 0 | 0 | 0 | 0.00076035 | 0.0025194 | 0.0060708 | 0.012534 | 0.023372 | 0.040349 | 0.065181 | 0.099507 | 0.1445 | 0.20035 | 0.26627 | 0.33973 | 0.41703 | 0.49075 | 0.55826 | 0.61572 | 0.66007 | 0.69053 | 0.70711 | 0.71269 | 0.71213 | 0.71181 | 0.71173 | 0 | 0 | 0
F8_Industrial_Other Industrial_New_Space Heating_Natural Gas_Building Automation System_A_Achievable Technical Potential | F8 | Industrial | Other Industrial | New | Space Heating | Natural Gas | Building Automation System | A | Cumulative Summer Peak Savings (MW) | Achievable Technical Potential | 0 | 0 | 0 | 0 | 0 | 0 | 0 | 0 | 0 | 0 | 0 | 0 | 0 | 0 | 0 | 0 | 0 | 0 | 0 | 0 | 0 | 0 | 0 | 0 | 0 | 0 | 0 | 0 | 0 | 0 | 0
F9_Industrial_Other Industrial_New_Space Heating_Natural Gas_Building Automation System_A_Achievable Technical Potential | F9 | Industrial | Other Industrial | New | Space Heating | Natural Gas | Building Automation System | A | Cumulative Winter Peak Savings (MW) | Achievable Technical Potential | 0 | 0 | 0 | 0 | 0 | 0 | 0 | 0 | 0 | 0 | 0 | 0 | 0 | 0 | 0 | 0 | 0 | 0 | 0 | 0 | 0 | 0 | 0 | 0 | 0 | 0 | 0 | 0 | 0 | 0 | 0
F10_Industrial_Other Industrial_New_Space Heating_Natural Gas_Building Automation System_A_Achievable Technical Potential | F10 | Industrial | Other Industrial | New | Space Heating | Natural Gas | Building Automation System | A | Purchases (Incremental) | Achievable Technical Potential | 0 | 0 | 0 | 0 | 0 | 52.2611 | 123.7643 | 253.9944 | 468.5329 | 795.2662 | 1259.5382 | 1875.2124 | 2640.253 | 3523.8809 | 4455.3026 | 5336.2116 | 6032.4967 | 6414.9855 | 6382.3297 | 5903.516 | 5123.9264 | 4102.4257 | 2967.1191 | 1976.4887 | 1341.55 | 1259.5382 | 1875.2124 | 2640.253 | 3523.8809 | 4455.3026 | 5336.2116
F11_Industrial_Other Industrial_New_Space Heating_Natural Gas_Building Automation System_A_Achievable Technical Potential | F11 | Industrial | Other Industrial | New | Space Heating | Natural Gas | Building Automation System | A | Purchases (Cumulative) | Achievable Technical Potential | 0 | 0 | 0 | 0 | 0 | 52.2611 | 176.0254 | 430.0198 | 898.5527 | 1693.8189 | 2953.3571 | 4828.5696 | 7468.8226 | 10992.7035 | 15448.0061 | 20784.2177 | 26816.7144 | 33231.6999 | 39614.0296 | 45517.5456 | 50589.211 | 54567.8724 | 57280.997 | 58788.9529 | 59335.2367 | 59335.2367 | 59335.2367 | 59335.2367 | 59335.2367 | 59335.2367 | 59335.2367
F1_Industrial_Other Industrial_New_Space Heating_Natural Gas_Steam System Efficiency Improvements_A_Achievable Technical Potential | F1 | Industrial | Other Industrial | New | Space Heating | Natural Gas | Steam System Efficiency Improvements | A | Integrated Unit Energy Savings (kWh or therms) | Achievable Technical Potential | 0 | 0 | 0 | 0 | 0 | 0 | 0 | 0 | 0 | 0 | 0 | 0 | 0 | 0 | 0 | 0 | 0 | 0 | 0 | 0 | 0 | 0 | 0 | 0 | 0 | 0 | 0 | 0 | 0 | 0 | 0
F2_Industrial_Other Industrial_New_Space Heating_Natural Gas_Steam System Efficiency Improvements_A_Achievable Technical Potential | F2 | Industrial | Other Industrial | New | Space Heating | Natural Gas | Steam System Efficiency Improvements | A | Integrated Unit Summer Peak Savings (kW) | Achievable Technical Potential | 0 | 0 | 0 | 0 | 0 | 0 | 0 | 0 | 0 | 0 | 0 | 0 | 0 | 0 | 0 | 0 | 0 | 0 | 0 | 0 | 0 | 0 | 0 | 0 | 0 | 0 | 0 | 0 | 0 | 0 | 0
F3_Industrial_Other Industrial_New_Space Heating_Natural Gas_Steam System Efficiency Improvements_A_Achievable Technical Potential | F3 | Industrial | Other Industrial | New | Space Heating | Natural Gas | Steam System Efficiency Improvements | A | Integrated Unit Winter Peak Savings (kW) | Achievable Technical Potential | 0 | 0 | 0 | 0 | 0 | 0 | 0 | 0 | 0 | 0 | 0 | 0 | 0 | 0 | 0 | 0 | 0 | 0 | 0 | 0 | 0 | 0 | 0 | 0 | 0 | 0 | 0 | 0 | 0 | 0 | 0
F4_Industrial_Other Industrial_New_Space Heating_Natural Gas_Steam System Efficiency Improvements_A_Achievable Technical Potential | F4 | Industrial | Other Industrial | New | Space Heating | Natural Gas | Steam System Efficiency Improvements | A | Incremental Energy Savings (MWh or mTherms) | Achievable Technical Potential | 0 | 0 | 0 | 0 | 0 | 0 | 0 | 0 | 0 | 0 | 0 | 0 | 0 | 0 | 0 | 0 | 0 | 0 | 0 | 0 | 0 | 0 | 0 | 0 | 0 | 0 | 0 | 0 | 0 | 0 | 0
F5_Industrial_Other Industrial_New_Space Heating_Natural Gas_Steam System Efficiency Improvements_A_Achievable Technical Potential | F5 | Industrial | Other Industrial | New | Space Heating | Natural Gas | Steam System Efficiency Improvements | A | Incremental Summer Peak Savings (MW) | Achievable Technical Potential | 0 | 0 | 0 | 0 | 0 | 0 | 0 | 0 | 0 | 0 | 0 | 0 | 0 | 0 | 0 | 0 | 0 | 0 | 0 | 0 | 0 | 0 | 0 | 0 | 0 | 0 | 0 | 0 | 0 | 0 | 0
F6_Industrial_Other Industrial_New_Space Heating_Natural Gas_Steam System Efficiency Improvements_A_Achievable Technical Potential | F6 | Industrial | Other Industrial | New | Space Heating | Natural Gas | Steam System Efficiency Improvements | A | Incremental Winter Peak Savings (MW) | Achievable Technical Potential | 0 | 0 | 0 | 0 | 0 | 0 | 0 | 0 | 0 | 0 | 0 | 0 | 0 | 0 | 0 | 0 | 0 | 0 | 0 | 0 | 0 | 0 | 0 | 0 | 0 | 0 | 0 | 0 | 0 | 0 | 0
F7_Industrial_Other Industrial_New_Space Heating_Natural Gas_Steam System Efficiency Improvements_A_Achievable Technical Potential | F7 | Industrial | Other Industrial | New | Space Heating | Natural Gas | Steam System Efficiency Improvements | A | Cumulative Energy Savings (MWh or mTherms) | Achievable Technical Potential | 0 | 0 | 0 | 0 | 0 | 0 | 0 | 0 | 0 | 0 | 0 | 0 | 0 | 0 | 0 | 0 | 0 | 0 | 0 | 0 | 0 | 0 | 0 | 0 | 0 | 0 | 0 | 0 | 0 | 0 | 0
F8_Industrial_Other Industrial_New_Space Heating_Natural Gas_Steam System Efficiency Improvements_A_Achievable Technical Potential | F8 | Industrial | Other Industrial | New | Space Heating | Natural Gas | Steam System Efficiency Improvements | A | Cumulative Summer Peak Savings (MW) | Achievable Technical Potential | 0 | 0 | 0 | 0 | 0 | 0 | 0 | 0 | 0 | 0 | 0 | 0 | 0 | 0 | 0 | 0 | 0 | 0 | 0 | 0 | 0 | 0 | 0 | 0 | 0 | 0 | 0 | 0 | 0 | 0 | 0
F9_Industrial_Other Industrial_New_Space Heating_Natural Gas_Steam System Efficiency Improvements_A_Achievable Technical Potential | F9 | Industrial | Other Industrial | New | Space Heating | Natural Gas | Steam System Efficiency Improvements | A | Cumulative Winter Peak Savings (MW) | Achievable Technical Potential | 0 | 0 | 0 | 0 | 0 | 0 | 0 | 0 | 0 | 0 | 0 | 0 | 0 | 0 | 0 | 0 | 0 | 0 | 0 | 0 | 0 | 0 | 0 | 0 | 0 | 0 | 0 | 0 | 0 | 0 | 0
F10_Industrial_Other Industrial_New_Space Heating_Natural Gas_Steam System Efficiency Improvements_A_Achievable Technical Potential | F10 | Industrial | Other Industrial | New | Space Heating | Natural Gas | Steam System Efficiency Improvements | A | Purchases (Incremental) | Achievable Technical Potential | 0 | 0 | 0 | 0 | 0 | 0 | 0 | 0 | 0 | 0 | 0 | 0 | 0 | 0 | 0 | 0 | 0 | 0 | 0 | 0 | 0 | 0 | 0 | 0 | 0 | 0 | 0 | 0 | 0 | 0 | 0
F11_Industrial_Other Industrial_New_Space Heating_Natural Gas_Steam System Efficiency Improvements_A_Achievable Technical Potential | F11 | Industrial | Other Industrial | New | Space Heating | Natural Gas | Steam System Efficiency Improvements | A | Purchases (Cumulative) | Achievable Technical Potential | 0 | 0 | 0 | 0 | 0 | 0 | 0 | 0 | 0 | 0 | 0 | 0 | 0 | 0 | 0 | 0 | 0 | 0 | 0 | 0 | 0 | 0 | 0 | 0 | 0 | 0 | 0 | 0 | 0 | 0 | 0
F1_Industrial_Other Industrial_New_Process_Natural Gas_Steam System Efficiency Improvements_A_Achievable Technical Potential | F1 | Industrial | Other Industrial | New | Process | Natural Gas | Steam System Efficiency Improvements | A | Integrated Unit Energy Savings (kWh or therms) | Achievable Technical Potential | 0 | 0 | 0 | 0 | 0 | 0.10591 | 0.10564 | 0.10539 | 0.10516 | 0.10493 | 0.10476 | 0.10461 | 0.10447 | 0.10436 | 0.10427 | 0.10419 | 0.10414 | 0.10411 | 0.10409 | 0.10408 | 0.10409 | 0.1041 | 0.1041 | 0.10411 | 0.10411 | 0.10419 | 0.10426 | 0.10433 | 0.10623 | 0.10623 | 0.10623
F2_Industrial_Other Industrial_New_Process_Natural Gas_Steam System Efficiency Improvements_A_Achievable Technical Potential | F2 | Industrial | Other Industrial | New | Process | Natural Gas | Steam System Efficiency Improvements | A | Integrated Unit Summer Peak Savings (kW) | Achievable Technical Potential | 0 | 0 | 0 | 0 | 0 | 0 | 0 | 0 | 0 | 0 | 0 | 0 | 0 | 0 | 0 | 0 | 0 | 0 | 0 | 0 | 0 | 0 | 0 | 0 | 0 | 0 | 0 | 0 | 0 | 0 | 0
F3_Industrial_Other Industrial_New_Process_Natural Gas_Steam System Efficiency Improvements_A_Achievable Technical Potential | F3 | Industrial | Other Industrial | New | Process | Natural Gas | Steam System Efficiency Improvements | A | Integrated Unit Winter Peak Savings (kW) | Achievable Technical Potential | 0 | 0 | 0 | 0 | 0 | 0 | 0 | 0 | 0 | 0 | 0 | 0 | 0 | 0 | 0 | 0 | 0 | 0 | 0 | 0 | 0 | 0 | 0 | 0 | 0 | 0 | 0 | 0 | 0 | 0 | 0
F4_Industrial_Other Industrial_New_Process_Natural Gas_Steam System Efficiency Improvements_A_Achievable Technical Potential | F4 | Industrial | Other Industrial | New | Process | Natural Gas | Steam System Efficiency Improvements | A | Incremental Energy Savings (MWh or mTherms) | Achievable Technical Potential | 0 | 0 | 0 | 0 | 0 | 9.043e-05 | 0.0002136 | 0.00043734 | 0.00080497 | 0.0013634 | 0.0021557 | 0.0032049 | 0.0045067 | 0.0060084 | 0.0075897 | 0.009084 | 0.010264 | 0.010912 | 0.010854 | 0.010039 | 0.0090747 | 0.01026 | 0.010911 | 0.010856 | 0.010042 | 0.0090837 | 0.010276 | 0.010935 | 0.011077 | 0.010246 | 0.0092614
F5_Industrial_Other Industrial_New_Process_Natural Gas_Steam System Efficiency Improvements_A_Achievable Technical Potential | F5 | Industrial | Other Industrial | New | Process | Natural Gas | Steam System Efficiency Improvements | A | Incremental Summer Peak Savings (MW) | Achievable Technical Potential | 0 | 0 | 0 | 0 | 0 | 0 | 0 | 0 | 0 | 0 | 0 | 0 | 0 | 0 | 0 | 0 | 0 | 0 | 0 | 0 | 0 | 0 | 0 | 0 | 0 | 0 | 0 | 0 | 0 | 0 | 0
F6_Industrial_Other Industrial_New_Process_Natural Gas_Steam System Efficiency Improvements_A_Achievable Technical Potential | F6 | Industrial | Other Industrial | New | Process | Natural Gas | Steam System Efficiency Improvements | A | Incremental Winter Peak Savings (MW) | Achievable Technical Potential | 0 | 0 | 0 | 0 | 0 | 0 | 0 | 0 | 0 | 0 | 0 | 0 | 0 | 0 | 0 | 0 | 0 | 0 | 0 | 0 | 0 | 0 | 0 | 0 | 0 | 0 | 0 | 0 | 0 | 0 | 0
F7_Industrial_Other Industrial_New_Process_Natural Gas_Steam System Efficiency Improvements_A_Achievable Technical Potential | F7 | Industrial | Other Industrial | New | Process | Natural Gas | Steam System Efficiency Improvements | A | Cumulative Energy Savings (MWh or mTherms) | Achievable Technical Potential | 0 | 0 | 0 | 0 | 0 | 9.043e-05 | 0.0003038 | 0.00074043 | 0.0015438 | 0.0029038 | 0.0049653 | 0.0079515 | 0.012015 | 0.017211 | 0.02343 | 0.030354 | 0.037413 | 0.043822 | 0.048676 | 0.051134 | 0.051136 | 0.05114 | 0.051144 | 0.051146 | 0.051148 | 0.051187 | 0.051223 | 0.051256 | 0 | 0 | 0
F8_Industrial_Other Industrial_New_Process_Natural Gas_Steam System Efficiency Improvements_A_Achievable Technical Potential | F8 | Industrial | Other Industrial | New | Process | Natural Gas | Steam System Efficiency Improvements | A | Cumulative Summer Peak Savings (MW) | Achievable Technical Potential | 0 | 0 | 0 | 0 | 0 | 0 | 0 | 0 | 0 | 0 | 0 | 0 | 0 | 0 | 0 | 0 | 0 | 0 | 0 | 0 | 0 | 0 | 0 | 0 | 0 | 0 | 0 | 0 | 0 | 0 | 0
F9_Industrial_Other Industrial_New_Process_Natural Gas_Steam System Efficiency Improvements_A_Achievable Technical Potential | F9 | Industrial | Other Industrial | New | Process | Natural Gas | Steam System Efficiency Improvements | A | Cumulative Winter Peak Savings (MW) | Achievable Technical Potential | 0 | 0 | 0 | 0 | 0 | 0 | 0 | 0 | 0 | 0 | 0 | 0 | 0 | 0 | 0 | 0 | 0 | 0 | 0 | 0 | 0 | 0 | 0 | 0 | 0 | 0 | 0 | 0 | 0 | 0 | 0
F10_Industrial_Other Industrial_New_Process_Natural Gas_Steam System Efficiency Improvements_A_Achievable Technical Potential | F10 | Industrial | Other Industrial | New | Process | Natural Gas | Steam System Efficiency Improvements | A | Purchases (Incremental) | Achievable Technical Potential | 0 | 0 | 0 | 0 | 0 | 0.85384 | 2.0221 | 4.1498 | 7.6549 | 12.9931 | 20.5784 | 30.6373 | 43.1365 | 57.5733 | 72.7909 | 87.1832 | 98.5591 | 104.8082 | 104.2747 | 96.4518 | 87.1832 | 98.5591 | 104.8082 | 104.2747 | 96.4518 | 87.1832 | 98.5591 | 104.8082 | 104.2747 | 96.4518 | 87.1832
F11_Industrial_Other Industrial_New_Process_Natural Gas_Steam System Efficiency Improvements_A_Achievable Technical Potential | F11 | Industrial | Other Industrial | New | Process | Natural Gas | Steam System Efficiency Improvements | A | Purchases (Cumulative) | Achievable Technical Potential | 0 | 0 | 0 | 0 | 0 | 0.85384 | 2.8759 | 7.0257 | 14.6806 | 27.6737 | 47.3982 | 76.0134 | 115.0002 | 164.9185 | 224.7163 | 291.3211 | 359.2429 | 420.9146 | 467.616 | 491.277 | 491.277 | 491.277 | 491.277 | 491.277 | 491.277 | 491.277 | 491.277 | 491.277 | 491.277 | 491.277 | 491.277
F1_Industrial_Other Industrial_New_Space Heating_Natural Gas_Strategic Energy Management_A_Achievable Technical Potential | F1 | Industrial | Other Industrial | New | Space Heating | Natural Gas | Strategic Energy Management | A | Integrated Unit Energy Savings (kWh or therms) | Achievable Technical Potential | 0 | 0 | 0 | 0 | 0 | 2.9498 | 2.9014 | 2.861 | 2.8256 | 2.7932 | 2.7629 | 2.7262 | 2.6861 | 2.6447 | 2.603 | 2.5643 | 2.5287 | 2.4981 | 2.4601 | 2.4309 | 2.409 | 2.3925 | 2.384 | 2.3796 | 2.3781 | 2.3784 | 2.3793 | 2.3809 | 0 | 0 | 0
F2_Industrial_Other Industrial_New_Space Heating_Natural Gas_Strategic Energy Management_A_Achievable Technical Potential | F2 | Industrial | Other Industrial | New | Space Heating | Natural Gas | Strategic Energy Management | A | Integrated Unit Summer Peak Savings (kW) | Achievable Technical Potential | 0 | 0 | 0 | 0 | 0 | 0 | 0 | 0 | 0 | 0 | 0 | 0 | 0 | 0 | 0 | 0 | 0 | 0 | 0 | 0 | 0 | 0 | 0 | 0 | 0 | 0 | 0 | 0 | 0 | 0 | 0
F3_Industrial_Other Industrial_New_Space Heating_Natural Gas_Strategic Energy Management_A_Achievable Technical Potential | F3 | Industrial | Other Industrial | New | Space Heating | Natural Gas | Strategic Energy Management | A | Integrated Unit Winter Peak Savings (kW) | Achievable Technical Potential | 0 | 0 | 0 | 0 | 0 | 0 | 0 | 0 | 0 | 0 | 0 | 0 | 0 | 0 | 0 | 0 | 0 | 0 | 0 | 0 | 0 | 0 | 0 | 0 | 0 | 0 | 0 | 0 | 0 | 0 | 0
F4_Industrial_Other Industrial_New_Space Heating_Natural Gas_Strategic Energy Management_A_Achievable Technical Potential | F4 | Industrial | Other Industrial | New | Space Heating | Natural Gas | Strategic Energy Management | A | Incremental Energy Savings (MWh or mTherms) | Achievable Technical Potential | 0 | 0 | 0 | 0 | 0 | 0.0047806 | 0.0055708 | 0.0063493 | 0.0071112 | 0.0078609 | 0.0085984 | 0.0092861 | 0.0099371 | 0.010558 | 0.011141 | 0.011717 | 0.012279 | 0.012845 | 0.013351 | 0.013879 | 0.014435 | 0.01501 | 0.015626 | 0.016262 | 0.016914 | 0.014252 | 0.014927 | 0.015605 | 0 | 0 | 0
F5_Industrial_Other Industrial_New_Space Heating_Natural Gas_Strategic Energy Management_A_Achievable Technical Potential | F5 | Industrial | Other Industrial | New | Space Heating | Natural Gas | Strategic Energy Management | A | Incremental Summer Peak Savings (MW) | Achievable Technical Potential | 0 | 0 | 0 | 0 | 0 | 0 | 0 | 0 | 0 | 0 | 0 | 0 | 0 | 0 | 0 | 0 | 0 | 0 | 0 | 0 | 0 | 0 | 0 | 0 | 0 | 0 | 0 | 0 | 0 | 0 | 0
F6_Industrial_Other Industrial_New_Space Heating_Natural Gas_Strategic Energy Management_A_Achievable Technical Potential | F6 | Industrial | Other Industrial | New | Space Heating | Natural Gas | Strategic Energy Management | A | Incremental Winter Peak Savings (MW) | Achievable Technical Potential | 0 | 0 | 0 | 0 | 0 | 0 | 0 | 0 | 0 | 0 | 0 | 0 | 0 | 0 | 0 | 0 | 0 | 0 | 0 | 0 | 0 | 0 | 0 | 0 | 0 | 0 | 0 | 0 | 0 | 0 | 0
F7_Industrial_Other Industrial_New_Space Heating_Natural Gas_Strategic Energy Management_A_Achievable Technical Potential | F7 | Industrial | Other Industrial | New | Space Heating | Natural Gas | Strategic Energy Management | A | Cumulative Energy Savings (MWh or mTherms) | Achievable Technical Potential | 0 | 0 | 0 | 0 | 0 | 0.0047806 | 0.010273 | 0.016479 | 0.023387 | 0.030979 | 0.034763 | 0.038354 | 0.041765 | 0.045023 | 0.04813 | 0.051152 | 0.054107 | 0.057055 | 0.059718 | 0.062482 | 0.065348 | 0.068292 | 0.071417 | 0.074632 | 0.077921 | 0.077931 | 0.07796 | 0.078012 | 0 | 0 | 0
F8_Industrial_Other Industrial_New_Space Heating_Natural Gas_Strategic Energy Management_A_Achievable Technical Potential | F8 | Industrial | Other Industrial | New | Space Heating | Natural Gas | Strategic Energy Management | A | Cumulative Summer Peak Savings (MW) | Achievable Technical Potential | 0 | 0 | 0 | 0 | 0 | 0 | 0 | 0 | 0 | 0 | 0 | 0 | 0 | 0 | 0 | 0 | 0 | 0 | 0 | 0 | 0 | 0 | 0 | 0 | 0 | 0 | 0 | 0 | 0 | 0 | 0
F9_Industrial_Other Industrial_New_Space Heating_Natural Gas_Strategic Energy Management_A_Achievable Technical Potential | F9 | Industrial | Other Industrial | New | Space Heating | Natural Gas | Strategic Energy Management | A | Cumulative Winter Peak Savings (MW) | Achievable Technical Potential | 0 | 0 | 0 | 0 | 0 | 0 | 0 | 0 | 0 | 0 | 0 | 0 | 0 | 0 | 0 | 0 | 0 | 0 | 0 | 0 | 0 | 0 | 0 | 0 | 0 | 0 | 0 | 0 | 0 | 0 | 0
F10_Industrial_Other Industrial_New_Space Heating_Natural Gas_Strategic Energy Management_A_Achievable Technical Potential | F10 | Industrial | Other Industrial | New | Space Heating | Natural Gas | Strategic Energy Management | A | Purchases (Incremental) | Achievable Technical Potential | 0 | 0 | 0 | 0 | 0 | 1.6206 | 1.92 | 2.2192 | 2.5167 | 2.8143 | 3.1121 | 3.4062 | 3.6995 | 3.9922 | 4.2802 | 4.5693 | 4.8557 | 5.1421 | 5.427 | 5.7095 | 5.9922 | 6.2738 | 6.5543 | 6.8338 | 7.1123 | 5.9922 | 6.2738 | 6.5543 | 6.8338 | 7.1123 | 5.9922
F11_Industrial_Other Industrial_New_Space Heating_Natural Gas_Strategic Energy Management_A_Achievable Technical Potential | F11 | Industrial | Other Industrial | New | Space Heating | Natural Gas | Strategic Energy Management | A | Purchases (Cumulative) | Achievable Technical Potential | 0 | 0 | 0 | 0 | 0 | 1.6206 | 3.5407 | 5.7599 | 8.2766 | 11.0909 | 12.5824 | 14.0686 | 15.5488 | 17.0243 | 18.4902 | 19.9474 | 21.3968 | 22.8394 | 24.2743 | 25.7036 | 27.1265 | 28.5446 | 29.9569 | 31.3636 | 32.7664 | 32.7664 | 32.7664 | 32.7664 | 32.7664 | 32.7664 | 32.7664
F1_Industrial_Other Industrial_New_Process_Natural Gas_Strategic Energy Management_A_Achievable Technical Potential | F1 | Industrial | Other Industrial | New | Process | Natural Gas | Strategic Energy Management | A | Integrated Unit Energy Savings (kWh or therms) | Achievable Technical Potential | 0 | 0 | 0 | 0 | 0 | 1.4049 | 1.4034 | 1.4021 | 1.4009 | 1.3997 | 1.3986 | 1.3975 | 1.3966 | 1.3959 | 1.3953 | 1.3949 | 1.3946 | 1.3945 | 1.3945 | 1.3945 | 1.3947 | 1.3948 | 1.3948 | 1.3949 | 1.3949 | 1.3953 | 1.3957 | 1.3961 | 0 | 0 | 0
F2_Industrial_Other Industrial_New_Process_Natural Gas_Strategic Energy Management_A_Achievable Technical Potential | F2 | Industrial | Other Industrial | New | Process | Natural Gas | Strategic Energy Management | A | Integrated Unit Summer Peak Savings (kW) | Achievable Technical Potential | 0 | 0 | 0 | 0 | 0 | 0 | 0 | 0 | 0 | 0 | 0 | 0 | 0 | 0 | 0 | 0 | 0 | 0 | 0 | 0 | 0 | 0 | 0 | 0 | 0 | 0 | 0 | 0 | 0 | 0 | 0
F3_Industrial_Other Industrial_New_Process_Natural Gas_Strategic Energy Management_A_Achievable Technical Potential | F3 | Industrial | Other Industrial | New | Process | Natural Gas | Strategic Energy Management | A | Integrated Unit Winter Peak Savings (kW) | Achievable Technical Potential | 0 | 0 | 0 | 0 | 0 | 0 | 0 | 0 | 0 | 0 | 0 | 0 | 0 | 0 | 0 | 0 | 0 | 0 | 0 | 0 | 0 | 0 | 0 | 0 | 0 | 0 | 0 | 0 | 0 | 0 | 0
F4_Industrial_Other Industrial_New_Process_Natural Gas_Strategic Energy Management_A_Achievable Technical Potential | F4 | Industrial | Other Industrial | New | Process | Natural Gas | Strategic Energy Management | A | Incremental Energy Savings (MWh or mTherms) | Achievable Technical Potential | 0 | 0 | 0 | 0 | 0 | 0.14033 | 0.16608 | 0.19178 | 0.2173 | 0.24279 | 0.26827 | 0.2934 | 0.31845 | 0.34346 | 0.36808 | 0.39283 | 0.41738 | 0.44197 | 0.46646 | 0.49074 | 0.51509 | 0.53933 | 0.56348 | 0.58752 | 0.61148 | 0.51534 | 0.53971 | 0.56399 | 0 | 0 | 0
F5_Industrial_Other Industrial_New_Process_Natural Gas_Strategic Energy Management_A_Achievable Technical Potential | F5 | Industrial | Other Industrial | New | Process | Natural Gas | Strategic Energy Management | A | Incremental Summer Peak Savings (MW) | Achievable Technical Potential | 0 | 0 | 0 | 0 | 0 | 0 | 0 | 0 | 0 | 0 | 0 | 0 | 0 | 0 | 0 | 0 | 0 | 0 | 0 | 0 | 0 | 0 | 0 | 0 | 0 | 0 | 0 | 0 | 0 | 0 | 0
F6_Industrial_Other Industrial_New_Process_Natural Gas_Strategic Energy Management_A_Achievable Technical Potential | F6 | Industrial | Other Industrial | New | Process | Natural Gas | Strategic Energy Management | A | Incremental Winter Peak Savings (MW) | Achievable Technical Potential | 0 | 0 | 0 | 0 | 0 | 0 | 0 | 0 | 0 | 0 | 0 | 0 | 0 | 0 | 0 | 0 | 0 | 0 | 0 | 0 | 0 | 0 | 0 | 0 | 0 | 0 | 0 | 0 | 0 | 0 | 0
F7_Industrial_Other Industrial_New_Process_Natural Gas_Strategic Energy Management_A_Achievable Technical Potential | F7 | Industrial | Other Industrial | New | Process | Natural Gas | Strategic Energy Management | A | Cumulative Energy Savings (MWh or mTherms) | Achievable Technical Potential | 0 | 0 | 0 | 0 | 0 | 0.14033 | 0.30627 | 0.49777 | 0.71464 | 0.95682 | 1.0846 | 1.2118 | 1.3384 | 1.4647 | 1.5901 | 1.7149 | 1.8392 | 1.9631 | 2.0864 | 2.2093 | 2.3318 | 2.4539 | 2.5754 | 2.6964 | 2.8171 | 2.818 | 2.8188 | 2.8195 | 0 | 0 | 0
F8_Industrial_Other Industrial_New_Process_Natural Gas_Strategic Energy Management_A_Achievable Technical Potential | F8 | Industrial | Other Industrial | New | Process | Natural Gas | Strategic Energy Management | A | Cumulative Summer Peak Savings (MW) | Achievable Technical Potential | 0 | 0 | 0 | 0 | 0 | 0 | 0 | 0 | 0 | 0 | 0 | 0 | 0 | 0 | 0 | 0 | 0 | 0 | 0 | 0 | 0 | 0 | 0 | 0 | 0 | 0 | 0 | 0 | 0 | 0 | 0
F9_Industrial_Other Industrial_New_Process_Natural Gas_Strategic Energy Management_A_Achievable Technical Potential | F9 | Industrial | Other Industrial | New | Process | Natural Gas | Strategic Energy Management | A | Cumulative Winter Peak Savings (MW) | Achievable Technical Potential | 0 | 0 | 0 | 0 | 0 | 0 | 0 | 0 | 0 | 0 | 0 | 0 | 0 | 0 | 0 | 0 | 0 | 0 | 0 | 0 | 0 | 0 | 0 | 0 | 0 | 0 | 0 | 0 | 0 | 0 | 0
F10_Industrial_Other Industrial_New_Process_Natural Gas_Strategic Energy Management_A_Achievable Technical Potential | F10 | Industrial | Other Industrial | New | Process | Natural Gas | Strategic Energy Management | A | Purchases (Incremental) | Achievable Technical Potential | 0 | 0 | 0 | 0 | 0 | 99.8882 | 118.3402 | 136.7822 | 155.1153 | 173.4584 | 191.8167 | 209.9418 | 228.0174 | 246.0563 | 263.8087 | 281.6289 | 299.2792 | 316.9318 | 334.4955 | 351.9026 | 369.3302 | 386.6858 | 403.9739 | 421.1991 | 438.3656 | 369.3302 | 386.6858 | 403.9739 | 421.1991 | 438.3656 | 369.3302
F11_Industrial_Other Industrial_New_Process_Natural Gas_Strategic Energy Management_A_Achievable Technical Potential | F11 | Industrial | Other Industrial | New | Process | Natural Gas | Strategic Energy Management | A | Purchases (Cumulative) | Achievable Technical Potential | 0 | 0 | 0 | 0 | 0 | 99.8882 | 218.2284 | 355.0106 | 510.1259 | 683.5843 | 775.5128 | 867.1144 | 958.3496 | 1049.2905 | 1139.6408 | 1229.4531 | 1318.7905 | 1407.7049 | 1496.1441 | 1584.238 | 1671.9393 | 1759.3459 | 1846.3881 | 1933.0916 | 2019.5547 | 2019.5547 | 2019.5547 | 2019.5547 | 2019.5547 | 2019.5547 | 2019.5547
F1_Industrial_Other Industrial_New_Miscellaneous_Natural Gas_Strategic Energy Management_A_Achievable Technical Potential | F1 | Industrial | Other Industrial | New | Miscellaneous | Natural Gas | Strategic Energy Management | A | Integrated Unit Energy Savings (kWh or therms) | Achievable Technical Potential | 0 | 0 | 0 | 0 | 0 | 0.89787 | 0.89787 | 0.89787 | 0.89787 | 0.89787 | 0.89787 | 0.89787 | 0.89787 | 0.89787 | 0.89787 | 0.89787 | 0.89787 | 0.89787 | 0.89787 | 0.89787 | 0.89787 | 0.89787 | 0.89787 | 0.89787 | 0.89787 | 0.89787 | 0.89787 | 0.89787 | 0 | 0 | 0
F2_Industrial_Other Industrial_New_Miscellaneous_Natural Gas_Strategic Energy Management_A_Achievable Technical Potential | F2 | Industrial | Other Industrial | New | Miscellaneous | Natural Gas | Strategic Energy Management | A | Integrated Unit Summer Peak Savings (kW) | Achievable Technical Potential | 0 | 0 | 0 | 0 | 0 | 0 | 0 | 0 | 0 | 0 | 0 | 0 | 0 | 0 | 0 | 0 | 0 | 0 | 0 | 0 | 0 | 0 | 0 | 0 | 0 | 0 | 0 | 0 | 0 | 0 | 0
F3_Industrial_Other Industrial_New_Miscellaneous_Natural Gas_Strategic Energy Management_A_Achievable Technical Potential | F3 | Industrial | Other Industrial | New | Miscellaneous | Natural Gas | Strategic Energy Management | A | Integrated Unit Winter Peak Savings (kW) | Achievable Technical Potential | 0 | 0 | 0 | 0 | 0 | 0 | 0 | 0 | 0 | 0 | 0 | 0 | 0 | 0 | 0 | 0 | 0 | 0 | 0 | 0 | 0 | 0 | 0 | 0 | 0 | 0 | 0 | 0 | 0 | 0 | 0
F4_Industrial_Other Industrial_New_Miscellaneous_Natural Gas_Strategic Energy Management_A_Achievable Technical Potential | F4 | Industrial | Other Industrial | New | Miscellaneous | Natural Gas | Strategic Energy Management | A | Incremental Energy Savings (MWh or mTherms) | Achievable Technical Potential | 0 | 0 | 0 | 0 | 0 | 0.022422 | 0.026564 | 0.030703 | 0.034818 | 0.038936 | 0.043057 | 0.047125 | 0.051183 | 0.055232 | 0.059217 | 0.063217 | 0.067179 | 0.071141 | 0.075083 | 0.078991 | 0.082903 | 0.086798 | 0.090679 | 0.094546 | 0.098399 | 0.082903 | 0.086798 | 0.090679 | 0 | 0 | 0
F5_Industrial_Other Industrial_New_Miscellaneous_Natural Gas_Strategic Energy Management_A_Achievable Technical Potential | F5 | Industrial | Other Industrial | New | Miscellaneous | Natural Gas | Strategic Energy Management | A | Incremental Summer Peak Savings (MW) | Achievable Technical Potential | 0 | 0 | 0 | 0 | 0 | 0 | 0 | 0 | 0 | 0 | 0 | 0 | 0 | 0 | 0 | 0 | 0 | 0 | 0 | 0 | 0 | 0 | 0 | 0 | 0 | 0 | 0 | 0 | 0 | 0 | 0
F6_Industrial_Other Industrial_New_Miscellaneous_Natural Gas_Strategic Energy Management_A_Achievable Technical Potential | F6 | Industrial | Other Industrial | New | Miscellaneous | Natural Gas | Strategic Energy Management | A | Incremental Winter Peak Savings (MW) | Achievable Technical Potential | 0 | 0 | 0 | 0 | 0 | 0 | 0 | 0 | 0 | 0 | 0 | 0 | 0 | 0 | 0 | 0 | 0 | 0 | 0 | 0 | 0 | 0 | 0 | 0 | 0 | 0 | 0 | 0 | 0 | 0 | 0
F7_Industrial_Other Industrial_New_Miscellaneous_Natural Gas_Strategic Energy Management_A_Achievable Technical Potential | F7 | Industrial | Other Industrial | New | Miscellaneous | Natural Gas | Strategic Energy Management | A | Cumulative Energy Savings (MWh or mTherms) | Achievable Technical Potential | 0 | 0 | 0 | 0 | 0 | 0.022422 | 0.048985 | 0.079688 | 0.11451 | 0.15344 | 0.17408 | 0.19464 | 0.21512 | 0.23553 | 0.25581 | 0.27597 | 0.29603 | 0.31598 | 0.33584 | 0.35561 | 0.3753 | 0.39492 | 0.41445 | 0.43392 | 0.45332 | 0.45332 | 0.45332 | 0.45332 | 0 | 0 | 0
F8_Industrial_Other Industrial_New_Miscellaneous_Natural Gas_Strategic Energy Management_A_Achievable Technical Potential | F8 | Industrial | Other Industrial | New | Miscellaneous | Natural Gas | Strategic Energy Management | A | Cumulative Summer Peak Savings (MW) | Achievable Technical Potential | 0 | 0 | 0 | 0 | 0 | 0 | 0 | 0 | 0 | 0 | 0 | 0 | 0 | 0 | 0 | 0 | 0 | 0 | 0 | 0 | 0 | 0 | 0 | 0 | 0 | 0 | 0 | 0 | 0 | 0 | 0
F9_Industrial_Other Industrial_New_Miscellaneous_Natural Gas_Strategic Energy Management_A_Achievable Technical Potential | F9 | Industrial | Other Industrial | New | Miscellaneous | Natural Gas | Strategic Energy Management | A | Cumulative Winter Peak Savings (MW) | Achievable Technical Potential | 0 | 0 | 0 | 0 | 0 | 0 | 0 | 0 | 0 | 0 | 0 | 0 | 0 | 0 | 0 | 0 | 0 | 0 | 0 | 0 | 0 | 0 | 0 | 0 | 0 | 0 | 0 | 0 | 0 | 0 | 0
F10_Industrial_Other Industrial_New_Miscellaneous_Natural Gas_Strategic Energy Management_A_Achievable Technical Potential | F10 | Industrial | Other Industrial | New | Miscellaneous | Natural Gas | Strategic Energy Management | A | Purchases (Incremental) | Achievable Technical Potential | 0 | 0 | 0 | 0 | 0 | 24.972 | 29.5851 | 34.1955 | 38.7788 | 43.3646 | 47.9542 | 52.4854 | 57.0043 | 61.5141 | 65.9522 | 70.4072 | 74.8198 | 79.2329 | 83.6239 | 87.9756 | 92.3326 | 96.6715 | 100.9935 | 105.2998 | 109.5914 | 92.3326 | 96.6715 | 100.9935 | 105.2998 | 109.5914 | 92.3326
F11_Industrial_Other Industrial_New_Miscellaneous_Natural Gas_Strategic Energy Management_A_Achievable Technical Potential | F11 | Industrial | Other Industrial | New | Miscellaneous | Natural Gas | Strategic Energy Management | A | Purchases (Cumulative) | Achievable Technical Potential | 0 | 0 | 0 | 0 | 0 | 24.972 | 54.5571 | 88.7526 | 127.5315 | 170.8961 | 193.8782 | 216.7786 | 239.5874 | 262.3226 | 284.9102 | 307.3633 | 329.6976 | 351.9262 | 374.036 | 396.0595 | 417.9848 | 439.8365 | 461.597 | 483.2729 | 504.8887 | 504.8887 | 504.8887 | 504.8887 | 504.8887 | 504.8887 | 504.8887
F1_Industrial_Other Industrial_New_Space Heating_Natural Gas_Commissioning_A_Achievable Technical Potential | F1 | Industrial | Other Industrial | New | Space Heating | Natural Gas | Commissioning | A | Integrated Unit Energy Savings (kWh or therms) | Achievable Technical Potential | 0 | 0 | 0 | 0 | 0 | 3.5396 | 3.4821 | 3.4346 | 3.3937 | 3.3571 | 3.3239 | 3.2842 | 3.2413 | 3.198 | 3.1553 | 3.1169 | 3.0822 | 3.0531 | 3.0139 | 2.9839 | 2.9611 | 2.9429 | 2.9329 | 2.9263 | 2.9222 | 2.9199 | 2.9186 | 2.9183 | 0 | 0 | 0
F2_Industrial_Other Industrial_New_Space Heating_Natural Gas_Commissioning_A_Achievable Technical Potential | F2 | Industrial | Other Industrial | New | Space Heating | Natural Gas | Commissioning | A | Integrated Unit Summer Peak Savings (kW) | Achievable Technical Potential | 0 | 0 | 0 | 0 | 0 | 0 | 0 | 0 | 0 | 0 | 0 | 0 | 0 | 0 | 0 | 0 | 0 | 0 | 0 | 0 | 0 | 0 | 0 | 0 | 0 | 0 | 0 | 0 | 0 | 0 | 0
F3_Industrial_Other Industrial_New_Space Heating_Natural Gas_Commissioning_A_Achievable Technical Potential | F3 | Industrial | Other Industrial | New | Space Heating | Natural Gas | Commissioning | A | Integrated Unit Winter Peak Savings (kW) | Achievable Technical Potential | 0 | 0 | 0 | 0 | 0 | 0 | 0 | 0 | 0 | 0 | 0 | 0 | 0 | 0 | 0 | 0 | 0 | 0 | 0 | 0 | 0 | 0 | 0 | 0 | 0 | 0 | 0 | 0 | 0 | 0 | 0
F4_Industrial_Other Industrial_New_Space Heating_Natural Gas_Commissioning_A_Achievable Technical Potential | F4 | Industrial | Other Industrial | New | Space Heating | Natural Gas | Commissioning | A | Incremental Energy Savings (MWh or mTherms) | Achievable Technical Potential | 0 | 0 | 0 | 0 | 0 | 0 | 0 | 0 | 0 | 0 | 0 | 0 | 0 | 0 | 0 | 0 | 0 | 0 | 0 | 0 | 0 | 0 | 0 | 0 | 0 | 0 | 0 | 0 | 0 | 0 | 0
F5_Industrial_Other Industrial_New_Space Heating_Natural Gas_Commissioning_A_Achievable Technical Potential | F5 | Industrial | Other Industrial | New | Space Heating | Natural Gas | Commissioning | A | Incremental Summer Peak Savings (MW) | Achievable Technical Potential | 0 | 0 | 0 | 0 | 0 | 0 | 0 | 0 | 0 | 0 | 0 | 0 | 0 | 0 | 0 | 0 | 0 | 0 | 0 | 0 | 0 | 0 | 0 | 0 | 0 | 0 | 0 | 0 | 0 | 0 | 0
F6_Industrial_Other Industrial_New_Space Heating_Natural Gas_Commissioning_A_Achievable Technical Potential | F6 | Industrial | Other Industrial | New | Space Heating | Natural Gas | Commissioning | A | Incremental Winter Peak Savings (MW) | Achievable Technical Potential | 0 | 0 | 0 | 0 | 0 | 0 | 0 | 0 | 0 | 0 | 0 | 0 | 0 | 0 | 0 | 0 | 0 | 0 | 0 | 0 | 0 | 0 | 0 | 0 | 0 | 0 | 0 | 0 | 0 | 0 | 0
F7_Industrial_Other Industrial_New_Space Heating_Natural Gas_Commissioning_A_Achievable Technical Potential | F7 | Industrial | Other Industrial | New | Space Heating | Natural Gas | Commissioning | A | Cumulative Energy Savings (MWh or mTherms) | Achievable Technical Potential | 0 | 0 | 0 | 0 | 0 | 0 | 0 | 0 | 0 | 0 | 0 | 0 | 0 | 0 | 0 | 0 | 0 | 0 | 0 | 0 | 0 | 0 | 0 | 0 | 0 | 0 | 0 | 0 | 0 | 0 | 0
F8_Industrial_Other Industrial_New_Space Heating_Natural Gas_Commissioning_A_Achievable Technical Potential | F8 | Industrial | Other Industrial | New | Space Heating | Natural Gas | Commissioning | A | Cumulative Summer Peak Savings (MW) | Achievable Technical Potential | 0 | 0 | 0 | 0 | 0 | 0 | 0 | 0 | 0 | 0 | 0 | 0 | 0 | 0 | 0 | 0 | 0 | 0 | 0 | 0 | 0 | 0 | 0 | 0 | 0 | 0 | 0 | 0 | 0 | 0 | 0
F9_Industrial_Other Industrial_New_Space Heating_Natural Gas_Commissioning_A_Achievable Technical Potential | F9 | Industrial | Other Industrial | New | Space Heating | Natural Gas | Commissioning | A | Cumulative Winter Peak Savings (MW) | Achievable Technical Potential | 0 | 0 | 0 | 0 | 0 | 0 | 0 | 0 | 0 | 0 | 0 | 0 | 0 | 0 | 0 | 0 | 0 | 0 | 0 | 0 | 0 | 0 | 0 | 0 | 0 | 0 | 0 | 0 | 0 | 0 | 0
F10_Industrial_Other Industrial_New_Space Heating_Natural Gas_Commissioning_A_Achievable Technical Potential | F10 | Industrial | Other Industrial | New | Space Heating | Natural Gas | Commissioning | A | Purchases (Incremental) | Achievable Technical Potential | 0 | 0 | 0 | 0 | 0 | 0 | 0 | 0 | 0 | 0 | 0 | 0 | 0 | 0 | 0 | 0 | 0 | 0 | 0 | 0 | 0 | 0 | 0 | 0 | 0 | 0 | 0 | 0 | 0 | 0 | 0
F11_Industrial_Other Industrial_New_Space Heating_Natural Gas_Commissioning_A_Achievable Technical Potential | F11 | Industrial | Other Industrial | New | Space Heating | Natural Gas | Commissioning | A | Purchases (Cumulative) | Achievable Technical Potential | 0 | 0 | 0 | 0 | 0 | 0 | 0 | 0 | 0 | 0 | 0 | 0 | 0 | 0 | 0 | 0 | 0 | 0 | 0 | 0 | 0 | 0 | 0 | 0 | 0 | 0 | 0 | 0 | 0 | 0 | 0
F1_Industrial_Other Industrial_New_Process_Natural Gas_Commissioning_A_Achievable Technical Potential | F1 | Industrial | Other Industrial | New | Process | Natural Gas | Commissioning | A | Integrated Unit Energy Savings (kWh or therms) | Achievable Technical Potential | 0 | 0 | 0 | 0 | 0 | 7.8497 | 7.8492 | 7.849 | 7.8491 | 7.8493 | 7.8494 | 7.8495 | 7.8496 | 7.8497 | 7.8497 | 7.8498 | 7.8498 | 7.8499 | 7.8499 | 7.8499 | 7.85 | 7.85 | 7.85 | 7.85 | 7.8501 | 7.8501 | 7.8501 | 7.8501 | 0 | 0 | 0
F2_Industrial_Other Industrial_New_Process_Natural Gas_Commissioning_A_Achievable Technical Potential | F2 | Industrial | Other Industrial | New | Process | Natural Gas | Commissioning | A | Integrated Unit Summer Peak Savings (kW) | Achievable Technical Potential | 0 | 0 | 0 | 0 | 0 | 0 | 0 | 0 | 0 | 0 | 0 | 0 | 0 | 0 | 0 | 0 | 0 | 0 | 0 | 0 | 0 | 0 | 0 | 0 | 0 | 0 | 0 | 0 | 0 | 0 | 0
F3_Industrial_Other Industrial_New_Process_Natural Gas_Commissioning_A_Achievable Technical Potential | F3 | Industrial | Other Industrial | New | Process | Natural Gas | Commissioning | A | Integrated Unit Winter Peak Savings (kW) | Achievable Technical Potential | 0 | 0 | 0 | 0 | 0 | 0 | 0 | 0 | 0 | 0 | 0 | 0 | 0 | 0 | 0 | 0 | 0 | 0 | 0 | 0 | 0 | 0 | 0 | 0 | 0 | 0 | 0 | 0 | 0 | 0 | 0
F4_Industrial_Other Industrial_New_Process_Natural Gas_Commissioning_A_Achievable Technical Potential | F4 | Industrial | Other Industrial | New | Process | Natural Gas | Commissioning | A | Incremental Energy Savings (MWh or mTherms) | Achievable Technical Potential | 0 | 0 | 0 | 0 | 0 | 0 | 0 | 0 | 0 | 0 | 0 | 0 | 0 | 0 | 0 | 0 | 0 | 0 | 0 | 0 | 0 | 0 | 0 | 0 | 0 | 0 | 0 | 0 | 0 | 0 | 0
F5_Industrial_Other Industrial_New_Process_Natural Gas_Commissioning_A_Achievable Technical Potential | F5 | Industrial | Other Industrial | New | Process | Natural Gas | Commissioning | A | Incremental Summer Peak Savings (MW) | Achievable Technical Potential | 0 | 0 | 0 | 0 | 0 | 0 | 0 | 0 | 0 | 0 | 0 | 0 | 0 | 0 | 0 | 0 | 0 | 0 | 0 | 0 | 0 | 0 | 0 | 0 | 0 | 0 | 0 | 0 | 0 | 0 | 0
F6_Industrial_Other Industrial_New_Process_Natural Gas_Commissioning_A_Achievable Technical Potential | F6 | Industrial | Other Industrial | New | Process | Natural Gas | Commissioning | A | Incremental Winter Peak Savings (MW) | Achievable Technical Potential | 0 | 0 | 0 | 0 | 0 | 0 | 0 | 0 | 0 | 0 | 0 | 0 | 0 | 0 | 0 | 0 | 0 | 0 | 0 | 0 | 0 | 0 | 0 | 0 | 0 | 0 | 0 | 0 | 0 | 0 | 0
F7_Industrial_Other Industrial_New_Process_Natural Gas_Commissioning_A_Achievable Technical Potential | F7 | Industrial | Other Industrial | New | Process | Natural Gas | Commissioning | A | Cumulative Energy Savings (MWh or mTherms) | Achievable Technical Potential | 0 | 0 | 0 | 0 | 0 | 0 | 0 | 0 | 0 | 0 | 0 | 0 | 0 | 0 | 0 | 0 | 0 | 0 | 0 | 0 | 0 | 0 | 0 | 0 | 0 | 0 | 0 | 0 | 0 | 0 | 0
F8_Industrial_Other Industrial_New_Process_Natural Gas_Commissioning_A_Achievable Technical Potential | F8 | Industrial | Other Industrial | New | Process | Natural Gas | Commissioning | A | Cumulative Summer Peak Savings (MW) | Achievable Technical Potential | 0 | 0 | 0 | 0 | 0 | 0 | 0 | 0 | 0 | 0 | 0 | 0 | 0 | 0 | 0 | 0 | 0 | 0 | 0 | 0 | 0 | 0 | 0 | 0 | 0 | 0 | 0 | 0 | 0 | 0 | 0
F9_Industrial_Other Industrial_New_Process_Natural Gas_Commissioning_A_Achievable Technical Potential | F9 | Industrial | Other Industrial | New | Process | Natural Gas | Commissioning | A | Cumulative Winter Peak Savings (MW) | Achievable Technical Potential | 0 | 0 | 0 | 0 | 0 | 0 | 0 | 0 | 0 | 0 | 0 | 0 | 0 | 0 | 0 | 0 | 0 | 0 | 0 | 0 | 0 | 0 | 0 | 0 | 0 | 0 | 0 | 0 | 0 | 0 | 0
F10_Industrial_Other Industrial_New_Process_Natural Gas_Commissioning_A_Achievable Technical Potential | F10 | Industrial | Other Industrial | New | Process | Natural Gas | Commissioning | A | Purchases (Incremental) | Achievable Technical Potential | 0 | 0 | 0 | 0 | 0 | 0 | 0 | 0 | 0 | 0 | 0 | 0 | 0 | 0 | 0 | 0 | 0 | 0 | 0 | 0 | 0 | 0 | 0 | 0 | 0 | 0 | 0 | 0 | 0 | 0 | 0
F11_Industrial_Other Industrial_New_Process_Natural Gas_Commissioning_A_Achievable Technical Potential | F11 | Industrial | Other Industrial | New | Process | Natural Gas | Commissioning | A | Purchases (Cumulative) | Achievable Technical Potential | 0 | 0 | 0 | 0 | 0 | 0 | 0 | 0 | 0 | 0 | 0 | 0 | 0 | 0 | 0 | 0 | 0 | 0 | 0 | 0 | 0 | 0 | 0 | 0 | 0 | 0 | 0 | 0 | 0 | 0 | 0
F1_Industrial_Other Industrial_New_Space Heating_Natural Gas_Retrocommissioning_A_Achievable Technical Potential | F1 | Industrial | Other Industrial | New | Space Heating | Natural Gas | Retrocommissioning | A | Integrated Unit Energy Savings (kWh or therms) | Achievable Technical Potential | 0 | 0 | 0 | 0 | 0 | 0 | 0 | 0 | 0 | 0 | 0 | 0 | 0 | 0 | 0 | 0 | 0 | 0 | 0 | 0 | 0 | 0 | 0 | 0 | 0 | 0 | 0 | 0 | 0 | 0 | 0
F2_Industrial_Other Industrial_New_Space Heating_Natural Gas_Retrocommissioning_A_Achievable Technical Potential | F2 | Industrial | Other Industrial | New | Space Heating | Natural Gas | Retrocommissioning | A | Integrated Unit Summer Peak Savings (kW) | Achievable Technical Potential | 0 | 0 | 0 | 0 | 0 | 0 | 0 | 0 | 0 | 0 | 0 | 0 | 0 | 0 | 0 | 0 | 0 | 0 | 0 | 0 | 0 | 0 | 0 | 0 | 0 | 0 | 0 | 0 | 0 | 0 | 0
F3_Industrial_Other Industrial_New_Space Heating_Natural Gas_Retrocommissioning_A_Achievable Technical Potential | F3 | Industrial | Other Industrial | New | Space Heating | Natural Gas | Retrocommissioning | A | Integrated Unit Winter Peak Savings (kW) | Achievable Technical Potential | 0 | 0 | 0 | 0 | 0 | 0 | 0 | 0 | 0 | 0 | 0 | 0 | 0 | 0 | 0 | 0 | 0 | 0 | 0 | 0 | 0 | 0 | 0 | 0 | 0 | 0 | 0 | 0 | 0 | 0 | 0
F4_Industrial_Other Industrial_New_Space Heating_Natural Gas_Retrocommissioning_A_Achievable Technical Potential | F4 | Industrial | Other Industrial | New | Space Heating | Natural Gas | Retrocommissioning | A | Incremental Energy Savings (MWh or mTherms) | Achievable Technical Potential | 0 | 0 | 0 | 0 | 0 | 0 | 0 | 0 | 0 | 0 | 0 | 0 | 0 | 0 | 0 | 0 | 0 | 0 | 0 | 0 | 0 | 0 | 0 | 0 | 0 | 0 | 0 | 0 | 0 | 0 | 0
F5_Industrial_Other Industrial_New_Space Heating_Natural Gas_Retrocommissioning_A_Achievable Technical Potential | F5 | Industrial | Other Industrial | New | Space Heating | Natural Gas | Retrocommissioning | A | Incremental Summer Peak Savings (MW) | Achievable Technical Potential | 0 | 0 | 0 | 0 | 0 | 0 | 0 | 0 | 0 | 0 | 0 | 0 | 0 | 0 | 0 | 0 | 0 | 0 | 0 | 0 | 0 | 0 | 0 | 0 | 0 | 0 | 0 | 0 | 0 | 0 | 0
F6_Industrial_Other Industrial_New_Space Heating_Natural Gas_Retrocommissioning_A_Achievable Technical Potential | F6 | Industrial | Other Industrial | New | Space Heating | Natural Gas | Retrocommissioning | A | Incremental Winter Peak Savings (MW) | Achievable Technical Potential | 0 | 0 | 0 | 0 | 0 | 0 | 0 | 0 | 0 | 0 | 0 | 0 | 0 | 0 | 0 | 0 | 0 | 0 | 0 | 0 | 0 | 0 | 0 | 0 | 0 | 0 | 0 | 0 | 0 | 0 | 0
F7_Industrial_Other Industrial_New_Space Heating_Natural Gas_Retrocommissioning_A_Achievable Technical Potential | F7 | Industrial | Other Industrial | New | Space Heating | Natural Gas | Retrocommissioning | A | Cumulative Energy Savings (MWh or mTherms) | Achievable Technical Potential | 0 | 0 | 0 | 0 | 0 | 0 | 0 | 0 | 0 | 0 | 0 | 0 | 0 | 0 | 0 | 0 | 0 | 0 | 0 | 0 | 0 | 0 | 0 | 0 | 0 | 0 | 0 | 0 | 0 | 0 | 0
F8_Industrial_Other Industrial_New_Space Heating_Natural Gas_Retrocommissioning_A_Achievable Technical Potential | F8 | Industrial | Other Industrial | New | Space Heating | Natural Gas | Retrocommissioning | A | Cumulative Summer Peak Savings (MW) | Achievable Technical Potential | 0 | 0 | 0 | 0 | 0 | 0 | 0 | 0 | 0 | 0 | 0 | 0 | 0 | 0 | 0 | 0 | 0 | 0 | 0 | 0 | 0 | 0 | 0 | 0 | 0 | 0 | 0 | 0 | 0 | 0 | 0
F9_Industrial_Other Industrial_New_Space Heating_Natural Gas_Retrocommissioning_A_Achievable Technical Potential | F9 | Industrial | Other Industrial | New | Space Heating | Natural Gas | Retrocommissioning | A | Cumulative Winter Peak Savings (MW) | Achievable Technical Potential | 0 | 0 | 0 | 0 | 0 | 0 | 0 | 0 | 0 | 0 | 0 | 0 | 0 | 0 | 0 | 0 | 0 | 0 | 0 | 0 | 0 | 0 | 0 | 0 | 0 | 0 | 0 | 0 | 0 | 0 | 0
F10_Industrial_Other Industrial_New_Space Heating_Natural Gas_Retrocommissioning_A_Achievable Technical Potential | F10 | Industrial | Other Industrial | New | Space Heating | Natural Gas | Retrocommissioning | A | Purchases (Incremental) | Achievable Technical Potential | 0 | 0 | 0 | 0 | 0 | 0 | 0 | 0 | 0 | 0 | 0 | 0 | 0 | 0 | 0 | 0 | 0 | 0 | 0 | 0 | 0 | 0 | 0 | 0 | 0 | 0 | 0 | 0 | 0 | 0 | 0
F11_Industrial_Other Industrial_New_Space Heating_Natural Gas_Retrocommissioning_A_Achievable Technical Potential | F11 | Industrial | Other Industrial | New | Space Heating | Natural Gas | Retrocommissioning | A | Purchases (Cumulative) | Achievable Technical Potential | 0 | 0 | 0 | 0 | 0 | 0 | 0 | 0 | 0 | 0 | 0 | 0 | 0 | 0 | 0 | 0 | 0 | 0 | 0 | 0 | 0 | 0 | 0 | 0 | 0 | 0 | 0 | 0 | 0 | 0 | 0
F1_Industrial_Other Industrial_New_Process_Natural Gas_Retrocommissioning_A_Achievable Technical Potential | F1 | Industrial | Other Industrial | New | Process | Natural Gas | Retrocommissioning | A | Integrated Unit Energy Savings (kWh or therms) | Achievable Technical Potential | 0 | 0 | 0 | 0 | 0 | 0 | 0 | 0 | 0 | 0 | 0 | 0 | 0 | 0 | 0 | 0 | 0 | 0 | 0 | 0 | 0 | 0 | 0 | 0 | 0 | 0 | 0 | 0 | 0 | 0 | 0
F2_Industrial_Other Industrial_New_Process_Natural Gas_Retrocommissioning_A_Achievable Technical Potential | F2 | Industrial | Other Industrial | New | Process | Natural Gas | Retrocommissioning | A | Integrated Unit Summer Peak Savings (kW) | Achievable Technical Potential | 0 | 0 | 0 | 0 | 0 | 0 | 0 | 0 | 0 | 0 | 0 | 0 | 0 | 0 | 0 | 0 | 0 | 0 | 0 | 0 | 0 | 0 | 0 | 0 | 0 | 0 | 0 | 0 | 0 | 0 | 0
F3_Industrial_Other Industrial_New_Process_Natural Gas_Retrocommissioning_A_Achievable Technical Potential | F3 | Industrial | Other Industrial | New | Process | Natural Gas | Retrocommissioning | A | Integrated Unit Winter Peak Savings (kW) | Achievable Technical Potential | 0 | 0 | 0 | 0 | 0 | 0 | 0 | 0 | 0 | 0 | 0 | 0 | 0 | 0 | 0 | 0 | 0 | 0 | 0 | 0 | 0 | 0 | 0 | 0 | 0 | 0 | 0 | 0 | 0 | 0 | 0
F4_Industrial_Other Industrial_New_Process_Natural Gas_Retrocommissioning_A_Achievable Technical Potential | F4 | Industrial | Other Industrial | New | Process | Natural Gas | Retrocommissioning | A | Incremental Energy Savings (MWh or mTherms) | Achievable Technical Potential | 0 | 0 | 0 | 0 | 0 | 0 | 0 | 0 | 0 | 0 | 0 | 0 | 0 | 0 | 0 | 0 | 0 | 0 | 0 | 0 | 0 | 0 | 0 | 0 | 0 | 0 | 0 | 0 | 0 | 0 | 0
F5_Industrial_Other Industrial_New_Process_Natural Gas_Retrocommissioning_A_Achievable Technical Potential | F5 | Industrial | Other Industrial | New | Process | Natural Gas | Retrocommissioning | A | Incremental Summer Peak Savings (MW) | Achievable Technical Potential | 0 | 0 | 0 | 0 | 0 | 0 | 0 | 0 | 0 | 0 | 0 | 0 | 0 | 0 | 0 | 0 | 0 | 0 | 0 | 0 | 0 | 0 | 0 | 0 | 0 | 0 | 0 | 0 | 0 | 0 | 0
F6_Industrial_Other Industrial_New_Process_Natural Gas_Retrocommissioning_A_Achievable Technical Potential | F6 | Industrial | Other Industrial | New | Process | Natural Gas | Retrocommissioning | A | Incremental Winter Peak Savings (MW) | Achievable Technical Potential | 0 | 0 | 0 | 0 | 0 | 0 | 0 | 0 | 0 | 0 | 0 | 0 | 0 | 0 | 0 | 0 | 0 | 0 | 0 | 0 | 0 | 0 | 0 | 0 | 0 | 0 | 0 | 0 | 0 | 0 | 0
F7_Industrial_Other Industrial_New_Process_Natural Gas_Retrocommissioning_A_Achievable Technical Potential | F7 | Industrial | Other Industrial | New | Process | Natural Gas | Retrocommissioning | A | Cumulative Energy Savings (MWh or mTherms) | Achievable Technical Potential | 0 | 0 | 0 | 0 | 0 | 0 | 0 | 0 | 0 | 0 | 0 | 0 | 0 | 0 | 0 | 0 | 0 | 0 | 0 | 0 | 0 | 0 | 0 | 0 | 0 | 0 | 0 | 0 | 0 | 0 | 0
F8_Industrial_Other Industrial_New_Process_Natural Gas_Retrocommissioning_A_Achievable Technical Potential | F8 | Industrial | Other Industrial | New | Process | Natural Gas | Retrocommissioning | A | Cumulative Summer Peak Savings (MW) | Achievable Technical Potential | 0 | 0 | 0 | 0 | 0 | 0 | 0 | 0 | 0 | 0 | 0 | 0 | 0 | 0 | 0 | 0 | 0 | 0 | 0 | 0 | 0 | 0 | 0 | 0 | 0 | 0 | 0 | 0 | 0 | 0 | 0
F9_Industrial_Other Industrial_New_Process_Natural Gas_Retrocommissioning_A_Achievable Technical Potential | F9 | Industrial | Other Industrial | New | Process | Natural Gas | Retrocommissioning | A | Cumulative Winter Peak Savings (MW) | Achievable Technical Potential | 0 | 0 | 0 | 0 | 0 | 0 | 0 | 0 | 0 | 0 | 0 | 0 | 0 | 0 | 0 | 0 | 0 | 0 | 0 | 0 | 0 | 0 | 0 | 0 | 0 | 0 | 0 | 0 | 0 | 0 | 0
F10_Industrial_Other Industrial_New_Process_Natural Gas_Retrocommissioning_A_Achievable Technical Potential | F10 | Industrial | Other Industrial | New | Process | Natural Gas | Retrocommissioning | A | Purchases (Incremental) | Achievable Technical Potential | 0 | 0 | 0 | 0 | 0 | 0 | 0 | 0 | 0 | 0 | 0 | 0 | 0 | 0 | 0 | 0 | 0 | 0 | 0 | 0 | 0 | 0 | 0 | 0 | 0 | 0 | 0 | 0 | 0 | 0 | 0
F11_Industrial_Other Industrial_New_Process_Natural Gas_Retrocommissioning_A_Achievable Technical Potential | F11 | Industrial | Other Industrial | New | Process | Natural Gas | Retrocommissioning | A | Purchases (Cumulative) | Achievable Technical Potential | 0 | 0 | 0 | 0 | 0 | 0 | 0 | 0 | 0 | 0 | 0 | 0 | 0 | 0 | 0 | 0 | 0 | 0 | 0 | 0 | 0 | 0 | 0 | 0 | 0 | 0 | 0 | 0 | 0 | 0 | 0
F1_Industrial_Food Products_Existing_Space Heating_Natural Gas_Condensing RTU_A_Achievable Technical Potential | F1 | Industrial | Food Products | Existing | Space Heating | Natural Gas | Condensing RTU | A | Integrated Unit Energy Savings (kWh or therms) | Achievable Technical Potential | 0 | 0 | 0 | 0 | 0 | 23.6593 | 23.4293 | 23.1355 | 22.8309 | 22.5174 | 22.2019 | 21.8829 | 21.5732 | 21.2681 | 20.9519 | 20.6604 | 20.3786 | 20.1104 | 19.8545 | 19.6062 | 19.3671 | 19.1291 | 18.8999 | 18.6958 | 18.5024 | 18.323 | 18.1638 | 18.0144 | 19.0123 | 18.8951 | 18.7852
F2_Industrial_Food Products_Existing_Space Heating_Natural Gas_Condensing RTU_A_Achievable Technical Potential | F2 | Industrial | Food Products | Existing | Space Heating | Natural Gas | Condensing RTU | A | Integrated Unit Summer Peak Savings (kW) | Achievable Technical Potential | 0 | 0 | 0 | 0 | 0 | 0 | 0 | 0 | 0 | 0 | 0 | 0 | 0 | 0 | 0 | 0 | 0 | 0 | 0 | 0 | 0 | 0 | 0 | 0 | 0 | 0 | 0 | 0 | 0 | 0 | 0
F3_Industrial_Food Products_Existing_Space Heating_Natural Gas_Condensing RTU_A_Achievable Technical Potential | F3 | Industrial | Food Products | Existing | Space Heating | Natural Gas | Condensing RTU | A | Integrated Unit Winter Peak Savings (kW) | Achievable Technical Potential | 0 | 0 | 0 | 0 | 0 | 0 | 0 | 0 | 0 | 0 | 0 | 0 | 0 | 0 | 0 | 0 | 0 | 0 | 0 | 0 | 0 | 0 | 0 | 0 | 0 | 0 | 0 | 0 | 0 | 0 | 0
F4_Industrial_Food Products_Existing_Space Heating_Natural Gas_Condensing RTU_A_Achievable Technical Potential | F4 | Industrial | Food Products | Existing | Space Heating | Natural Gas | Condensing RTU | A | Incremental Energy Savings (MWh or mTherms) | Achievable Technical Potential | 0 | 0 | 0 | 0 | 0 | 0 | 0 | 0 | 0 | 0 | 0 | 0 | 0 | 0 | 0 | 0 | 0 | 0 | 0 | 0 | 0 | 0 | 0 | 0 | 0 | 0 | 0 | 0 | 0 | 0 | 0
F5_Industrial_Food Products_Existing_Space Heating_Natural Gas_Condensing RTU_A_Achievable Technical Potential | F5 | Industrial | Food Products | Existing | Space Heating | Natural Gas | Condensing RTU | A | Incremental Summer Peak Savings (MW) | Achievable Technical Potential | 0 | 0 | 0 | 0 | 0 | 0 | 0 | 0 | 0 | 0 | 0 | 0 | 0 | 0 | 0 | 0 | 0 | 0 | 0 | 0 | 0 | 0 | 0 | 0 | 0 | 0 | 0 | 0 | 0 | 0 | 0
F6_Industrial_Food Products_Existing_Space Heating_Natural Gas_Condensing RTU_A_Achievable Technical Potential | F6 | Industrial | Food Products | Existing | Space Heating | Natural Gas | Condensing RTU | A | Incremental Winter Peak Savings (MW) | Achievable Technical Potential | 0 | 0 | 0 | 0 | 0 | 0 | 0 | 0 | 0 | 0 | 0 | 0 | 0 | 0 | 0 | 0 | 0 | 0 | 0 | 0 | 0 | 0 | 0 | 0 | 0 | 0 | 0 | 0 | 0 | 0 | 0
F7_Industrial_Food Products_Existing_Space Heating_Natural Gas_Condensing RTU_A_Achievable Technical Potential | F7 | Industrial | Food Products | Existing | Space Heating | Natural Gas | Condensing RTU | A | Cumulative Energy Savings (MWh or mTherms) | Achievable Technical Potential | 0 | 0 | 0 | 0 | 0 | 0 | 0 | 0 | 0 | 0 | 0 | 0 | 0 | 0 | 0 | 0 | 0 | 0 | 0 | 0 | 0 | 0 | 0 | 0 | 0 | 0 | 0 | 0 | 0 | 0 | 0
F8_Industrial_Food Products_Existing_Space Heating_Natural Gas_Condensing RTU_A_Achievable Technical Potential | F8 | Industrial | Food Products | Existing | Space Heating | Natural Gas | Condensing RTU | A | Cumulative Summer Peak Savings (MW) | Achievable Technical Potential | 0 | 0 | 0 | 0 | 0 | 0 | 0 | 0 | 0 | 0 | 0 | 0 | 0 | 0 | 0 | 0 | 0 | 0 | 0 | 0 | 0 | 0 | 0 | 0 | 0 | 0 | 0 | 0 | 0 | 0 | 0
F9_Industrial_Food Products_Existing_Space Heating_Natural Gas_Condensing RTU_A_Achievable Technical Potential | F9 | Industrial | Food Products | Existing | Space Heating | Natural Gas | Condensing RTU | A | Cumulative Winter Peak Savings (MW) | Achievable Technical Potential | 0 | 0 | 0 | 0 | 0 | 0 | 0 | 0 | 0 | 0 | 0 | 0 | 0 | 0 | 0 | 0 | 0 | 0 | 0 | 0 | 0 | 0 | 0 | 0 | 0 | 0 | 0 | 0 | 0 | 0 | 0
F10_Industrial_Food Products_Existing_Space Heating_Natural Gas_Condensing RTU_A_Achievable Technical Potential | F10 | Industrial | Food Products | Existing | Space Heating | Natural Gas | Condensing RTU | A | Purchases (Incremental) | Achievable Technical Potential | 0 | 0 | 0 | 0 | 0 | 0 | 0 | 0 | 0 | 0 | 0 | 0 | 0 | 0 | 0 | 0 | 0 | 0 | 0 | 0 | 0 | 0 | 0 | 0 | 0 | 0 | 0 | 0 | 0 | 0 | 0
F11_Industrial_Food Products_Existing_Space Heating_Natural Gas_Condensing RTU_A_Achievable Technical Potential | F11 | Industrial | Food Products | Existing | Space Heating | Natural Gas | Condensing RTU | A | Purchases (Cumulative) | Achievable Technical Potential | 0 | 0 | 0 | 0 | 0 | 0 | 0 | 0 | 0 | 0 | 0 | 0 | 0 | 0 | 0 | 0 | 0 | 0 | 0 | 0 | 0 | 0 | 0 | 0 | 0 | 0 | 0 | 0 | 0 | 0 | 0
F1_Industrial_Food Products_New_Space Heating_Natural Gas_Condensing RTU_A_Achievable Technical Potential | F1 | Industrial | Food Products | New | Space Heating | Natural Gas | Condensing RTU | A | Integrated Unit Energy Savings (kWh or therms) | Achievable Technical Potential | 0 | 0 | 0 | 0 | 0 | 0 | 0 | 0 | 0 | 0 | 0 | 0 | 0 | 0 | 0 | 0 | 0 | 0 | 0 | 0 | 0 | 0 | 0 | 0 | 0 | 0 | 0 | 0 | 0 | 0 | 0
F2_Industrial_Food Products_New_Space Heating_Natural Gas_Condensing RTU_A_Achievable Technical Potential | F2 | Industrial | Food Products | New | Space Heating | Natural Gas | Condensing RTU | A | Integrated Unit Summer Peak Savings (kW) | Achievable Technical Potential | 0 | 0 | 0 | 0 | 0 | 0 | 0 | 0 | 0 | 0 | 0 | 0 | 0 | 0 | 0 | 0 | 0 | 0 | 0 | 0 | 0 | 0 | 0 | 0 | 0 | 0 | 0 | 0 | 0 | 0 | 0
F3_Industrial_Food Products_New_Space Heating_Natural Gas_Condensing RTU_A_Achievable Technical Potential | F3 | Industrial | Food Products | New | Space Heating | Natural Gas | Condensing RTU | A | Integrated Unit Winter Peak Savings (kW) | Achievable Technical Potential | 0 | 0 | 0 | 0 | 0 | 0 | 0 | 0 | 0 | 0 | 0 | 0 | 0 | 0 | 0 | 0 | 0 | 0 | 0 | 0 | 0 | 0 | 0 | 0 | 0 | 0 | 0 | 0 | 0 | 0 | 0
F4_Industrial_Food Products_New_Space Heating_Natural Gas_Condensing RTU_A_Achievable Technical Potential | F4 | Industrial | Food Products | New | Space Heating | Natural Gas | Condensing RTU | A | Incremental Energy Savings (MWh or mTherms) | Achievable Technical Potential | 0 | 0 | 0 | 0 | 0 | 0 | 0 | 0 | 0 | 0 | 0 | 0 | 0 | 0 | 0 | 0 | 0 | 0 | 0 | 0 | 0 | 0 | 0 | 0 | 0 | 0 | 0 | 0 | 0 | 0 | 0
F5_Industrial_Food Products_New_Space Heating_Natural Gas_Condensing RTU_A_Achievable Technical Potential | F5 | Industrial | Food Products | New | Space Heating | Natural Gas | Condensing RTU | A | Incremental Summer Peak Savings (MW) | Achievable Technical Potential | 0 | 0 | 0 | 0 | 0 | 0 | 0 | 0 | 0 | 0 | 0 | 0 | 0 | 0 | 0 | 0 | 0 | 0 | 0 | 0 | 0 | 0 | 0 | 0 | 0 | 0 | 0 | 0 | 0 | 0 | 0
F6_Industrial_Food Products_New_Space Heating_Natural Gas_Condensing RTU_A_Achievable Technical Potential | F6 | Industrial | Food Products | New | Space Heating | Natural Gas | Condensing RTU | A | Incremental Winter Peak Savings (MW) | Achievable Technical Potential | 0 | 0 | 0 | 0 | 0 | 0 | 0 | 0 | 0 | 0 | 0 | 0 | 0 | 0 | 0 | 0 | 0 | 0 | 0 | 0 | 0 | 0 | 0 | 0 | 0 | 0 | 0 | 0 | 0 | 0 | 0
F7_Industrial_Food Products_New_Space Heating_Natural Gas_Condensing RTU_A_Achievable Technical Potential | F7 | Industrial | Food Products | New | Space Heating | Natural Gas | Condensing RTU | A | Cumulative Energy Savings (MWh or mTherms) | Achievable Technical Potential | 0 | 0 | 0 | 0 | 0 | 0 | 0 | 0 | 0 | 0 | 0 | 0 | 0 | 0 | 0 | 0 | 0 | 0 | 0 | 0 | 0 | 0 | 0 | 0 | 0 | 0 | 0 | 0 | 0 | 0 | 0
F8_Industrial_Food Products_New_Space Heating_Natural Gas_Condensing RTU_A_Achievable Technical Potential | F8 | Industrial | Food Products | New | Space Heating | Natural Gas | Condensing RTU | A | Cumulative Summer Peak Savings (MW) | Achievable Technical Potential | 0 | 0 | 0 | 0 | 0 | 0 | 0 | 0 | 0 | 0 | 0 | 0 | 0 | 0 | 0 | 0 | 0 | 0 | 0 | 0 | 0 | 0 | 0 | 0 | 0 | 0 | 0 | 0 | 0 | 0 | 0
F9_Industrial_Food Products_New_Space Heating_Natural Gas_Condensing RTU_A_Achievable Technical Potential | F9 | Industrial | Food Products | New | Space Heating | Natural Gas | Condensing RTU | A | Cumulative Winter Peak Savings (MW) | Achievable Technical Potential | 0 | 0 | 0 | 0 | 0 | 0 | 0 | 0 | 0 | 0 | 0 | 0 | 0 | 0 | 0 | 0 | 0 | 0 | 0 | 0 | 0 | 0 | 0 | 0 | 0 | 0 | 0 | 0 | 0 | 0 | 0
F10_Industrial_Food Products_New_Space Heating_Natural Gas_Condensing RTU_A_Achievable Technical Potential | F10 | Industrial | Food Products | New | Space Heating | Natural Gas | Condensing RTU | A | Purchases (Incremental) | Achievable Technical Potential | 0 | 0 | 0 | 0 | 0 | 0 | 0 | 0 | 0 | 0 | 0 | 0 | 0 | 0 | 0 | 0 | 0 | 0 | 0 | 0 | 0 | 0 | 0 | 0 | 0 | 0 | 0 | 0 | 0 | 0 | 0
F11_Industrial_Food Products_New_Space Heating_Natural Gas_Condensing RTU_A_Achievable Technical Potential | F11 | Industrial | Food Products | New | Space Heating | Natural Gas | Condensing RTU | A | Purchases (Cumulative) | Achievable Technical Potential | 0 | 0 | 0 | 0 | 0 | 0 | 0 | 0 | 0 | 0 | 0 | 0 | 0 | 0 | 0 | 0 | 0 | 0 | 0 | 0 | 0 | 0 | 0 | 0 | 0 | 0 | 0 | 0 | 0 | 0 | 0
F1_Industrial_Agriculture_Existing_Space Heating_Natural Gas_Condensing RTU_A_Achievable Technical Potential | F1 | Industrial | Agriculture | Existing | Space Heating | Natural Gas | Condensing RTU | A | Integrated Unit Energy Savings (kWh or therms) | Achievable Technical Potential | 0 | 0 | 0 | 0 | 0 | 11.4479 | 11.3366 | 11.1944 | 11.047 | 10.8953 | 10.7427 | 10.5883 | 10.4385 | 10.2908 | 10.1378 | 9.9968 | 9.8604 | 9.7307 | 9.6068 | 9.4867 | 9.371 | 9.2558 | 9.145 | 9.0462 | 8.9526 | 8.8658 | 8.7888 | 8.7165 | 9.1993 | 9.1426 | 9.0895
F2_Industrial_Agriculture_Existing_Space Heating_Natural Gas_Condensing RTU_A_Achievable Technical Potential | F2 | Industrial | Agriculture | Existing | Space Heating | Natural Gas | Condensing RTU | A | Integrated Unit Summer Peak Savings (kW) | Achievable Technical Potential | 0 | 0 | 0 | 0 | 0 | 0 | 0 | 0 | 0 | 0 | 0 | 0 | 0 | 0 | 0 | 0 | 0 | 0 | 0 | 0 | 0 | 0 | 0 | 0 | 0 | 0 | 0 | 0 | 0 | 0 | 0
F3_Industrial_Agriculture_Existing_Space Heating_Natural Gas_Condensing RTU_A_Achievable Technical Potential | F3 | Industrial | Agriculture | Existing | Space Heating | Natural Gas | Condensing RTU | A | Integrated Unit Winter Peak Savings (kW) | Achievable Technical Potential | 0 | 0 | 0 | 0 | 0 | 0 | 0 | 0 | 0 | 0 | 0 | 0 | 0 | 0 | 0 | 0 | 0 | 0 | 0 | 0 | 0 | 0 | 0 | 0 | 0 | 0 | 0 | 0 | 0 | 0 | 0
F4_Industrial_Agriculture_Existing_Space Heating_Natural Gas_Condensing RTU_A_Achievable Technical Potential | F4 | Industrial | Agriculture | Existing | Space Heating | Natural Gas | Condensing RTU | A | Incremental Energy Savings (MWh or mTherms) | Achievable Technical Potential | 0 | 0 | 0 | 0 | 0 | 0 | 0 | 0 | 0 | 0 | 0 | 0 | 0 | 0 | 0 | 0 | 0 | 0 | 0 | 0 | 0 | 0 | 0 | 0 | 0 | 0 | 0 | 0 | 0 | 0 | 0
F5_Industrial_Agriculture_Existing_Space Heating_Natural Gas_Condensing RTU_A_Achievable Technical Potential | F5 | Industrial | Agriculture | Existing | Space Heating | Natural Gas | Condensing RTU | A | Incremental Summer Peak Savings (MW) | Achievable Technical Potential | 0 | 0 | 0 | 0 | 0 | 0 | 0 | 0 | 0 | 0 | 0 | 0 | 0 | 0 | 0 | 0 | 0 | 0 | 0 | 0 | 0 | 0 | 0 | 0 | 0 | 0 | 0 | 0 | 0 | 0 | 0
F6_Industrial_Agriculture_Existing_Space Heating_Natural Gas_Condensing RTU_A_Achievable Technical Potential | F6 | Industrial | Agriculture | Existing | Space Heating | Natural Gas | Condensing RTU | A | Incremental Winter Peak Savings (MW) | Achievable Technical Potential | 0 | 0 | 0 | 0 | 0 | 0 | 0 | 0 | 0 | 0 | 0 | 0 | 0 | 0 | 0 | 0 | 0 | 0 | 0 | 0 | 0 | 0 | 0 | 0 | 0 | 0 | 0 | 0 | 0 | 0 | 0
F7_Industrial_Agriculture_Existing_Space Heating_Natural Gas_Condensing RTU_A_Achievable Technical Potential | F7 | Industrial | Agriculture | Existing | Space Heating | Natural Gas | Condensing RTU | A | Cumulative Energy Savings (MWh or mTherms) | Achievable Technical Potential | 0 | 0 | 0 | 0 | 0 | 0 | 0 | 0 | 0 | 0 | 0 | 0 | 0 | 0 | 0 | 0 | 0 | 0 | 0 | 0 | 0 | 0 | 0 | 0 | 0 | 0 | 0 | 0 | 0 | 0 | 0
F8_Industrial_Agriculture_Existing_Space Heating_Natural Gas_Condensing RTU_A_Achievable Technical Potential | F8 | Industrial | Agriculture | Existing | Space Heating | Natural Gas | Condensing RTU | A | Cumulative Summer Peak Savings (MW) | Achievable Technical Potential | 0 | 0 | 0 | 0 | 0 | 0 | 0 | 0 | 0 | 0 | 0 | 0 | 0 | 0 | 0 | 0 | 0 | 0 | 0 | 0 | 0 | 0 | 0 | 0 | 0 | 0 | 0 | 0 | 0 | 0 | 0
F9_Industrial_Agriculture_Existing_Space Heating_Natural Gas_Condensing RTU_A_Achievable Technical Potential | F9 | Industrial | Agriculture | Existing | Space Heating | Natural Gas | Condensing RTU | A | Cumulative Winter Peak Savings (MW) | Achievable Technical Potential | 0 | 0 | 0 | 0 | 0 | 0 | 0 | 0 | 0 | 0 | 0 | 0 | 0 | 0 | 0 | 0 | 0 | 0 | 0 | 0 | 0 | 0 | 0 | 0 | 0 | 0 | 0 | 0 | 0 | 0 | 0
F10_Industrial_Agriculture_Existing_Space Heating_Natural Gas_Condensing RTU_A_Achievable Technical Potential | F10 | Industrial | Agriculture | Existing | Space Heating | Natural Gas | Condensing RTU | A | Purchases (Incremental) | Achievable Technical Potential | 0 | 0 | 0 | 0 | 0 | 0 | 0 | 0 | 0 | 0 | 0 | 0 | 0 | 0 | 0 | 0 | 0 | 0 | 0 | 0 | 0 | 0 | 0 | 0 | 0 | 0 | 0 | 0 | 0 | 0 | 0
F11_Industrial_Agriculture_Existing_Space Heating_Natural Gas_Condensing RTU_A_Achievable Technical Potential | F11 | Industrial | Agriculture | Existing | Space Heating | Natural Gas | Condensing RTU | A | Purchases (Cumulative) | Achievable Technical Potential | 0 | 0 | 0 | 0 | 0 | 0 | 0 | 0 | 0 | 0 | 0 | 0 | 0 | 0 | 0 | 0 | 0 | 0 | 0 | 0 | 0 | 0 | 0 | 0 | 0 | 0 | 0 | 0 | 0 | 0 | 0
F1_Industrial_Agriculture_New_Space Heating_Natural Gas_Condensing RTU_A_Achievable Technical Potential | F1 | Industrial | Agriculture | New | Space Heating | Natural Gas | Condensing RTU | A | Integrated Unit Energy Savings (kWh or therms) | Achievable Technical Potential | 0 | 0 | 0 | 0 | 0 | 0 | 0 | 0 | 0 | 0 | 0 | 0 | 0 | 0 | 0 | 0 | 0 | 0 | 0 | 0 | 0 | 0 | 0 | 0 | 0 | 0 | 0 | 0 | 0 | 0 | 0
F2_Industrial_Agriculture_New_Space Heating_Natural Gas_Condensing RTU_A_Achievable Technical Potential | F2 | Industrial | Agriculture | New | Space Heating | Natural Gas | Condensing RTU | A | Integrated Unit Summer Peak Savings (kW) | Achievable Technical Potential | 0 | 0 | 0 | 0 | 0 | 0 | 0 | 0 | 0 | 0 | 0 | 0 | 0 | 0 | 0 | 0 | 0 | 0 | 0 | 0 | 0 | 0 | 0 | 0 | 0 | 0 | 0 | 0 | 0 | 0 | 0
F3_Industrial_Agriculture_New_Space Heating_Natural Gas_Condensing RTU_A_Achievable Technical Potential | F3 | Industrial | Agriculture | New | Space Heating | Natural Gas | Condensing RTU | A | Integrated Unit Winter Peak Savings (kW) | Achievable Technical Potential | 0 | 0 | 0 | 0 | 0 | 0 | 0 | 0 | 0 | 0 | 0 | 0 | 0 | 0 | 0 | 0 | 0 | 0 | 0 | 0 | 0 | 0 | 0 | 0 | 0 | 0 | 0 | 0 | 0 | 0 | 0
F4_Industrial_Agriculture_New_Space Heating_Natural Gas_Condensing RTU_A_Achievable Technical Potential | F4 | Industrial | Agriculture | New | Space Heating | Natural Gas | Condensing RTU | A | Incremental Energy Savings (MWh or mTherms) | Achievable Technical Potential | 0 | 0 | 0 | 0 | 0 | 0 | 0 | 0 | 0 | 0 | 0 | 0 | 0 | 0 | 0 | 0 | 0 | 0 | 0 | 0 | 0 | 0 | 0 | 0 | 0 | 0 | 0 | 0 | 0 | 0 | 0
F5_Industrial_Agriculture_New_Space Heating_Natural Gas_Condensing RTU_A_Achievable Technical Potential | F5 | Industrial | Agriculture | New | Space Heating | Natural Gas | Condensing RTU | A | Incremental Summer Peak Savings (MW) | Achievable Technical Potential | 0 | 0 | 0 | 0 | 0 | 0 | 0 | 0 | 0 | 0 | 0 | 0 | 0 | 0 | 0 | 0 | 0 | 0 | 0 | 0 | 0 | 0 | 0 | 0 | 0 | 0 | 0 | 0 | 0 | 0 | 0
F6_Industrial_Agriculture_New_Space Heating_Natural Gas_Condensing RTU_A_Achievable Technical Potential | F6 | Industrial | Agriculture | New | Space Heating | Natural Gas | Condensing RTU | A | Incremental Winter Peak Savings (MW) | Achievable Technical Potential | 0 | 0 | 0 | 0 | 0 | 0 | 0 | 0 | 0 | 0 | 0 | 0 | 0 | 0 | 0 | 0 | 0 | 0 | 0 | 0 | 0 | 0 | 0 | 0 | 0 | 0 | 0 | 0 | 0 | 0 | 0
F7_Industrial_Agriculture_New_Space Heating_Natural Gas_Condensing RTU_A_Achievable Technical Potential | F7 | Industrial | Agriculture | New | Space Heating | Natural Gas | Condensing RTU | A | Cumulative Energy Savings (MWh or mTherms) | Achievable Technical Potential | 0 | 0 | 0 | 0 | 0 | 0 | 0 | 0 | 0 | 0 | 0 | 0 | 0 | 0 | 0 | 0 | 0 | 0 | 0 | 0 | 0 | 0 | 0 | 0 | 0 | 0 | 0 | 0 | 0 | 0 | 0
F8_Industrial_Agriculture_New_Space Heating_Natural Gas_Condensing RTU_A_Achievable Technical Potential | F8 | Industrial | Agriculture | New | Space Heating | Natural Gas | Condensing RTU | A | Cumulative Summer Peak Savings (MW) | Achievable Technical Potential | 0 | 0 | 0 | 0 | 0 | 0 | 0 | 0 | 0 | 0 | 0 | 0 | 0 | 0 | 0 | 0 | 0 | 0 | 0 | 0 | 0 | 0 | 0 | 0 | 0 | 0 | 0 | 0 | 0 | 0 | 0
F9_Industrial_Agriculture_New_Space Heating_Natural Gas_Condensing RTU_A_Achievable Technical Potential | F9 | Industrial | Agriculture | New | Space Heating | Natural Gas | Condensing RTU | A | Cumulative Winter Peak Savings (MW) | Achievable Technical Potential | 0 | 0 | 0 | 0 | 0 | 0 | 0 | 0 | 0 | 0 | 0 | 0 | 0 | 0 | 0 | 0 | 0 | 0 | 0 | 0 | 0 | 0 | 0 | 0 | 0 | 0 | 0 | 0 | 0 | 0 | 0
F10_Industrial_Agriculture_New_Space Heating_Natural Gas_Condensing RTU_A_Achievable Technical Potential | F10 | Industrial | Agriculture | New | Space Heating | Natural Gas | Condensing RTU | A | Purchases (Incremental) | Achievable Technical Potential | 0 | 0 | 0 | 0 | 0 | 0 | 0 | 0 | 0 | 0 | 0 | 0 | 0 | 0 | 0 | 0 | 0 | 0 | 0 | 0 | 0 | 0 | 0 | 0 | 0 | 0 | 0 | 0 | 0 | 0 | 0
F11_Industrial_Agriculture_New_Space Heating_Natural Gas_Condensing RTU_A_Achievable Technical Potential | F11 | Industrial | Agriculture | New | Space Heating | Natural Gas | Condensing RTU | A | Purchases (Cumulative) | Achievable Technical Potential | 0 | 0 | 0 | 0 | 0 | 0 | 0 | 0 | 0 | 0 | 0 | 0 | 0 | 0 | 0 | 0 | 0 | 0 | 0 | 0 | 0 | 0 | 0 | 0 | 0 | 0 | 0 | 0 | 0 | 0 | 0
F1_Industrial_Primary Metals_Existing_Space Heating_Natural Gas_Condensing RTU_A_Achievable Technical Potential | F1 | Industrial | Primary Metals | Existing | Space Heating | Natural Gas | Condensing RTU | A | Integrated Unit Energy Savings (kWh or therms) | Achievable Technical Potential | 0 | 0 | 0 | 0 | 0 | 37.5245 | 37.1598 | 36.6938 | 36.2107 | 35.7134 | 35.2131 | 34.7072 | 34.2159 | 33.732 | 33.2305 | 32.7682 | 32.3212 | 31.8958 | 31.4899 | 31.0962 | 30.7169 | 30.3394 | 29.976 | 29.6523 | 29.3455 | 29.0609 | 28.8085 | 28.5714 | 30.1542 | 29.9683 | 29.7941
F2_Industrial_Primary Metals_Existing_Space Heating_Natural Gas_Condensing RTU_A_Achievable Technical Potential | F2 | Industrial | Primary Metals | Existing | Space Heating | Natural Gas | Condensing RTU | A | Integrated Unit Summer Peak Savings (kW) | Achievable Technical Potential | 0 | 0 | 0 | 0 | 0 | 0 | 0 | 0 | 0 | 0 | 0 | 0 | 0 | 0 | 0 | 0 | 0 | 0 | 0 | 0 | 0 | 0 | 0 | 0 | 0 | 0 | 0 | 0 | 0 | 0 | 0
F3_Industrial_Primary Metals_Existing_Space Heating_Natural Gas_Condensing RTU_A_Achievable Technical Potential | F3 | Industrial | Primary Metals | Existing | Space Heating | Natural Gas | Condensing RTU | A | Integrated Unit Winter Peak Savings (kW) | Achievable Technical Potential | 0 | 0 | 0 | 0 | 0 | 0 | 0 | 0 | 0 | 0 | 0 | 0 | 0 | 0 | 0 | 0 | 0 | 0 | 0 | 0 | 0 | 0 | 0 | 0 | 0 | 0 | 0 | 0 | 0 | 0 | 0
F4_Industrial_Primary Metals_Existing_Space Heating_Natural Gas_Condensing RTU_A_Achievable Technical Potential | F4 | Industrial | Primary Metals | Existing | Space Heating | Natural Gas | Condensing RTU | A | Incremental Energy Savings (MWh or mTherms) | Achievable Technical Potential | 0 | 0 | 0 | 0 | 0 | 0 | 0 | 0 | 0 | 0 | 0 | 0 | 0 | 0 | 0 | 0 | 0 | 0 | 0 | 0 | 0 | 0 | 0 | 0 | 0 | 0 | 0 | 0 | 0 | 0 | 0
F5_Industrial_Primary Metals_Existing_Space Heating_Natural Gas_Condensing RTU_A_Achievable Technical Potential | F5 | Industrial | Primary Metals | Existing | Space Heating | Natural Gas | Condensing RTU | A | Incremental Summer Peak Savings (MW) | Achievable Technical Potential | 0 | 0 | 0 | 0 | 0 | 0 | 0 | 0 | 0 | 0 | 0 | 0 | 0 | 0 | 0 | 0 | 0 | 0 | 0 | 0 | 0 | 0 | 0 | 0 | 0 | 0 | 0 | 0 | 0 | 0 | 0
F6_Industrial_Primary Metals_Existing_Space Heating_Natural Gas_Condensing RTU_A_Achievable Technical Potential | F6 | Industrial | Primary Metals | Existing | Space Heating | Natural Gas | Condensing RTU | A | Incremental Winter Peak Savings (MW) | Achievable Technical Potential | 0 | 0 | 0 | 0 | 0 | 0 | 0 | 0 | 0 | 0 | 0 | 0 | 0 | 0 | 0 | 0 | 0 | 0 | 0 | 0 | 0 | 0 | 0 | 0 | 0 | 0 | 0 | 0 | 0 | 0 | 0
F7_Industrial_Primary Metals_Existing_Space Heating_Natural Gas_Condensing RTU_A_Achievable Technical Potential | F7 | Industrial | Primary Metals | Existing | Space Heating | Natural Gas | Condensing RTU | A | Cumulative Energy Savings (MWh or mTherms) | Achievable Technical Potential | 0 | 0 | 0 | 0 | 0 | 0 | 0 | 0 | 0 | 0 | 0 | 0 | 0 | 0 | 0 | 0 | 0 | 0 | 0 | 0 | 0 | 0 | 0 | 0 | 0 | 0 | 0 | 0 | 0 | 0 | 0
F8_Industrial_Primary Metals_Existing_Space Heating_Natural Gas_Condensing RTU_A_Achievable Technical Potential | F8 | Industrial | Primary Metals | Existing | Space Heating | Natural Gas | Condensing RTU | A | Cumulative Summer Peak Savings (MW) | Achievable Technical Potential | 0 | 0 | 0 | 0 | 0 | 0 | 0 | 0 | 0 | 0 | 0 | 0 | 0 | 0 | 0 | 0 | 0 | 0 | 0 | 0 | 0 | 0 | 0 | 0 | 0 | 0 | 0 | 0 | 0 | 0 | 0
F9_Industrial_Primary Metals_Existing_Space Heating_Natural Gas_Condensing RTU_A_Achievable Technical Potential | F9 | Industrial | Primary Metals | Existing | Space Heating | Natural Gas | Condensing RTU | A | Cumulative Winter Peak Savings (MW) | Achievable Technical Potential | 0 | 0 | 0 | 0 | 0 | 0 | 0 | 0 | 0 | 0 | 0 | 0 | 0 | 0 | 0 | 0 | 0 | 0 | 0 | 0 | 0 | 0 | 0 | 0 | 0 | 0 | 0 | 0 | 0 | 0 | 0
F10_Industrial_Primary Metals_Existing_Space Heating_Natural Gas_Condensing RTU_A_Achievable Technical Potential | F10 | Industrial | Primary Metals | Existing | Space Heating | Natural Gas | Condensing RTU | A | Purchases (Incremental) | Achievable Technical Potential | 0 | 0 | 0 | 0 | 0 | 0 | 0 | 0 | 0 | 0 | 0 | 0 | 0 | 0 | 0 | 0 | 0 | 0 | 0 | 0 | 0 | 0 | 0 | 0 | 0 | 0 | 0 | 0 | 0 | 0 | 0
F11_Industrial_Primary Metals_Existing_Space Heating_Natural Gas_Condensing RTU_A_Achievable Technical Potential | F11 | Industrial | Primary Metals | Existing | Space Heating | Natural Gas | Condensing RTU | A | Purchases (Cumulative) | Achievable Technical Potential | 0 | 0 | 0 | 0 | 0 | 0 | 0 | 0 | 0 | 0 | 0 | 0 | 0 | 0 | 0 | 0 | 0 | 0 | 0 | 0 | 0 | 0 | 0 | 0 | 0 | 0 | 0 | 0 | 0 | 0 | 0
F1_Industrial_Primary Metals_New_Space Heating_Natural Gas_Condensing RTU_A_Achievable Technical Potential | F1 | Industrial | Primary Metals | New | Space Heating | Natural Gas | Condensing RTU | A | Integrated Unit Energy Savings (kWh or therms) | Achievable Technical Potential | 0 | 0 | 0 | 0 | 0 | 0 | 0 | 0 | 0 | 0 | 0 | 0 | 0 | 0 | 0 | 0 | 0 | 0 | 0 | 0 | 0 | 0 | 0 | 0 | 0 | 0 | 0 | 0 | 0 | 0 | 0
F2_Industrial_Primary Metals_New_Space Heating_Natural Gas_Condensing RTU_A_Achievable Technical Potential | F2 | Industrial | Primary Metals | New | Space Heating | Natural Gas | Condensing RTU | A | Integrated Unit Summer Peak Savings (kW) | Achievable Technical Potential | 0 | 0 | 0 | 0 | 0 | 0 | 0 | 0 | 0 | 0 | 0 | 0 | 0 | 0 | 0 | 0 | 0 | 0 | 0 | 0 | 0 | 0 | 0 | 0 | 0 | 0 | 0 | 0 | 0 | 0 | 0
F3_Industrial_Primary Metals_New_Space Heating_Natural Gas_Condensing RTU_A_Achievable Technical Potential | F3 | Industrial | Primary Metals | New | Space Heating | Natural Gas | Condensing RTU | A | Integrated Unit Winter Peak Savings (kW) | Achievable Technical Potential | 0 | 0 | 0 | 0 | 0 | 0 | 0 | 0 | 0 | 0 | 0 | 0 | 0 | 0 | 0 | 0 | 0 | 0 | 0 | 0 | 0 | 0 | 0 | 0 | 0 | 0 | 0 | 0 | 0 | 0 | 0
F4_Industrial_Primary Metals_New_Space Heating_Natural Gas_Condensing RTU_A_Achievable Technical Potential | F4 | Industrial | Primary Metals | New | Space Heating | Natural Gas | Condensing RTU | A | Incremental Energy Savings (MWh or mTherms) | Achievable Technical Potential | 0 | 0 | 0 | 0 | 0 | 0 | 0 | 0 | 0 | 0 | 0 | 0 | 0 | 0 | 0 | 0 | 0 | 0 | 0 | 0 | 0 | 0 | 0 | 0 | 0 | 0 | 0 | 0 | 0 | 0 | 0
F5_Industrial_Primary Metals_New_Space Heating_Natural Gas_Condensing RTU_A_Achievable Technical Potential | F5 | Industrial | Primary Metals | New | Space Heating | Natural Gas | Condensing RTU | A | Incremental Summer Peak Savings (MW) | Achievable Technical Potential | 0 | 0 | 0 | 0 | 0 | 0 | 0 | 0 | 0 | 0 | 0 | 0 | 0 | 0 | 0 | 0 | 0 | 0 | 0 | 0 | 0 | 0 | 0 | 0 | 0 | 0 | 0 | 0 | 0 | 0 | 0
F6_Industrial_Primary Metals_New_Space Heating_Natural Gas_Condensing RTU_A_Achievable Technical Potential | F6 | Industrial | Primary Metals | New | Space Heating | Natural Gas | Condensing RTU | A | Incremental Winter Peak Savings (MW) | Achievable Technical Potential | 0 | 0 | 0 | 0 | 0 | 0 | 0 | 0 | 0 | 0 | 0 | 0 | 0 | 0 | 0 | 0 | 0 | 0 | 0 | 0 | 0 | 0 | 0 | 0 | 0 | 0 | 0 | 0 | 0 | 0 | 0
F7_Industrial_Primary Metals_New_Space Heating_Natural Gas_Condensing RTU_A_Achievable Technical Potential | F7 | Industrial | Primary Metals | New | Space Heating | Natural Gas | Condensing RTU | A | Cumulative Energy Savings (MWh or mTherms) | Achievable Technical Potential | 0 | 0 | 0 | 0 | 0 | 0 | 0 | 0 | 0 | 0 | 0 | 0 | 0 | 0 | 0 | 0 | 0 | 0 | 0 | 0 | 0 | 0 | 0 | 0 | 0 | 0 | 0 | 0 | 0 | 0 | 0
F8_Industrial_Primary Metals_New_Space Heating_Natural Gas_Condensing RTU_A_Achievable Technical Potential | F8 | Industrial | Primary Metals | New | Space Heating | Natural Gas | Condensing RTU | A | Cumulative Summer Peak Savings (MW) | Achievable Technical Potential | 0 | 0 | 0 | 0 | 0 | 0 | 0 | 0 | 0 | 0 | 0 | 0 | 0 | 0 | 0 | 0 | 0 | 0 | 0 | 0 | 0 | 0 | 0 | 0 | 0 | 0 | 0 | 0 | 0 | 0 | 0
F9_Industrial_Primary Metals_New_Space Heating_Natural Gas_Condensing RTU_A_Achievable Technical Potential | F9 | Industrial | Primary Metals | New | Space Heating | Natural Gas | Condensing RTU | A | Cumulative Winter Peak Savings (MW) | Achievable Technical Potential | 0 | 0 | 0 | 0 | 0 | 0 | 0 | 0 | 0 | 0 | 0 | 0 | 0 | 0 | 0 | 0 | 0 | 0 | 0 | 0 | 0 | 0 | 0 | 0 | 0 | 0 | 0 | 0 | 0 | 0 | 0
F10_Industrial_Primary Metals_New_Space Heating_Natural Gas_Condensing RTU_A_Achievable Technical Potential | F10 | Industrial | Primary Metals | New | Space Heating | Natural Gas | Condensing RTU | A | Purchases (Incremental) | Achievable Technical Potential | 0 | 0 | 0 | 0 | 0 | 0 | 0 | 0 | 0 | 0 | 0 | 0 | 0 | 0 | 0 | 0 | 0 | 0 | 0 | 0 | 0 | 0 | 0 | 0 | 0 | 0 | 0 | 0 | 0 | 0 | 0
F11_Industrial_Primary Metals_New_Space Heating_Natural Gas_Condensing RTU_A_Achievable Technical Potential | F11 | Industrial | Primary Metals | New | Space Heating | Natural Gas | Condensing RTU | A | Purchases (Cumulative) | Achievable Technical Potential | 0 | 0 | 0 | 0 | 0 | 0 | 0 | 0 | 0 | 0 | 0 | 0 | 0 | 0 | 0 | 0 | 0 | 0 | 0 | 0 | 0 | 0 | 0 | 0 | 0 | 0 | 0 | 0 | 0 | 0 | 0
F1_Industrial_Stone, Clay, and Glass_Existing_Space Heating_Natural Gas_Condensing RTU_A_Achievable Technical Potential | F1 | Industrial | Stone, Clay, and Glass | Existing | Space Heating | Natural Gas | Condensing RTU | A | Integrated Unit Energy Savings (kWh or therms) | Achievable Technical Potential | 0 | 0 | 0 | 0 | 0 | 44.1298 | 43.7008 | 43.1528 | 42.5847 | 41.9999 | 41.4115 | 40.8165 | 40.2388 | 39.6697 | 39.0799 | 38.5362 | 38.0105 | 37.5103 | 37.0329 | 36.5699 | 36.1239 | 35.6799 | 35.2525 | 34.8718 | 34.511 | 34.1764 | 33.8796 | 33.6008 | 35.4621 | 35.2435 | 35.0386
F2_Industrial_Stone, Clay, and Glass_Existing_Space Heating_Natural Gas_Condensing RTU_A_Achievable Technical Potential | F2 | Industrial | Stone, Clay, and Glass | Existing | Space Heating | Natural Gas | Condensing RTU | A | Integrated Unit Summer Peak Savings (kW) | Achievable Technical Potential | 0 | 0 | 0 | 0 | 0 | 0 | 0 | 0 | 0 | 0 | 0 | 0 | 0 | 0 | 0 | 0 | 0 | 0 | 0 | 0 | 0 | 0 | 0 | 0 | 0 | 0 | 0 | 0 | 0 | 0 | 0
F3_Industrial_Stone, Clay, and Glass_Existing_Space Heating_Natural Gas_Condensing RTU_A_Achievable Technical Potential | F3 | Industrial | Stone, Clay, and Glass | Existing | Space Heating | Natural Gas | Condensing RTU | A | Integrated Unit Winter Peak Savings (kW) | Achievable Technical Potential | 0 | 0 | 0 | 0 | 0 | 0 | 0 | 0 | 0 | 0 | 0 | 0 | 0 | 0 | 0 | 0 | 0 | 0 | 0 | 0 | 0 | 0 | 0 | 0 | 0 | 0 | 0 | 0 | 0 | 0 | 0
F4_Industrial_Stone, Clay, and Glass_Existing_Space Heating_Natural Gas_Condensing RTU_A_Achievable Technical Potential | F4 | Industrial | Stone, Clay, and Glass | Existing | Space Heating | Natural Gas | Condensing RTU | A | Incremental Energy Savings (MWh or mTherms) | Achievable Technical Potential | 0 | 0 | 0 | 0 | 0 | 0 | 0 | 0 | 0 | 0 | 0 | 0 | 0 | 0 | 0 | 0 | 0 | 0 | 0 | 0 | 0 | 0 | 0 | 0 | 0 | 0 | 0 | 0 | 0 | 0 | 0
F5_Industrial_Stone, Clay, and Glass_Existing_Space Heating_Natural Gas_Condensing RTU_A_Achievable Technical Potential | F5 | Industrial | Stone, Clay, and Glass | Existing | Space Heating | Natural Gas | Condensing RTU | A | Incremental Summer Peak Savings (MW) | Achievable Technical Potential | 0 | 0 | 0 | 0 | 0 | 0 | 0 | 0 | 0 | 0 | 0 | 0 | 0 | 0 | 0 | 0 | 0 | 0 | 0 | 0 | 0 | 0 | 0 | 0 | 0 | 0 | 0 | 0 | 0 | 0 | 0
F6_Industrial_Stone, Clay, and Glass_Existing_Space Heating_Natural Gas_Condensing RTU_A_Achievable Technical Potential | F6 | Industrial | Stone, Clay, and Glass | Existing | Space Heating | Natural Gas | Condensing RTU | A | Incremental Winter Peak Savings (MW) | Achievable Technical Potential | 0 | 0 | 0 | 0 | 0 | 0 | 0 | 0 | 0 | 0 | 0 | 0 | 0 | 0 | 0 | 0 | 0 | 0 | 0 | 0 | 0 | 0 | 0 | 0 | 0 | 0 | 0 | 0 | 0 | 0 | 0
F7_Industrial_Stone, Clay, and Glass_Existing_Space Heating_Natural Gas_Condensing RTU_A_Achievable Technical Potential | F7 | Industrial | Stone, Clay, and Glass | Existing | Space Heating | Natural Gas | Condensing RTU | A | Cumulative Energy Savings (MWh or mTherms) | Achievable Technical Potential | 0 | 0 | 0 | 0 | 0 | 0 | 0 | 0 | 0 | 0 | 0 | 0 | 0 | 0 | 0 | 0 | 0 | 0 | 0 | 0 | 0 | 0 | 0 | 0 | 0 | 0 | 0 | 0 | 0 | 0 | 0
F8_Industrial_Stone, Clay, and Glass_Existing_Space Heating_Natural Gas_Condensing RTU_A_Achievable Technical Potential | F8 | Industrial | Stone, Clay, and Glass | Existing | Space Heating | Natural Gas | Condensing RTU | A | Cumulative Summer Peak Savings (MW) | Achievable Technical Potential | 0 | 0 | 0 | 0 | 0 | 0 | 0 | 0 | 0 | 0 | 0 | 0 | 0 | 0 | 0 | 0 | 0 | 0 | 0 | 0 | 0 | 0 | 0 | 0 | 0 | 0 | 0 | 0 | 0 | 0 | 0
F9_Industrial_Stone, Clay, and Glass_Existing_Space Heating_Natural Gas_Condensing RTU_A_Achievable Technical Potential | F9 | Industrial | Stone, Clay, and Glass | Existing | Space Heating | Natural Gas | Condensing RTU | A | Cumulative Winter Peak Savings (MW) | Achievable Technical Potential | 0 | 0 | 0 | 0 | 0 | 0 | 0 | 0 | 0 | 0 | 0 | 0 | 0 | 0 | 0 | 0 | 0 | 0 | 0 | 0 | 0 | 0 | 0 | 0 | 0 | 0 | 0 | 0 | 0 | 0 | 0
F10_Industrial_Stone, Clay, and Glass_Existing_Space Heating_Natural Gas_Condensing RTU_A_Achievable Technical Potential | F10 | Industrial | Stone, Clay, and Glass | Existing | Space Heating | Natural Gas | Condensing RTU | A | Purchases (Incremental) | Achievable Technical Potential | 0 | 0 | 0 | 0 | 0 | 0 | 0 | 0 | 0 | 0 | 0 | 0 | 0 | 0 | 0 | 0 | 0 | 0 | 0 | 0 | 0 | 0 | 0 | 0 | 0 | 0 | 0 | 0 | 0 | 0 | 0
F11_Industrial_Stone, Clay, and Glass_Existing_Space Heating_Natural Gas_Condensing RTU_A_Achievable Technical Potential | F11 | Industrial | Stone, Clay, and Glass | Existing | Space Heating | Natural Gas | Condensing RTU | A | Purchases (Cumulative) | Achievable Technical Potential | 0 | 0 | 0 | 0 | 0 | 0 | 0 | 0 | 0 | 0 | 0 | 0 | 0 | 0 | 0 | 0 | 0 | 0 | 0 | 0 | 0 | 0 | 0 | 0 | 0 | 0 | 0 | 0 | 0 | 0 | 0
F1_Industrial_Stone, Clay, and Glass_New_Space Heating_Natural Gas_Condensing RTU_A_Achievable Technical Potential | F1 | Industrial | Stone, Clay, and Glass | New | Space Heating | Natural Gas | Condensing RTU | A | Integrated Unit Energy Savings (kWh or therms) | Achievable Technical Potential | 0 | 0 | 0 | 0 | 0 | 0 | 0 | 0 | 0 | 0 | 0 | 0 | 0 | 0 | 0 | 0 | 0 | 0 | 0 | 0 | 0 | 0 | 0 | 0 | 0 | 0 | 0 | 0 | 0 | 0 | 0
F2_Industrial_Stone, Clay, and Glass_New_Space Heating_Natural Gas_Condensing RTU_A_Achievable Technical Potential | F2 | Industrial | Stone, Clay, and Glass | New | Space Heating | Natural Gas | Condensing RTU | A | Integrated Unit Summer Peak Savings (kW) | Achievable Technical Potential | 0 | 0 | 0 | 0 | 0 | 0 | 0 | 0 | 0 | 0 | 0 | 0 | 0 | 0 | 0 | 0 | 0 | 0 | 0 | 0 | 0 | 0 | 0 | 0 | 0 | 0 | 0 | 0 | 0 | 0 | 0
F3_Industrial_Stone, Clay, and Glass_New_Space Heating_Natural Gas_Condensing RTU_A_Achievable Technical Potential | F3 | Industrial | Stone, Clay, and Glass | New | Space Heating | Natural Gas | Condensing RTU | A | Integrated Unit Winter Peak Savings (kW) | Achievable Technical Potential | 0 | 0 | 0 | 0 | 0 | 0 | 0 | 0 | 0 | 0 | 0 | 0 | 0 | 0 | 0 | 0 | 0 | 0 | 0 | 0 | 0 | 0 | 0 | 0 | 0 | 0 | 0 | 0 | 0 | 0 | 0
F4_Industrial_Stone, Clay, and Glass_New_Space Heating_Natural Gas_Condensing RTU_A_Achievable Technical Potential | F4 | Industrial | Stone, Clay, and Glass | New | Space Heating | Natural Gas | Condensing RTU | A | Incremental Energy Savings (MWh or mTherms) | Achievable Technical Potential | 0 | 0 | 0 | 0 | 0 | 0 | 0 | 0 | 0 | 0 | 0 | 0 | 0 | 0 | 0 | 0 | 0 | 0 | 0 | 0 | 0 | 0 | 0 | 0 | 0 | 0 | 0 | 0 | 0 | 0 | 0
F5_Industrial_Stone, Clay, and Glass_New_Space Heating_Natural Gas_Condensing RTU_A_Achievable Technical Potential | F5 | Industrial | Stone, Clay, and Glass | New | Space Heating | Natural Gas | Condensing RTU | A | Incremental Summer Peak Savings (MW) | Achievable Technical Potential | 0 | 0 | 0 | 0 | 0 | 0 | 0 | 0 | 0 | 0 | 0 | 0 | 0 | 0 | 0 | 0 | 0 | 0 | 0 | 0 | 0 | 0 | 0 | 0 | 0 | 0 | 0 | 0 | 0 | 0 | 0
F6_Industrial_Stone, Clay, and Glass_New_Space Heating_Natural Gas_Condensing RTU_A_Achievable Technical Potential | F6 | Industrial | Stone, Clay, and Glass | New | Space Heating | Natural Gas | Condensing RTU | A | Incremental Winter Peak Savings (MW) | Achievable Technical Potential | 0 | 0 | 0 | 0 | 0 | 0 | 0 | 0 | 0 | 0 | 0 | 0 | 0 | 0 | 0 | 0 | 0 | 0 | 0 | 0 | 0 | 0 | 0 | 0 | 0 | 0 | 0 | 0 | 0 | 0 | 0
F7_Industrial_Stone, Clay, and Glass_New_Space Heating_Natural Gas_Condensing RTU_A_Achievable Technical Potential | F7 | Industrial | Stone, Clay, and Glass | New | Space Heating | Natural Gas | Condensing RTU | A | Cumulative Energy Savings (MWh or mTherms) | Achievable Technical Potential | 0 | 0 | 0 | 0 | 0 | 0 | 0 | 0 | 0 | 0 | 0 | 0 | 0 | 0 | 0 | 0 | 0 | 0 | 0 | 0 | 0 | 0 | 0 | 0 | 0 | 0 | 0 | 0 | 0 | 0 | 0
F8_Industrial_Stone, Clay, and Glass_New_Space Heating_Natural Gas_Condensing RTU_A_Achievable Technical Potential | F8 | Industrial | Stone, Clay, and Glass | New | Space Heating | Natural Gas | Condensing RTU | A | Cumulative Summer Peak Savings (MW) | Achievable Technical Potential | 0 | 0 | 0 | 0 | 0 | 0 | 0 | 0 | 0 | 0 | 0 | 0 | 0 | 0 | 0 | 0 | 0 | 0 | 0 | 0 | 0 | 0 | 0 | 0 | 0 | 0 | 0 | 0 | 0 | 0 | 0
F9_Industrial_Stone, Clay, and Glass_New_Space Heating_Natural Gas_Condensing RTU_A_Achievable Technical Potential | F9 | Industrial | Stone, Clay, and Glass | New | Space Heating | Natural Gas | Condensing RTU | A | Cumulative Winter Peak Savings (MW) | Achievable Technical Potential | 0 | 0 | 0 | 0 | 0 | 0 | 0 | 0 | 0 | 0 | 0 | 0 | 0 | 0 | 0 | 0 | 0 | 0 | 0 | 0 | 0 | 0 | 0 | 0 | 0 | 0 | 0 | 0 | 0 | 0 | 0
F10_Industrial_Stone, Clay, and Glass_New_Space Heating_Natural Gas_Condensing RTU_A_Achievable Technical Potential | F10 | Industrial | Stone, Clay, and Glass | New | Space Heating | Natural Gas | Condensing RTU | A | Purchases (Incremental) | Achievable Technical Potential | 0 | 0 | 0 | 0 | 0 | 0 | 0 | 0 | 0 | 0 | 0 | 0 | 0 | 0 | 0 | 0 | 0 | 0 | 0 | 0 | 0 | 0 | 0 | 0 | 0 | 0 | 0 | 0 | 0 | 0 | 0
F11_Industrial_Stone, Clay, and Glass_New_Space Heating_Natural Gas_Condensing RTU_A_Achievable Technical Potential | F11 | Industrial | Stone, Clay, and Glass | New | Space Heating | Natural Gas | Condensing RTU | A | Purchases (Cumulative) | Achievable Technical Potential | 0 | 0 | 0 | 0 | 0 | 0 | 0 | 0 | 0 | 0 | 0 | 0 | 0 | 0 | 0 | 0 | 0 | 0 | 0 | 0 | 0 | 0 | 0 | 0 | 0 | 0 | 0 | 0 | 0 | 0 | 0
F1_Industrial_Petroleum_Existing_Space Heating_Natural Gas_Condensing RTU_A_Achievable Technical Potential | F1 | Industrial | Petroleum | Existing | Space Heating | Natural Gas | Condensing RTU | A | Integrated Unit Energy Savings (kWh or therms) | Achievable Technical Potential | 0 | 0 | 0 | 0 | 0 | 9318.0295 | 9223.8186 | 9105.1292 | 8983.7425 | 8861.1078 | 8740.1797 | 8620.7618 | 8507.765 | 8399.4114 | 8290.9202 | 8194.2728 | 8103.5749 | 8017.0123 | 7934.1106 | 7851.7124 | 7770.9501 | 7689.8217 | 7606.9525 | 7537.5554 | 7470.6564 | 7407.8973 | 7348.9977 | 7293.7114 | 7490.5897 | 7444.4046 | 7401.1322
F2_Industrial_Petroleum_Existing_Space Heating_Natural Gas_Condensing RTU_A_Achievable Technical Potential | F2 | Industrial | Petroleum | Existing | Space Heating | Natural Gas | Condensing RTU | A | Integrated Unit Summer Peak Savings (kW) | Achievable Technical Potential | 0 | 0 | 0 | 0 | 0 | 0 | 0 | 0 | 0 | 0 | 0 | 0 | 0 | 0 | 0 | 0 | 0 | 0 | 0 | 0 | 0 | 0 | 0 | 0 | 0 | 0 | 0 | 0 | 0 | 0 | 0
F3_Industrial_Petroleum_Existing_Space Heating_Natural Gas_Condensing RTU_A_Achievable Technical Potential | F3 | Industrial | Petroleum | Existing | Space Heating | Natural Gas | Condensing RTU | A | Integrated Unit Winter Peak Savings (kW) | Achievable Technical Potential | 0 | 0 | 0 | 0 | 0 | 0 | 0 | 0 | 0 | 0 | 0 | 0 | 0 | 0 | 0 | 0 | 0 | 0 | 0 | 0 | 0 | 0 | 0 | 0 | 0 | 0 | 0 | 0 | 0 | 0 | 0
F4_Industrial_Petroleum_Existing_Space Heating_Natural Gas_Condensing RTU_A_Achievable Technical Potential | F4 | Industrial | Petroleum | Existing | Space Heating | Natural Gas | Condensing RTU | A | Incremental Energy Savings (MWh or mTherms) | Achievable Technical Potential | 0 | 0 | 0 | 0 | 0 | 0 | 0 | 0 | 0 | 0 | 0 | 0 | 0 | 0 | 0 | 0 | 0 | 0 | 0 | 0 | 0 | 0 | 0 | 0 | 0 | 0 | 0 | 0 | 0 | 0 | 0
F5_Industrial_Petroleum_Existing_Space Heating_Natural Gas_Condensing RTU_A_Achievable Technical Potential | F5 | Industrial | Petroleum | Existing | Space Heating | Natural Gas | Condensing RTU | A | Incremental Summer Peak Savings (MW) | Achievable Technical Potential | 0 | 0 | 0 | 0 | 0 | 0 | 0 | 0 | 0 | 0 | 0 | 0 | 0 | 0 | 0 | 0 | 0 | 0 | 0 | 0 | 0 | 0 | 0 | 0 | 0 | 0 | 0 | 0 | 0 | 0 | 0
F6_Industrial_Petroleum_Existing_Space Heating_Natural Gas_Condensing RTU_A_Achievable Technical Potential | F6 | Industrial | Petroleum | Existing | Space Heating | Natural Gas | Condensing RTU | A | Incremental Winter Peak Savings (MW) | Achievable Technical Potential | 0 | 0 | 0 | 0 | 0 | 0 | 0 | 0 | 0 | 0 | 0 | 0 | 0 | 0 | 0 | 0 | 0 | 0 | 0 | 0 | 0 | 0 | 0 | 0 | 0 | 0 | 0 | 0 | 0 | 0 | 0
F7_Industrial_Petroleum_Existing_Space Heating_Natural Gas_Condensing RTU_A_Achievable Technical Potential | F7 | Industrial | Petroleum | Existing | Space Heating | Natural Gas | Condensing RTU | A | Cumulative Energy Savings (MWh or mTherms) | Achievable Technical Potential | 0 | 0 | 0 | 0 | 0 | 0 | 0 | 0 | 0 | 0 | 0 | 0 | 0 | 0 | 0 | 0 | 0 | 0 | 0 | 0 | 0 | 0 | 0 | 0 | 0 | 0 | 0 | 0 | 0 | 0 | 0
F8_Industrial_Petroleum_Existing_Space Heating_Natural Gas_Condensing RTU_A_Achievable Technical Potential | F8 | Industrial | Petroleum | Existing | Space Heating | Natural Gas | Condensing RTU | A | Cumulative Summer Peak Savings (MW) | Achievable Technical Potential | 0 | 0 | 0 | 0 | 0 | 0 | 0 | 0 | 0 | 0 | 0 | 0 | 0 | 0 | 0 | 0 | 0 | 0 | 0 | 0 | 0 | 0 | 0 | 0 | 0 | 0 | 0 | 0 | 0 | 0 | 0
F9_Industrial_Petroleum_Existing_Space Heating_Natural Gas_Condensing RTU_A_Achievable Technical Potential | F9 | Industrial | Petroleum | Existing | Space Heating | Natural Gas | Condensing RTU | A | Cumulative Winter Peak Savings (MW) | Achievable Technical Potential | 0 | 0 | 0 | 0 | 0 | 0 | 0 | 0 | 0 | 0 | 0 | 0 | 0 | 0 | 0 | 0 | 0 | 0 | 0 | 0 | 0 | 0 | 0 | 0 | 0 | 0 | 0 | 0 | 0 | 0 | 0
F10_Industrial_Petroleum_Existing_Space Heating_Natural Gas_Condensing RTU_A_Achievable Technical Potential | F10 | Industrial | Petroleum | Existing | Space Heating | Natural Gas | Condensing RTU | A | Purchases (Incremental) | Achievable Technical Potential | 0 | 0 | 0 | 0 | 0 | 0 | 0 | 0 | 0 | 0 | 0 | 0 | 0 | 0 | 0 | 0 | 0 | 0 | 0 | 0 | 0 | 0 | 0 | 0 | 0 | 0 | 0 | 0 | 0 | 0 | 0
F11_Industrial_Petroleum_Existing_Space Heating_Natural Gas_Condensing RTU_A_Achievable Technical Potential | F11 | Industrial | Petroleum | Existing | Space Heating | Natural Gas | Condensing RTU | A | Purchases (Cumulative) | Achievable Technical Potential | 0 | 0 | 0 | 0 | 0 | 0 | 0 | 0 | 0 | 0 | 0 | 0 | 0 | 0 | 0 | 0 | 0 | 0 | 0 | 0 | 0 | 0 | 0 | 0 | 0 | 0 | 0 | 0 | 0 | 0 | 0
F1_Industrial_Petroleum_New_Space Heating_Natural Gas_Condensing RTU_A_Achievable Technical Potential | F1 | Industrial | Petroleum | New | Space Heating | Natural Gas | Condensing RTU | A | Integrated Unit Energy Savings (kWh or therms) | Achievable Technical Potential | 0 | 0 | 0 | 0 | 0 | 0 | 0 | 0 | 0 | 0 | 0 | 0 | 0 | 0 | 0 | 0 | 0 | 0 | 0 | 0 | 0 | 0 | 0 | 0 | 0 | 0 | 0 | 0 | 0 | 0 | 0
F2_Industrial_Petroleum_New_Space Heating_Natural Gas_Condensing RTU_A_Achievable Technical Potential | F2 | Industrial | Petroleum | New | Space Heating | Natural Gas | Condensing RTU | A | Integrated Unit Summer Peak Savings (kW) | Achievable Technical Potential | 0 | 0 | 0 | 0 | 0 | 0 | 0 | 0 | 0 | 0 | 0 | 0 | 0 | 0 | 0 | 0 | 0 | 0 | 0 | 0 | 0 | 0 | 0 | 0 | 0 | 0 | 0 | 0 | 0 | 0 | 0
F3_Industrial_Petroleum_New_Space Heating_Natural Gas_Condensing RTU_A_Achievable Technical Potential | F3 | Industrial | Petroleum | New | Space Heating | Natural Gas | Condensing RTU | A | Integrated Unit Winter Peak Savings (kW) | Achievable Technical Potential | 0 | 0 | 0 | 0 | 0 | 0 | 0 | 0 | 0 | 0 | 0 | 0 | 0 | 0 | 0 | 0 | 0 | 0 | 0 | 0 | 0 | 0 | 0 | 0 | 0 | 0 | 0 | 0 | 0 | 0 | 0
F4_Industrial_Petroleum_New_Space Heating_Natural Gas_Condensing RTU_A_Achievable Technical Potential | F4 | Industrial | Petroleum | New | Space Heating | Natural Gas | Condensing RTU | A | Incremental Energy Savings (MWh or mTherms) | Achievable Technical Potential | 0 | 0 | 0 | 0 | 0 | 0 | 0 | 0 | 0 | 0 | 0 | 0 | 0 | 0 | 0 | 0 | 0 | 0 | 0 | 0 | 0 | 0 | 0 | 0 | 0 | 0 | 0 | 0 | 0 | 0 | 0
F5_Industrial_Petroleum_New_Space Heating_Natural Gas_Condensing RTU_A_Achievable Technical Potential | F5 | Industrial | Petroleum | New | Space Heating | Natural Gas | Condensing RTU | A | Incremental Summer Peak Savings (MW) | Achievable Technical Potential | 0 | 0 | 0 | 0 | 0 | 0 | 0 | 0 | 0 | 0 | 0 | 0 | 0 | 0 | 0 | 0 | 0 | 0 | 0 | 0 | 0 | 0 | 0 | 0 | 0 | 0 | 0 | 0 | 0 | 0 | 0
F6_Industrial_Petroleum_New_Space Heating_Natural Gas_Condensing RTU_A_Achievable Technical Potential | F6 | Industrial | Petroleum | New | Space Heating | Natural Gas | Condensing RTU | A | Incremental Winter Peak Savings (MW) | Achievable Technical Potential | 0 | 0 | 0 | 0 | 0 | 0 | 0 | 0 | 0 | 0 | 0 | 0 | 0 | 0 | 0 | 0 | 0 | 0 | 0 | 0 | 0 | 0 | 0 | 0 | 0 | 0 | 0 | 0 | 0 | 0 | 0
F7_Industrial_Petroleum_New_Space Heating_Natural Gas_Condensing RTU_A_Achievable Technical Potential | F7 | Industrial | Petroleum | New | Space Heating | Natural Gas | Condensing RTU | A | Cumulative Energy Savings (MWh or mTherms) | Achievable Technical Potential | 0 | 0 | 0 | 0 | 0 | 0 | 0 | 0 | 0 | 0 | 0 | 0 | 0 | 0 | 0 | 0 | 0 | 0 | 0 | 0 | 0 | 0 | 0 | 0 | 0 | 0 | 0 | 0 | 0 | 0 | 0
F8_Industrial_Petroleum_New_Space Heating_Natural Gas_Condensing RTU_A_Achievable Technical Potential | F8 | Industrial | Petroleum | New | Space Heating | Natural Gas | Condensing RTU | A | Cumulative Summer Peak Savings (MW) | Achievable Technical Potential | 0 | 0 | 0 | 0 | 0 | 0 | 0 | 0 | 0 | 0 | 0 | 0 | 0 | 0 | 0 | 0 | 0 | 0 | 0 | 0 | 0 | 0 | 0 | 0 | 0 | 0 | 0 | 0 | 0 | 0 | 0
F9_Industrial_Petroleum_New_Space Heating_Natural Gas_Condensing RTU_A_Achievable Technical Potential | F9 | Industrial | Petroleum | New | Space Heating | Natural Gas | Condensing RTU | A | Cumulative Winter Peak Savings (MW) | Achievable Technical Potential | 0 | 0 | 0 | 0 | 0 | 0 | 0 | 0 | 0 | 0 | 0 | 0 | 0 | 0 | 0 | 0 | 0 | 0 | 0 | 0 | 0 | 0 | 0 | 0 | 0 | 0 | 0 | 0 | 0 | 0 | 0
F10_Industrial_Petroleum_New_Space Heating_Natural Gas_Condensing RTU_A_Achievable Technical Potential | F10 | Industrial | Petroleum | New | Space Heating | Natural Gas | Condensing RTU | A | Purchases (Incremental) | Achievable Technical Potential | 0 | 0 | 0 | 0 | 0 | 0 | 0 | 0 | 0 | 0 | 0 | 0 | 0 | 0 | 0 | 0 | 0 | 0 | 0 | 0 | 0 | 0 | 0 | 0 | 0 | 0 | 0 | 0 | 0 | 0 | 0
F11_Industrial_Petroleum_New_Space Heating_Natural Gas_Condensing RTU_A_Achievable Technical Potential | F11 | Industrial | Petroleum | New | Space Heating | Natural Gas | Condensing RTU | A | Purchases (Cumulative) | Achievable Technical Potential | 0 | 0 | 0 | 0 | 0 | 0 | 0 | 0 | 0 | 0 | 0 | 0 | 0 | 0 | 0 | 0 | 0 | 0 | 0 | 0 | 0 | 0 | 0 | 0 | 0 | 0 | 0 | 0 | 0 | 0 | 0
F1_Industrial_Paper and Printing_Existing_Space Heating_Natural Gas_Condensing RTU_A_Achievable Technical Potential | F1 | Industrial | Paper and Printing | Existing | Space Heating | Natural Gas | Condensing RTU | A | Integrated Unit Energy Savings (kWh or therms) | Achievable Technical Potential | 0 | 0 | 0 | 0 | 0 | 132.1801 | 130.8953 | 129.2538 | 127.5522 | 125.8006 | 124.0382 | 122.256 | 120.5256 | 118.821 | 117.0544 | 115.426 | 113.8514 | 112.3529 | 110.9232 | 109.5364 | 108.2004 | 106.8706 | 105.5905 | 104.4501 | 103.3695 | 102.3671 | 101.4781 | 100.6429 | 106.2183 | 105.5633 | 104.9497
F2_Industrial_Paper and Printing_Existing_Space Heating_Natural Gas_Condensing RTU_A_Achievable Technical Potential | F2 | Industrial | Paper and Printing | Existing | Space Heating | Natural Gas | Condensing RTU | A | Integrated Unit Summer Peak Savings (kW) | Achievable Technical Potential | 0 | 0 | 0 | 0 | 0 | 0 | 0 | 0 | 0 | 0 | 0 | 0 | 0 | 0 | 0 | 0 | 0 | 0 | 0 | 0 | 0 | 0 | 0 | 0 | 0 | 0 | 0 | 0 | 0 | 0 | 0
F3_Industrial_Paper and Printing_Existing_Space Heating_Natural Gas_Condensing RTU_A_Achievable Technical Potential | F3 | Industrial | Paper and Printing | Existing | Space Heating | Natural Gas | Condensing RTU | A | Integrated Unit Winter Peak Savings (kW) | Achievable Technical Potential | 0 | 0 | 0 | 0 | 0 | 0 | 0 | 0 | 0 | 0 | 0 | 0 | 0 | 0 | 0 | 0 | 0 | 0 | 0 | 0 | 0 | 0 | 0 | 0 | 0 | 0 | 0 | 0 | 0 | 0 | 0
F4_Industrial_Paper and Printing_Existing_Space Heating_Natural Gas_Condensing RTU_A_Achievable Technical Potential | F4 | Industrial | Paper and Printing | Existing | Space Heating | Natural Gas | Condensing RTU | A | Incremental Energy Savings (MWh or mTherms) | Achievable Technical Potential | 0 | 0 | 0 | 0 | 0 | 0 | 0 | 0 | 0 | 0 | 0 | 0 | 0 | 0 | 0 | 0 | 0 | 0 | 0 | 0 | 0 | 0 | 0 | 0 | 0 | 0 | 0 | 0 | 0 | 0 | 0
F5_Industrial_Paper and Printing_Existing_Space Heating_Natural Gas_Condensing RTU_A_Achievable Technical Potential | F5 | Industrial | Paper and Printing | Existing | Space Heating | Natural Gas | Condensing RTU | A | Incremental Summer Peak Savings (MW) | Achievable Technical Potential | 0 | 0 | 0 | 0 | 0 | 0 | 0 | 0 | 0 | 0 | 0 | 0 | 0 | 0 | 0 | 0 | 0 | 0 | 0 | 0 | 0 | 0 | 0 | 0 | 0 | 0 | 0 | 0 | 0 | 0 | 0
F6_Industrial_Paper and Printing_Existing_Space Heating_Natural Gas_Condensing RTU_A_Achievable Technical Potential | F6 | Industrial | Paper and Printing | Existing | Space Heating | Natural Gas | Condensing RTU | A | Incremental Winter Peak Savings (MW) | Achievable Technical Potential | 0 | 0 | 0 | 0 | 0 | 0 | 0 | 0 | 0 | 0 | 0 | 0 | 0 | 0 | 0 | 0 | 0 | 0 | 0 | 0 | 0 | 0 | 0 | 0 | 0 | 0 | 0 | 0 | 0 | 0 | 0
F7_Industrial_Paper and Printing_Existing_Space Heating_Natural Gas_Condensing RTU_A_Achievable Technical Potential | F7 | Industrial | Paper and Printing | Existing | Space Heating | Natural Gas | Condensing RTU | A | Cumulative Energy Savings (MWh or mTherms) | Achievable Technical Potential | 0 | 0 | 0 | 0 | 0 | 0 | 0 | 0 | 0 | 0 | 0 | 0 | 0 | 0 | 0 | 0 | 0 | 0 | 0 | 0 | 0 | 0 | 0 | 0 | 0 | 0 | 0 | 0 | 0 | 0 | 0
F8_Industrial_Paper and Printing_Existing_Space Heating_Natural Gas_Condensing RTU_A_Achievable Technical Potential | F8 | Industrial | Paper and Printing | Existing | Space Heating | Natural Gas | Condensing RTU | A | Cumulative Summer Peak Savings (MW) | Achievable Technical Potential | 0 | 0 | 0 | 0 | 0 | 0 | 0 | 0 | 0 | 0 | 0 | 0 | 0 | 0 | 0 | 0 | 0 | 0 | 0 | 0 | 0 | 0 | 0 | 0 | 0 | 0 | 0 | 0 | 0 | 0 | 0
F9_Industrial_Paper and Printing_Existing_Space Heating_Natural Gas_Condensing RTU_A_Achievable Technical Potential | F9 | Industrial | Paper and Printing | Existing | Space Heating | Natural Gas | Condensing RTU | A | Cumulative Winter Peak Savings (MW) | Achievable Technical Potential | 0 | 0 | 0 | 0 | 0 | 0 | 0 | 0 | 0 | 0 | 0 | 0 | 0 | 0 | 0 | 0 | 0 | 0 | 0 | 0 | 0 | 0 | 0 | 0 | 0 | 0 | 0 | 0 | 0 | 0 | 0
F10_Industrial_Paper and Printing_Existing_Space Heating_Natural Gas_Condensing RTU_A_Achievable Technical Potential | F10 | Industrial | Paper and Printing | Existing | Space Heating | Natural Gas | Condensing RTU | A | Purchases (Incremental) | Achievable Technical Potential | 0 | 0 | 0 | 0 | 0 | 0 | 0 | 0 | 0 | 0 | 0 | 0 | 0 | 0 | 0 | 0 | 0 | 0 | 0 | 0 | 0 | 0 | 0 | 0 | 0 | 0 | 0 | 0 | 0 | 0 | 0
F11_Industrial_Paper and Printing_Existing_Space Heating_Natural Gas_Condensing RTU_A_Achievable Technical Potential | F11 | Industrial | Paper and Printing | Existing | Space Heating | Natural Gas | Condensing RTU | A | Purchases (Cumulative) | Achievable Technical Potential | 0 | 0 | 0 | 0 | 0 | 0 | 0 | 0 | 0 | 0 | 0 | 0 | 0 | 0 | 0 | 0 | 0 | 0 | 0 | 0 | 0 | 0 | 0 | 0 | 0 | 0 | 0 | 0 | 0 | 0 | 0
F1_Industrial_Paper and Printing_New_Space Heating_Natural Gas_Condensing RTU_A_Achievable Technical Potential | F1 | Industrial | Paper and Printing | New | Space Heating | Natural Gas | Condensing RTU | A | Integrated Unit Energy Savings (kWh or therms) | Achievable Technical Potential | 0 | 0 | 0 | 0 | 0 | 0 | 0 | 0 | 0 | 0 | 0 | 0 | 0 | 0 | 0 | 0 | 0 | 0 | 0 | 0 | 0 | 0 | 0 | 0 | 0 | 0 | 0 | 0 | 0 | 0 | 0
F2_Industrial_Paper and Printing_New_Space Heating_Natural Gas_Condensing RTU_A_Achievable Technical Potential | F2 | Industrial | Paper and Printing | New | Space Heating | Natural Gas | Condensing RTU | A | Integrated Unit Summer Peak Savings (kW) | Achievable Technical Potential | 0 | 0 | 0 | 0 | 0 | 0 | 0 | 0 | 0 | 0 | 0 | 0 | 0 | 0 | 0 | 0 | 0 | 0 | 0 | 0 | 0 | 0 | 0 | 0 | 0 | 0 | 0 | 0 | 0 | 0 | 0
F3_Industrial_Paper and Printing_New_Space Heating_Natural Gas_Condensing RTU_A_Achievable Technical Potential | F3 | Industrial | Paper and Printing | New | Space Heating | Natural Gas | Condensing RTU | A | Integrated Unit Winter Peak Savings (kW) | Achievable Technical Potential | 0 | 0 | 0 | 0 | 0 | 0 | 0 | 0 | 0 | 0 | 0 | 0 | 0 | 0 | 0 | 0 | 0 | 0 | 0 | 0 | 0 | 0 | 0 | 0 | 0 | 0 | 0 | 0 | 0 | 0 | 0
F4_Industrial_Paper and Printing_New_Space Heating_Natural Gas_Condensing RTU_A_Achievable Technical Potential | F4 | Industrial | Paper and Printing | New | Space Heating | Natural Gas | Condensing RTU | A | Incremental Energy Savings (MWh or mTherms) | Achievable Technical Potential | 0 | 0 | 0 | 0 | 0 | 0 | 0 | 0 | 0 | 0 | 0 | 0 | 0 | 0 | 0 | 0 | 0 | 0 | 0 | 0 | 0 | 0 | 0 | 0 | 0 | 0 | 0 | 0 | 0 | 0 | 0
F5_Industrial_Paper and Printing_New_Space Heating_Natural Gas_Condensing RTU_A_Achievable Technical Potential | F5 | Industrial | Paper and Printing | New | Space Heating | Natural Gas | Condensing RTU | A | Incremental Summer Peak Savings (MW) | Achievable Technical Potential | 0 | 0 | 0 | 0 | 0 | 0 | 0 | 0 | 0 | 0 | 0 | 0 | 0 | 0 | 0 | 0 | 0 | 0 | 0 | 0 | 0 | 0 | 0 | 0 | 0 | 0 | 0 | 0 | 0 | 0 | 0
F6_Industrial_Paper and Printing_New_Space Heating_Natural Gas_Condensing RTU_A_Achievable Technical Potential | F6 | Industrial | Paper and Printing | New | Space Heating | Natural Gas | Condensing RTU | A | Incremental Winter Peak Savings (MW) | Achievable Technical Potential | 0 | 0 | 0 | 0 | 0 | 0 | 0 | 0 | 0 | 0 | 0 | 0 | 0 | 0 | 0 | 0 | 0 | 0 | 0 | 0 | 0 | 0 | 0 | 0 | 0 | 0 | 0 | 0 | 0 | 0 | 0
F7_Industrial_Paper and Printing_New_Space Heating_Natural Gas_Condensing RTU_A_Achievable Technical Potential | F7 | Industrial | Paper and Printing | New | Space Heating | Natural Gas | Condensing RTU | A | Cumulative Energy Savings (MWh or mTherms) | Achievable Technical Potential | 0 | 0 | 0 | 0 | 0 | 0 | 0 | 0 | 0 | 0 | 0 | 0 | 0 | 0 | 0 | 0 | 0 | 0 | 0 | 0 | 0 | 0 | 0 | 0 | 0 | 0 | 0 | 0 | 0 | 0 | 0
F8_Industrial_Paper and Printing_New_Space Heating_Natural Gas_Condensing RTU_A_Achievable Technical Potential | F8 | Industrial | Paper and Printing | New | Space Heating | Natural Gas | Condensing RTU | A | Cumulative Summer Peak Savings (MW) | Achievable Technical Potential | 0 | 0 | 0 | 0 | 0 | 0 | 0 | 0 | 0 | 0 | 0 | 0 | 0 | 0 | 0 | 0 | 0 | 0 | 0 | 0 | 0 | 0 | 0 | 0 | 0 | 0 | 0 | 0 | 0 | 0 | 0
F9_Industrial_Paper and Printing_New_Space Heating_Natural Gas_Condensing RTU_A_Achievable Technical Potential | F9 | Industrial | Paper and Printing | New | Space Heating | Natural Gas | Condensing RTU | A | Cumulative Winter Peak Savings (MW) | Achievable Technical Potential | 0 | 0 | 0 | 0 | 0 | 0 | 0 | 0 | 0 | 0 | 0 | 0 | 0 | 0 | 0 | 0 | 0 | 0 | 0 | 0 | 0 | 0 | 0 | 0 | 0 | 0 | 0 | 0 | 0 | 0 | 0
F10_Industrial_Paper and Printing_New_Space Heating_Natural Gas_Condensing RTU_A_Achievable Technical Potential | F10 | Industrial | Paper and Printing | New | Space Heating | Natural Gas | Condensing RTU | A | Purchases (Incremental) | Achievable Technical Potential | 0 | 0 | 0 | 0 | 0 | 0 | 0 | 0 | 0 | 0 | 0 | 0 | 0 | 0 | 0 | 0 | 0 | 0 | 0 | 0 | 0 | 0 | 0 | 0 | 0 | 0 | 0 | 0 | 0 | 0 | 0
F11_Industrial_Paper and Printing_New_Space Heating_Natural Gas_Condensing RTU_A_Achievable Technical Potential | F11 | Industrial | Paper and Printing | New | Space Heating | Natural Gas | Condensing RTU | A | Purchases (Cumulative) | Achievable Technical Potential | 0 | 0 | 0 | 0 | 0 | 0 | 0 | 0 | 0 | 0 | 0 | 0 | 0 | 0 | 0 | 0 | 0 | 0 | 0 | 0 | 0 | 0 | 0 | 0 | 0 | 0 | 0 | 0 | 0 | 0 | 0
F1_Industrial_Instruments_Existing_Space Heating_Natural Gas_Condensing RTU_A_Achievable Technical Potential | F1 | Industrial | Instruments | Existing | Space Heating | Natural Gas | Condensing RTU | A | Integrated Unit Energy Savings (kWh or therms) | Achievable Technical Potential | 0 | 0 | 0 | 0 | 0 | 6.7953 | 6.7293 | 6.6449 | 6.5574 | 6.4674 | 6.3768 | 6.2851 | 6.1962 | 6.1085 | 6.0177 | 5.934 | 5.8531 | 5.776 | 5.7025 | 5.6312 | 5.5625 | 5.4942 | 5.4284 | 5.3697 | 5.3142 | 5.2627 | 5.217 | 5.174 | 5.4606 | 5.427 | 5.3954
F2_Industrial_Instruments_Existing_Space Heating_Natural Gas_Condensing RTU_A_Achievable Technical Potential | F2 | Industrial | Instruments | Existing | Space Heating | Natural Gas | Condensing RTU | A | Integrated Unit Summer Peak Savings (kW) | Achievable Technical Potential | 0 | 0 | 0 | 0 | 0 | 0 | 0 | 0 | 0 | 0 | 0 | 0 | 0 | 0 | 0 | 0 | 0 | 0 | 0 | 0 | 0 | 0 | 0 | 0 | 0 | 0 | 0 | 0 | 0 | 0 | 0
F3_Industrial_Instruments_Existing_Space Heating_Natural Gas_Condensing RTU_A_Achievable Technical Potential | F3 | Industrial | Instruments | Existing | Space Heating | Natural Gas | Condensing RTU | A | Integrated Unit Winter Peak Savings (kW) | Achievable Technical Potential | 0 | 0 | 0 | 0 | 0 | 0 | 0 | 0 | 0 | 0 | 0 | 0 | 0 | 0 | 0 | 0 | 0 | 0 | 0 | 0 | 0 | 0 | 0 | 0 | 0 | 0 | 0 | 0 | 0 | 0 | 0
F4_Industrial_Instruments_Existing_Space Heating_Natural Gas_Condensing RTU_A_Achievable Technical Potential | F4 | Industrial | Instruments | Existing | Space Heating | Natural Gas | Condensing RTU | A | Incremental Energy Savings (MWh or mTherms) | Achievable Technical Potential | 0 | 0 | 0 | 0 | 0 | 0 | 0 | 0 | 0 | 0 | 0 | 0 | 0 | 0 | 0 | 0 | 0 | 0 | 0 | 0 | 0 | 0 | 0 | 0 | 0 | 0 | 0 | 0 | 0 | 0 | 0
F5_Industrial_Instruments_Existing_Space Heating_Natural Gas_Condensing RTU_A_Achievable Technical Potential | F5 | Industrial | Instruments | Existing | Space Heating | Natural Gas | Condensing RTU | A | Incremental Summer Peak Savings (MW) | Achievable Technical Potential | 0 | 0 | 0 | 0 | 0 | 0 | 0 | 0 | 0 | 0 | 0 | 0 | 0 | 0 | 0 | 0 | 0 | 0 | 0 | 0 | 0 | 0 | 0 | 0 | 0 | 0 | 0 | 0 | 0 | 0 | 0
F6_Industrial_Instruments_Existing_Space Heating_Natural Gas_Condensing RTU_A_Achievable Technical Potential | F6 | Industrial | Instruments | Existing | Space Heating | Natural Gas | Condensing RTU | A | Incremental Winter Peak Savings (MW) | Achievable Technical Potential | 0 | 0 | 0 | 0 | 0 | 0 | 0 | 0 | 0 | 0 | 0 | 0 | 0 | 0 | 0 | 0 | 0 | 0 | 0 | 0 | 0 | 0 | 0 | 0 | 0 | 0 | 0 | 0 | 0 | 0 | 0
F7_Industrial_Instruments_Existing_Space Heating_Natural Gas_Condensing RTU_A_Achievable Technical Potential | F7 | Industrial | Instruments | Existing | Space Heating | Natural Gas | Condensing RTU | A | Cumulative Energy Savings (MWh or mTherms) | Achievable Technical Potential | 0 | 0 | 0 | 0 | 0 | 0 | 0 | 0 | 0 | 0 | 0 | 0 | 0 | 0 | 0 | 0 | 0 | 0 | 0 | 0 | 0 | 0 | 0 | 0 | 0 | 0 | 0 | 0 | 0 | 0 | 0
F8_Industrial_Instruments_Existing_Space Heating_Natural Gas_Condensing RTU_A_Achievable Technical Potential | F8 | Industrial | Instruments | Existing | Space Heating | Natural Gas | Condensing RTU | A | Cumulative Summer Peak Savings (MW) | Achievable Technical Potential | 0 | 0 | 0 | 0 | 0 | 0 | 0 | 0 | 0 | 0 | 0 | 0 | 0 | 0 | 0 | 0 | 0 | 0 | 0 | 0 | 0 | 0 | 0 | 0 | 0 | 0 | 0 | 0 | 0 | 0 | 0
F9_Industrial_Instruments_Existing_Space Heating_Natural Gas_Condensing RTU_A_Achievable Technical Potential | F9 | Industrial | Instruments | Existing | Space Heating | Natural Gas | Condensing RTU | A | Cumulative Winter Peak Savings (MW) | Achievable Technical Potential | 0 | 0 | 0 | 0 | 0 | 0 | 0 | 0 | 0 | 0 | 0 | 0 | 0 | 0 | 0 | 0 | 0 | 0 | 0 | 0 | 0 | 0 | 0 | 0 | 0 | 0 | 0 | 0 | 0 | 0 | 0
F10_Industrial_Instruments_Existing_Space Heating_Natural Gas_Condensing RTU_A_Achievable Technical Potential | F10 | Industrial | Instruments | Existing | Space Heating | Natural Gas | Condensing RTU | A | Purchases (Incremental) | Achievable Technical Potential | 0 | 0 | 0 | 0 | 0 | 0 | 0 | 0 | 0 | 0 | 0 | 0 | 0 | 0 | 0 | 0 | 0 | 0 | 0 | 0 | 0 | 0 | 0 | 0 | 0 | 0 | 0 | 0 | 0 | 0 | 0
F11_Industrial_Instruments_Existing_Space Heating_Natural Gas_Condensing RTU_A_Achievable Technical Potential | F11 | Industrial | Instruments | Existing | Space Heating | Natural Gas | Condensing RTU | A | Purchases (Cumulative) | Achievable Technical Potential | 0 | 0 | 0 | 0 | 0 | 0 | 0 | 0 | 0 | 0 | 0 | 0 | 0 | 0 | 0 | 0 | 0 | 0 | 0 | 0 | 0 | 0 | 0 | 0 | 0 | 0 | 0 | 0 | 0 | 0 | 0
F1_Industrial_Instruments_New_Space Heating_Natural Gas_Condensing RTU_A_Achievable Technical Potential | F1 | Industrial | Instruments | New | Space Heating | Natural Gas | Condensing RTU | A | Integrated Unit Energy Savings (kWh or therms) | Achievable Technical Potential | 0 | 0 | 0 | 0 | 0 | 0 | 0 | 0 | 0 | 0 | 0 | 0 | 0 | 0 | 0 | 0 | 0 | 0 | 0 | 0 | 0 | 0 | 0 | 0 | 0 | 0 | 0 | 0 | 0 | 0 | 0
F2_Industrial_Instruments_New_Space Heating_Natural Gas_Condensing RTU_A_Achievable Technical Potential | F2 | Industrial | Instruments | New | Space Heating | Natural Gas | Condensing RTU | A | Integrated Unit Summer Peak Savings (kW) | Achievable Technical Potential | 0 | 0 | 0 | 0 | 0 | 0 | 0 | 0 | 0 | 0 | 0 | 0 | 0 | 0 | 0 | 0 | 0 | 0 | 0 | 0 | 0 | 0 | 0 | 0 | 0 | 0 | 0 | 0 | 0 | 0 | 0
F3_Industrial_Instruments_New_Space Heating_Natural Gas_Condensing RTU_A_Achievable Technical Potential | F3 | Industrial | Instruments | New | Space Heating | Natural Gas | Condensing RTU | A | Integrated Unit Winter Peak Savings (kW) | Achievable Technical Potential | 0 | 0 | 0 | 0 | 0 | 0 | 0 | 0 | 0 | 0 | 0 | 0 | 0 | 0 | 0 | 0 | 0 | 0 | 0 | 0 | 0 | 0 | 0 | 0 | 0 | 0 | 0 | 0 | 0 | 0 | 0
F4_Industrial_Instruments_New_Space Heating_Natural Gas_Condensing RTU_A_Achievable Technical Potential | F4 | Industrial | Instruments | New | Space Heating | Natural Gas | Condensing RTU | A | Incremental Energy Savings (MWh or mTherms) | Achievable Technical Potential | 0 | 0 | 0 | 0 | 0 | 0 | 0 | 0 | 0 | 0 | 0 | 0 | 0 | 0 | 0 | 0 | 0 | 0 | 0 | 0 | 0 | 0 | 0 | 0 | 0 | 0 | 0 | 0 | 0 | 0 | 0
F5_Industrial_Instruments_New_Space Heating_Natural Gas_Condensing RTU_A_Achievable Technical Potential | F5 | Industrial | Instruments | New | Space Heating | Natural Gas | Condensing RTU | A | Incremental Summer Peak Savings (MW) | Achievable Technical Potential | 0 | 0 | 0 | 0 | 0 | 0 | 0 | 0 | 0 | 0 | 0 | 0 | 0 | 0 | 0 | 0 | 0 | 0 | 0 | 0 | 0 | 0 | 0 | 0 | 0 | 0 | 0 | 0 | 0 | 0 | 0
F6_Industrial_Instruments_New_Space Heating_Natural Gas_Condensing RTU_A_Achievable Technical Potential | F6 | Industrial | Instruments | New | Space Heating | Natural Gas | Condensing RTU | A | Incremental Winter Peak Savings (MW) | Achievable Technical Potential | 0 | 0 | 0 | 0 | 0 | 0 | 0 | 0 | 0 | 0 | 0 | 0 | 0 | 0 | 0 | 0 | 0 | 0 | 0 | 0 | 0 | 0 | 0 | 0 | 0 | 0 | 0 | 0 | 0 | 0 | 0
F7_Industrial_Instruments_New_Space Heating_Natural Gas_Condensing RTU_A_Achievable Technical Potential | F7 | Industrial | Instruments | New | Space Heating | Natural Gas | Condensing RTU | A | Cumulative Energy Savings (MWh or mTherms) | Achievable Technical Potential | 0 | 0 | 0 | 0 | 0 | 0 | 0 | 0 | 0 | 0 | 0 | 0 | 0 | 0 | 0 | 0 | 0 | 0 | 0 | 0 | 0 | 0 | 0 | 0 | 0 | 0 | 0 | 0 | 0 | 0 | 0
F8_Industrial_Instruments_New_Space Heating_Natural Gas_Condensing RTU_A_Achievable Technical Potential | F8 | Industrial | Instruments | New | Space Heating | Natural Gas | Condensing RTU | A | Cumulative Summer Peak Savings (MW) | Achievable Technical Potential | 0 | 0 | 0 | 0 | 0 | 0 | 0 | 0 | 0 | 0 | 0 | 0 | 0 | 0 | 0 | 0 | 0 | 0 | 0 | 0 | 0 | 0 | 0 | 0 | 0 | 0 | 0 | 0 | 0 | 0 | 0
F9_Industrial_Instruments_New_Space Heating_Natural Gas_Condensing RTU_A_Achievable Technical Potential | F9 | Industrial | Instruments | New | Space Heating | Natural Gas | Condensing RTU | A | Cumulative Winter Peak Savings (MW) | Achievable Technical Potential | 0 | 0 | 0 | 0 | 0 | 0 | 0 | 0 | 0 | 0 | 0 | 0 | 0 | 0 | 0 | 0 | 0 | 0 | 0 | 0 | 0 | 0 | 0 | 0 | 0 | 0 | 0 | 0 | 0 | 0 | 0
F10_Industrial_Instruments_New_Space Heating_Natural Gas_Condensing RTU_A_Achievable Technical Potential | F10 | Industrial | Instruments | New | Space Heating | Natural Gas | Condensing RTU | A | Purchases (Incremental) | Achievable Technical Potential | 0 | 0 | 0 | 0 | 0 | 0 | 0 | 0 | 0 | 0 | 0 | 0 | 0 | 0 | 0 | 0 | 0 | 0 | 0 | 0 | 0 | 0 | 0 | 0 | 0 | 0 | 0 | 0 | 0 | 0 | 0
F11_Industrial_Instruments_New_Space Heating_Natural Gas_Condensing RTU_A_Achievable Technical Potential | F11 | Industrial | Instruments | New | Space Heating | Natural Gas | Condensing RTU | A | Purchases (Cumulative) | Achievable Technical Potential | 0 | 0 | 0 | 0 | 0 | 0 | 0 | 0 | 0 | 0 | 0 | 0 | 0 | 0 | 0 | 0 | 0 | 0 | 0 | 0 | 0 | 0 | 0 | 0 | 0 | 0 | 0 | 0 | 0 | 0 | 0
F1_Industrial_Wood and Lumber Products_Existing_Space Heating_Natural Gas_Condensing RTU_A_Achievable Technical Potential | F1 | Industrial | Wood and Lumber Products | Existing | Space Heating | Natural Gas | Condensing RTU | A | Integrated Unit Energy Savings (kWh or therms) | Achievable Technical Potential | 0 | 0 | 0 | 0 | 0 | 10.5148 | 10.4126 | 10.282 | 10.1467 | 10.0073 | 9.8671 | 9.7254 | 9.5877 | 9.4521 | 9.3116 | 9.182 | 9.0568 | 8.9376 | 8.8238 | 8.7135 | 8.6072 | 8.5015 | 8.3996 | 8.3089 | 8.2229 | 8.1432 | 8.0725 | 8.0061 | 8.4496 | 8.3975 | 8.3487
F2_Industrial_Wood and Lumber Products_Existing_Space Heating_Natural Gas_Condensing RTU_A_Achievable Technical Potential | F2 | Industrial | Wood and Lumber Products | Existing | Space Heating | Natural Gas | Condensing RTU | A | Integrated Unit Summer Peak Savings (kW) | Achievable Technical Potential | 0 | 0 | 0 | 0 | 0 | 0 | 0 | 0 | 0 | 0 | 0 | 0 | 0 | 0 | 0 | 0 | 0 | 0 | 0 | 0 | 0 | 0 | 0 | 0 | 0 | 0 | 0 | 0 | 0 | 0 | 0
F3_Industrial_Wood and Lumber Products_Existing_Space Heating_Natural Gas_Condensing RTU_A_Achievable Technical Potential | F3 | Industrial | Wood and Lumber Products | Existing | Space Heating | Natural Gas | Condensing RTU | A | Integrated Unit Winter Peak Savings (kW) | Achievable Technical Potential | 0 | 0 | 0 | 0 | 0 | 0 | 0 | 0 | 0 | 0 | 0 | 0 | 0 | 0 | 0 | 0 | 0 | 0 | 0 | 0 | 0 | 0 | 0 | 0 | 0 | 0 | 0 | 0 | 0 | 0 | 0
F4_Industrial_Wood and Lumber Products_Existing_Space Heating_Natural Gas_Condensing RTU_A_Achievable Technical Potential | F4 | Industrial | Wood and Lumber Products | Existing | Space Heating | Natural Gas | Condensing RTU | A | Incremental Energy Savings (MWh or mTherms) | Achievable Technical Potential | 0 | 0 | 0 | 0 | 0 | 0 | 0 | 0 | 0 | 0 | 0 | 0 | 0 | 0 | 0 | 0 | 0 | 0 | 0 | 0 | 0 | 0 | 0 | 0 | 0 | 0 | 0 | 0 | 0 | 0 | 0
F5_Industrial_Wood and Lumber Products_Existing_Space Heating_Natural Gas_Condensing RTU_A_Achievable Technical Potential | F5 | Industrial | Wood and Lumber Products | Existing | Space Heating | Natural Gas | Condensing RTU | A | Incremental Summer Peak Savings (MW) | Achievable Technical Potential | 0 | 0 | 0 | 0 | 0 | 0 | 0 | 0 | 0 | 0 | 0 | 0 | 0 | 0 | 0 | 0 | 0 | 0 | 0 | 0 | 0 | 0 | 0 | 0 | 0 | 0 | 0 | 0 | 0 | 0 | 0
F6_Industrial_Wood and Lumber Products_Existing_Space Heating_Natural Gas_Condensing RTU_A_Achievable Technical Potential | F6 | Industrial | Wood and Lumber Products | Existing | Space Heating | Natural Gas | Condensing RTU | A | Incremental Winter Peak Savings (MW) | Achievable Technical Potential | 0 | 0 | 0 | 0 | 0 | 0 | 0 | 0 | 0 | 0 | 0 | 0 | 0 | 0 | 0 | 0 | 0 | 0 | 0 | 0 | 0 | 0 | 0 | 0 | 0 | 0 | 0 | 0 | 0 | 0 | 0
F7_Industrial_Wood and Lumber Products_Existing_Space Heating_Natural Gas_Condensing RTU_A_Achievable Technical Potential | F7 | Industrial | Wood and Lumber Products | Existing | Space Heating | Natural Gas | Condensing RTU | A | Cumulative Energy Savings (MWh or mTherms) | Achievable Technical Potential | 0 | 0 | 0 | 0 | 0 | 0 | 0 | 0 | 0 | 0 | 0 | 0 | 0 | 0 | 0 | 0 | 0 | 0 | 0 | 0 | 0 | 0 | 0 | 0 | 0 | 0 | 0 | 0 | 0 | 0 | 0
F8_Industrial_Wood and Lumber Products_Existing_Space Heating_Natural Gas_Condensing RTU_A_Achievable Technical Potential | F8 | Industrial | Wood and Lumber Products | Existing | Space Heating | Natural Gas | Condensing RTU | A | Cumulative Summer Peak Savings (MW) | Achievable Technical Potential | 0 | 0 | 0 | 0 | 0 | 0 | 0 | 0 | 0 | 0 | 0 | 0 | 0 | 0 | 0 | 0 | 0 | 0 | 0 | 0 | 0 | 0 | 0 | 0 | 0 | 0 | 0 | 0 | 0 | 0 | 0
F9_Industrial_Wood and Lumber Products_Existing_Space Heating_Natural Gas_Condensing RTU_A_Achievable Technical Potential | F9 | Industrial | Wood and Lumber Products | Existing | Space Heating | Natural Gas | Condensing RTU | A | Cumulative Winter Peak Savings (MW) | Achievable Technical Potential | 0 | 0 | 0 | 0 | 0 | 0 | 0 | 0 | 0 | 0 | 0 | 0 | 0 | 0 | 0 | 0 | 0 | 0 | 0 | 0 | 0 | 0 | 0 | 0 | 0 | 0 | 0 | 0 | 0 | 0 | 0
F10_Industrial_Wood and Lumber Products_Existing_Space Heating_Natural Gas_Condensing RTU_A_Achievable Technical Potential | F10 | Industrial | Wood and Lumber Products | Existing | Space Heating | Natural Gas | Condensing RTU | A | Purchases (Incremental) | Achievable Technical Potential | 0 | 0 | 0 | 0 | 0 | 0 | 0 | 0 | 0 | 0 | 0 | 0 | 0 | 0 | 0 | 0 | 0 | 0 | 0 | 0 | 0 | 0 | 0 | 0 | 0 | 0 | 0 | 0 | 0 | 0 | 0
F11_Industrial_Wood and Lumber Products_Existing_Space Heating_Natural Gas_Condensing RTU_A_Achievable Technical Potential | F11 | Industrial | Wood and Lumber Products | Existing | Space Heating | Natural Gas | Condensing RTU | A | Purchases (Cumulative) | Achievable Technical Potential | 0 | 0 | 0 | 0 | 0 | 0 | 0 | 0 | 0 | 0 | 0 | 0 | 0 | 0 | 0 | 0 | 0 | 0 | 0 | 0 | 0 | 0 | 0 | 0 | 0 | 0 | 0 | 0 | 0 | 0 | 0
F1_Industrial_Wood and Lumber Products_New_Space Heating_Natural Gas_Condensing RTU_A_Achievable Technical Potential | F1 | Industrial | Wood and Lumber Products | New | Space Heating | Natural Gas | Condensing RTU | A | Integrated Unit Energy Savings (kWh or therms) | Achievable Technical Potential | 0 | 0 | 0 | 0 | 0 | 0 | 0 | 0 | 0 | 0 | 0 | 0 | 0 | 0 | 0 | 0 | 0 | 0 | 0 | 0 | 0 | 0 | 0 | 0 | 0 | 0 | 0 | 0 | 0 | 0 | 0
F2_Industrial_Wood and Lumber Products_New_Space Heating_Natural Gas_Condensing RTU_A_Achievable Technical Potential | F2 | Industrial | Wood and Lumber Products | New | Space Heating | Natural Gas | Condensing RTU | A | Integrated Unit Summer Peak Savings (kW) | Achievable Technical Potential | 0 | 0 | 0 | 0 | 0 | 0 | 0 | 0 | 0 | 0 | 0 | 0 | 0 | 0 | 0 | 0 | 0 | 0 | 0 | 0 | 0 | 0 | 0 | 0 | 0 | 0 | 0 | 0 | 0 | 0 | 0
F3_Industrial_Wood and Lumber Products_New_Space Heating_Natural Gas_Condensing RTU_A_Achievable Technical Potential | F3 | Industrial | Wood and Lumber Products | New | Space Heating | Natural Gas | Condensing RTU | A | Integrated Unit Winter Peak Savings (kW) | Achievable Technical Potential | 0 | 0 | 0 | 0 | 0 | 0 | 0 | 0 | 0 | 0 | 0 | 0 | 0 | 0 | 0 | 0 | 0 | 0 | 0 | 0 | 0 | 0 | 0 | 0 | 0 | 0 | 0 | 0 | 0 | 0 | 0
F4_Industrial_Wood and Lumber Products_New_Space Heating_Natural Gas_Condensing RTU_A_Achievable Technical Potential | F4 | Industrial | Wood and Lumber Products | New | Space Heating | Natural Gas | Condensing RTU | A | Incremental Energy Savings (MWh or mTherms) | Achievable Technical Potential | 0 | 0 | 0 | 0 | 0 | 0 | 0 | 0 | 0 | 0 | 0 | 0 | 0 | 0 | 0 | 0 | 0 | 0 | 0 | 0 | 0 | 0 | 0 | 0 | 0 | 0 | 0 | 0 | 0 | 0 | 0
F5_Industrial_Wood and Lumber Products_New_Space Heating_Natural Gas_Condensing RTU_A_Achievable Technical Potential | F5 | Industrial | Wood and Lumber Products | New | Space Heating | Natural Gas | Condensing RTU | A | Incremental Summer Peak Savings (MW) | Achievable Technical Potential | 0 | 0 | 0 | 0 | 0 | 0 | 0 | 0 | 0 | 0 | 0 | 0 | 0 | 0 | 0 | 0 | 0 | 0 | 0 | 0 | 0 | 0 | 0 | 0 | 0 | 0 | 0 | 0 | 0 | 0 | 0
F6_Industrial_Wood and Lumber Products_New_Space Heating_Natural Gas_Condensing RTU_A_Achievable Technical Potential | F6 | Industrial | Wood and Lumber Products | New | Space Heating | Natural Gas | Condensing RTU | A | Incremental Winter Peak Savings (MW) | Achievable Technical Potential | 0 | 0 | 0 | 0 | 0 | 0 | 0 | 0 | 0 | 0 | 0 | 0 | 0 | 0 | 0 | 0 | 0 | 0 | 0 | 0 | 0 | 0 | 0 | 0 | 0 | 0 | 0 | 0 | 0 | 0 | 0
F7_Industrial_Wood and Lumber Products_New_Space Heating_Natural Gas_Condensing RTU_A_Achievable Technical Potential | F7 | Industrial | Wood and Lumber Products | New | Space Heating | Natural Gas | Condensing RTU | A | Cumulative Energy Savings (MWh or mTherms) | Achievable Technical Potential | 0 | 0 | 0 | 0 | 0 | 0 | 0 | 0 | 0 | 0 | 0 | 0 | 0 | 0 | 0 | 0 | 0 | 0 | 0 | 0 | 0 | 0 | 0 | 0 | 0 | 0 | 0 | 0 | 0 | 0 | 0
F8_Industrial_Wood and Lumber Products_New_Space Heating_Natural Gas_Condensing RTU_A_Achievable Technical Potential | F8 | Industrial | Wood and Lumber Products | New | Space Heating | Natural Gas | Condensing RTU | A | Cumulative Summer Peak Savings (MW) | Achievable Technical Potential | 0 | 0 | 0 | 0 | 0 | 0 | 0 | 0 | 0 | 0 | 0 | 0 | 0 | 0 | 0 | 0 | 0 | 0 | 0 | 0 | 0 | 0 | 0 | 0 | 0 | 0 | 0 | 0 | 0 | 0 | 0
F9_Industrial_Wood and Lumber Products_New_Space Heating_Natural Gas_Condensing RTU_A_Achievable Technical Potential | F9 | Industrial | Wood and Lumber Products | New | Space Heating | Natural Gas | Condensing RTU | A | Cumulative Winter Peak Savings (MW) | Achievable Technical Potential | 0 | 0 | 0 | 0 | 0 | 0 | 0 | 0 | 0 | 0 | 0 | 0 | 0 | 0 | 0 | 0 | 0 | 0 | 0 | 0 | 0 | 0 | 0 | 0 | 0 | 0 | 0 | 0 | 0 | 0 | 0
F10_Industrial_Wood and Lumber Products_New_Space Heating_Natural Gas_Condensing RTU_A_Achievable Technical Potential | F10 | Industrial | Wood and Lumber Products | New | Space Heating | Natural Gas | Condensing RTU | A | Purchases (Incremental) | Achievable Technical Potential | 0 | 0 | 0 | 0 | 0 | 0 | 0 | 0 | 0 | 0 | 0 | 0 | 0 | 0 | 0 | 0 | 0 | 0 | 0 | 0 | 0 | 0 | 0 | 0 | 0 | 0 | 0 | 0 | 0 | 0 | 0
F11_Industrial_Wood and Lumber Products_New_Space Heating_Natural Gas_Condensing RTU_A_Achievable Technical Potential | F11 | Industrial | Wood and Lumber Products | New | Space Heating | Natural Gas | Condensing RTU | A | Purchases (Cumulative) | Achievable Technical Potential | 0 | 0 | 0 | 0 | 0 | 0 | 0 | 0 | 0 | 0 | 0 | 0 | 0 | 0 | 0 | 0 | 0 | 0 | 0 | 0 | 0 | 0 | 0 | 0 | 0 | 0 | 0 | 0 | 0 | 0 | 0
F1_Industrial_Other Industrial_Existing_Space Heating_Natural Gas_Condensing RTU_A_Achievable Technical Potential | F1 | Industrial | Other Industrial | Existing | Space Heating | Natural Gas | Condensing RTU | A | Integrated Unit Energy Savings (kWh or therms) | Achievable Technical Potential | 0 | 0 | 0 | 0 | 0 | 5.9987 | 5.9404 | 5.8659 | 5.7887 | 5.7092 | 5.6292 | 5.5484 | 5.4698 | 5.3925 | 5.3123 | 5.2384 | 5.1669 | 5.0989 | 5.034 | 4.9711 | 4.9105 | 4.8501 | 4.792 | 4.7403 | 4.6912 | 4.6457 | 4.6054 | 4.5675 | 4.8205 | 4.7908 | 4.7629
F2_Industrial_Other Industrial_Existing_Space Heating_Natural Gas_Condensing RTU_A_Achievable Technical Potential | F2 | Industrial | Other Industrial | Existing | Space Heating | Natural Gas | Condensing RTU | A | Integrated Unit Summer Peak Savings (kW) | Achievable Technical Potential | 0 | 0 | 0 | 0 | 0 | 0 | 0 | 0 | 0 | 0 | 0 | 0 | 0 | 0 | 0 | 0 | 0 | 0 | 0 | 0 | 0 | 0 | 0 | 0 | 0 | 0 | 0 | 0 | 0 | 0 | 0
F3_Industrial_Other Industrial_Existing_Space Heating_Natural Gas_Condensing RTU_A_Achievable Technical Potential | F3 | Industrial | Other Industrial | Existing | Space Heating | Natural Gas | Condensing RTU | A | Integrated Unit Winter Peak Savings (kW) | Achievable Technical Potential | 0 | 0 | 0 | 0 | 0 | 0 | 0 | 0 | 0 | 0 | 0 | 0 | 0 | 0 | 0 | 0 | 0 | 0 | 0 | 0 | 0 | 0 | 0 | 0 | 0 | 0 | 0 | 0 | 0 | 0 | 0
F4_Industrial_Other Industrial_Existing_Space Heating_Natural Gas_Condensing RTU_A_Achievable Technical Potential | F4 | Industrial | Other Industrial | Existing | Space Heating | Natural Gas | Condensing RTU | A | Incremental Energy Savings (MWh or mTherms) | Achievable Technical Potential | 0 | 0 | 0 | 0 | 0 | 0 | 0 | 0 | 0 | 0 | 0 | 0 | 0 | 0 | 0 | 0 | 0 | 0 | 0 | 0 | 0 | 0 | 0 | 0 | 0 | 0 | 0 | 0 | 0 | 0 | 0
F5_Industrial_Other Industrial_Existing_Space Heating_Natural Gas_Condensing RTU_A_Achievable Technical Potential | F5 | Industrial | Other Industrial | Existing | Space Heating | Natural Gas | Condensing RTU | A | Incremental Summer Peak Savings (MW) | Achievable Technical Potential | 0 | 0 | 0 | 0 | 0 | 0 | 0 | 0 | 0 | 0 | 0 | 0 | 0 | 0 | 0 | 0 | 0 | 0 | 0 | 0 | 0 | 0 | 0 | 0 | 0 | 0 | 0 | 0 | 0 | 0 | 0
F6_Industrial_Other Industrial_Existing_Space Heating_Natural Gas_Condensing RTU_A_Achievable Technical Potential | F6 | Industrial | Other Industrial | Existing | Space Heating | Natural Gas | Condensing RTU | A | Incremental Winter Peak Savings (MW) | Achievable Technical Potential | 0 | 0 | 0 | 0 | 0 | 0 | 0 | 0 | 0 | 0 | 0 | 0 | 0 | 0 | 0 | 0 | 0 | 0 | 0 | 0 | 0 | 0 | 0 | 0 | 0 | 0 | 0 | 0 | 0 | 0 | 0
F7_Industrial_Other Industrial_Existing_Space Heating_Natural Gas_Condensing RTU_A_Achievable Technical Potential | F7 | Industrial | Other Industrial | Existing | Space Heating | Natural Gas | Condensing RTU | A | Cumulative Energy Savings (MWh or mTherms) | Achievable Technical Potential | 0 | 0 | 0 | 0 | 0 | 0 | 0 | 0 | 0 | 0 | 0 | 0 | 0 | 0 | 0 | 0 | 0 | 0 | 0 | 0 | 0 | 0 | 0 | 0 | 0 | 0 | 0 | 0 | 0 | 0 | 0
F8_Industrial_Other Industrial_Existing_Space Heating_Natural Gas_Condensing RTU_A_Achievable Technical Potential | F8 | Industrial | Other Industrial | Existing | Space Heating | Natural Gas | Condensing RTU | A | Cumulative Summer Peak Savings (MW) | Achievable Technical Potential | 0 | 0 | 0 | 0 | 0 | 0 | 0 | 0 | 0 | 0 | 0 | 0 | 0 | 0 | 0 | 0 | 0 | 0 | 0 | 0 | 0 | 0 | 0 | 0 | 0 | 0 | 0 | 0 | 0 | 0 | 0
F9_Industrial_Other Industrial_Existing_Space Heating_Natural Gas_Condensing RTU_A_Achievable Technical Potential | F9 | Industrial | Other Industrial | Existing | Space Heating | Natural Gas | Condensing RTU | A | Cumulative Winter Peak Savings (MW) | Achievable Technical Potential | 0 | 0 | 0 | 0 | 0 | 0 | 0 | 0 | 0 | 0 | 0 | 0 | 0 | 0 | 0 | 0 | 0 | 0 | 0 | 0 | 0 | 0 | 0 | 0 | 0 | 0 | 0 | 0 | 0 | 0 | 0
F10_Industrial_Other Industrial_Existing_Space Heating_Natural Gas_Condensing RTU_A_Achievable Technical Potential | F10 | Industrial | Other Industrial | Existing | Space Heating | Natural Gas | Condensing RTU | A | Purchases (Incremental) | Achievable Technical Potential | 0 | 0 | 0 | 0 | 0 | 0 | 0 | 0 | 0 | 0 | 0 | 0 | 0 | 0 | 0 | 0 | 0 | 0 | 0 | 0 | 0 | 0 | 0 | 0 | 0 | 0 | 0 | 0 | 0 | 0 | 0
F11_Industrial_Other Industrial_Existing_Space Heating_Natural Gas_Condensing RTU_A_Achievable Technical Potential | F11 | Industrial | Other Industrial | Existing | Space Heating | Natural Gas | Condensing RTU | A | Purchases (Cumulative) | Achievable Technical Potential | 0 | 0 | 0 | 0 | 0 | 0 | 0 | 0 | 0 | 0 | 0 | 0 | 0 | 0 | 0 | 0 | 0 | 0 | 0 | 0 | 0 | 0 | 0 | 0 | 0 | 0 | 0 | 0 | 0 | 0 | 0
F1_Industrial_Other Industrial_New_Space Heating_Natural Gas_Condensing RTU_A_Achievable Technical Potential | F1 | Industrial | Other Industrial | New | Space Heating | Natural Gas | Condensing RTU | A | Integrated Unit Energy Savings (kWh or therms) | Achievable Technical Potential | 0 | 0 | 0 | 0 | 0 | 0 | 0 | 0 | 0 | 0 | 0 | 0 | 0 | 0 | 0 | 0 | 0 | 0 | 0 | 0 | 0 | 0 | 0 | 0 | 0 | 0 | 0 | 0 | 0 | 0 | 0
F2_Industrial_Other Industrial_New_Space Heating_Natural Gas_Condensing RTU_A_Achievable Technical Potential | F2 | Industrial | Other Industrial | New | Space Heating | Natural Gas | Condensing RTU | A | Integrated Unit Summer Peak Savings (kW) | Achievable Technical Potential | 0 | 0 | 0 | 0 | 0 | 0 | 0 | 0 | 0 | 0 | 0 | 0 | 0 | 0 | 0 | 0 | 0 | 0 | 0 | 0 | 0 | 0 | 0 | 0 | 0 | 0 | 0 | 0 | 0 | 0 | 0
F3_Industrial_Other Industrial_New_Space Heating_Natural Gas_Condensing RTU_A_Achievable Technical Potential | F3 | Industrial | Other Industrial | New | Space Heating | Natural Gas | Condensing RTU | A | Integrated Unit Winter Peak Savings (kW) | Achievable Technical Potential | 0 | 0 | 0 | 0 | 0 | 0 | 0 | 0 | 0 | 0 | 0 | 0 | 0 | 0 | 0 | 0 | 0 | 0 | 0 | 0 | 0 | 0 | 0 | 0 | 0 | 0 | 0 | 0 | 0 | 0 | 0
F4_Industrial_Other Industrial_New_Space Heating_Natural Gas_Condensing RTU_A_Achievable Technical Potential | F4 | Industrial | Other Industrial | New | Space Heating | Natural Gas | Condensing RTU | A | Incremental Energy Savings (MWh or mTherms) | Achievable Technical Potential | 0 | 0 | 0 | 0 | 0 | 0 | 0 | 0 | 0 | 0 | 0 | 0 | 0 | 0 | 0 | 0 | 0 | 0 | 0 | 0 | 0 | 0 | 0 | 0 | 0 | 0 | 0 | 0 | 0 | 0 | 0
F5_Industrial_Other Industrial_New_Space Heating_Natural Gas_Condensing RTU_A_Achievable Technical Potential | F5 | Industrial | Other Industrial | New | Space Heating | Natural Gas | Condensing RTU | A | Incremental Summer Peak Savings (MW) | Achievable Technical Potential | 0 | 0 | 0 | 0 | 0 | 0 | 0 | 0 | 0 | 0 | 0 | 0 | 0 | 0 | 0 | 0 | 0 | 0 | 0 | 0 | 0 | 0 | 0 | 0 | 0 | 0 | 0 | 0 | 0 | 0 | 0
F6_Industrial_Other Industrial_New_Space Heating_Natural Gas_Condensing RTU_A_Achievable Technical Potential | F6 | Industrial | Other Industrial | New | Space Heating | Natural Gas | Condensing RTU | A | Incremental Winter Peak Savings (MW) | Achievable Technical Potential | 0 | 0 | 0 | 0 | 0 | 0 | 0 | 0 | 0 | 0 | 0 | 0 | 0 | 0 | 0 | 0 | 0 | 0 | 0 | 0 | 0 | 0 | 0 | 0 | 0 | 0 | 0 | 0 | 0 | 0 | 0
F7_Industrial_Other Industrial_New_Space Heating_Natural Gas_Condensing RTU_A_Achievable Technical Potential | F7 | Industrial | Other Industrial | New | Space Heating | Natural Gas | Condensing RTU | A | Cumulative Energy Savings (MWh or mTherms) | Achievable Technical Potential | 0 | 0 | 0 | 0 | 0 | 0 | 0 | 0 | 0 | 0 | 0 | 0 | 0 | 0 | 0 | 0 | 0 | 0 | 0 | 0 | 0 | 0 | 0 | 0 | 0 | 0 | 0 | 0 | 0 | 0 | 0
F8_Industrial_Other Industrial_New_Space Heating_Natural Gas_Condensing RTU_A_Achievable Technical Potential | F8 | Industrial | Other Industrial | New | Space Heating | Natural Gas | Condensing RTU | A | Cumulative Summer Peak Savings (MW) | Achievable Technical Potential | 0 | 0 | 0 | 0 | 0 | 0 | 0 | 0 | 0 | 0 | 0 | 0 | 0 | 0 | 0 | 0 | 0 | 0 | 0 | 0 | 0 | 0 | 0 | 0 | 0 | 0 | 0 | 0 | 0 | 0 | 0
F9_Industrial_Other Industrial_New_Space Heating_Natural Gas_Condensing RTU_A_Achievable Technical Potential | F9 | Industrial | Other Industrial | New | Space Heating | Natural Gas | Condensing RTU | A | Cumulative Winter Peak Savings (MW) | Achievable Technical Potential | 0 | 0 | 0 | 0 | 0 | 0 | 0 | 0 | 0 | 0 | 0 | 0 | 0 | 0 | 0 | 0 | 0 | 0 | 0 | 0 | 0 | 0 | 0 | 0 | 0 | 0 | 0 | 0 | 0 | 0 | 0
F10_Industrial_Other Industrial_New_Space Heating_Natural Gas_Condensing RTU_A_Achievable Technical Potential | F10 | Industrial | Other Industrial | New | Space Heating | Natural Gas | Condensing RTU | A | Purchases (Incremental) | Achievable Technical Potential | 0 | 0 | 0 | 0 | 0 | 0 | 0 | 0 | 0 | 0 | 0 | 0 | 0 | 0 | 0 | 0 | 0 | 0 | 0 | 0 | 0 | 0 | 0 | 0 | 0 | 0 | 0 | 0 | 0 | 0 | 0
F11_Industrial_Other Industrial_New_Space Heating_Natural Gas_Condensing RTU_A_Achievable Technical Potential | F11 | Industrial | Other Industrial | New | Space Heating | Natural Gas | Condensing RTU | A | Purchases (Cumulative) | Achievable Technical Potential | 0 | 0 | 0 | 0 | 0 | 0 | 0 | 0 | 0 | 0 | 0 | 0 | 0 | 0 | 0 | 0 | 0 | 0 | 0 | 0 | 0 | 0 | 0 | 0 | 0 | 0 | 0 | 0 | 0 | 0 | 0
F1_Industrial_Food Products_Existing_Space Heating_Natural Gas_Furnace_A_Achievable Economic TRC Potential | F1 | Industrial | Food Products | Existing | Space Heating | Natural Gas | Furnace | A | Integrated Unit Energy Savings (kWh or therms) | Achievable Economic TRC Potential | 0 | 505.0924 | 505.0924 | 505.0924 | 505.0924 | 138.7616 | 138.7616 | 138.7616 | 138.7616 | 138.7616 | 138.7616 | 138.7616 | 138.7616 | 138.7616 | 138.7616 | 138.7616 | 138.7616 | 138.7616 | 138.7616 | 138.7616 | 138.7616 | 138.7616 | 138.7616 | 138.7616 | 138.7616 | 138.7616 | 138.7616 | 138.7616 | 138.7616 | 138.7616 | 138.7616
F2_Industrial_Food Products_Existing_Space Heating_Natural Gas_Furnace_A_Achievable Economic TRC Potential | F2 | Industrial | Food Products | Existing | Space Heating | Natural Gas | Furnace | A | Integrated Unit Summer Peak Savings (kW) | Achievable Economic TRC Potential | 0 | 0 | 0 | 0 | 0 | 0 | 0 | 0 | 0 | 0 | 0 | 0 | 0 | 0 | 0 | 0 | 0 | 0 | 0 | 0 | 0 | 0 | 0 | 0 | 0 | 0 | 0 | 0 | 0 | 0 | 0
F3_Industrial_Food Products_Existing_Space Heating_Natural Gas_Furnace_A_Achievable Economic TRC Potential | F3 | Industrial | Food Products | Existing | Space Heating | Natural Gas | Furnace | A | Integrated Unit Winter Peak Savings (kW) | Achievable Economic TRC Potential | 0 | 0 | 0 | 0 | 0 | 0 | 0 | 0 | 0 | 0 | 0 | 0 | 0 | 0 | 0 | 0 | 0 | 0 | 0 | 0 | 0 | 0 | 0 | 0 | 0 | 0 | 0 | 0 | 0 | 0 | 0
F4_Industrial_Food Products_Existing_Space Heating_Natural Gas_Furnace_A_Achievable Economic TRC Potential | F4 | Industrial | Food Products | Existing | Space Heating | Natural Gas | Furnace | A | Incremental Energy Savings (MWh or mTherms) | Achievable Economic TRC Potential | 0 | 0 | 0 | 0 | 0 | 0.0013982 | 0.0029116 | 0.003161 | 0.004425 | 0.0057449 | 0.0067319 | 0.0077288 | 0.0078911 | 0.007777 | 0.0085782 | 0.0074146 | 0.007209 | 0.0068684 | 0.0065173 | 0.007041 | 0.0069188 | 0.0070499 | 0.0075443 | 0.0076694 | 0.0078049 | 0.0079489 | 0.0081357 | 0.0083078 | 0.0084664 | 0.0097054 | 0.010537
F5_Industrial_Food Products_Existing_Space Heating_Natural Gas_Furnace_A_Achievable Economic TRC Potential | F5 | Industrial | Food Products | Existing | Space Heating | Natural Gas | Furnace | A | Incremental Summer Peak Savings (MW) | Achievable Economic TRC Potential | 0 | 0 | 0 | 0 | 0 | 0 | 0 | 0 | 0 | 0 | 0 | 0 | 0 | 0 | 0 | 0 | 0 | 0 | 0 | 0 | 0 | 0 | 0 | 0 | 0 | 0 | 0 | 0 | 0 | 0 | 0
F6_Industrial_Food Products_Existing_Space Heating_Natural Gas_Furnace_A_Achievable Economic TRC Potential | F6 | Industrial | Food Products | Existing | Space Heating | Natural Gas | Furnace | A | Incremental Winter Peak Savings (MW) | Achievable Economic TRC Potential | 0 | 0 | 0 | 0 | 0 | 0 | 0 | 0 | 0 | 0 | 0 | 0 | 0 | 0 | 0 | 0 | 0 | 0 | 0 | 0 | 0 | 0 | 0 | 0 | 0 | 0 | 0 | 0 | 0 | 0 | 0
F7_Industrial_Food Products_Existing_Space Heating_Natural Gas_Furnace_A_Achievable Economic TRC Potential | F7 | Industrial | Food Products | Existing | Space Heating | Natural Gas | Furnace | A | Cumulative Energy Savings (MWh or mTherms) | Achievable Economic TRC Potential | 0 | 0 | 0 | 0 | 0 | 0.0013982 | 0.0043098 | 0.0074708 | 0.011896 | 0.017641 | 0.024373 | 0.032101 | 0.039992 | 0.047769 | 0.056348 | 0.063762 | 0.070971 | 0.07784 | 0.084357 | 0.091398 | 0.098317 | 0.10537 | 0.11291 | 0.12058 | 0.12839 | 0.13633 | 0.14447 | 0.15278 | 0 | 0 | 0
F8_Industrial_Food Products_Existing_Space Heating_Natural Gas_Furnace_A_Achievable Economic TRC Potential | F8 | Industrial | Food Products | Existing | Space Heating | Natural Gas | Furnace | A | Cumulative Summer Peak Savings (MW) | Achievable Economic TRC Potential | 0 | 0 | 0 | 0 | 0 | 0 | 0 | 0 | 0 | 0 | 0 | 0 | 0 | 0 | 0 | 0 | 0 | 0 | 0 | 0 | 0 | 0 | 0 | 0 | 0 | 0 | 0 | 0 | 0 | 0 | 0
F9_Industrial_Food Products_Existing_Space Heating_Natural Gas_Furnace_A_Achievable Economic TRC Potential | F9 | Industrial | Food Products | Existing | Space Heating | Natural Gas | Furnace | A | Cumulative Winter Peak Savings (MW) | Achievable Economic TRC Potential | 0 | 0 | 0 | 0 | 0 | 0 | 0 | 0 | 0 | 0 | 0 | 0 | 0 | 0 | 0 | 0 | 0 | 0 | 0 | 0 | 0 | 0 | 0 | 0 | 0 | 0 | 0 | 0 | 0 | 0 | 0
F10_Industrial_Food Products_Existing_Space Heating_Natural Gas_Furnace_A_Achievable Economic TRC Potential | F10 | Industrial | Food Products | Existing | Space Heating | Natural Gas | Furnace | A | Purchases (Incremental) | Achievable Economic TRC Potential | 0 | 0 | 0 | 0 | 0 | 0.010076 | 0.020983 | 0.02278 | 0.031889 | 0.041401 | 0.048514 | 0.055699 | 0.056868 | 0.056046 | 0.06182 | 0.053434 | 0.051952 | 0.049498 | 0.046968 | 0.050741 | 0.049861 | 0.050806 | 0.054368 | 0.05527 | 0.056247 | 0.057285 | 0.058631 | 0.059871 | 0.061014 | 0.069943 | 0.075933
F11_Industrial_Food Products_Existing_Space Heating_Natural Gas_Furnace_A_Achievable Economic TRC Potential | F11 | Industrial | Food Products | Existing | Space Heating | Natural Gas | Furnace | A | Purchases (Cumulative) | Achievable Economic TRC Potential | 0 | 0 | 0 | 0 | 0 | 0.010076 | 0.031059 | 0.053839 | 0.085728 | 0.12713 | 0.17564 | 0.23134 | 0.28821 | 0.34426 | 0.40607 | 0.45951 | 0.51146 | 0.56096 | 0.60793 | 0.65867 | 0.70853 | 0.75934 | 0.8137 | 0.86897 | 0.92522 | 0.98251 | 1.0411 | 1.101 | 1.1284 | 1.1284 | 1.1284
F1_Industrial_Food Products_Existing_Space Heating_Natural Gas_Boiler_A_Achievable Economic TRC Potential | F1 | Industrial | Food Products | Existing | Space Heating | Natural Gas | Boiler | A | Integrated Unit Energy Savings (kWh or therms) | Achievable Economic TRC Potential | 0 | 8772.191 | 8772.191 | 8772.191 | 8772.191 | 5375.3 | 5375.3 | 5375.3 | 5375.3 | 5375.3 | 5375.3 | 5375.3 | 5375.3 | 5375.3 | 5375.3 | 5375.3 | 5375.3 | 5375.3 | 5375.3 | 5375.3 | 5375.3 | 5375.3 | 5375.3 | 792.2778 | 792.2778 | 792.2778 | 792.2778 | 792.2778 | 792.2778 | 792.2778 | 792.2778
F2_Industrial_Food Products_Existing_Space Heating_Natural Gas_Boiler_A_Achievable Economic TRC Potential | F2 | Industrial | Food Products | Existing | Space Heating | Natural Gas | Boiler | A | Integrated Unit Summer Peak Savings (kW) | Achievable Economic TRC Potential | 0 | 0 | 0 | 0 | 0 | 0 | 0 | 0 | 0 | 0 | 0 | 0 | 0 | 0 | 0 | 0 | 0 | 0 | 0 | 0 | 0 | 0 | 0 | 0 | 0 | 0 | 0 | 0 | 0 | 0 | 0
F3_Industrial_Food Products_Existing_Space Heating_Natural Gas_Boiler_A_Achievable Economic TRC Potential | F3 | Industrial | Food Products | Existing | Space Heating | Natural Gas | Boiler | A | Integrated Unit Winter Peak Savings (kW) | Achievable Economic TRC Potential | 0 | 0 | 0 | 0 | 0 | 0 | 0 | 0 | 0 | 0 | 0 | 0 | 0 | 0 | 0 | 0 | 0 | 0 | 0 | 0 | 0 | 0 | 0 | 0 | 0 | 0 | 0 | 0 | 0 | 0 | 0
F4_Industrial_Food Products_Existing_Space Heating_Natural Gas_Boiler_A_Achievable Economic TRC Potential | F4 | Industrial | Food Products | Existing | Space Heating | Natural Gas | Boiler | A | Incremental Energy Savings (MWh or mTherms) | Achievable Economic TRC Potential | 0 | 0 | 0 | 0 | 0 | 0 | 0 | 0 | 0 | 0 | 0 | 0 | 0 | 0 | 0 | 0 | 0 | 0 | 0 | 0 | 0 | 0 | 0 | 0.013244 | 0.019818 | 0.02354 | 0.025731 | 0.027039 | 0.027565 | 0.027688 | 0.027579
F5_Industrial_Food Products_Existing_Space Heating_Natural Gas_Boiler_A_Achievable Economic TRC Potential | F5 | Industrial | Food Products | Existing | Space Heating | Natural Gas | Boiler | A | Incremental Summer Peak Savings (MW) | Achievable Economic TRC Potential | 0 | 0 | 0 | 0 | 0 | 0 | 0 | 0 | 0 | 0 | 0 | 0 | 0 | 0 | 0 | 0 | 0 | 0 | 0 | 0 | 0 | 0 | 0 | 0 | 0 | 0 | 0 | 0 | 0 | 0 | 0
F6_Industrial_Food Products_Existing_Space Heating_Natural Gas_Boiler_A_Achievable Economic TRC Potential | F6 | Industrial | Food Products | Existing | Space Heating | Natural Gas | Boiler | A | Incremental Winter Peak Savings (MW) | Achievable Economic TRC Potential | 0 | 0 | 0 | 0 | 0 | 0 | 0 | 0 | 0 | 0 | 0 | 0 | 0 | 0 | 0 | 0 | 0 | 0 | 0 | 0 | 0 | 0 | 0 | 0 | 0 | 0 | 0 | 0 | 0 | 0 | 0
F7_Industrial_Food Products_Existing_Space Heating_Natural Gas_Boiler_A_Achievable Economic TRC Potential | F7 | Industrial | Food Products | Existing | Space Heating | Natural Gas | Boiler | A | Cumulative Energy Savings (MWh or mTherms) | Achievable Economic TRC Potential | 0 | 0 | 0 | 0 | 0 | 0 | 0 | 0 | 0 | 0 | 0 | 0 | 0 | 0 | 0 | 0 | 0 | 0 | 0 | 0 | 0 | 0 | 0 | 0.013244 | 0.033062 | 0.056602 | 0.082333 | 0.10937 | 0 | 0 | 0
F8_Industrial_Food Products_Existing_Space Heating_Natural Gas_Boiler_A_Achievable Economic TRC Potential | F8 | Industrial | Food Products | Existing | Space Heating | Natural Gas | Boiler | A | Cumulative Summer Peak Savings (MW) | Achievable Economic TRC Potential | 0 | 0 | 0 | 0 | 0 | 0 | 0 | 0 | 0 | 0 | 0 | 0 | 0 | 0 | 0 | 0 | 0 | 0 | 0 | 0 | 0 | 0 | 0 | 0 | 0 | 0 | 0 | 0 | 0 | 0 | 0
F9_Industrial_Food Products_Existing_Space Heating_Natural Gas_Boiler_A_Achievable Economic TRC Potential | F9 | Industrial | Food Products | Existing | Space Heating | Natural Gas | Boiler | A | Cumulative Winter Peak Savings (MW) | Achievable Economic TRC Potential | 0 | 0 | 0 | 0 | 0 | 0 | 0 | 0 | 0 | 0 | 0 | 0 | 0 | 0 | 0 | 0 | 0 | 0 | 0 | 0 | 0 | 0 | 0 | 0 | 0 | 0 | 0 | 0 | 0 | 0 | 0
F10_Industrial_Food Products_Existing_Space Heating_Natural Gas_Boiler_A_Achievable Economic TRC Potential | F10 | Industrial | Food Products | Existing | Space Heating | Natural Gas | Boiler | A | Purchases (Incremental) | Achievable Economic TRC Potential | 0 | 0 | 0 | 0 | 0 | 0 | 0 | 0 | 0 | 0 | 0 | 0 | 0 | 0 | 0 | 0 | 0 | 0 | 0 | 0 | 0 | 0 | 0 | 0.016717 | 0.025014 | 0.029711 | 0.032477 | 0.034129 | 0.034792 | 0.034947 | 0.03481
F11_Industrial_Food Products_Existing_Space Heating_Natural Gas_Boiler_A_Achievable Economic TRC Potential | F11 | Industrial | Food Products | Existing | Space Heating | Natural Gas | Boiler | A | Purchases (Cumulative) | Achievable Economic TRC Potential | 0 | 0 | 0 | 0 | 0 | 0 | 0 | 0 | 0 | 0 | 0 | 0 | 0 | 0 | 0 | 0 | 0 | 0 | 0 | 0 | 0 | 0 | 0 | 0.016717 | 0.041731 | 0.071442 | 0.10392 | 0.13805 | 0.17284 | 0.20779 | 0.2426
F1_Industrial_Food Products_Existing_Space Heating_Natural Gas_Unit Heater_A_Achievable Economic TRC Potential | F1 | Industrial | Food Products | Existing | Space Heating | Natural Gas | Unit Heater | A | Integrated Unit Energy Savings (kWh or therms) | Achievable Economic TRC Potential | 0 | 28641.12 | 28641.12 | 28641.12 | 28641.12 | 15772.4108 | 15772.4108 | 15772.4108 | 15772.4108 | 15772.4108 | 15772.4108 | 15772.4108 | 15772.4108 | 15772.4108 | 15772.4108 | 15772.4108 | 15772.4108 | 15772.4108 | 15772.4108 | 15772.4108 | 15772.4108 | 15772.4108 | 15772.4108 | 15772.4108 | 15772.4108 | 15772.4108 | 15772.4108 | 15772.4108 | 15772.4108 | 15772.4108 | 15772.4108
F2_Industrial_Food Products_Existing_Space Heating_Natural Gas_Unit Heater_A_Achievable Economic TRC Potential | F2 | Industrial | Food Products | Existing | Space Heating | Natural Gas | Unit Heater | A | Integrated Unit Summer Peak Savings (kW) | Achievable Economic TRC Potential | 0 | 0 | 0 | 0 | 0 | 0 | 0 | 0 | 0 | 0 | 0 | 0 | 0 | 0 | 0 | 0 | 0 | 0 | 0 | 0 | 0 | 0 | 0 | 0 | 0 | 0 | 0 | 0 | 0 | 0 | 0
F3_Industrial_Food Products_Existing_Space Heating_Natural Gas_Unit Heater_A_Achievable Economic TRC Potential | F3 | Industrial | Food Products | Existing | Space Heating | Natural Gas | Unit Heater | A | Integrated Unit Winter Peak Savings (kW) | Achievable Economic TRC Potential | 0 | 0 | 0 | 0 | 0 | 0 | 0 | 0 | 0 | 0 | 0 | 0 | 0 | 0 | 0 | 0 | 0 | 0 | 0 | 0 | 0 | 0 | 0 | 0 | 0 | 0 | 0 | 0 | 0 | 0 | 0
F4_Industrial_Food Products_Existing_Space Heating_Natural Gas_Unit Heater_A_Achievable Economic TRC Potential | F4 | Industrial | Food Products | Existing | Space Heating | Natural Gas | Unit Heater | A | Incremental Energy Savings (MWh or mTherms) | Achievable Economic TRC Potential | 0 | 0 | 0 | 0 | 0 | 0.021756 | 0.059151 | 0.11431 | 0.19481 | 0.2978 | 0.39199 | 0.49559 | 0.59685 | 0.68582 | 0.87919 | 0.90381 | 0.99679 | 0.95916 | 0.93418 | 0.95119 | 0.93309 | 1.0222 | 0.93649 | 0.95828 | 1.0014 | 1.0405 | 1.0855 | 1.1036 | 1.1151 | 1.123 | 1.1246
F5_Industrial_Food Products_Existing_Space Heating_Natural Gas_Unit Heater_A_Achievable Economic TRC Potential | F5 | Industrial | Food Products | Existing | Space Heating | Natural Gas | Unit Heater | A | Incremental Summer Peak Savings (MW) | Achievable Economic TRC Potential | 0 | 0 | 0 | 0 | 0 | 0 | 0 | 0 | 0 | 0 | 0 | 0 | 0 | 0 | 0 | 0 | 0 | 0 | 0 | 0 | 0 | 0 | 0 | 0 | 0 | 0 | 0 | 0 | 0 | 0 | 0
F6_Industrial_Food Products_Existing_Space Heating_Natural Gas_Unit Heater_A_Achievable Economic TRC Potential | F6 | Industrial | Food Products | Existing | Space Heating | Natural Gas | Unit Heater | A | Incremental Winter Peak Savings (MW) | Achievable Economic TRC Potential | 0 | 0 | 0 | 0 | 0 | 0 | 0 | 0 | 0 | 0 | 0 | 0 | 0 | 0 | 0 | 0 | 0 | 0 | 0 | 0 | 0 | 0 | 0 | 0 | 0 | 0 | 0 | 0 | 0 | 0 | 0
F7_Industrial_Food Products_Existing_Space Heating_Natural Gas_Unit Heater_A_Achievable Economic TRC Potential | F7 | Industrial | Food Products | Existing | Space Heating | Natural Gas | Unit Heater | A | Cumulative Energy Savings (MWh or mTherms) | Achievable Economic TRC Potential | 0 | 0 | 0 | 0 | 0 | 0.021756 | 0.080906 | 0.19522 | 0.39003 | 0.68783 | 1.0798 | 1.5754 | 2.1723 | 2.8581 | 3.7373 | 4.6411 | 5.6379 | 6.5753 | 7.4503 | 8.2872 | 9.0255 | 9.7499 | 10.2944 | 10.757 | 11.1616 | 11.5162 | 11.7225 | 11.9223 | 0 | 0 | 0
F8_Industrial_Food Products_Existing_Space Heating_Natural Gas_Unit Heater_A_Achievable Economic TRC Potential | F8 | Industrial | Food Products | Existing | Space Heating | Natural Gas | Unit Heater | A | Cumulative Summer Peak Savings (MW) | Achievable Economic TRC Potential | 0 | 0 | 0 | 0 | 0 | 0 | 0 | 0 | 0 | 0 | 0 | 0 | 0 | 0 | 0 | 0 | 0 | 0 | 0 | 0 | 0 | 0 | 0 | 0 | 0 | 0 | 0 | 0 | 0 | 0 | 0
F9_Industrial_Food Products_Existing_Space Heating_Natural Gas_Unit Heater_A_Achievable Economic TRC Potential | F9 | Industrial | Food Products | Existing | Space Heating | Natural Gas | Unit Heater | A | Cumulative Winter Peak Savings (MW) | Achievable Economic TRC Potential | 0 | 0 | 0 | 0 | 0 | 0 | 0 | 0 | 0 | 0 | 0 | 0 | 0 | 0 | 0 | 0 | 0 | 0 | 0 | 0 | 0 | 0 | 0 | 0 | 0 | 0 | 0 | 0 | 0 | 0 | 0
F10_Industrial_Food Products_Existing_Space Heating_Natural Gas_Unit Heater_A_Achievable Economic TRC Potential | F10 | Industrial | Food Products | Existing | Space Heating | Natural Gas | Unit Heater | A | Purchases (Incremental) | Achievable Economic TRC Potential | 0 | 0 | 0 | 0 | 0 | 0.0013794 | 0.0037503 | 0.0072475 | 0.012351 | 0.018881 | 0.024853 | 0.031422 | 0.037841 | 0.043483 | 0.055742 | 0.057303 | 0.063199 | 0.060812 | 0.059229 | 0.060307 | 0.05916 | 0.064809 | 0.059375 | 0.060757 | 0.063489 | 0.065968 | 0.068822 | 0.069971 | 0.070699 | 0.071202 | 0.071303
F11_Industrial_Food Products_Existing_Space Heating_Natural Gas_Unit Heater_A_Achievable Economic TRC Potential | F11 | Industrial | Food Products | Existing | Space Heating | Natural Gas | Unit Heater | A | Purchases (Cumulative) | Achievable Economic TRC Potential | 0 | 0 | 0 | 0 | 0 | 0.0013794 | 0.0051296 | 0.012377 | 0.024728 | 0.04361 | 0.068463 | 0.099884 | 0.13773 | 0.18121 | 0.23695 | 0.29425 | 0.35745 | 0.41689 | 0.47236 | 0.52542 | 0.57223 | 0.61816 | 0.65268 | 0.68202 | 0.70766 | 0.73015 | 0.74323 | 0.7559 | 0.7634 | 0.77379 | 0.78586
F1_Industrial_Food Products_New_Space Heating_Natural Gas_Furnace_A_Achievable Economic TRC Potential | F1 | Industrial | Food Products | New | Space Heating | Natural Gas | Furnace | A | Integrated Unit Energy Savings (kWh or therms) | Achievable Economic TRC Potential | 0 | 0 | 0 | 0 | 0 | 0 | 0 | 0 | 0 | 0 | 0 | 0 | 0 | 0 | 0 | 0 | 0 | 0 | 0 | 0 | 0 | 0 | 0 | 0 | 0 | 0 | 0 | 0 | 0 | 0 | 0
F2_Industrial_Food Products_New_Space Heating_Natural Gas_Furnace_A_Achievable Economic TRC Potential | F2 | Industrial | Food Products | New | Space Heating | Natural Gas | Furnace | A | Integrated Unit Summer Peak Savings (kW) | Achievable Economic TRC Potential | 0 | 0 | 0 | 0 | 0 | 0 | 0 | 0 | 0 | 0 | 0 | 0 | 0 | 0 | 0 | 0 | 0 | 0 | 0 | 0 | 0 | 0 | 0 | 0 | 0 | 0 | 0 | 0 | 0 | 0 | 0
F3_Industrial_Food Products_New_Space Heating_Natural Gas_Furnace_A_Achievable Economic TRC Potential | F3 | Industrial | Food Products | New | Space Heating | Natural Gas | Furnace | A | Integrated Unit Winter Peak Savings (kW) | Achievable Economic TRC Potential | 0 | 0 | 0 | 0 | 0 | 0 | 0 | 0 | 0 | 0 | 0 | 0 | 0 | 0 | 0 | 0 | 0 | 0 | 0 | 0 | 0 | 0 | 0 | 0 | 0 | 0 | 0 | 0 | 0 | 0 | 0
F4_Industrial_Food Products_New_Space Heating_Natural Gas_Furnace_A_Achievable Economic TRC Potential | F4 | Industrial | Food Products | New | Space Heating | Natural Gas | Furnace | A | Incremental Energy Savings (MWh or mTherms) | Achievable Economic TRC Potential | 0 | 0 | 0 | 0 | 0 | 0 | 0 | 0 | 0 | 0 | 0 | 0 | 0 | 0 | 0 | 0 | 0 | 0 | 0 | 0 | 0 | 0 | 0 | 0 | 0 | 0 | 0 | 0 | 0 | 0 | 0
F5_Industrial_Food Products_New_Space Heating_Natural Gas_Furnace_A_Achievable Economic TRC Potential | F5 | Industrial | Food Products | New | Space Heating | Natural Gas | Furnace | A | Incremental Summer Peak Savings (MW) | Achievable Economic TRC Potential | 0 | 0 | 0 | 0 | 0 | 0 | 0 | 0 | 0 | 0 | 0 | 0 | 0 | 0 | 0 | 0 | 0 | 0 | 0 | 0 | 0 | 0 | 0 | 0 | 0 | 0 | 0 | 0 | 0 | 0 | 0
F6_Industrial_Food Products_New_Space Heating_Natural Gas_Furnace_A_Achievable Economic TRC Potential | F6 | Industrial | Food Products | New | Space Heating | Natural Gas | Furnace | A | Incremental Winter Peak Savings (MW) | Achievable Economic TRC Potential | 0 | 0 | 0 | 0 | 0 | 0 | 0 | 0 | 0 | 0 | 0 | 0 | 0 | 0 | 0 | 0 | 0 | 0 | 0 | 0 | 0 | 0 | 0 | 0 | 0 | 0 | 0 | 0 | 0 | 0 | 0
F7_Industrial_Food Products_New_Space Heating_Natural Gas_Furnace_A_Achievable Economic TRC Potential | F7 | Industrial | Food Products | New | Space Heating | Natural Gas | Furnace | A | Cumulative Energy Savings (MWh or mTherms) | Achievable Economic TRC Potential | 0 | 0 | 0 | 0 | 0 | 0 | 0 | 0 | 0 | 0 | 0 | 0 | 0 | 0 | 0 | 0 | 0 | 0 | 0 | 0 | 0 | 0 | 0 | 0 | 0 | 0 | 0 | 0 | 0 | 0 | 0
F8_Industrial_Food Products_New_Space Heating_Natural Gas_Furnace_A_Achievable Economic TRC Potential | F8 | Industrial | Food Products | New | Space Heating | Natural Gas | Furnace | A | Cumulative Summer Peak Savings (MW) | Achievable Economic TRC Potential | 0 | 0 | 0 | 0 | 0 | 0 | 0 | 0 | 0 | 0 | 0 | 0 | 0 | 0 | 0 | 0 | 0 | 0 | 0 | 0 | 0 | 0 | 0 | 0 | 0 | 0 | 0 | 0 | 0 | 0 | 0
F9_Industrial_Food Products_New_Space Heating_Natural Gas_Furnace_A_Achievable Economic TRC Potential | F9 | Industrial | Food Products | New | Space Heating | Natural Gas | Furnace | A | Cumulative Winter Peak Savings (MW) | Achievable Economic TRC Potential | 0 | 0 | 0 | 0 | 0 | 0 | 0 | 0 | 0 | 0 | 0 | 0 | 0 | 0 | 0 | 0 | 0 | 0 | 0 | 0 | 0 | 0 | 0 | 0 | 0 | 0 | 0 | 0 | 0 | 0 | 0
F10_Industrial_Food Products_New_Space Heating_Natural Gas_Furnace_A_Achievable Economic TRC Potential | F10 | Industrial | Food Products | New | Space Heating | Natural Gas | Furnace | A | Purchases (Incremental) | Achievable Economic TRC Potential | 0 | 0 | 0 | 0 | 0 | 0 | 0 | 0 | 0 | 0 | 0 | 0 | 0 | 0 | 0 | 0 | 0 | 0 | 0 | 0 | 0 | 0 | 0 | 0 | 0 | 0 | 0 | 0 | 0 | 0 | 0
F11_Industrial_Food Products_New_Space Heating_Natural Gas_Furnace_A_Achievable Economic TRC Potential | F11 | Industrial | Food Products | New | Space Heating | Natural Gas | Furnace | A | Purchases (Cumulative) | Achievable Economic TRC Potential | 0 | 0 | 0 | 0 | 0 | 0 | 0 | 0 | 0 | 0 | 0 | 0 | 0 | 0 | 0 | 0 | 0 | 0 | 0 | 0 | 0 | 0 | 0 | 0 | 0 | 0 | 0 | 0 | 0 | 0 | 0
F1_Industrial_Food Products_New_Space Heating_Natural Gas_Boiler_A_Achievable Economic TRC Potential | F1 | Industrial | Food Products | New | Space Heating | Natural Gas | Boiler | A | Integrated Unit Energy Savings (kWh or therms) | Achievable Economic TRC Potential | 0 | 0 | 0 | 0 | 0 | 0 | 0 | 0 | 0 | 0 | 0 | 0 | 0 | 0 | 0 | 0 | 0 | 0 | 0 | 0 | 0 | 0 | 0 | 0 | 0 | 0 | 0 | 0 | 0 | 0 | 0
F2_Industrial_Food Products_New_Space Heating_Natural Gas_Boiler_A_Achievable Economic TRC Potential | F2 | Industrial | Food Products | New | Space Heating | Natural Gas | Boiler | A | Integrated Unit Summer Peak Savings (kW) | Achievable Economic TRC Potential | 0 | 0 | 0 | 0 | 0 | 0 | 0 | 0 | 0 | 0 | 0 | 0 | 0 | 0 | 0 | 0 | 0 | 0 | 0 | 0 | 0 | 0 | 0 | 0 | 0 | 0 | 0 | 0 | 0 | 0 | 0
F3_Industrial_Food Products_New_Space Heating_Natural Gas_Boiler_A_Achievable Economic TRC Potential | F3 | Industrial | Food Products | New | Space Heating | Natural Gas | Boiler | A | Integrated Unit Winter Peak Savings (kW) | Achievable Economic TRC Potential | 0 | 0 | 0 | 0 | 0 | 0 | 0 | 0 | 0 | 0 | 0 | 0 | 0 | 0 | 0 | 0 | 0 | 0 | 0 | 0 | 0 | 0 | 0 | 0 | 0 | 0 | 0 | 0 | 0 | 0 | 0
F4_Industrial_Food Products_New_Space Heating_Natural Gas_Boiler_A_Achievable Economic TRC Potential | F4 | Industrial | Food Products | New | Space Heating | Natural Gas | Boiler | A | Incremental Energy Savings (MWh or mTherms) | Achievable Economic TRC Potential | 0 | 0 | 0 | 0 | 0 | 0 | 0 | 0 | 0 | 0 | 0 | 0 | 0 | 0 | 0 | 0 | 0 | 0 | 0 | 0 | 0 | 0 | 0 | 0 | 0 | 0 | 0 | 0 | 0 | 0 | 0
F5_Industrial_Food Products_New_Space Heating_Natural Gas_Boiler_A_Achievable Economic TRC Potential | F5 | Industrial | Food Products | New | Space Heating | Natural Gas | Boiler | A | Incremental Summer Peak Savings (MW) | Achievable Economic TRC Potential | 0 | 0 | 0 | 0 | 0 | 0 | 0 | 0 | 0 | 0 | 0 | 0 | 0 | 0 | 0 | 0 | 0 | 0 | 0 | 0 | 0 | 0 | 0 | 0 | 0 | 0 | 0 | 0 | 0 | 0 | 0
F6_Industrial_Food Products_New_Space Heating_Natural Gas_Boiler_A_Achievable Economic TRC Potential | F6 | Industrial | Food Products | New | Space Heating | Natural Gas | Boiler | A | Incremental Winter Peak Savings (MW) | Achievable Economic TRC Potential | 0 | 0 | 0 | 0 | 0 | 0 | 0 | 0 | 0 | 0 | 0 | 0 | 0 | 0 | 0 | 0 | 0 | 0 | 0 | 0 | 0 | 0 | 0 | 0 | 0 | 0 | 0 | 0 | 0 | 0 | 0
F7_Industrial_Food Products_New_Space Heating_Natural Gas_Boiler_A_Achievable Economic TRC Potential | F7 | Industrial | Food Products | New | Space Heating | Natural Gas | Boiler | A | Cumulative Energy Savings (MWh or mTherms) | Achievable Economic TRC Potential | 0 | 0 | 0 | 0 | 0 | 0 | 0 | 0 | 0 | 0 | 0 | 0 | 0 | 0 | 0 | 0 | 0 | 0 | 0 | 0 | 0 | 0 | 0 | 0 | 0 | 0 | 0 | 0 | 0 | 0 | 0
F8_Industrial_Food Products_New_Space Heating_Natural Gas_Boiler_A_Achievable Economic TRC Potential | F8 | Industrial | Food Products | New | Space Heating | Natural Gas | Boiler | A | Cumulative Summer Peak Savings (MW) | Achievable Economic TRC Potential | 0 | 0 | 0 | 0 | 0 | 0 | 0 | 0 | 0 | 0 | 0 | 0 | 0 | 0 | 0 | 0 | 0 | 0 | 0 | 0 | 0 | 0 | 0 | 0 | 0 | 0 | 0 | 0 | 0 | 0 | 0
F9_Industrial_Food Products_New_Space Heating_Natural Gas_Boiler_A_Achievable Economic TRC Potential | F9 | Industrial | Food Products | New | Space Heating | Natural Gas | Boiler | A | Cumulative Winter Peak Savings (MW) | Achievable Economic TRC Potential | 0 | 0 | 0 | 0 | 0 | 0 | 0 | 0 | 0 | 0 | 0 | 0 | 0 | 0 | 0 | 0 | 0 | 0 | 0 | 0 | 0 | 0 | 0 | 0 | 0 | 0 | 0 | 0 | 0 | 0 | 0
F10_Industrial_Food Products_New_Space Heating_Natural Gas_Boiler_A_Achievable Economic TRC Potential | F10 | Industrial | Food Products | New | Space Heating | Natural Gas | Boiler | A | Purchases (Incremental) | Achievable Economic TRC Potential | 0 | 0 | 0 | 0 | 0 | 0 | 0 | 0 | 0 | 0 | 0 | 0 | 0 | 0 | 0 | 0 | 0 | 0 | 0 | 0 | 0 | 0 | 0 | 0 | 0 | 0 | 0 | 0 | 0 | 0 | 0
F11_Industrial_Food Products_New_Space Heating_Natural Gas_Boiler_A_Achievable Economic TRC Potential | F11 | Industrial | Food Products | New | Space Heating | Natural Gas | Boiler | A | Purchases (Cumulative) | Achievable Economic TRC Potential | 0 | 0 | 0 | 0 | 0 | 0 | 0 | 0 | 0 | 0 | 0 | 0 | 0 | 0 | 0 | 0 | 0 | 0 | 0 | 0 | 0 | 0 | 0 | 0 | 0 | 0 | 0 | 0 | 0 | 0 | 0
F1_Industrial_Food Products_New_Space Heating_Natural Gas_Unit Heater_A_Achievable Economic TRC Potential | F1 | Industrial | Food Products | New | Space Heating | Natural Gas | Unit Heater | A | Integrated Unit Energy Savings (kWh or therms) | Achievable Economic TRC Potential | 0 | 28641.12 | 28641.12 | 28641.12 | 28641.12 | 15772.4108 | 15772.4108 | 15772.4108 | 15772.4108 | 15772.4108 | 15772.4108 | 15772.4108 | 15772.4108 | 15772.4108 | 15772.4108 | 15772.4108 | 15772.4108 | 15772.4108 | 15772.4108 | 15772.4108 | 15772.4108 | 15772.4108 | 15772.4108 | 15772.4108 | 15772.4108 | 15772.4108 | 15772.4108 | 15772.4108 | 15772.4108 | 15772.4108 | 15772.4108
F2_Industrial_Food Products_New_Space Heating_Natural Gas_Unit Heater_A_Achievable Economic TRC Potential | F2 | Industrial | Food Products | New | Space Heating | Natural Gas | Unit Heater | A | Integrated Unit Summer Peak Savings (kW) | Achievable Economic TRC Potential | 0 | 0 | 0 | 0 | 0 | 0 | 0 | 0 | 0 | 0 | 0 | 0 | 0 | 0 | 0 | 0 | 0 | 0 | 0 | 0 | 0 | 0 | 0 | 0 | 0 | 0 | 0 | 0 | 0 | 0 | 0
F3_Industrial_Food Products_New_Space Heating_Natural Gas_Unit Heater_A_Achievable Economic TRC Potential | F3 | Industrial | Food Products | New | Space Heating | Natural Gas | Unit Heater | A | Integrated Unit Winter Peak Savings (kW) | Achievable Economic TRC Potential | 0 | 0 | 0 | 0 | 0 | 0 | 0 | 0 | 0 | 0 | 0 | 0 | 0 | 0 | 0 | 0 | 0 | 0 | 0 | 0 | 0 | 0 | 0 | 0 | 0 | 0 | 0 | 0 | 0 | 0 | 0
F4_Industrial_Food Products_New_Space Heating_Natural Gas_Unit Heater_A_Achievable Economic TRC Potential | F4 | Industrial | Food Products | New | Space Heating | Natural Gas | Unit Heater | A | Incremental Energy Savings (MWh or mTherms) | Achievable Economic TRC Potential | 0 | 0 | 0 | 0 | 0 | 0.0080497 | 0.015823 | 0.023721 | 0.031441 | 0.039323 | 0.04644 | 0.060888 | 0.073767 | 0.084313 | 0.092696 | 0.10123 | 0.10762 | 0.11362 | 0.14422 | 0.1418 | 0.14019 | 0.14153 | 0.14446 | 0.1472 | 0.15059 | 0.15416 | 0.15838 | 0.16212 | 0.17303 | 0.18102 | 0.18664
F5_Industrial_Food Products_New_Space Heating_Natural Gas_Unit Heater_A_Achievable Economic TRC Potential | F5 | Industrial | Food Products | New | Space Heating | Natural Gas | Unit Heater | A | Incremental Summer Peak Savings (MW) | Achievable Economic TRC Potential | 0 | 0 | 0 | 0 | 0 | 0 | 0 | 0 | 0 | 0 | 0 | 0 | 0 | 0 | 0 | 0 | 0 | 0 | 0 | 0 | 0 | 0 | 0 | 0 | 0 | 0 | 0 | 0 | 0 | 0 | 0
F6_Industrial_Food Products_New_Space Heating_Natural Gas_Unit Heater_A_Achievable Economic TRC Potential | F6 | Industrial | Food Products | New | Space Heating | Natural Gas | Unit Heater | A | Incremental Winter Peak Savings (MW) | Achievable Economic TRC Potential | 0 | 0 | 0 | 0 | 0 | 0 | 0 | 0 | 0 | 0 | 0 | 0 | 0 | 0 | 0 | 0 | 0 | 0 | 0 | 0 | 0 | 0 | 0 | 0 | 0 | 0 | 0 | 0 | 0 | 0 | 0
F7_Industrial_Food Products_New_Space Heating_Natural Gas_Unit Heater_A_Achievable Economic TRC Potential | F7 | Industrial | Food Products | New | Space Heating | Natural Gas | Unit Heater | A | Cumulative Energy Savings (MWh or mTherms) | Achievable Economic TRC Potential | 0 | 0 | 0 | 0 | 0 | 0.0080497 | 0.023872 | 0.047593 | 0.079035 | 0.11836 | 0.1648 | 0.22569 | 0.29945 | 0.38377 | 0.47646 | 0.57769 | 0.68531 | 0.79088 | 0.91927 | 1.0373 | 1.1461 | 1.2483 | 1.3463 | 1.4326 | 1.5095 | 1.5793 | 1.645 | 1.7059 | 0 | 0 | 0
F8_Industrial_Food Products_New_Space Heating_Natural Gas_Unit Heater_A_Achievable Economic TRC Potential | F8 | Industrial | Food Products | New | Space Heating | Natural Gas | Unit Heater | A | Cumulative Summer Peak Savings (MW) | Achievable Economic TRC Potential | 0 | 0 | 0 | 0 | 0 | 0 | 0 | 0 | 0 | 0 | 0 | 0 | 0 | 0 | 0 | 0 | 0 | 0 | 0 | 0 | 0 | 0 | 0 | 0 | 0 | 0 | 0 | 0 | 0 | 0 | 0
F9_Industrial_Food Products_New_Space Heating_Natural Gas_Unit Heater_A_Achievable Economic TRC Potential | F9 | Industrial | Food Products | New | Space Heating | Natural Gas | Unit Heater | A | Cumulative Winter Peak Savings (MW) | Achievable Economic TRC Potential | 0 | 0 | 0 | 0 | 0 | 0 | 0 | 0 | 0 | 0 | 0 | 0 | 0 | 0 | 0 | 0 | 0 | 0 | 0 | 0 | 0 | 0 | 0 | 0 | 0 | 0 | 0 | 0 | 0 | 0 | 0
F10_Industrial_Food Products_New_Space Heating_Natural Gas_Unit Heater_A_Achievable Economic TRC Potential | F10 | Industrial | Food Products | New | Space Heating | Natural Gas | Unit Heater | A | Purchases (Incremental) | Achievable Economic TRC Potential | 0 | 0 | 0 | 0 | 0 | 0.00051036 | 0.0010032 | 0.001504 | 0.0019934 | 0.0024932 | 0.0029444 | 0.0038604 | 0.004677 | 0.0053456 | 0.0058771 | 0.0064182 | 0.006823 | 0.0072035 | 0.0091437 | 0.0089902 | 0.0088885 | 0.0089731 | 0.0091591 | 0.0093327 | 0.0095475 | 0.0097743 | 0.010042 | 0.010279 | 0.010971 | 0.011477 | 0.011833
F11_Industrial_Food Products_New_Space Heating_Natural Gas_Unit Heater_A_Achievable Economic TRC Potential | F11 | Industrial | Food Products | New | Space Heating | Natural Gas | Unit Heater | A | Purchases (Cumulative) | Achievable Economic TRC Potential | 0 | 0 | 0 | 0 | 0 | 0.00051036 | 0.0015136 | 0.0030175 | 0.005011 | 0.0075041 | 0.010448 | 0.014309 | 0.018986 | 0.024331 | 0.030209 | 0.036627 | 0.04345 | 0.050143 | 0.058283 | 0.06577 | 0.072665 | 0.079145 | 0.085359 | 0.090832 | 0.095702 | 0.10013 | 0.1043 | 0.10816 | 0.1123 | 0.11658 | 0.11927
F1_Industrial_Agriculture_Existing_Space Heating_Natural Gas_Furnace_A_Achievable Economic TRC Potential | F1 | Industrial | Agriculture | Existing | Space Heating | Natural Gas | Furnace | A | Integrated Unit Energy Savings (kWh or therms) | Achievable Economic TRC Potential | 0 | 505.0924 | 505.0924 | 505.0924 | 505.0924 | 138.7616 | 138.7616 | 138.7616 | 138.7616 | 138.7616 | 138.7616 | 138.7616 | 138.7616 | 138.7616 | 138.7616 | 138.7616 | 138.7616 | 138.7616 | 138.7616 | 138.7616 | 138.7616 | 138.7616 | 138.7616 | 138.7616 | 138.7616 | 138.7616 | 138.7616 | 138.7616 | 138.7616 | 138.7616 | 138.7616
F2_Industrial_Agriculture_Existing_Space Heating_Natural Gas_Furnace_A_Achievable Economic TRC Potential | F2 | Industrial | Agriculture | Existing | Space Heating | Natural Gas | Furnace | A | Integrated Unit Summer Peak Savings (kW) | Achievable Economic TRC Potential | 0 | 0 | 0 | 0 | 0 | 0 | 0 | 0 | 0 | 0 | 0 | 0 | 0 | 0 | 0 | 0 | 0 | 0 | 0 | 0 | 0 | 0 | 0 | 0 | 0 | 0 | 0 | 0 | 0 | 0 | 0
F3_Industrial_Agriculture_Existing_Space Heating_Natural Gas_Furnace_A_Achievable Economic TRC Potential | F3 | Industrial | Agriculture | Existing | Space Heating | Natural Gas | Furnace | A | Integrated Unit Winter Peak Savings (kW) | Achievable Economic TRC Potential | 0 | 0 | 0 | 0 | 0 | 0 | 0 | 0 | 0 | 0 | 0 | 0 | 0 | 0 | 0 | 0 | 0 | 0 | 0 | 0 | 0 | 0 | 0 | 0 | 0 | 0 | 0 | 0 | 0 | 0 | 0
F4_Industrial_Agriculture_Existing_Space Heating_Natural Gas_Furnace_A_Achievable Economic TRC Potential | F4 | Industrial | Agriculture | Existing | Space Heating | Natural Gas | Furnace | A | Incremental Energy Savings (MWh or mTherms) | Achievable Economic TRC Potential | 0 | 0 | 0 | 0 | 0 | 0.0036005 | 0.007498 | 0.00814 | 0.011395 | 0.014794 | 0.017336 | 0.019903 | 0.020321 | 0.020027 | 0.02209 | 0.019094 | 0.018564 | 0.017687 | 0.016783 | 0.018132 | 0.017817 | 0.018155 | 0.019428 | 0.01975 | 0.020099 | 0.02047 | 0.020951 | 0.021394 | 0.021802 | 0.024993 | 0.027133
F5_Industrial_Agriculture_Existing_Space Heating_Natural Gas_Furnace_A_Achievable Economic TRC Potential | F5 | Industrial | Agriculture | Existing | Space Heating | Natural Gas | Furnace | A | Incremental Summer Peak Savings (MW) | Achievable Economic TRC Potential | 0 | 0 | 0 | 0 | 0 | 0 | 0 | 0 | 0 | 0 | 0 | 0 | 0 | 0 | 0 | 0 | 0 | 0 | 0 | 0 | 0 | 0 | 0 | 0 | 0 | 0 | 0 | 0 | 0 | 0 | 0
F6_Industrial_Agriculture_Existing_Space Heating_Natural Gas_Furnace_A_Achievable Economic TRC Potential | F6 | Industrial | Agriculture | Existing | Space Heating | Natural Gas | Furnace | A | Incremental Winter Peak Savings (MW) | Achievable Economic TRC Potential | 0 | 0 | 0 | 0 | 0 | 0 | 0 | 0 | 0 | 0 | 0 | 0 | 0 | 0 | 0 | 0 | 0 | 0 | 0 | 0 | 0 | 0 | 0 | 0 | 0 | 0 | 0 | 0 | 0 | 0 | 0
F7_Industrial_Agriculture_Existing_Space Heating_Natural Gas_Furnace_A_Achievable Economic TRC Potential | F7 | Industrial | Agriculture | Existing | Space Heating | Natural Gas | Furnace | A | Cumulative Energy Savings (MWh or mTherms) | Achievable Economic TRC Potential | 0 | 0 | 0 | 0 | 0 | 0.0036005 | 0.011098 | 0.019239 | 0.030634 | 0.045428 | 0.062763 | 0.082667 | 0.10299 | 0.12301 | 0.1451 | 0.1642 | 0.18276 | 0.20045 | 0.21723 | 0.23537 | 0.25318 | 0.27134 | 0.29076 | 0.31051 | 0.33061 | 0.35108 | 0.37203 | 0.39343 | 0 | 0 | 0
F8_Industrial_Agriculture_Existing_Space Heating_Natural Gas_Furnace_A_Achievable Economic TRC Potential | F8 | Industrial | Agriculture | Existing | Space Heating | Natural Gas | Furnace | A | Cumulative Summer Peak Savings (MW) | Achievable Economic TRC Potential | 0 | 0 | 0 | 0 | 0 | 0 | 0 | 0 | 0 | 0 | 0 | 0 | 0 | 0 | 0 | 0 | 0 | 0 | 0 | 0 | 0 | 0 | 0 | 0 | 0 | 0 | 0 | 0 | 0 | 0 | 0
F9_Industrial_Agriculture_Existing_Space Heating_Natural Gas_Furnace_A_Achievable Economic TRC Potential | F9 | Industrial | Agriculture | Existing | Space Heating | Natural Gas | Furnace | A | Cumulative Winter Peak Savings (MW) | Achievable Economic TRC Potential | 0 | 0 | 0 | 0 | 0 | 0 | 0 | 0 | 0 | 0 | 0 | 0 | 0 | 0 | 0 | 0 | 0 | 0 | 0 | 0 | 0 | 0 | 0 | 0 | 0 | 0 | 0 | 0 | 0 | 0 | 0
F10_Industrial_Agriculture_Existing_Space Heating_Natural Gas_Furnace_A_Achievable Economic TRC Potential | F10 | Industrial | Agriculture | Existing | Space Heating | Natural Gas | Furnace | A | Purchases (Incremental) | Achievable Economic TRC Potential | 0 | 0 | 0 | 0 | 0 | 0.025948 | 0.054035 | 0.058662 | 0.082121 | 0.10661 | 0.12493 | 0.14343 | 0.14644 | 0.14433 | 0.1592 | 0.1376 | 0.13379 | 0.12747 | 0.12095 | 0.13067 | 0.1284 | 0.13083 | 0.14001 | 0.14233 | 0.14485 | 0.14752 | 0.15098 | 0.15418 | 0.15712 | 0.18012 | 0.19554
F11_Industrial_Agriculture_Existing_Space Heating_Natural Gas_Furnace_A_Achievable Economic TRC Potential | F11 | Industrial | Agriculture | Existing | Space Heating | Natural Gas | Furnace | A | Purchases (Cumulative) | Achievable Economic TRC Potential | 0 | 0 | 0 | 0 | 0 | 0.025948 | 0.079982 | 0.13864 | 0.22077 | 0.32738 | 0.45231 | 0.59575 | 0.74219 | 0.88652 | 1.0457 | 1.1833 | 1.3171 | 1.4446 | 1.5655 | 1.6962 | 1.8246 | 1.9554 | 2.0954 | 2.2378 | 2.3826 | 2.5301 | 2.6811 | 2.8353 | 2.9059 | 2.9059 | 2.9059
F1_Industrial_Agriculture_Existing_Space Heating_Natural Gas_Boiler_A_Achievable Economic TRC Potential | F1 | Industrial | Agriculture | Existing | Space Heating | Natural Gas | Boiler | A | Integrated Unit Energy Savings (kWh or therms) | Achievable Economic TRC Potential | 0 | 8772.191 | 8772.191 | 8772.191 | 8772.191 | 5375.3 | 5375.3 | 5375.3 | 5375.3 | 5375.3 | 5375.3 | 5375.3 | 5375.3 | 5375.3 | 5375.3 | 5375.3 | 5375.3 | 5375.3 | 5375.3 | 5375.3 | 5375.3 | 5375.3 | 5375.3 | 792.2778 | 792.2778 | 792.2778 | 792.2778 | 792.2778 | 792.2778 | 792.2778 | 792.2778
F2_Industrial_Agriculture_Existing_Space Heating_Natural Gas_Boiler_A_Achievable Economic TRC Potential | F2 | Industrial | Agriculture | Existing | Space Heating | Natural Gas | Boiler | A | Integrated Unit Summer Peak Savings (kW) | Achievable Economic TRC Potential | 0 | 0 | 0 | 0 | 0 | 0 | 0 | 0 | 0 | 0 | 0 | 0 | 0 | 0 | 0 | 0 | 0 | 0 | 0 | 0 | 0 | 0 | 0 | 0 | 0 | 0 | 0 | 0 | 0 | 0 | 0
F3_Industrial_Agriculture_Existing_Space Heating_Natural Gas_Boiler_A_Achievable Economic TRC Potential | F3 | Industrial | Agriculture | Existing | Space Heating | Natural Gas | Boiler | A | Integrated Unit Winter Peak Savings (kW) | Achievable Economic TRC Potential | 0 | 0 | 0 | 0 | 0 | 0 | 0 | 0 | 0 | 0 | 0 | 0 | 0 | 0 | 0 | 0 | 0 | 0 | 0 | 0 | 0 | 0 | 0 | 0 | 0 | 0 | 0 | 0 | 0 | 0 | 0
F4_Industrial_Agriculture_Existing_Space Heating_Natural Gas_Boiler_A_Achievable Economic TRC Potential | F4 | Industrial | Agriculture | Existing | Space Heating | Natural Gas | Boiler | A | Incremental Energy Savings (MWh or mTherms) | Achievable Economic TRC Potential | 0 | 0 | 0 | 0 | 0 | 0 | 0 | 0 | 0 | 0 | 0 | 0 | 0 | 0 | 0 | 0 | 0 | 0 | 0 | 0 | 0 | 0 | 0 | 0.034106 | 0.051035 | 0.060618 | 0.066261 | 0.069631 | 0.070985 | 0.071302 | 0.07102
F5_Industrial_Agriculture_Existing_Space Heating_Natural Gas_Boiler_A_Achievable Economic TRC Potential | F5 | Industrial | Agriculture | Existing | Space Heating | Natural Gas | Boiler | A | Incremental Summer Peak Savings (MW) | Achievable Economic TRC Potential | 0 | 0 | 0 | 0 | 0 | 0 | 0 | 0 | 0 | 0 | 0 | 0 | 0 | 0 | 0 | 0 | 0 | 0 | 0 | 0 | 0 | 0 | 0 | 0 | 0 | 0 | 0 | 0 | 0 | 0 | 0
F6_Industrial_Agriculture_Existing_Space Heating_Natural Gas_Boiler_A_Achievable Economic TRC Potential | F6 | Industrial | Agriculture | Existing | Space Heating | Natural Gas | Boiler | A | Incremental Winter Peak Savings (MW) | Achievable Economic TRC Potential | 0 | 0 | 0 | 0 | 0 | 0 | 0 | 0 | 0 | 0 | 0 | 0 | 0 | 0 | 0 | 0 | 0 | 0 | 0 | 0 | 0 | 0 | 0 | 0 | 0 | 0 | 0 | 0 | 0 | 0 | 0
F7_Industrial_Agriculture_Existing_Space Heating_Natural Gas_Boiler_A_Achievable Economic TRC Potential | F7 | Industrial | Agriculture | Existing | Space Heating | Natural Gas | Boiler | A | Cumulative Energy Savings (MWh or mTherms) | Achievable Economic TRC Potential | 0 | 0 | 0 | 0 | 0 | 0 | 0 | 0 | 0 | 0 | 0 | 0 | 0 | 0 | 0 | 0 | 0 | 0 | 0 | 0 | 0 | 0 | 0 | 0.034106 | 0.085141 | 0.14576 | 0.21202 | 0.28165 | 0 | 0 | 0
F8_Industrial_Agriculture_Existing_Space Heating_Natural Gas_Boiler_A_Achievable Economic TRC Potential | F8 | Industrial | Agriculture | Existing | Space Heating | Natural Gas | Boiler | A | Cumulative Summer Peak Savings (MW) | Achievable Economic TRC Potential | 0 | 0 | 0 | 0 | 0 | 0 | 0 | 0 | 0 | 0 | 0 | 0 | 0 | 0 | 0 | 0 | 0 | 0 | 0 | 0 | 0 | 0 | 0 | 0 | 0 | 0 | 0 | 0 | 0 | 0 | 0
F9_Industrial_Agriculture_Existing_Space Heating_Natural Gas_Boiler_A_Achievable Economic TRC Potential | F9 | Industrial | Agriculture | Existing | Space Heating | Natural Gas | Boiler | A | Cumulative Winter Peak Savings (MW) | Achievable Economic TRC Potential | 0 | 0 | 0 | 0 | 0 | 0 | 0 | 0 | 0 | 0 | 0 | 0 | 0 | 0 | 0 | 0 | 0 | 0 | 0 | 0 | 0 | 0 | 0 | 0 | 0 | 0 | 0 | 0 | 0 | 0 | 0
F10_Industrial_Agriculture_Existing_Space Heating_Natural Gas_Boiler_A_Achievable Economic TRC Potential | F10 | Industrial | Agriculture | Existing | Space Heating | Natural Gas | Boiler | A | Purchases (Incremental) | Achievable Economic TRC Potential | 0 | 0 | 0 | 0 | 0 | 0 | 0 | 0 | 0 | 0 | 0 | 0 | 0 | 0 | 0 | 0 | 0 | 0 | 0 | 0 | 0 | 0 | 0 | 0.043048 | 0.064416 | 0.076512 | 0.083634 | 0.087887 | 0.089596 | 0.089996 | 0.089641
F11_Industrial_Agriculture_Existing_Space Heating_Natural Gas_Boiler_A_Achievable Economic TRC Potential | F11 | Industrial | Agriculture | Existing | Space Heating | Natural Gas | Boiler | A | Purchases (Cumulative) | Achievable Economic TRC Potential | 0 | 0 | 0 | 0 | 0 | 0 | 0 | 0 | 0 | 0 | 0 | 0 | 0 | 0 | 0 | 0 | 0 | 0 | 0 | 0 | 0 | 0 | 0 | 0.043048 | 0.10746 | 0.18398 | 0.26761 | 0.3555 | 0.44509 | 0.53509 | 0.62473
F1_Industrial_Agriculture_Existing_Space Heating_Natural Gas_Unit Heater_A_Achievable Economic TRC Potential | F1 | Industrial | Agriculture | Existing | Space Heating | Natural Gas | Unit Heater | A | Integrated Unit Energy Savings (kWh or therms) | Achievable Economic TRC Potential | 0 | 28641.12 | 28641.12 | 28641.12 | 28641.12 | 15772.4108 | 15772.4108 | 15772.4108 | 15772.4108 | 15772.4108 | 15772.4108 | 15772.4108 | 15772.4108 | 15772.4108 | 15772.4108 | 15772.4108 | 15772.4108 | 15772.4108 | 15772.4108 | 15772.4108 | 15772.4108 | 15772.4108 | 15772.4108 | 15772.4108 | 15772.4108 | 15772.4108 | 15772.4108 | 15772.4108 | 15772.4108 | 15772.4108 | 15772.4108
F2_Industrial_Agriculture_Existing_Space Heating_Natural Gas_Unit Heater_A_Achievable Economic TRC Potential | F2 | Industrial | Agriculture | Existing | Space Heating | Natural Gas | Unit Heater | A | Integrated Unit Summer Peak Savings (kW) | Achievable Economic TRC Potential | 0 | 0 | 0 | 0 | 0 | 0 | 0 | 0 | 0 | 0 | 0 | 0 | 0 | 0 | 0 | 0 | 0 | 0 | 0 | 0 | 0 | 0 | 0 | 0 | 0 | 0 | 0 | 0 | 0 | 0 | 0
F3_Industrial_Agriculture_Existing_Space Heating_Natural Gas_Unit Heater_A_Achievable Economic TRC Potential | F3 | Industrial | Agriculture | Existing | Space Heating | Natural Gas | Unit Heater | A | Integrated Unit Winter Peak Savings (kW) | Achievable Economic TRC Potential | 0 | 0 | 0 | 0 | 0 | 0 | 0 | 0 | 0 | 0 | 0 | 0 | 0 | 0 | 0 | 0 | 0 | 0 | 0 | 0 | 0 | 0 | 0 | 0 | 0 | 0 | 0 | 0 | 0 | 0 | 0
F4_Industrial_Agriculture_Existing_Space Heating_Natural Gas_Unit Heater_A_Achievable Economic TRC Potential | F4 | Industrial | Agriculture | Existing | Space Heating | Natural Gas | Unit Heater | A | Incremental Energy Savings (MWh or mTherms) | Achievable Economic TRC Potential | 0 | 0 | 0 | 0 | 0 | 0.056025 | 0.15232 | 0.29437 | 0.50167 | 0.76689 | 1.0094 | 1.2762 | 1.537 | 1.7661 | 2.2641 | 2.3275 | 2.5669 | 2.47 | 2.4057 | 2.4495 | 2.4029 | 2.6323 | 2.4116 | 2.4677 | 2.5787 | 2.6794 | 2.7953 | 2.842 | 2.8715 | 2.892 | 2.8961
F5_Industrial_Agriculture_Existing_Space Heating_Natural Gas_Unit Heater_A_Achievable Economic TRC Potential | F5 | Industrial | Agriculture | Existing | Space Heating | Natural Gas | Unit Heater | A | Incremental Summer Peak Savings (MW) | Achievable Economic TRC Potential | 0 | 0 | 0 | 0 | 0 | 0 | 0 | 0 | 0 | 0 | 0 | 0 | 0 | 0 | 0 | 0 | 0 | 0 | 0 | 0 | 0 | 0 | 0 | 0 | 0 | 0 | 0 | 0 | 0 | 0 | 0
F6_Industrial_Agriculture_Existing_Space Heating_Natural Gas_Unit Heater_A_Achievable Economic TRC Potential | F6 | Industrial | Agriculture | Existing | Space Heating | Natural Gas | Unit Heater | A | Incremental Winter Peak Savings (MW) | Achievable Economic TRC Potential | 0 | 0 | 0 | 0 | 0 | 0 | 0 | 0 | 0 | 0 | 0 | 0 | 0 | 0 | 0 | 0 | 0 | 0 | 0 | 0 | 0 | 0 | 0 | 0 | 0 | 0 | 0 | 0 | 0 | 0 | 0
F7_Industrial_Agriculture_Existing_Space Heating_Natural Gas_Unit Heater_A_Achievable Economic TRC Potential | F7 | Industrial | Agriculture | Existing | Space Heating | Natural Gas | Unit Heater | A | Cumulative Energy Savings (MWh or mTherms) | Achievable Economic TRC Potential | 0 | 0 | 0 | 0 | 0 | 0.056025 | 0.20835 | 0.50272 | 1.0044 | 1.7713 | 2.7807 | 4.057 | 5.594 | 7.3601 | 9.6241 | 11.9516 | 14.5185 | 16.9325 | 19.1858 | 21.3409 | 23.2421 | 25.1076 | 26.5098 | 27.7013 | 28.743 | 29.6562 | 30.1875 | 30.702 | 0 | 0 | 0
F8_Industrial_Agriculture_Existing_Space Heating_Natural Gas_Unit Heater_A_Achievable Economic TRC Potential | F8 | Industrial | Agriculture | Existing | Space Heating | Natural Gas | Unit Heater | A | Cumulative Summer Peak Savings (MW) | Achievable Economic TRC Potential | 0 | 0 | 0 | 0 | 0 | 0 | 0 | 0 | 0 | 0 | 0 | 0 | 0 | 0 | 0 | 0 | 0 | 0 | 0 | 0 | 0 | 0 | 0 | 0 | 0 | 0 | 0 | 0 | 0 | 0 | 0
F9_Industrial_Agriculture_Existing_Space Heating_Natural Gas_Unit Heater_A_Achievable Economic TRC Potential | F9 | Industrial | Agriculture | Existing | Space Heating | Natural Gas | Unit Heater | A | Cumulative Winter Peak Savings (MW) | Achievable Economic TRC Potential | 0 | 0 | 0 | 0 | 0 | 0 | 0 | 0 | 0 | 0 | 0 | 0 | 0 | 0 | 0 | 0 | 0 | 0 | 0 | 0 | 0 | 0 | 0 | 0 | 0 | 0 | 0 | 0 | 0 | 0 | 0
F10_Industrial_Agriculture_Existing_Space Heating_Natural Gas_Unit Heater_A_Achievable Economic TRC Potential | F10 | Industrial | Agriculture | Existing | Space Heating | Natural Gas | Unit Heater | A | Purchases (Incremental) | Achievable Economic TRC Potential | 0 | 0 | 0 | 0 | 0 | 0.0035521 | 0.0096576 | 0.018664 | 0.031807 | 0.048622 | 0.064001 | 0.080916 | 0.097448 | 0.11198 | 0.14355 | 0.14757 | 0.16275 | 0.1566 | 0.15252 | 0.1553 | 0.15235 | 0.16689 | 0.1529 | 0.15646 | 0.16349 | 0.16988 | 0.17723 | 0.18019 | 0.18206 | 0.18336 | 0.18362
F11_Industrial_Agriculture_Existing_Space Heating_Natural Gas_Unit Heater_A_Achievable Economic TRC Potential | F11 | Industrial | Agriculture | Existing | Space Heating | Natural Gas | Unit Heater | A | Purchases (Cumulative) | Achievable Economic TRC Potential | 0 | 0 | 0 | 0 | 0 | 0.0035521 | 0.01321 | 0.031873 | 0.06368 | 0.1123 | 0.1763 | 0.25722 | 0.35467 | 0.46664 | 0.61019 | 0.75775 | 0.9205 | 1.0736 | 1.2164 | 1.3531 | 1.4736 | 1.5919 | 1.6808 | 1.7563 | 1.8224 | 1.8803 | 1.9139 | 1.9466 | 1.9659 | 1.9926 | 2.0237
F1_Industrial_Agriculture_New_Space Heating_Natural Gas_Furnace_A_Achievable Economic TRC Potential | F1 | Industrial | Agriculture | New | Space Heating | Natural Gas | Furnace | A | Integrated Unit Energy Savings (kWh or therms) | Achievable Economic TRC Potential | 0 | 0 | 0 | 0 | 0 | 0 | 0 | 0 | 0 | 0 | 0 | 0 | 0 | 0 | 0 | 0 | 0 | 0 | 0 | 0 | 0 | 0 | 0 | 0 | 0 | 0 | 0 | 0 | 0 | 0 | 0
F2_Industrial_Agriculture_New_Space Heating_Natural Gas_Furnace_A_Achievable Economic TRC Potential | F2 | Industrial | Agriculture | New | Space Heating | Natural Gas | Furnace | A | Integrated Unit Summer Peak Savings (kW) | Achievable Economic TRC Potential | 0 | 0 | 0 | 0 | 0 | 0 | 0 | 0 | 0 | 0 | 0 | 0 | 0 | 0 | 0 | 0 | 0 | 0 | 0 | 0 | 0 | 0 | 0 | 0 | 0 | 0 | 0 | 0 | 0 | 0 | 0
F3_Industrial_Agriculture_New_Space Heating_Natural Gas_Furnace_A_Achievable Economic TRC Potential | F3 | Industrial | Agriculture | New | Space Heating | Natural Gas | Furnace | A | Integrated Unit Winter Peak Savings (kW) | Achievable Economic TRC Potential | 0 | 0 | 0 | 0 | 0 | 0 | 0 | 0 | 0 | 0 | 0 | 0 | 0 | 0 | 0 | 0 | 0 | 0 | 0 | 0 | 0 | 0 | 0 | 0 | 0 | 0 | 0 | 0 | 0 | 0 | 0
F4_Industrial_Agriculture_New_Space Heating_Natural Gas_Furnace_A_Achievable Economic TRC Potential | F4 | Industrial | Agriculture | New | Space Heating | Natural Gas | Furnace | A | Incremental Energy Savings (MWh or mTherms) | Achievable Economic TRC Potential | 0 | 0 | 0 | 0 | 0 | 0 | 0 | 0 | 0 | 0 | 0 | 0 | 0 | 0 | 0 | 0 | 0 | 0 | 0 | 0 | 0 | 0 | 0 | 0 | 0 | 0 | 0 | 0 | 0 | 0 | 0
F5_Industrial_Agriculture_New_Space Heating_Natural Gas_Furnace_A_Achievable Economic TRC Potential | F5 | Industrial | Agriculture | New | Space Heating | Natural Gas | Furnace | A | Incremental Summer Peak Savings (MW) | Achievable Economic TRC Potential | 0 | 0 | 0 | 0 | 0 | 0 | 0 | 0 | 0 | 0 | 0 | 0 | 0 | 0 | 0 | 0 | 0 | 0 | 0 | 0 | 0 | 0 | 0 | 0 | 0 | 0 | 0 | 0 | 0 | 0 | 0
F6_Industrial_Agriculture_New_Space Heating_Natural Gas_Furnace_A_Achievable Economic TRC Potential | F6 | Industrial | Agriculture | New | Space Heating | Natural Gas | Furnace | A | Incremental Winter Peak Savings (MW) | Achievable Economic TRC Potential | 0 | 0 | 0 | 0 | 0 | 0 | 0 | 0 | 0 | 0 | 0 | 0 | 0 | 0 | 0 | 0 | 0 | 0 | 0 | 0 | 0 | 0 | 0 | 0 | 0 | 0 | 0 | 0 | 0 | 0 | 0
F7_Industrial_Agriculture_New_Space Heating_Natural Gas_Furnace_A_Achievable Economic TRC Potential | F7 | Industrial | Agriculture | New | Space Heating | Natural Gas | Furnace | A | Cumulative Energy Savings (MWh or mTherms) | Achievable Economic TRC Potential | 0 | 0 | 0 | 0 | 0 | 0 | 0 | 0 | 0 | 0 | 0 | 0 | 0 | 0 | 0 | 0 | 0 | 0 | 0 | 0 | 0 | 0 | 0 | 0 | 0 | 0 | 0 | 0 | 0 | 0 | 0
F8_Industrial_Agriculture_New_Space Heating_Natural Gas_Furnace_A_Achievable Economic TRC Potential | F8 | Industrial | Agriculture | New | Space Heating | Natural Gas | Furnace | A | Cumulative Summer Peak Savings (MW) | Achievable Economic TRC Potential | 0 | 0 | 0 | 0 | 0 | 0 | 0 | 0 | 0 | 0 | 0 | 0 | 0 | 0 | 0 | 0 | 0 | 0 | 0 | 0 | 0 | 0 | 0 | 0 | 0 | 0 | 0 | 0 | 0 | 0 | 0
F9_Industrial_Agriculture_New_Space Heating_Natural Gas_Furnace_A_Achievable Economic TRC Potential | F9 | Industrial | Agriculture | New | Space Heating | Natural Gas | Furnace | A | Cumulative Winter Peak Savings (MW) | Achievable Economic TRC Potential | 0 | 0 | 0 | 0 | 0 | 0 | 0 | 0 | 0 | 0 | 0 | 0 | 0 | 0 | 0 | 0 | 0 | 0 | 0 | 0 | 0 | 0 | 0 | 0 | 0 | 0 | 0 | 0 | 0 | 0 | 0
F10_Industrial_Agriculture_New_Space Heating_Natural Gas_Furnace_A_Achievable Economic TRC Potential | F10 | Industrial | Agriculture | New | Space Heating | Natural Gas | Furnace | A | Purchases (Incremental) | Achievable Economic TRC Potential | 0 | 0 | 0 | 0 | 0 | 0 | 0 | 0 | 0 | 0 | 0 | 0 | 0 | 0 | 0 | 0 | 0 | 0 | 0 | 0 | 0 | 0 | 0 | 0 | 0 | 0 | 0 | 0 | 0 | 0 | 0
F11_Industrial_Agriculture_New_Space Heating_Natural Gas_Furnace_A_Achievable Economic TRC Potential | F11 | Industrial | Agriculture | New | Space Heating | Natural Gas | Furnace | A | Purchases (Cumulative) | Achievable Economic TRC Potential | 0 | 0 | 0 | 0 | 0 | 0 | 0 | 0 | 0 | 0 | 0 | 0 | 0 | 0 | 0 | 0 | 0 | 0 | 0 | 0 | 0 | 0 | 0 | 0 | 0 | 0 | 0 | 0 | 0 | 0 | 0
F1_Industrial_Agriculture_New_Space Heating_Natural Gas_Boiler_A_Achievable Economic TRC Potential | F1 | Industrial | Agriculture | New | Space Heating | Natural Gas | Boiler | A | Integrated Unit Energy Savings (kWh or therms) | Achievable Economic TRC Potential | 0 | 0 | 0 | 0 | 0 | 0 | 0 | 0 | 0 | 0 | 0 | 0 | 0 | 0 | 0 | 0 | 0 | 0 | 0 | 0 | 0 | 0 | 0 | 0 | 0 | 0 | 0 | 0 | 0 | 0 | 0
F2_Industrial_Agriculture_New_Space Heating_Natural Gas_Boiler_A_Achievable Economic TRC Potential | F2 | Industrial | Agriculture | New | Space Heating | Natural Gas | Boiler | A | Integrated Unit Summer Peak Savings (kW) | Achievable Economic TRC Potential | 0 | 0 | 0 | 0 | 0 | 0 | 0 | 0 | 0 | 0 | 0 | 0 | 0 | 0 | 0 | 0 | 0 | 0 | 0 | 0 | 0 | 0 | 0 | 0 | 0 | 0 | 0 | 0 | 0 | 0 | 0
F3_Industrial_Agriculture_New_Space Heating_Natural Gas_Boiler_A_Achievable Economic TRC Potential | F3 | Industrial | Agriculture | New | Space Heating | Natural Gas | Boiler | A | Integrated Unit Winter Peak Savings (kW) | Achievable Economic TRC Potential | 0 | 0 | 0 | 0 | 0 | 0 | 0 | 0 | 0 | 0 | 0 | 0 | 0 | 0 | 0 | 0 | 0 | 0 | 0 | 0 | 0 | 0 | 0 | 0 | 0 | 0 | 0 | 0 | 0 | 0 | 0
F4_Industrial_Agriculture_New_Space Heating_Natural Gas_Boiler_A_Achievable Economic TRC Potential | F4 | Industrial | Agriculture | New | Space Heating | Natural Gas | Boiler | A | Incremental Energy Savings (MWh or mTherms) | Achievable Economic TRC Potential | 0 | 0 | 0 | 0 | 0 | 0 | 0 | 0 | 0 | 0 | 0 | 0 | 0 | 0 | 0 | 0 | 0 | 0 | 0 | 0 | 0 | 0 | 0 | 0 | 0 | 0 | 0 | 0 | 0 | 0 | 0
F5_Industrial_Agriculture_New_Space Heating_Natural Gas_Boiler_A_Achievable Economic TRC Potential | F5 | Industrial | Agriculture | New | Space Heating | Natural Gas | Boiler | A | Incremental Summer Peak Savings (MW) | Achievable Economic TRC Potential | 0 | 0 | 0 | 0 | 0 | 0 | 0 | 0 | 0 | 0 | 0 | 0 | 0 | 0 | 0 | 0 | 0 | 0 | 0 | 0 | 0 | 0 | 0 | 0 | 0 | 0 | 0 | 0 | 0 | 0 | 0
F6_Industrial_Agriculture_New_Space Heating_Natural Gas_Boiler_A_Achievable Economic TRC Potential | F6 | Industrial | Agriculture | New | Space Heating | Natural Gas | Boiler | A | Incremental Winter Peak Savings (MW) | Achievable Economic TRC Potential | 0 | 0 | 0 | 0 | 0 | 0 | 0 | 0 | 0 | 0 | 0 | 0 | 0 | 0 | 0 | 0 | 0 | 0 | 0 | 0 | 0 | 0 | 0 | 0 | 0 | 0 | 0 | 0 | 0 | 0 | 0
F7_Industrial_Agriculture_New_Space Heating_Natural Gas_Boiler_A_Achievable Economic TRC Potential | F7 | Industrial | Agriculture | New | Space Heating | Natural Gas | Boiler | A | Cumulative Energy Savings (MWh or mTherms) | Achievable Economic TRC Potential | 0 | 0 | 0 | 0 | 0 | 0 | 0 | 0 | 0 | 0 | 0 | 0 | 0 | 0 | 0 | 0 | 0 | 0 | 0 | 0 | 0 | 0 | 0 | 0 | 0 | 0 | 0 | 0 | 0 | 0 | 0
F8_Industrial_Agriculture_New_Space Heating_Natural Gas_Boiler_A_Achievable Economic TRC Potential | F8 | Industrial | Agriculture | New | Space Heating | Natural Gas | Boiler | A | Cumulative Summer Peak Savings (MW) | Achievable Economic TRC Potential | 0 | 0 | 0 | 0 | 0 | 0 | 0 | 0 | 0 | 0 | 0 | 0 | 0 | 0 | 0 | 0 | 0 | 0 | 0 | 0 | 0 | 0 | 0 | 0 | 0 | 0 | 0 | 0 | 0 | 0 | 0
F9_Industrial_Agriculture_New_Space Heating_Natural Gas_Boiler_A_Achievable Economic TRC Potential | F9 | Industrial | Agriculture | New | Space Heating | Natural Gas | Boiler | A | Cumulative Winter Peak Savings (MW) | Achievable Economic TRC Potential | 0 | 0 | 0 | 0 | 0 | 0 | 0 | 0 | 0 | 0 | 0 | 0 | 0 | 0 | 0 | 0 | 0 | 0 | 0 | 0 | 0 | 0 | 0 | 0 | 0 | 0 | 0 | 0 | 0 | 0 | 0
F10_Industrial_Agriculture_New_Space Heating_Natural Gas_Boiler_A_Achievable Economic TRC Potential | F10 | Industrial | Agriculture | New | Space Heating | Natural Gas | Boiler | A | Purchases (Incremental) | Achievable Economic TRC Potential | 0 | 0 | 0 | 0 | 0 | 0 | 0 | 0 | 0 | 0 | 0 | 0 | 0 | 0 | 0 | 0 | 0 | 0 | 0 | 0 | 0 | 0 | 0 | 0 | 0 | 0 | 0 | 0 | 0 | 0 | 0
F11_Industrial_Agriculture_New_Space Heating_Natural Gas_Boiler_A_Achievable Economic TRC Potential | F11 | Industrial | Agriculture | New | Space Heating | Natural Gas | Boiler | A | Purchases (Cumulative) | Achievable Economic TRC Potential | 0 | 0 | 0 | 0 | 0 | 0 | 0 | 0 | 0 | 0 | 0 | 0 | 0 | 0 | 0 | 0 | 0 | 0 | 0 | 0 | 0 | 0 | 0 | 0 | 0 | 0 | 0 | 0 | 0 | 0 | 0
F1_Industrial_Agriculture_New_Space Heating_Natural Gas_Unit Heater_A_Achievable Economic TRC Potential | F1 | Industrial | Agriculture | New | Space Heating | Natural Gas | Unit Heater | A | Integrated Unit Energy Savings (kWh or therms) | Achievable Economic TRC Potential | 0 | 28641.12 | 28641.12 | 28641.12 | 28641.12 | 15772.4108 | 15772.4108 | 15772.4108 | 15772.4108 | 15772.4108 | 15772.4108 | 15772.4108 | 15772.4108 | 15772.4108 | 15772.4108 | 15772.4108 | 15772.4108 | 15772.4108 | 15772.4108 | 15772.4108 | 15772.4108 | 15772.4108 | 15772.4108 | 15772.4108 | 15772.4108 | 15772.4108 | 15772.4108 | 15772.4108 | 15772.4108 | 15772.4108 | 15772.4108
F2_Industrial_Agriculture_New_Space Heating_Natural Gas_Unit Heater_A_Achievable Economic TRC Potential | F2 | Industrial | Agriculture | New | Space Heating | Natural Gas | Unit Heater | A | Integrated Unit Summer Peak Savings (kW) | Achievable Economic TRC Potential | 0 | 0 | 0 | 0 | 0 | 0 | 0 | 0 | 0 | 0 | 0 | 0 | 0 | 0 | 0 | 0 | 0 | 0 | 0 | 0 | 0 | 0 | 0 | 0 | 0 | 0 | 0 | 0 | 0 | 0 | 0
F3_Industrial_Agriculture_New_Space Heating_Natural Gas_Unit Heater_A_Achievable Economic TRC Potential | F3 | Industrial | Agriculture | New | Space Heating | Natural Gas | Unit Heater | A | Integrated Unit Winter Peak Savings (kW) | Achievable Economic TRC Potential | 0 | 0 | 0 | 0 | 0 | 0 | 0 | 0 | 0 | 0 | 0 | 0 | 0 | 0 | 0 | 0 | 0 | 0 | 0 | 0 | 0 | 0 | 0 | 0 | 0 | 0 | 0 | 0 | 0 | 0 | 0
F4_Industrial_Agriculture_New_Space Heating_Natural Gas_Unit Heater_A_Achievable Economic TRC Potential | F4 | Industrial | Agriculture | New | Space Heating | Natural Gas | Unit Heater | A | Incremental Energy Savings (MWh or mTherms) | Achievable Economic TRC Potential | 0 | 0 | 0 | 0 | 0 | 0.020729 | 0.040746 | 0.061086 | 0.080967 | 0.10126 | 0.11959 | 0.1568 | 0.18996 | 0.21712 | 0.23871 | 0.26069 | 0.27713 | 0.29258 | 0.37139 | 0.36515 | 0.36102 | 0.36446 | 0.37201 | 0.37906 | 0.38779 | 0.397 | 0.40785 | 0.41748 | 0.44559 | 0.46616 | 0.48062
F5_Industrial_Agriculture_New_Space Heating_Natural Gas_Unit Heater_A_Achievable Economic TRC Potential | F5 | Industrial | Agriculture | New | Space Heating | Natural Gas | Unit Heater | A | Incremental Summer Peak Savings (MW) | Achievable Economic TRC Potential | 0 | 0 | 0 | 0 | 0 | 0 | 0 | 0 | 0 | 0 | 0 | 0 | 0 | 0 | 0 | 0 | 0 | 0 | 0 | 0 | 0 | 0 | 0 | 0 | 0 | 0 | 0 | 0 | 0 | 0 | 0
F6_Industrial_Agriculture_New_Space Heating_Natural Gas_Unit Heater_A_Achievable Economic TRC Potential | F6 | Industrial | Agriculture | New | Space Heating | Natural Gas | Unit Heater | A | Incremental Winter Peak Savings (MW) | Achievable Economic TRC Potential | 0 | 0 | 0 | 0 | 0 | 0 | 0 | 0 | 0 | 0 | 0 | 0 | 0 | 0 | 0 | 0 | 0 | 0 | 0 | 0 | 0 | 0 | 0 | 0 | 0 | 0 | 0 | 0 | 0 | 0 | 0
F7_Industrial_Agriculture_New_Space Heating_Natural Gas_Unit Heater_A_Achievable Economic TRC Potential | F7 | Industrial | Agriculture | New | Space Heating | Natural Gas | Unit Heater | A | Cumulative Energy Savings (MWh or mTherms) | Achievable Economic TRC Potential | 0 | 0 | 0 | 0 | 0 | 0.020729 | 0.061475 | 0.12256 | 0.20353 | 0.30479 | 0.42438 | 0.58118 | 0.77114 | 0.98826 | 1.227 | 1.4877 | 1.7648 | 2.0366 | 2.3673 | 2.6713 | 2.9514 | 3.2146 | 3.467 | 3.6893 | 3.8871 | 4.067 | 4.2361 | 4.3929 | 0 | 0 | 0
F8_Industrial_Agriculture_New_Space Heating_Natural Gas_Unit Heater_A_Achievable Economic TRC Potential | F8 | Industrial | Agriculture | New | Space Heating | Natural Gas | Unit Heater | A | Cumulative Summer Peak Savings (MW) | Achievable Economic TRC Potential | 0 | 0 | 0 | 0 | 0 | 0 | 0 | 0 | 0 | 0 | 0 | 0 | 0 | 0 | 0 | 0 | 0 | 0 | 0 | 0 | 0 | 0 | 0 | 0 | 0 | 0 | 0 | 0 | 0 | 0 | 0
F9_Industrial_Agriculture_New_Space Heating_Natural Gas_Unit Heater_A_Achievable Economic TRC Potential | F9 | Industrial | Agriculture | New | Space Heating | Natural Gas | Unit Heater | A | Cumulative Winter Peak Savings (MW) | Achievable Economic TRC Potential | 0 | 0 | 0 | 0 | 0 | 0 | 0 | 0 | 0 | 0 | 0 | 0 | 0 | 0 | 0 | 0 | 0 | 0 | 0 | 0 | 0 | 0 | 0 | 0 | 0 | 0 | 0 | 0 | 0 | 0 | 0
F10_Industrial_Agriculture_New_Space Heating_Natural Gas_Unit Heater_A_Achievable Economic TRC Potential | F10 | Industrial | Agriculture | New | Space Heating | Natural Gas | Unit Heater | A | Purchases (Incremental) | Achievable Economic TRC Potential | 0 | 0 | 0 | 0 | 0 | 0.0013143 | 0.0025834 | 0.0038729 | 0.0051335 | 0.0064203 | 0.0075822 | 0.0099413 | 0.012044 | 0.013766 | 0.015135 | 0.016528 | 0.01757 | 0.01855 | 0.023547 | 0.023151 | 0.022889 | 0.023107 | 0.023586 | 0.024033 | 0.024586 | 0.02517 | 0.025859 | 0.026469 | 0.028251 | 0.029556 | 0.030472
F11_Industrial_Agriculture_New_Space Heating_Natural Gas_Unit Heater_A_Achievable Economic TRC Potential | F11 | Industrial | Agriculture | New | Space Heating | Natural Gas | Unit Heater | A | Purchases (Cumulative) | Achievable Economic TRC Potential | 0 | 0 | 0 | 0 | 0 | 0.0013143 | 0.0038977 | 0.0077706 | 0.012904 | 0.019324 | 0.026907 | 0.036848 | 0.048892 | 0.062658 | 0.077792 | 0.09432 | 0.11189 | 0.12913 | 0.15009 | 0.16937 | 0.18712 | 0.20381 | 0.21982 | 0.23391 | 0.24645 | 0.25785 | 0.26858 | 0.27852 | 0.2892 | 0.30021 | 0.30713
F1_Industrial_Primary Metals_Existing_Space Heating_Natural Gas_Furnace_A_Achievable Economic TRC Potential | F1 | Industrial | Primary Metals | Existing | Space Heating | Natural Gas | Furnace | A | Integrated Unit Energy Savings (kWh or therms) | Achievable Economic TRC Potential | 0 | 505.0924 | 505.0924 | 505.0924 | 505.0924 | 138.7616 | 138.7616 | 138.7616 | 138.7616 | 138.7616 | 138.7616 | 138.7616 | 138.7616 | 138.7616 | 138.7616 | 138.7616 | 138.7616 | 138.7616 | 138.7616 | 138.7616 | 138.7616 | 138.7616 | 138.7616 | 138.7616 | 138.7616 | 138.7616 | 138.7616 | 138.7616 | 138.7616 | 138.7616 | 138.7616
F2_Industrial_Primary Metals_Existing_Space Heating_Natural Gas_Furnace_A_Achievable Economic TRC Potential | F2 | Industrial | Primary Metals | Existing | Space Heating | Natural Gas | Furnace | A | Integrated Unit Summer Peak Savings (kW) | Achievable Economic TRC Potential | 0 | 0 | 0 | 0 | 0 | 0 | 0 | 0 | 0 | 0 | 0 | 0 | 0 | 0 | 0 | 0 | 0 | 0 | 0 | 0 | 0 | 0 | 0 | 0 | 0 | 0 | 0 | 0 | 0 | 0 | 0
F3_Industrial_Primary Metals_Existing_Space Heating_Natural Gas_Furnace_A_Achievable Economic TRC Potential | F3 | Industrial | Primary Metals | Existing | Space Heating | Natural Gas | Furnace | A | Integrated Unit Winter Peak Savings (kW) | Achievable Economic TRC Potential | 0 | 0 | 0 | 0 | 0 | 0 | 0 | 0 | 0 | 0 | 0 | 0 | 0 | 0 | 0 | 0 | 0 | 0 | 0 | 0 | 0 | 0 | 0 | 0 | 0 | 0 | 0 | 0 | 0 | 0 | 0
F4_Industrial_Primary Metals_Existing_Space Heating_Natural Gas_Furnace_A_Achievable Economic TRC Potential | F4 | Industrial | Primary Metals | Existing | Space Heating | Natural Gas | Furnace | A | Incremental Energy Savings (MWh or mTherms) | Achievable Economic TRC Potential | 0 | 0 | 0 | 0 | 0 | 0.0003263 | 0.0006795 | 0.00073769 | 0.0010327 | 0.0013407 | 0.0015711 | 0.0018037 | 0.0018416 | 0.001815 | 0.0020019 | 0.0017304 | 0.0016824 | 0.0016029 | 0.001521 | 0.0016432 | 0.0016147 | 0.0016453 | 0.0017606 | 0.0017899 | 0.0018215 | 0.0018551 | 0.0018987 | 0.0019388 | 0.0019759 | 0.002265 | 0.002459
F5_Industrial_Primary Metals_Existing_Space Heating_Natural Gas_Furnace_A_Achievable Economic TRC Potential | F5 | Industrial | Primary Metals | Existing | Space Heating | Natural Gas | Furnace | A | Incremental Summer Peak Savings (MW) | Achievable Economic TRC Potential | 0 | 0 | 0 | 0 | 0 | 0 | 0 | 0 | 0 | 0 | 0 | 0 | 0 | 0 | 0 | 0 | 0 | 0 | 0 | 0 | 0 | 0 | 0 | 0 | 0 | 0 | 0 | 0 | 0 | 0 | 0
F6_Industrial_Primary Metals_Existing_Space Heating_Natural Gas_Furnace_A_Achievable Economic TRC Potential | F6 | Industrial | Primary Metals | Existing | Space Heating | Natural Gas | Furnace | A | Incremental Winter Peak Savings (MW) | Achievable Economic TRC Potential | 0 | 0 | 0 | 0 | 0 | 0 | 0 | 0 | 0 | 0 | 0 | 0 | 0 | 0 | 0 | 0 | 0 | 0 | 0 | 0 | 0 | 0 | 0 | 0 | 0 | 0 | 0 | 0 | 0 | 0 | 0
F7_Industrial_Primary Metals_Existing_Space Heating_Natural Gas_Furnace_A_Achievable Economic TRC Potential | F7 | Industrial | Primary Metals | Existing | Space Heating | Natural Gas | Furnace | A | Cumulative Energy Savings (MWh or mTherms) | Achievable Economic TRC Potential | 0 | 0 | 0 | 0 | 0 | 0.0003263 | 0.0010058 | 0.0017435 | 0.0027762 | 0.0041169 | 0.005688 | 0.0074917 | 0.0093333 | 0.011148 | 0.01315 | 0.014881 | 0.016563 | 0.018166 | 0.019687 | 0.02133 | 0.022945 | 0.02459 | 0.026351 | 0.028141 | 0.029962 | 0.031817 | 0.033716 | 0.035655 | 0 | 0 | 0
F8_Industrial_Primary Metals_Existing_Space Heating_Natural Gas_Furnace_A_Achievable Economic TRC Potential | F8 | Industrial | Primary Metals | Existing | Space Heating | Natural Gas | Furnace | A | Cumulative Summer Peak Savings (MW) | Achievable Economic TRC Potential | 0 | 0 | 0 | 0 | 0 | 0 | 0 | 0 | 0 | 0 | 0 | 0 | 0 | 0 | 0 | 0 | 0 | 0 | 0 | 0 | 0 | 0 | 0 | 0 | 0 | 0 | 0 | 0 | 0 | 0 | 0
F9_Industrial_Primary Metals_Existing_Space Heating_Natural Gas_Furnace_A_Achievable Economic TRC Potential | F9 | Industrial | Primary Metals | Existing | Space Heating | Natural Gas | Furnace | A | Cumulative Winter Peak Savings (MW) | Achievable Economic TRC Potential | 0 | 0 | 0 | 0 | 0 | 0 | 0 | 0 | 0 | 0 | 0 | 0 | 0 | 0 | 0 | 0 | 0 | 0 | 0 | 0 | 0 | 0 | 0 | 0 | 0 | 0 | 0 | 0 | 0 | 0 | 0
F10_Industrial_Primary Metals_Existing_Space Heating_Natural Gas_Furnace_A_Achievable Economic TRC Potential | F10 | Industrial | Primary Metals | Existing | Space Heating | Natural Gas | Furnace | A | Purchases (Incremental) | Achievable Economic TRC Potential | 0 | 0 | 0 | 0 | 0 | 0.0023515 | 0.0048969 | 0.0053163 | 0.0074422 | 0.009662 | 0.011322 | 0.012999 | 0.013272 | 0.01308 | 0.014427 | 0.01247 | 0.012124 | 0.011552 | 0.010961 | 0.011842 | 0.011636 | 0.011857 | 0.012688 | 0.012899 | 0.013127 | 0.013369 | 0.013683 | 0.013972 | 0.014239 | 0.016323 | 0.017721
F11_Industrial_Primary Metals_Existing_Space Heating_Natural Gas_Furnace_A_Achievable Economic TRC Potential | F11 | Industrial | Primary Metals | Existing | Space Heating | Natural Gas | Furnace | A | Purchases (Cumulative) | Achievable Economic TRC Potential | 0 | 0 | 0 | 0 | 0 | 0.0023515 | 0.0072484 | 0.012565 | 0.020007 | 0.029669 | 0.040991 | 0.05399 | 0.067261 | 0.080341 | 0.094768 | 0.10724 | 0.11936 | 0.13091 | 0.14188 | 0.15372 | 0.16535 | 0.17721 | 0.1899 | 0.2028 | 0.21592 | 0.22929 | 0.24298 | 0.25695 | 0.26335 | 0.26335 | 0.26335
F1_Industrial_Primary Metals_Existing_Space Heating_Natural Gas_Boiler_A_Achievable Economic TRC Potential | F1 | Industrial | Primary Metals | Existing | Space Heating | Natural Gas | Boiler | A | Integrated Unit Energy Savings (kWh or therms) | Achievable Economic TRC Potential | 0 | 8772.191 | 8772.191 | 8772.191 | 8772.191 | 5375.3 | 5375.3 | 5375.3 | 5375.3 | 5375.3 | 5375.3 | 5375.3 | 5375.3 | 5375.3 | 5375.3 | 5375.3 | 5375.3 | 5375.3 | 5375.3 | 5375.3 | 5375.3 | 5375.3 | 5375.3 | 792.2778 | 792.2778 | 792.2778 | 792.2778 | 792.2778 | 792.2778 | 792.2778 | 792.2778
F2_Industrial_Primary Metals_Existing_Space Heating_Natural Gas_Boiler_A_Achievable Economic TRC Potential | F2 | Industrial | Primary Metals | Existing | Space Heating | Natural Gas | Boiler | A | Integrated Unit Summer Peak Savings (kW) | Achievable Economic TRC Potential | 0 | 0 | 0 | 0 | 0 | 0 | 0 | 0 | 0 | 0 | 0 | 0 | 0 | 0 | 0 | 0 | 0 | 0 | 0 | 0 | 0 | 0 | 0 | 0 | 0 | 0 | 0 | 0 | 0 | 0 | 0
F3_Industrial_Primary Metals_Existing_Space Heating_Natural Gas_Boiler_A_Achievable Economic TRC Potential | F3 | Industrial | Primary Metals | Existing | Space Heating | Natural Gas | Boiler | A | Integrated Unit Winter Peak Savings (kW) | Achievable Economic TRC Potential | 0 | 0 | 0 | 0 | 0 | 0 | 0 | 0 | 0 | 0 | 0 | 0 | 0 | 0 | 0 | 0 | 0 | 0 | 0 | 0 | 0 | 0 | 0 | 0 | 0 | 0 | 0 | 0 | 0 | 0 | 0
F4_Industrial_Primary Metals_Existing_Space Heating_Natural Gas_Boiler_A_Achievable Economic TRC Potential | F4 | Industrial | Primary Metals | Existing | Space Heating | Natural Gas | Boiler | A | Incremental Energy Savings (MWh or mTherms) | Achievable Economic TRC Potential | 0 | 0 | 0 | 0 | 0 | 0 | 0 | 0 | 0 | 0 | 0 | 0 | 0 | 0 | 0 | 0 | 0 | 0 | 0 | 0 | 0 | 0 | 0 | 0.0030909 | 0.0046251 | 0.0054936 | 0.0060049 | 0.0063103 | 0.006433 | 0.0064617 | 0.0064362
F5_Industrial_Primary Metals_Existing_Space Heating_Natural Gas_Boiler_A_Achievable Economic TRC Potential | F5 | Industrial | Primary Metals | Existing | Space Heating | Natural Gas | Boiler | A | Incremental Summer Peak Savings (MW) | Achievable Economic TRC Potential | 0 | 0 | 0 | 0 | 0 | 0 | 0 | 0 | 0 | 0 | 0 | 0 | 0 | 0 | 0 | 0 | 0 | 0 | 0 | 0 | 0 | 0 | 0 | 0 | 0 | 0 | 0 | 0 | 0 | 0 | 0
F6_Industrial_Primary Metals_Existing_Space Heating_Natural Gas_Boiler_A_Achievable Economic TRC Potential | F6 | Industrial | Primary Metals | Existing | Space Heating | Natural Gas | Boiler | A | Incremental Winter Peak Savings (MW) | Achievable Economic TRC Potential | 0 | 0 | 0 | 0 | 0 | 0 | 0 | 0 | 0 | 0 | 0 | 0 | 0 | 0 | 0 | 0 | 0 | 0 | 0 | 0 | 0 | 0 | 0 | 0 | 0 | 0 | 0 | 0 | 0 | 0 | 0
F7_Industrial_Primary Metals_Existing_Space Heating_Natural Gas_Boiler_A_Achievable Economic TRC Potential | F7 | Industrial | Primary Metals | Existing | Space Heating | Natural Gas | Boiler | A | Cumulative Energy Savings (MWh or mTherms) | Achievable Economic TRC Potential | 0 | 0 | 0 | 0 | 0 | 0 | 0 | 0 | 0 | 0 | 0 | 0 | 0 | 0 | 0 | 0 | 0 | 0 | 0 | 0 | 0 | 0 | 0 | 0.0030909 | 0.0077159 | 0.01321 | 0.019214 | 0.025525 | 0 | 0 | 0
F8_Industrial_Primary Metals_Existing_Space Heating_Natural Gas_Boiler_A_Achievable Economic TRC Potential | F8 | Industrial | Primary Metals | Existing | Space Heating | Natural Gas | Boiler | A | Cumulative Summer Peak Savings (MW) | Achievable Economic TRC Potential | 0 | 0 | 0 | 0 | 0 | 0 | 0 | 0 | 0 | 0 | 0 | 0 | 0 | 0 | 0 | 0 | 0 | 0 | 0 | 0 | 0 | 0 | 0 | 0 | 0 | 0 | 0 | 0 | 0 | 0 | 0
F9_Industrial_Primary Metals_Existing_Space Heating_Natural Gas_Boiler_A_Achievable Economic TRC Potential | F9 | Industrial | Primary Metals | Existing | Space Heating | Natural Gas | Boiler | A | Cumulative Winter Peak Savings (MW) | Achievable Economic TRC Potential | 0 | 0 | 0 | 0 | 0 | 0 | 0 | 0 | 0 | 0 | 0 | 0 | 0 | 0 | 0 | 0 | 0 | 0 | 0 | 0 | 0 | 0 | 0 | 0 | 0 | 0 | 0 | 0 | 0 | 0 | 0
F10_Industrial_Primary Metals_Existing_Space Heating_Natural Gas_Boiler_A_Achievable Economic TRC Potential | F10 | Industrial | Primary Metals | Existing | Space Heating | Natural Gas | Boiler | A | Purchases (Incremental) | Achievable Economic TRC Potential | 0 | 0 | 0 | 0 | 0 | 0 | 0 | 0 | 0 | 0 | 0 | 0 | 0 | 0 | 0 | 0 | 0 | 0 | 0 | 0 | 0 | 0 | 0 | 0.0039012 | 0.0058377 | 0.0069339 | 0.0075793 | 0.0079648 | 0.0081197 | 0.0081559 | 0.0081237
F11_Industrial_Primary Metals_Existing_Space Heating_Natural Gas_Boiler_A_Achievable Economic TRC Potential | F11 | Industrial | Primary Metals | Existing | Space Heating | Natural Gas | Boiler | A | Purchases (Cumulative) | Achievable Economic TRC Potential | 0 | 0 | 0 | 0 | 0 | 0 | 0 | 0 | 0 | 0 | 0 | 0 | 0 | 0 | 0 | 0 | 0 | 0 | 0 | 0 | 0 | 0 | 0 | 0.0039012 | 0.0097389 | 0.016673 | 0.024252 | 0.032217 | 0.040337 | 0.048493 | 0.056616
F1_Industrial_Primary Metals_Existing_Space Heating_Natural Gas_Unit Heater_A_Achievable Economic TRC Potential | F1 | Industrial | Primary Metals | Existing | Space Heating | Natural Gas | Unit Heater | A | Integrated Unit Energy Savings (kWh or therms) | Achievable Economic TRC Potential | 0 | 28641.12 | 28641.12 | 28641.12 | 28641.12 | 15772.4108 | 15772.4108 | 15772.4108 | 15772.4108 | 15772.4108 | 15772.4108 | 15772.4108 | 15772.4108 | 15772.4108 | 15772.4108 | 15772.4108 | 15772.4108 | 15772.4108 | 15772.4108 | 15772.4108 | 15772.4108 | 15772.4108 | 15772.4108 | 15772.4108 | 15772.4108 | 15772.4108 | 15772.4108 | 15772.4108 | 15772.4108 | 15772.4108 | 15772.4108
F2_Industrial_Primary Metals_Existing_Space Heating_Natural Gas_Unit Heater_A_Achievable Economic TRC Potential | F2 | Industrial | Primary Metals | Existing | Space Heating | Natural Gas | Unit Heater | A | Integrated Unit Summer Peak Savings (kW) | Achievable Economic TRC Potential | 0 | 0 | 0 | 0 | 0 | 0 | 0 | 0 | 0 | 0 | 0 | 0 | 0 | 0 | 0 | 0 | 0 | 0 | 0 | 0 | 0 | 0 | 0 | 0 | 0 | 0 | 0 | 0 | 0 | 0 | 0
F3_Industrial_Primary Metals_Existing_Space Heating_Natural Gas_Unit Heater_A_Achievable Economic TRC Potential | F3 | Industrial | Primary Metals | Existing | Space Heating | Natural Gas | Unit Heater | A | Integrated Unit Winter Peak Savings (kW) | Achievable Economic TRC Potential | 0 | 0 | 0 | 0 | 0 | 0 | 0 | 0 | 0 | 0 | 0 | 0 | 0 | 0 | 0 | 0 | 0 | 0 | 0 | 0 | 0 | 0 | 0 | 0 | 0 | 0 | 0 | 0 | 0 | 0 | 0
F4_Industrial_Primary Metals_Existing_Space Heating_Natural Gas_Unit Heater_A_Achievable Economic TRC Potential | F4 | Industrial | Primary Metals | Existing | Space Heating | Natural Gas | Unit Heater | A | Incremental Energy Savings (MWh or mTherms) | Achievable Economic TRC Potential | 0 | 0 | 0 | 0 | 0 | 0.0050773 | 0.013804 | 0.026677 | 0.045464 | 0.0695 | 0.091481 | 0.11566 | 0.13929 | 0.16005 | 0.20518 | 0.21093 | 0.23263 | 0.22384 | 0.21801 | 0.22198 | 0.21776 | 0.23856 | 0.21855 | 0.22364 | 0.2337 | 0.24282 | 0.25333 | 0.25756 | 0.26023 | 0.26209 | 0.26246
F5_Industrial_Primary Metals_Existing_Space Heating_Natural Gas_Unit Heater_A_Achievable Economic TRC Potential | F5 | Industrial | Primary Metals | Existing | Space Heating | Natural Gas | Unit Heater | A | Incremental Summer Peak Savings (MW) | Achievable Economic TRC Potential | 0 | 0 | 0 | 0 | 0 | 0 | 0 | 0 | 0 | 0 | 0 | 0 | 0 | 0 | 0 | 0 | 0 | 0 | 0 | 0 | 0 | 0 | 0 | 0 | 0 | 0 | 0 | 0 | 0 | 0 | 0
F6_Industrial_Primary Metals_Existing_Space Heating_Natural Gas_Unit Heater_A_Achievable Economic TRC Potential | F6 | Industrial | Primary Metals | Existing | Space Heating | Natural Gas | Unit Heater | A | Incremental Winter Peak Savings (MW) | Achievable Economic TRC Potential | 0 | 0 | 0 | 0 | 0 | 0 | 0 | 0 | 0 | 0 | 0 | 0 | 0 | 0 | 0 | 0 | 0 | 0 | 0 | 0 | 0 | 0 | 0 | 0 | 0 | 0 | 0 | 0 | 0 | 0 | 0
F7_Industrial_Primary Metals_Existing_Space Heating_Natural Gas_Unit Heater_A_Achievable Economic TRC Potential | F7 | Industrial | Primary Metals | Existing | Space Heating | Natural Gas | Unit Heater | A | Cumulative Energy Savings (MWh or mTherms) | Achievable Economic TRC Potential | 0 | 0 | 0 | 0 | 0 | 0.0050773 | 0.018882 | 0.045559 | 0.091023 | 0.16052 | 0.252 | 0.36766 | 0.50695 | 0.66701 | 0.87219 | 1.0831 | 1.3157 | 1.5345 | 1.7387 | 1.934 | 2.1063 | 2.2754 | 2.4025 | 2.5104 | 2.6048 | 2.6876 | 2.7358 | 2.7824 | 0 | 0 | 0
F8_Industrial_Primary Metals_Existing_Space Heating_Natural Gas_Unit Heater_A_Achievable Economic TRC Potential | F8 | Industrial | Primary Metals | Existing | Space Heating | Natural Gas | Unit Heater | A | Cumulative Summer Peak Savings (MW) | Achievable Economic TRC Potential | 0 | 0 | 0 | 0 | 0 | 0 | 0 | 0 | 0 | 0 | 0 | 0 | 0 | 0 | 0 | 0 | 0 | 0 | 0 | 0 | 0 | 0 | 0 | 0 | 0 | 0 | 0 | 0 | 0 | 0 | 0
F9_Industrial_Primary Metals_Existing_Space Heating_Natural Gas_Unit Heater_A_Achievable Economic TRC Potential | F9 | Industrial | Primary Metals | Existing | Space Heating | Natural Gas | Unit Heater | A | Cumulative Winter Peak Savings (MW) | Achievable Economic TRC Potential | 0 | 0 | 0 | 0 | 0 | 0 | 0 | 0 | 0 | 0 | 0 | 0 | 0 | 0 | 0 | 0 | 0 | 0 | 0 | 0 | 0 | 0 | 0 | 0 | 0 | 0 | 0 | 0 | 0 | 0 | 0
F10_Industrial_Primary Metals_Existing_Space Heating_Natural Gas_Unit Heater_A_Achievable Economic TRC Potential | F10 | Industrial | Primary Metals | Existing | Space Heating | Natural Gas | Unit Heater | A | Purchases (Incremental) | Achievable Economic TRC Potential | 0 | 0 | 0 | 0 | 0 | 0.00032191 | 0.00087522 | 0.0016914 | 0.0028825 | 0.0044064 | 0.0058001 | 0.007333 | 0.0088313 | 0.010148 | 0.013009 | 0.013373 | 0.014749 | 0.014192 | 0.013823 | 0.014074 | 0.013806 | 0.015125 | 0.013857 | 0.014179 | 0.014817 | 0.015395 | 0.016061 | 0.01633 | 0.016499 | 0.016617 | 0.01664
F11_Industrial_Primary Metals_Existing_Space Heating_Natural Gas_Unit Heater_A_Achievable Economic TRC Potential | F11 | Industrial | Primary Metals | Existing | Space Heating | Natural Gas | Unit Heater | A | Purchases (Cumulative) | Achievable Economic TRC Potential | 0 | 0 | 0 | 0 | 0 | 0.00032191 | 0.0011971 | 0.0028885 | 0.005771 | 0.010177 | 0.015978 | 0.023311 | 0.032142 | 0.04229 | 0.055298 | 0.068672 | 0.083421 | 0.097291 | 0.11024 | 0.12262 | 0.13355 | 0.14426 | 0.15232 | 0.15917 | 0.16515 | 0.1704 | 0.17345 | 0.17641 | 0.17816 | 0.18058 | 0.1834
F1_Industrial_Primary Metals_New_Space Heating_Natural Gas_Furnace_A_Achievable Economic TRC Potential | F1 | Industrial | Primary Metals | New | Space Heating | Natural Gas | Furnace | A | Integrated Unit Energy Savings (kWh or therms) | Achievable Economic TRC Potential | 0 | 0 | 0 | 0 | 0 | 0 | 0 | 0 | 0 | 0 | 0 | 0 | 0 | 0 | 0 | 0 | 0 | 0 | 0 | 0 | 0 | 0 | 0 | 0 | 0 | 0 | 0 | 0 | 0 | 0 | 0
F2_Industrial_Primary Metals_New_Space Heating_Natural Gas_Furnace_A_Achievable Economic TRC Potential | F2 | Industrial | Primary Metals | New | Space Heating | Natural Gas | Furnace | A | Integrated Unit Summer Peak Savings (kW) | Achievable Economic TRC Potential | 0 | 0 | 0 | 0 | 0 | 0 | 0 | 0 | 0 | 0 | 0 | 0 | 0 | 0 | 0 | 0 | 0 | 0 | 0 | 0 | 0 | 0 | 0 | 0 | 0 | 0 | 0 | 0 | 0 | 0 | 0
F3_Industrial_Primary Metals_New_Space Heating_Natural Gas_Furnace_A_Achievable Economic TRC Potential | F3 | Industrial | Primary Metals | New | Space Heating | Natural Gas | Furnace | A | Integrated Unit Winter Peak Savings (kW) | Achievable Economic TRC Potential | 0 | 0 | 0 | 0 | 0 | 0 | 0 | 0 | 0 | 0 | 0 | 0 | 0 | 0 | 0 | 0 | 0 | 0 | 0 | 0 | 0 | 0 | 0 | 0 | 0 | 0 | 0 | 0 | 0 | 0 | 0
F4_Industrial_Primary Metals_New_Space Heating_Natural Gas_Furnace_A_Achievable Economic TRC Potential | F4 | Industrial | Primary Metals | New | Space Heating | Natural Gas | Furnace | A | Incremental Energy Savings (MWh or mTherms) | Achievable Economic TRC Potential | 0 | 0 | 0 | 0 | 0 | 0 | 0 | 0 | 0 | 0 | 0 | 0 | 0 | 0 | 0 | 0 | 0 | 0 | 0 | 0 | 0 | 0 | 0 | 0 | 0 | 0 | 0 | 0 | 0 | 0 | 0
F5_Industrial_Primary Metals_New_Space Heating_Natural Gas_Furnace_A_Achievable Economic TRC Potential | F5 | Industrial | Primary Metals | New | Space Heating | Natural Gas | Furnace | A | Incremental Summer Peak Savings (MW) | Achievable Economic TRC Potential | 0 | 0 | 0 | 0 | 0 | 0 | 0 | 0 | 0 | 0 | 0 | 0 | 0 | 0 | 0 | 0 | 0 | 0 | 0 | 0 | 0 | 0 | 0 | 0 | 0 | 0 | 0 | 0 | 0 | 0 | 0
F6_Industrial_Primary Metals_New_Space Heating_Natural Gas_Furnace_A_Achievable Economic TRC Potential | F6 | Industrial | Primary Metals | New | Space Heating | Natural Gas | Furnace | A | Incremental Winter Peak Savings (MW) | Achievable Economic TRC Potential | 0 | 0 | 0 | 0 | 0 | 0 | 0 | 0 | 0 | 0 | 0 | 0 | 0 | 0 | 0 | 0 | 0 | 0 | 0 | 0 | 0 | 0 | 0 | 0 | 0 | 0 | 0 | 0 | 0 | 0 | 0
F7_Industrial_Primary Metals_New_Space Heating_Natural Gas_Furnace_A_Achievable Economic TRC Potential | F7 | Industrial | Primary Metals | New | Space Heating | Natural Gas | Furnace | A | Cumulative Energy Savings (MWh or mTherms) | Achievable Economic TRC Potential | 0 | 0 | 0 | 0 | 0 | 0 | 0 | 0 | 0 | 0 | 0 | 0 | 0 | 0 | 0 | 0 | 0 | 0 | 0 | 0 | 0 | 0 | 0 | 0 | 0 | 0 | 0 | 0 | 0 | 0 | 0
F8_Industrial_Primary Metals_New_Space Heating_Natural Gas_Furnace_A_Achievable Economic TRC Potential | F8 | Industrial | Primary Metals | New | Space Heating | Natural Gas | Furnace | A | Cumulative Summer Peak Savings (MW) | Achievable Economic TRC Potential | 0 | 0 | 0 | 0 | 0 | 0 | 0 | 0 | 0 | 0 | 0 | 0 | 0 | 0 | 0 | 0 | 0 | 0 | 0 | 0 | 0 | 0 | 0 | 0 | 0 | 0 | 0 | 0 | 0 | 0 | 0
F9_Industrial_Primary Metals_New_Space Heating_Natural Gas_Furnace_A_Achievable Economic TRC Potential | F9 | Industrial | Primary Metals | New | Space Heating | Natural Gas | Furnace | A | Cumulative Winter Peak Savings (MW) | Achievable Economic TRC Potential | 0 | 0 | 0 | 0 | 0 | 0 | 0 | 0 | 0 | 0 | 0 | 0 | 0 | 0 | 0 | 0 | 0 | 0 | 0 | 0 | 0 | 0 | 0 | 0 | 0 | 0 | 0 | 0 | 0 | 0 | 0
F10_Industrial_Primary Metals_New_Space Heating_Natural Gas_Furnace_A_Achievable Economic TRC Potential | F10 | Industrial | Primary Metals | New | Space Heating | Natural Gas | Furnace | A | Purchases (Incremental) | Achievable Economic TRC Potential | 0 | 0 | 0 | 0 | 0 | 0 | 0 | 0 | 0 | 0 | 0 | 0 | 0 | 0 | 0 | 0 | 0 | 0 | 0 | 0 | 0 | 0 | 0 | 0 | 0 | 0 | 0 | 0 | 0 | 0 | 0
F11_Industrial_Primary Metals_New_Space Heating_Natural Gas_Furnace_A_Achievable Economic TRC Potential | F11 | Industrial | Primary Metals | New | Space Heating | Natural Gas | Furnace | A | Purchases (Cumulative) | Achievable Economic TRC Potential | 0 | 0 | 0 | 0 | 0 | 0 | 0 | 0 | 0 | 0 | 0 | 0 | 0 | 0 | 0 | 0 | 0 | 0 | 0 | 0 | 0 | 0 | 0 | 0 | 0 | 0 | 0 | 0 | 0 | 0 | 0
F1_Industrial_Primary Metals_New_Space Heating_Natural Gas_Boiler_A_Achievable Economic TRC Potential | F1 | Industrial | Primary Metals | New | Space Heating | Natural Gas | Boiler | A | Integrated Unit Energy Savings (kWh or therms) | Achievable Economic TRC Potential | 0 | 0 | 0 | 0 | 0 | 0 | 0 | 0 | 0 | 0 | 0 | 0 | 0 | 0 | 0 | 0 | 0 | 0 | 0 | 0 | 0 | 0 | 0 | 0 | 0 | 0 | 0 | 0 | 0 | 0 | 0
F2_Industrial_Primary Metals_New_Space Heating_Natural Gas_Boiler_A_Achievable Economic TRC Potential | F2 | Industrial | Primary Metals | New | Space Heating | Natural Gas | Boiler | A | Integrated Unit Summer Peak Savings (kW) | Achievable Economic TRC Potential | 0 | 0 | 0 | 0 | 0 | 0 | 0 | 0 | 0 | 0 | 0 | 0 | 0 | 0 | 0 | 0 | 0 | 0 | 0 | 0 | 0 | 0 | 0 | 0 | 0 | 0 | 0 | 0 | 0 | 0 | 0
F3_Industrial_Primary Metals_New_Space Heating_Natural Gas_Boiler_A_Achievable Economic TRC Potential | F3 | Industrial | Primary Metals | New | Space Heating | Natural Gas | Boiler | A | Integrated Unit Winter Peak Savings (kW) | Achievable Economic TRC Potential | 0 | 0 | 0 | 0 | 0 | 0 | 0 | 0 | 0 | 0 | 0 | 0 | 0 | 0 | 0 | 0 | 0 | 0 | 0 | 0 | 0 | 0 | 0 | 0 | 0 | 0 | 0 | 0 | 0 | 0 | 0
F4_Industrial_Primary Metals_New_Space Heating_Natural Gas_Boiler_A_Achievable Economic TRC Potential | F4 | Industrial | Primary Metals | New | Space Heating | Natural Gas | Boiler | A | Incremental Energy Savings (MWh or mTherms) | Achievable Economic TRC Potential | 0 | 0 | 0 | 0 | 0 | 0 | 0 | 0 | 0 | 0 | 0 | 0 | 0 | 0 | 0 | 0 | 0 | 0 | 0 | 0 | 0 | 0 | 0 | 0 | 0 | 0 | 0 | 0 | 0 | 0 | 0
F5_Industrial_Primary Metals_New_Space Heating_Natural Gas_Boiler_A_Achievable Economic TRC Potential | F5 | Industrial | Primary Metals | New | Space Heating | Natural Gas | Boiler | A | Incremental Summer Peak Savings (MW) | Achievable Economic TRC Potential | 0 | 0 | 0 | 0 | 0 | 0 | 0 | 0 | 0 | 0 | 0 | 0 | 0 | 0 | 0 | 0 | 0 | 0 | 0 | 0 | 0 | 0 | 0 | 0 | 0 | 0 | 0 | 0 | 0 | 0 | 0
F6_Industrial_Primary Metals_New_Space Heating_Natural Gas_Boiler_A_Achievable Economic TRC Potential | F6 | Industrial | Primary Metals | New | Space Heating | Natural Gas | Boiler | A | Incremental Winter Peak Savings (MW) | Achievable Economic TRC Potential | 0 | 0 | 0 | 0 | 0 | 0 | 0 | 0 | 0 | 0 | 0 | 0 | 0 | 0 | 0 | 0 | 0 | 0 | 0 | 0 | 0 | 0 | 0 | 0 | 0 | 0 | 0 | 0 | 0 | 0 | 0
F7_Industrial_Primary Metals_New_Space Heating_Natural Gas_Boiler_A_Achievable Economic TRC Potential | F7 | Industrial | Primary Metals | New | Space Heating | Natural Gas | Boiler | A | Cumulative Energy Savings (MWh or mTherms) | Achievable Economic TRC Potential | 0 | 0 | 0 | 0 | 0 | 0 | 0 | 0 | 0 | 0 | 0 | 0 | 0 | 0 | 0 | 0 | 0 | 0 | 0 | 0 | 0 | 0 | 0 | 0 | 0 | 0 | 0 | 0 | 0 | 0 | 0
F8_Industrial_Primary Metals_New_Space Heating_Natural Gas_Boiler_A_Achievable Economic TRC Potential | F8 | Industrial | Primary Metals | New | Space Heating | Natural Gas | Boiler | A | Cumulative Summer Peak Savings (MW) | Achievable Economic TRC Potential | 0 | 0 | 0 | 0 | 0 | 0 | 0 | 0 | 0 | 0 | 0 | 0 | 0 | 0 | 0 | 0 | 0 | 0 | 0 | 0 | 0 | 0 | 0 | 0 | 0 | 0 | 0 | 0 | 0 | 0 | 0
F9_Industrial_Primary Metals_New_Space Heating_Natural Gas_Boiler_A_Achievable Economic TRC Potential | F9 | Industrial | Primary Metals | New | Space Heating | Natural Gas | Boiler | A | Cumulative Winter Peak Savings (MW) | Achievable Economic TRC Potential | 0 | 0 | 0 | 0 | 0 | 0 | 0 | 0 | 0 | 0 | 0 | 0 | 0 | 0 | 0 | 0 | 0 | 0 | 0 | 0 | 0 | 0 | 0 | 0 | 0 | 0 | 0 | 0 | 0 | 0 | 0
F10_Industrial_Primary Metals_New_Space Heating_Natural Gas_Boiler_A_Achievable Economic TRC Potential | F10 | Industrial | Primary Metals | New | Space Heating | Natural Gas | Boiler | A | Purchases (Incremental) | Achievable Economic TRC Potential | 0 | 0 | 0 | 0 | 0 | 0 | 0 | 0 | 0 | 0 | 0 | 0 | 0 | 0 | 0 | 0 | 0 | 0 | 0 | 0 | 0 | 0 | 0 | 0 | 0 | 0 | 0 | 0 | 0 | 0 | 0
F11_Industrial_Primary Metals_New_Space Heating_Natural Gas_Boiler_A_Achievable Economic TRC Potential | F11 | Industrial | Primary Metals | New | Space Heating | Natural Gas | Boiler | A | Purchases (Cumulative) | Achievable Economic TRC Potential | 0 | 0 | 0 | 0 | 0 | 0 | 0 | 0 | 0 | 0 | 0 | 0 | 0 | 0 | 0 | 0 | 0 | 0 | 0 | 0 | 0 | 0 | 0 | 0 | 0 | 0 | 0 | 0 | 0 | 0 | 0
F1_Industrial_Primary Metals_New_Space Heating_Natural Gas_Unit Heater_A_Achievable Economic TRC Potential | F1 | Industrial | Primary Metals | New | Space Heating | Natural Gas | Unit Heater | A | Integrated Unit Energy Savings (kWh or therms) | Achievable Economic TRC Potential | 0 | 28641.12 | 28641.12 | 28641.12 | 28641.12 | 15772.4108 | 15772.4108 | 15772.4108 | 15772.4108 | 15772.4108 | 15772.4108 | 15772.4108 | 15772.4108 | 15772.4108 | 15772.4108 | 15772.4108 | 15772.4108 | 15772.4108 | 15772.4108 | 15772.4108 | 15772.4108 | 15772.4108 | 15772.4108 | 15772.4108 | 15772.4108 | 15772.4108 | 15772.4108 | 15772.4108 | 15772.4108 | 15772.4108 | 15772.4108
F2_Industrial_Primary Metals_New_Space Heating_Natural Gas_Unit Heater_A_Achievable Economic TRC Potential | F2 | Industrial | Primary Metals | New | Space Heating | Natural Gas | Unit Heater | A | Integrated Unit Summer Peak Savings (kW) | Achievable Economic TRC Potential | 0 | 0 | 0 | 0 | 0 | 0 | 0 | 0 | 0 | 0 | 0 | 0 | 0 | 0 | 0 | 0 | 0 | 0 | 0 | 0 | 0 | 0 | 0 | 0 | 0 | 0 | 0 | 0 | 0 | 0 | 0
F3_Industrial_Primary Metals_New_Space Heating_Natural Gas_Unit Heater_A_Achievable Economic TRC Potential | F3 | Industrial | Primary Metals | New | Space Heating | Natural Gas | Unit Heater | A | Integrated Unit Winter Peak Savings (kW) | Achievable Economic TRC Potential | 0 | 0 | 0 | 0 | 0 | 0 | 0 | 0 | 0 | 0 | 0 | 0 | 0 | 0 | 0 | 0 | 0 | 0 | 0 | 0 | 0 | 0 | 0 | 0 | 0 | 0 | 0 | 0 | 0 | 0 | 0
F4_Industrial_Primary Metals_New_Space Heating_Natural Gas_Unit Heater_A_Achievable Economic TRC Potential | F4 | Industrial | Primary Metals | New | Space Heating | Natural Gas | Unit Heater | A | Incremental Energy Savings (MWh or mTherms) | Achievable Economic TRC Potential | 0 | 0 | 0 | 0 | 0 | 0.0018786 | 0.0036926 | 0.0055359 | 0.0073377 | 0.0091771 | 0.010838 | 0.01421 | 0.017215 | 0.019677 | 0.021633 | 0.023625 | 0.025115 | 0.026516 | 0.033657 | 0.033092 | 0.032718 | 0.033029 | 0.033714 | 0.034353 | 0.035143 | 0.035978 | 0.036962 | 0.037834 | 0.040382 | 0.042246 | 0.043557
F5_Industrial_Primary Metals_New_Space Heating_Natural Gas_Unit Heater_A_Achievable Economic TRC Potential | F5 | Industrial | Primary Metals | New | Space Heating | Natural Gas | Unit Heater | A | Incremental Summer Peak Savings (MW) | Achievable Economic TRC Potential | 0 | 0 | 0 | 0 | 0 | 0 | 0 | 0 | 0 | 0 | 0 | 0 | 0 | 0 | 0 | 0 | 0 | 0 | 0 | 0 | 0 | 0 | 0 | 0 | 0 | 0 | 0 | 0 | 0 | 0 | 0
F6_Industrial_Primary Metals_New_Space Heating_Natural Gas_Unit Heater_A_Achievable Economic TRC Potential | F6 | Industrial | Primary Metals | New | Space Heating | Natural Gas | Unit Heater | A | Incremental Winter Peak Savings (MW) | Achievable Economic TRC Potential | 0 | 0 | 0 | 0 | 0 | 0 | 0 | 0 | 0 | 0 | 0 | 0 | 0 | 0 | 0 | 0 | 0 | 0 | 0 | 0 | 0 | 0 | 0 | 0 | 0 | 0 | 0 | 0 | 0 | 0 | 0
F7_Industrial_Primary Metals_New_Space Heating_Natural Gas_Unit Heater_A_Achievable Economic TRC Potential | F7 | Industrial | Primary Metals | New | Space Heating | Natural Gas | Unit Heater | A | Cumulative Energy Savings (MWh or mTherms) | Achievable Economic TRC Potential | 0 | 0 | 0 | 0 | 0 | 0.0018786 | 0.0055712 | 0.011107 | 0.018445 | 0.027622 | 0.03846 | 0.05267 | 0.069885 | 0.089562 | 0.11119 | 0.13482 | 0.15993 | 0.18457 | 0.21454 | 0.24209 | 0.26747 | 0.29132 | 0.3142 | 0.33434 | 0.35227 | 0.36857 | 0.3839 | 0.39811 | 0 | 0 | 0
F8_Industrial_Primary Metals_New_Space Heating_Natural Gas_Unit Heater_A_Achievable Economic TRC Potential | F8 | Industrial | Primary Metals | New | Space Heating | Natural Gas | Unit Heater | A | Cumulative Summer Peak Savings (MW) | Achievable Economic TRC Potential | 0 | 0 | 0 | 0 | 0 | 0 | 0 | 0 | 0 | 0 | 0 | 0 | 0 | 0 | 0 | 0 | 0 | 0 | 0 | 0 | 0 | 0 | 0 | 0 | 0 | 0 | 0 | 0 | 0 | 0 | 0
F9_Industrial_Primary Metals_New_Space Heating_Natural Gas_Unit Heater_A_Achievable Economic TRC Potential | F9 | Industrial | Primary Metals | New | Space Heating | Natural Gas | Unit Heater | A | Cumulative Winter Peak Savings (MW) | Achievable Economic TRC Potential | 0 | 0 | 0 | 0 | 0 | 0 | 0 | 0 | 0 | 0 | 0 | 0 | 0 | 0 | 0 | 0 | 0 | 0 | 0 | 0 | 0 | 0 | 0 | 0 | 0 | 0 | 0 | 0 | 0 | 0 | 0
F10_Industrial_Primary Metals_New_Space Heating_Natural Gas_Unit Heater_A_Achievable Economic TRC Potential | F10 | Industrial | Primary Metals | New | Space Heating | Natural Gas | Unit Heater | A | Purchases (Incremental) | Achievable Economic TRC Potential | 0 | 0 | 0 | 0 | 0 | 0.00011911 | 0.00023412 | 0.00035099 | 0.00046522 | 0.00058184 | 0.00068714 | 0.00090093 | 0.0010915 | 0.0012475 | 0.0013716 | 0.0014979 | 0.0015923 | 0.0016811 | 0.0021339 | 0.0020981 | 0.0020744 | 0.0020941 | 0.0021375 | 0.002178 | 0.0022281 | 0.0022811 | 0.0023435 | 0.0023988 | 0.0025603 | 0.0026785 | 0.0027616
F11_Industrial_Primary Metals_New_Space Heating_Natural Gas_Unit Heater_A_Achievable Economic TRC Potential | F11 | Industrial | Primary Metals | New | Space Heating | Natural Gas | Unit Heater | A | Purchases (Cumulative) | Achievable Economic TRC Potential | 0 | 0 | 0 | 0 | 0 | 0.00011911 | 0.00035323 | 0.00070421 | 0.0011694 | 0.0017513 | 0.0024384 | 0.0033394 | 0.0044308 | 0.0056784 | 0.00705 | 0.0085478 | 0.01014 | 0.011702 | 0.013602 | 0.015349 | 0.016958 | 0.01847 | 0.019921 | 0.021198 | 0.022335 | 0.023368 | 0.02434 | 0.025241 | 0.026209 | 0.027206 | 0.027834
F1_Industrial_Stone, Clay, and Glass_Existing_Space Heating_Natural Gas_Furnace_A_Achievable Economic TRC Potential | F1 | Industrial | Stone, Clay, and Glass | Existing | Space Heating | Natural Gas | Furnace | A | Integrated Unit Energy Savings (kWh or therms) | Achievable Economic TRC Potential | 0 | 505.0924 | 505.0924 | 505.0924 | 505.0924 | 138.7616 | 138.7616 | 138.7616 | 138.7616 | 138.7616 | 138.7616 | 138.7616 | 138.7616 | 138.7616 | 138.7616 | 138.7616 | 138.7616 | 138.7616 | 138.7616 | 138.7616 | 138.7616 | 138.7616 | 138.7616 | 138.7616 | 138.7616 | 138.7616 | 138.7616 | 138.7616 | 138.7616 | 138.7616 | 138.7616
F2_Industrial_Stone, Clay, and Glass_Existing_Space Heating_Natural Gas_Furnace_A_Achievable Economic TRC Potential | F2 | Industrial | Stone, Clay, and Glass | Existing | Space Heating | Natural Gas | Furnace | A | Integrated Unit Summer Peak Savings (kW) | Achievable Economic TRC Potential | 0 | 0 | 0 | 0 | 0 | 0 | 0 | 0 | 0 | 0 | 0 | 0 | 0 | 0 | 0 | 0 | 0 | 0 | 0 | 0 | 0 | 0 | 0 | 0 | 0 | 0 | 0 | 0 | 0 | 0 | 0
F3_Industrial_Stone, Clay, and Glass_Existing_Space Heating_Natural Gas_Furnace_A_Achievable Economic TRC Potential | F3 | Industrial | Stone, Clay, and Glass | Existing | Space Heating | Natural Gas | Furnace | A | Integrated Unit Winter Peak Savings (kW) | Achievable Economic TRC Potential | 0 | 0 | 0 | 0 | 0 | 0 | 0 | 0 | 0 | 0 | 0 | 0 | 0 | 0 | 0 | 0 | 0 | 0 | 0 | 0 | 0 | 0 | 0 | 0 | 0 | 0 | 0 | 0 | 0 | 0 | 0
F4_Industrial_Stone, Clay, and Glass_Existing_Space Heating_Natural Gas_Furnace_A_Achievable Economic TRC Potential | F4 | Industrial | Stone, Clay, and Glass | Existing | Space Heating | Natural Gas | Furnace | A | Incremental Energy Savings (MWh or mTherms) | Achievable Economic TRC Potential | 0 | 0 | 0 | 0 | 0 | 0.0003339 | 0.00069533 | 0.00075488 | 0.0010567 | 0.0013719 | 0.0016076 | 0.0018457 | 0.0018845 | 0.0018572 | 0.0020486 | 0.0017707 | 0.0017216 | 0.0016403 | 0.0015564 | 0.0016815 | 0.0016523 | 0.0016836 | 0.0018017 | 0.0018315 | 0.0018639 | 0.0018983 | 0.0019429 | 0.001984 | 0.0020219 | 0.0023178 | 0.0025163
F5_Industrial_Stone, Clay, and Glass_Existing_Space Heating_Natural Gas_Furnace_A_Achievable Economic TRC Potential | F5 | Industrial | Stone, Clay, and Glass | Existing | Space Heating | Natural Gas | Furnace | A | Incremental Summer Peak Savings (MW) | Achievable Economic TRC Potential | 0 | 0 | 0 | 0 | 0 | 0 | 0 | 0 | 0 | 0 | 0 | 0 | 0 | 0 | 0 | 0 | 0 | 0 | 0 | 0 | 0 | 0 | 0 | 0 | 0 | 0 | 0 | 0 | 0 | 0 | 0
F6_Industrial_Stone, Clay, and Glass_Existing_Space Heating_Natural Gas_Furnace_A_Achievable Economic TRC Potential | F6 | Industrial | Stone, Clay, and Glass | Existing | Space Heating | Natural Gas | Furnace | A | Incremental Winter Peak Savings (MW) | Achievable Economic TRC Potential | 0 | 0 | 0 | 0 | 0 | 0 | 0 | 0 | 0 | 0 | 0 | 0 | 0 | 0 | 0 | 0 | 0 | 0 | 0 | 0 | 0 | 0 | 0 | 0 | 0 | 0 | 0 | 0 | 0 | 0 | 0
F7_Industrial_Stone, Clay, and Glass_Existing_Space Heating_Natural Gas_Furnace_A_Achievable Economic TRC Potential | F7 | Industrial | Stone, Clay, and Glass | Existing | Space Heating | Natural Gas | Furnace | A | Cumulative Energy Savings (MWh or mTherms) | Achievable Economic TRC Potential | 0 | 0 | 0 | 0 | 0 | 0.0003339 | 0.0010292 | 0.0017841 | 0.0028409 | 0.0042128 | 0.0058204 | 0.0076662 | 0.0095507 | 0.011408 | 0.013456 | 0.015227 | 0.016949 | 0.018589 | 0.020145 | 0.021827 | 0.023479 | 0.025163 | 0.026964 | 0.028796 | 0.03066 | 0.032558 | 0.034501 | 0.036485 | 0 | 0 | 0
F8_Industrial_Stone, Clay, and Glass_Existing_Space Heating_Natural Gas_Furnace_A_Achievable Economic TRC Potential | F8 | Industrial | Stone, Clay, and Glass | Existing | Space Heating | Natural Gas | Furnace | A | Cumulative Summer Peak Savings (MW) | Achievable Economic TRC Potential | 0 | 0 | 0 | 0 | 0 | 0 | 0 | 0 | 0 | 0 | 0 | 0 | 0 | 0 | 0 | 0 | 0 | 0 | 0 | 0 | 0 | 0 | 0 | 0 | 0 | 0 | 0 | 0 | 0 | 0 | 0
F9_Industrial_Stone, Clay, and Glass_Existing_Space Heating_Natural Gas_Furnace_A_Achievable Economic TRC Potential | F9 | Industrial | Stone, Clay, and Glass | Existing | Space Heating | Natural Gas | Furnace | A | Cumulative Winter Peak Savings (MW) | Achievable Economic TRC Potential | 0 | 0 | 0 | 0 | 0 | 0 | 0 | 0 | 0 | 0 | 0 | 0 | 0 | 0 | 0 | 0 | 0 | 0 | 0 | 0 | 0 | 0 | 0 | 0 | 0 | 0 | 0 | 0 | 0 | 0 | 0
F10_Industrial_Stone, Clay, and Glass_Existing_Space Heating_Natural Gas_Furnace_A_Achievable Economic TRC Potential | F10 | Industrial | Stone, Clay, and Glass | Existing | Space Heating | Natural Gas | Furnace | A | Purchases (Incremental) | Achievable Economic TRC Potential | 0 | 0 | 0 | 0 | 0 | 0.0024063 | 0.005011 | 0.0054401 | 0.0076156 | 0.0098871 | 0.011586 | 0.013301 | 0.013581 | 0.013384 | 0.014763 | 0.012761 | 0.012407 | 0.011821 | 0.011216 | 0.012118 | 0.011907 | 0.012133 | 0.012984 | 0.013199 | 0.013432 | 0.01368 | 0.014002 | 0.014298 | 0.014571 | 0.016703 | 0.018134
F11_Industrial_Stone, Clay, and Glass_Existing_Space Heating_Natural Gas_Furnace_A_Achievable Economic TRC Potential | F11 | Industrial | Stone, Clay, and Glass | Existing | Space Heating | Natural Gas | Furnace | A | Purchases (Cumulative) | Achievable Economic TRC Potential | 0 | 0 | 0 | 0 | 0 | 0.0024063 | 0.0074173 | 0.012857 | 0.020473 | 0.03036 | 0.041946 | 0.055247 | 0.068828 | 0.082212 | 0.096975 | 0.10974 | 0.12214 | 0.13396 | 0.14518 | 0.1573 | 0.16921 | 0.18134 | 0.19432 | 0.20752 | 0.22095 | 0.23463 | 0.24864 | 0.26293 | 0.26948 | 0.26948 | 0.26948
F1_Industrial_Stone, Clay, and Glass_Existing_Space Heating_Natural Gas_Boiler_A_Achievable Economic TRC Potential | F1 | Industrial | Stone, Clay, and Glass | Existing | Space Heating | Natural Gas | Boiler | A | Integrated Unit Energy Savings (kWh or therms) | Achievable Economic TRC Potential | 0 | 8772.191 | 8772.191 | 8772.191 | 8772.191 | 5375.3 | 5375.3 | 5375.3 | 5375.3 | 5375.3 | 5375.3 | 5375.3 | 5375.3 | 5375.3 | 5375.3 | 5375.3 | 5375.3 | 5375.3 | 5375.3 | 5375.3 | 5375.3 | 5375.3 | 5375.3 | 792.2778 | 792.2778 | 792.2778 | 792.2778 | 792.2778 | 792.2778 | 792.2778 | 792.2778
F2_Industrial_Stone, Clay, and Glass_Existing_Space Heating_Natural Gas_Boiler_A_Achievable Economic TRC Potential | F2 | Industrial | Stone, Clay, and Glass | Existing | Space Heating | Natural Gas | Boiler | A | Integrated Unit Summer Peak Savings (kW) | Achievable Economic TRC Potential | 0 | 0 | 0 | 0 | 0 | 0 | 0 | 0 | 0 | 0 | 0 | 0 | 0 | 0 | 0 | 0 | 0 | 0 | 0 | 0 | 0 | 0 | 0 | 0 | 0 | 0 | 0 | 0 | 0 | 0 | 0
F3_Industrial_Stone, Clay, and Glass_Existing_Space Heating_Natural Gas_Boiler_A_Achievable Economic TRC Potential | F3 | Industrial | Stone, Clay, and Glass | Existing | Space Heating | Natural Gas | Boiler | A | Integrated Unit Winter Peak Savings (kW) | Achievable Economic TRC Potential | 0 | 0 | 0 | 0 | 0 | 0 | 0 | 0 | 0 | 0 | 0 | 0 | 0 | 0 | 0 | 0 | 0 | 0 | 0 | 0 | 0 | 0 | 0 | 0 | 0 | 0 | 0 | 0 | 0 | 0 | 0
F4_Industrial_Stone, Clay, and Glass_Existing_Space Heating_Natural Gas_Boiler_A_Achievable Economic TRC Potential | F4 | Industrial | Stone, Clay, and Glass | Existing | Space Heating | Natural Gas | Boiler | A | Incremental Energy Savings (MWh or mTherms) | Achievable Economic TRC Potential | 0 | 0 | 0 | 0 | 0 | 0 | 0 | 0 | 0 | 0 | 0 | 0 | 0 | 0 | 0 | 0 | 0 | 0 | 0 | 0 | 0 | 0 | 0 | 0.0031629 | 0.0047328 | 0.0056215 | 0.0061448 | 0.0064573 | 0.0065829 | 0.0066122 | 0.0065862
F5_Industrial_Stone, Clay, and Glass_Existing_Space Heating_Natural Gas_Boiler_A_Achievable Economic TRC Potential | F5 | Industrial | Stone, Clay, and Glass | Existing | Space Heating | Natural Gas | Boiler | A | Incremental Summer Peak Savings (MW) | Achievable Economic TRC Potential | 0 | 0 | 0 | 0 | 0 | 0 | 0 | 0 | 0 | 0 | 0 | 0 | 0 | 0 | 0 | 0 | 0 | 0 | 0 | 0 | 0 | 0 | 0 | 0 | 0 | 0 | 0 | 0 | 0 | 0 | 0
F6_Industrial_Stone, Clay, and Glass_Existing_Space Heating_Natural Gas_Boiler_A_Achievable Economic TRC Potential | F6 | Industrial | Stone, Clay, and Glass | Existing | Space Heating | Natural Gas | Boiler | A | Incremental Winter Peak Savings (MW) | Achievable Economic TRC Potential | 0 | 0 | 0 | 0 | 0 | 0 | 0 | 0 | 0 | 0 | 0 | 0 | 0 | 0 | 0 | 0 | 0 | 0 | 0 | 0 | 0 | 0 | 0 | 0 | 0 | 0 | 0 | 0 | 0 | 0 | 0
F7_Industrial_Stone, Clay, and Glass_Existing_Space Heating_Natural Gas_Boiler_A_Achievable Economic TRC Potential | F7 | Industrial | Stone, Clay, and Glass | Existing | Space Heating | Natural Gas | Boiler | A | Cumulative Energy Savings (MWh or mTherms) | Achievable Economic TRC Potential | 0 | 0 | 0 | 0 | 0 | 0 | 0 | 0 | 0 | 0 | 0 | 0 | 0 | 0 | 0 | 0 | 0 | 0 | 0 | 0 | 0 | 0 | 0 | 0.0031629 | 0.0078957 | 0.013517 | 0.019662 | 0.026119 | 0 | 0 | 0
F8_Industrial_Stone, Clay, and Glass_Existing_Space Heating_Natural Gas_Boiler_A_Achievable Economic TRC Potential | F8 | Industrial | Stone, Clay, and Glass | Existing | Space Heating | Natural Gas | Boiler | A | Cumulative Summer Peak Savings (MW) | Achievable Economic TRC Potential | 0 | 0 | 0 | 0 | 0 | 0 | 0 | 0 | 0 | 0 | 0 | 0 | 0 | 0 | 0 | 0 | 0 | 0 | 0 | 0 | 0 | 0 | 0 | 0 | 0 | 0 | 0 | 0 | 0 | 0 | 0
F9_Industrial_Stone, Clay, and Glass_Existing_Space Heating_Natural Gas_Boiler_A_Achievable Economic TRC Potential | F9 | Industrial | Stone, Clay, and Glass | Existing | Space Heating | Natural Gas | Boiler | A | Cumulative Winter Peak Savings (MW) | Achievable Economic TRC Potential | 0 | 0 | 0 | 0 | 0 | 0 | 0 | 0 | 0 | 0 | 0 | 0 | 0 | 0 | 0 | 0 | 0 | 0 | 0 | 0 | 0 | 0 | 0 | 0 | 0 | 0 | 0 | 0 | 0 | 0 | 0
F10_Industrial_Stone, Clay, and Glass_Existing_Space Heating_Natural Gas_Boiler_A_Achievable Economic TRC Potential | F10 | Industrial | Stone, Clay, and Glass | Existing | Space Heating | Natural Gas | Boiler | A | Purchases (Incremental) | Achievable Economic TRC Potential | 0 | 0 | 0 | 0 | 0 | 0 | 0 | 0 | 0 | 0 | 0 | 0 | 0 | 0 | 0 | 0 | 0 | 0 | 0 | 0 | 0 | 0 | 0 | 0.0039921 | 0.0059737 | 0.0070954 | 0.0077559 | 0.0081503 | 0.0083088 | 0.0083459 | 0.0083129
F11_Industrial_Stone, Clay, and Glass_Existing_Space Heating_Natural Gas_Boiler_A_Achievable Economic TRC Potential | F11 | Industrial | Stone, Clay, and Glass | Existing | Space Heating | Natural Gas | Boiler | A | Purchases (Cumulative) | Achievable Economic TRC Potential | 0 | 0 | 0 | 0 | 0 | 0 | 0 | 0 | 0 | 0 | 0 | 0 | 0 | 0 | 0 | 0 | 0 | 0 | 0 | 0 | 0 | 0 | 0 | 0.0039921 | 0.0099658 | 0.017061 | 0.024817 | 0.032967 | 0.041276 | 0.049622 | 0.057935
F1_Industrial_Stone, Clay, and Glass_Existing_Space Heating_Natural Gas_Unit Heater_A_Achievable Economic TRC Potential | F1 | Industrial | Stone, Clay, and Glass | Existing | Space Heating | Natural Gas | Unit Heater | A | Integrated Unit Energy Savings (kWh or therms) | Achievable Economic TRC Potential | 0 | 28641.12 | 28641.12 | 28641.12 | 28641.12 | 15772.4108 | 15772.4108 | 15772.4108 | 15772.4108 | 15772.4108 | 15772.4108 | 15772.4108 | 15772.4108 | 15772.4108 | 15772.4108 | 15772.4108 | 15772.4108 | 15772.4108 | 15772.4108 | 15772.4108 | 15772.4108 | 15772.4108 | 15772.4108 | 15772.4108 | 15772.4108 | 15772.4108 | 15772.4108 | 15772.4108 | 15772.4108 | 15772.4108 | 15772.4108
F2_Industrial_Stone, Clay, and Glass_Existing_Space Heating_Natural Gas_Unit Heater_A_Achievable Economic TRC Potential | F2 | Industrial | Stone, Clay, and Glass | Existing | Space Heating | Natural Gas | Unit Heater | A | Integrated Unit Summer Peak Savings (kW) | Achievable Economic TRC Potential | 0 | 0 | 0 | 0 | 0 | 0 | 0 | 0 | 0 | 0 | 0 | 0 | 0 | 0 | 0 | 0 | 0 | 0 | 0 | 0 | 0 | 0 | 0 | 0 | 0 | 0 | 0 | 0 | 0 | 0 | 0
F3_Industrial_Stone, Clay, and Glass_Existing_Space Heating_Natural Gas_Unit Heater_A_Achievable Economic TRC Potential | F3 | Industrial | Stone, Clay, and Glass | Existing | Space Heating | Natural Gas | Unit Heater | A | Integrated Unit Winter Peak Savings (kW) | Achievable Economic TRC Potential | 0 | 0 | 0 | 0 | 0 | 0 | 0 | 0 | 0 | 0 | 0 | 0 | 0 | 0 | 0 | 0 | 0 | 0 | 0 | 0 | 0 | 0 | 0 | 0 | 0 | 0 | 0 | 0 | 0 | 0 | 0
F4_Industrial_Stone, Clay, and Glass_Existing_Space Heating_Natural Gas_Unit Heater_A_Achievable Economic TRC Potential | F4 | Industrial | Stone, Clay, and Glass | Existing | Space Heating | Natural Gas | Unit Heater | A | Incremental Energy Savings (MWh or mTherms) | Achievable Economic TRC Potential | 0 | 0 | 0 | 0 | 0 | 0.0051955 | 0.014126 | 0.027299 | 0.046523 | 0.071119 | 0.093612 | 0.11835 | 0.14253 | 0.16378 | 0.20996 | 0.21584 | 0.23805 | 0.22906 | 0.22309 | 0.22715 | 0.22283 | 0.24411 | 0.22364 | 0.22885 | 0.23914 | 0.24848 | 0.25923 | 0.26356 | 0.2663 | 0.26819 | 0.26857
F5_Industrial_Stone, Clay, and Glass_Existing_Space Heating_Natural Gas_Unit Heater_A_Achievable Economic TRC Potential | F5 | Industrial | Stone, Clay, and Glass | Existing | Space Heating | Natural Gas | Unit Heater | A | Incremental Summer Peak Savings (MW) | Achievable Economic TRC Potential | 0 | 0 | 0 | 0 | 0 | 0 | 0 | 0 | 0 | 0 | 0 | 0 | 0 | 0 | 0 | 0 | 0 | 0 | 0 | 0 | 0 | 0 | 0 | 0 | 0 | 0 | 0 | 0 | 0 | 0 | 0
F6_Industrial_Stone, Clay, and Glass_Existing_Space Heating_Natural Gas_Unit Heater_A_Achievable Economic TRC Potential | F6 | Industrial | Stone, Clay, and Glass | Existing | Space Heating | Natural Gas | Unit Heater | A | Incremental Winter Peak Savings (MW) | Achievable Economic TRC Potential | 0 | 0 | 0 | 0 | 0 | 0 | 0 | 0 | 0 | 0 | 0 | 0 | 0 | 0 | 0 | 0 | 0 | 0 | 0 | 0 | 0 | 0 | 0 | 0 | 0 | 0 | 0 | 0 | 0 | 0 | 0
F7_Industrial_Stone, Clay, and Glass_Existing_Space Heating_Natural Gas_Unit Heater_A_Achievable Economic TRC Potential | F7 | Industrial | Stone, Clay, and Glass | Existing | Space Heating | Natural Gas | Unit Heater | A | Cumulative Energy Savings (MWh or mTherms) | Achievable Economic TRC Potential | 0 | 0 | 0 | 0 | 0 | 0.0051955 | 0.019321 | 0.04662 | 0.093143 | 0.16426 | 0.25787 | 0.37623 | 0.51876 | 0.68254 | 0.89251 | 1.1083 | 1.3464 | 1.5703 | 1.7792 | 1.9791 | 2.1554 | 2.3284 | 2.4584 | 2.5689 | 2.6655 | 2.7502 | 2.7995 | 2.8472 | 0 | 0 | 0
F8_Industrial_Stone, Clay, and Glass_Existing_Space Heating_Natural Gas_Unit Heater_A_Achievable Economic TRC Potential | F8 | Industrial | Stone, Clay, and Glass | Existing | Space Heating | Natural Gas | Unit Heater | A | Cumulative Summer Peak Savings (MW) | Achievable Economic TRC Potential | 0 | 0 | 0 | 0 | 0 | 0 | 0 | 0 | 0 | 0 | 0 | 0 | 0 | 0 | 0 | 0 | 0 | 0 | 0 | 0 | 0 | 0 | 0 | 0 | 0 | 0 | 0 | 0 | 0 | 0 | 0
F9_Industrial_Stone, Clay, and Glass_Existing_Space Heating_Natural Gas_Unit Heater_A_Achievable Economic TRC Potential | F9 | Industrial | Stone, Clay, and Glass | Existing | Space Heating | Natural Gas | Unit Heater | A | Cumulative Winter Peak Savings (MW) | Achievable Economic TRC Potential | 0 | 0 | 0 | 0 | 0 | 0 | 0 | 0 | 0 | 0 | 0 | 0 | 0 | 0 | 0 | 0 | 0 | 0 | 0 | 0 | 0 | 0 | 0 | 0 | 0 | 0 | 0 | 0 | 0 | 0 | 0
F10_Industrial_Stone, Clay, and Glass_Existing_Space Heating_Natural Gas_Unit Heater_A_Achievable Economic TRC Potential | F10 | Industrial | Stone, Clay, and Glass | Existing | Space Heating | Natural Gas | Unit Heater | A | Purchases (Incremental) | Achievable Economic TRC Potential | 0 | 0 | 0 | 0 | 0 | 0.00032941 | 0.00089561 | 0.0017308 | 0.0029496 | 0.0045091 | 0.0059352 | 0.0075038 | 0.009037 | 0.010384 | 0.013312 | 0.013685 | 0.015093 | 0.014523 | 0.014144 | 0.014402 | 0.014128 | 0.015477 | 0.014179 | 0.014509 | 0.015162 | 0.015754 | 0.016435 | 0.01671 | 0.016884 | 0.017004 | 0.017028
F11_Industrial_Stone, Clay, and Glass_Existing_Space Heating_Natural Gas_Unit Heater_A_Achievable Economic TRC Potential | F11 | Industrial | Stone, Clay, and Glass | Existing | Space Heating | Natural Gas | Unit Heater | A | Purchases (Cumulative) | Achievable Economic TRC Potential | 0 | 0 | 0 | 0 | 0 | 0.00032941 | 0.001225 | 0.0029558 | 0.0059054 | 0.010414 | 0.01635 | 0.023853 | 0.03289 | 0.043275 | 0.056586 | 0.070271 | 0.085364 | 0.099557 | 0.11281 | 0.12548 | 0.13666 | 0.14762 | 0.15587 | 0.16287 | 0.169 | 0.17437 | 0.17749 | 0.18052 | 0.18231 | 0.18479 | 0.18767
F1_Industrial_Stone, Clay, and Glass_New_Space Heating_Natural Gas_Furnace_A_Achievable Economic TRC Potential | F1 | Industrial | Stone, Clay, and Glass | New | Space Heating | Natural Gas | Furnace | A | Integrated Unit Energy Savings (kWh or therms) | Achievable Economic TRC Potential | 0 | 0 | 0 | 0 | 0 | 0 | 0 | 0 | 0 | 0 | 0 | 0 | 0 | 0 | 0 | 0 | 0 | 0 | 0 | 0 | 0 | 0 | 0 | 0 | 0 | 0 | 0 | 0 | 0 | 0 | 0
F2_Industrial_Stone, Clay, and Glass_New_Space Heating_Natural Gas_Furnace_A_Achievable Economic TRC Potential | F2 | Industrial | Stone, Clay, and Glass | New | Space Heating | Natural Gas | Furnace | A | Integrated Unit Summer Peak Savings (kW) | Achievable Economic TRC Potential | 0 | 0 | 0 | 0 | 0 | 0 | 0 | 0 | 0 | 0 | 0 | 0 | 0 | 0 | 0 | 0 | 0 | 0 | 0 | 0 | 0 | 0 | 0 | 0 | 0 | 0 | 0 | 0 | 0 | 0 | 0
F3_Industrial_Stone, Clay, and Glass_New_Space Heating_Natural Gas_Furnace_A_Achievable Economic TRC Potential | F3 | Industrial | Stone, Clay, and Glass | New | Space Heating | Natural Gas | Furnace | A | Integrated Unit Winter Peak Savings (kW) | Achievable Economic TRC Potential | 0 | 0 | 0 | 0 | 0 | 0 | 0 | 0 | 0 | 0 | 0 | 0 | 0 | 0 | 0 | 0 | 0 | 0 | 0 | 0 | 0 | 0 | 0 | 0 | 0 | 0 | 0 | 0 | 0 | 0 | 0
F4_Industrial_Stone, Clay, and Glass_New_Space Heating_Natural Gas_Furnace_A_Achievable Economic TRC Potential | F4 | Industrial | Stone, Clay, and Glass | New | Space Heating | Natural Gas | Furnace | A | Incremental Energy Savings (MWh or mTherms) | Achievable Economic TRC Potential | 0 | 0 | 0 | 0 | 0 | 0 | 0 | 0 | 0 | 0 | 0 | 0 | 0 | 0 | 0 | 0 | 0 | 0 | 0 | 0 | 0 | 0 | 0 | 0 | 0 | 0 | 0 | 0 | 0 | 0 | 0
F5_Industrial_Stone, Clay, and Glass_New_Space Heating_Natural Gas_Furnace_A_Achievable Economic TRC Potential | F5 | Industrial | Stone, Clay, and Glass | New | Space Heating | Natural Gas | Furnace | A | Incremental Summer Peak Savings (MW) | Achievable Economic TRC Potential | 0 | 0 | 0 | 0 | 0 | 0 | 0 | 0 | 0 | 0 | 0 | 0 | 0 | 0 | 0 | 0 | 0 | 0 | 0 | 0 | 0 | 0 | 0 | 0 | 0 | 0 | 0 | 0 | 0 | 0 | 0
F6_Industrial_Stone, Clay, and Glass_New_Space Heating_Natural Gas_Furnace_A_Achievable Economic TRC Potential | F6 | Industrial | Stone, Clay, and Glass | New | Space Heating | Natural Gas | Furnace | A | Incremental Winter Peak Savings (MW) | Achievable Economic TRC Potential | 0 | 0 | 0 | 0 | 0 | 0 | 0 | 0 | 0 | 0 | 0 | 0 | 0 | 0 | 0 | 0 | 0 | 0 | 0 | 0 | 0 | 0 | 0 | 0 | 0 | 0 | 0 | 0 | 0 | 0 | 0
F7_Industrial_Stone, Clay, and Glass_New_Space Heating_Natural Gas_Furnace_A_Achievable Economic TRC Potential | F7 | Industrial | Stone, Clay, and Glass | New | Space Heating | Natural Gas | Furnace | A | Cumulative Energy Savings (MWh or mTherms) | Achievable Economic TRC Potential | 0 | 0 | 0 | 0 | 0 | 0 | 0 | 0 | 0 | 0 | 0 | 0 | 0 | 0 | 0 | 0 | 0 | 0 | 0 | 0 | 0 | 0 | 0 | 0 | 0 | 0 | 0 | 0 | 0 | 0 | 0
F8_Industrial_Stone, Clay, and Glass_New_Space Heating_Natural Gas_Furnace_A_Achievable Economic TRC Potential | F8 | Industrial | Stone, Clay, and Glass | New | Space Heating | Natural Gas | Furnace | A | Cumulative Summer Peak Savings (MW) | Achievable Economic TRC Potential | 0 | 0 | 0 | 0 | 0 | 0 | 0 | 0 | 0 | 0 | 0 | 0 | 0 | 0 | 0 | 0 | 0 | 0 | 0 | 0 | 0 | 0 | 0 | 0 | 0 | 0 | 0 | 0 | 0 | 0 | 0
F9_Industrial_Stone, Clay, and Glass_New_Space Heating_Natural Gas_Furnace_A_Achievable Economic TRC Potential | F9 | Industrial | Stone, Clay, and Glass | New | Space Heating | Natural Gas | Furnace | A | Cumulative Winter Peak Savings (MW) | Achievable Economic TRC Potential | 0 | 0 | 0 | 0 | 0 | 0 | 0 | 0 | 0 | 0 | 0 | 0 | 0 | 0 | 0 | 0 | 0 | 0 | 0 | 0 | 0 | 0 | 0 | 0 | 0 | 0 | 0 | 0 | 0 | 0 | 0
F10_Industrial_Stone, Clay, and Glass_New_Space Heating_Natural Gas_Furnace_A_Achievable Economic TRC Potential | F10 | Industrial | Stone, Clay, and Glass | New | Space Heating | Natural Gas | Furnace | A | Purchases (Incremental) | Achievable Economic TRC Potential | 0 | 0 | 0 | 0 | 0 | 0 | 0 | 0 | 0 | 0 | 0 | 0 | 0 | 0 | 0 | 0 | 0 | 0 | 0 | 0 | 0 | 0 | 0 | 0 | 0 | 0 | 0 | 0 | 0 | 0 | 0
F11_Industrial_Stone, Clay, and Glass_New_Space Heating_Natural Gas_Furnace_A_Achievable Economic TRC Potential | F11 | Industrial | Stone, Clay, and Glass | New | Space Heating | Natural Gas | Furnace | A | Purchases (Cumulative) | Achievable Economic TRC Potential | 0 | 0 | 0 | 0 | 0 | 0 | 0 | 0 | 0 | 0 | 0 | 0 | 0 | 0 | 0 | 0 | 0 | 0 | 0 | 0 | 0 | 0 | 0 | 0 | 0 | 0 | 0 | 0 | 0 | 0 | 0
F1_Industrial_Stone, Clay, and Glass_New_Space Heating_Natural Gas_Boiler_A_Achievable Economic TRC Potential | F1 | Industrial | Stone, Clay, and Glass | New | Space Heating | Natural Gas | Boiler | A | Integrated Unit Energy Savings (kWh or therms) | Achievable Economic TRC Potential | 0 | 0 | 0 | 0 | 0 | 0 | 0 | 0 | 0 | 0 | 0 | 0 | 0 | 0 | 0 | 0 | 0 | 0 | 0 | 0 | 0 | 0 | 0 | 0 | 0 | 0 | 0 | 0 | 0 | 0 | 0
F2_Industrial_Stone, Clay, and Glass_New_Space Heating_Natural Gas_Boiler_A_Achievable Economic TRC Potential | F2 | Industrial | Stone, Clay, and Glass | New | Space Heating | Natural Gas | Boiler | A | Integrated Unit Summer Peak Savings (kW) | Achievable Economic TRC Potential | 0 | 0 | 0 | 0 | 0 | 0 | 0 | 0 | 0 | 0 | 0 | 0 | 0 | 0 | 0 | 0 | 0 | 0 | 0 | 0 | 0 | 0 | 0 | 0 | 0 | 0 | 0 | 0 | 0 | 0 | 0
F3_Industrial_Stone, Clay, and Glass_New_Space Heating_Natural Gas_Boiler_A_Achievable Economic TRC Potential | F3 | Industrial | Stone, Clay, and Glass | New | Space Heating | Natural Gas | Boiler | A | Integrated Unit Winter Peak Savings (kW) | Achievable Economic TRC Potential | 0 | 0 | 0 | 0 | 0 | 0 | 0 | 0 | 0 | 0 | 0 | 0 | 0 | 0 | 0 | 0 | 0 | 0 | 0 | 0 | 0 | 0 | 0 | 0 | 0 | 0 | 0 | 0 | 0 | 0 | 0
F4_Industrial_Stone, Clay, and Glass_New_Space Heating_Natural Gas_Boiler_A_Achievable Economic TRC Potential | F4 | Industrial | Stone, Clay, and Glass | New | Space Heating | Natural Gas | Boiler | A | Incremental Energy Savings (MWh or mTherms) | Achievable Economic TRC Potential | 0 | 0 | 0 | 0 | 0 | 0 | 0 | 0 | 0 | 0 | 0 | 0 | 0 | 0 | 0 | 0 | 0 | 0 | 0 | 0 | 0 | 0 | 0 | 0 | 0 | 0 | 0 | 0 | 0 | 0 | 0
F5_Industrial_Stone, Clay, and Glass_New_Space Heating_Natural Gas_Boiler_A_Achievable Economic TRC Potential | F5 | Industrial | Stone, Clay, and Glass | New | Space Heating | Natural Gas | Boiler | A | Incremental Summer Peak Savings (MW) | Achievable Economic TRC Potential | 0 | 0 | 0 | 0 | 0 | 0 | 0 | 0 | 0 | 0 | 0 | 0 | 0 | 0 | 0 | 0 | 0 | 0 | 0 | 0 | 0 | 0 | 0 | 0 | 0 | 0 | 0 | 0 | 0 | 0 | 0
F6_Industrial_Stone, Clay, and Glass_New_Space Heating_Natural Gas_Boiler_A_Achievable Economic TRC Potential | F6 | Industrial | Stone, Clay, and Glass | New | Space Heating | Natural Gas | Boiler | A | Incremental Winter Peak Savings (MW) | Achievable Economic TRC Potential | 0 | 0 | 0 | 0 | 0 | 0 | 0 | 0 | 0 | 0 | 0 | 0 | 0 | 0 | 0 | 0 | 0 | 0 | 0 | 0 | 0 | 0 | 0 | 0 | 0 | 0 | 0 | 0 | 0 | 0 | 0
F7_Industrial_Stone, Clay, and Glass_New_Space Heating_Natural Gas_Boiler_A_Achievable Economic TRC Potential | F7 | Industrial | Stone, Clay, and Glass | New | Space Heating | Natural Gas | Boiler | A | Cumulative Energy Savings (MWh or mTherms) | Achievable Economic TRC Potential | 0 | 0 | 0 | 0 | 0 | 0 | 0 | 0 | 0 | 0 | 0 | 0 | 0 | 0 | 0 | 0 | 0 | 0 | 0 | 0 | 0 | 0 | 0 | 0 | 0 | 0 | 0 | 0 | 0 | 0 | 0
F8_Industrial_Stone, Clay, and Glass_New_Space Heating_Natural Gas_Boiler_A_Achievable Economic TRC Potential | F8 | Industrial | Stone, Clay, and Glass | New | Space Heating | Natural Gas | Boiler | A | Cumulative Summer Peak Savings (MW) | Achievable Economic TRC Potential | 0 | 0 | 0 | 0 | 0 | 0 | 0 | 0 | 0 | 0 | 0 | 0 | 0 | 0 | 0 | 0 | 0 | 0 | 0 | 0 | 0 | 0 | 0 | 0 | 0 | 0 | 0 | 0 | 0 | 0 | 0
F9_Industrial_Stone, Clay, and Glass_New_Space Heating_Natural Gas_Boiler_A_Achievable Economic TRC Potential | F9 | Industrial | Stone, Clay, and Glass | New | Space Heating | Natural Gas | Boiler | A | Cumulative Winter Peak Savings (MW) | Achievable Economic TRC Potential | 0 | 0 | 0 | 0 | 0 | 0 | 0 | 0 | 0 | 0 | 0 | 0 | 0 | 0 | 0 | 0 | 0 | 0 | 0 | 0 | 0 | 0 | 0 | 0 | 0 | 0 | 0 | 0 | 0 | 0 | 0
F10_Industrial_Stone, Clay, and Glass_New_Space Heating_Natural Gas_Boiler_A_Achievable Economic TRC Potential | F10 | Industrial | Stone, Clay, and Glass | New | Space Heating | Natural Gas | Boiler | A | Purchases (Incremental) | Achievable Economic TRC Potential | 0 | 0 | 0 | 0 | 0 | 0 | 0 | 0 | 0 | 0 | 0 | 0 | 0 | 0 | 0 | 0 | 0 | 0 | 0 | 0 | 0 | 0 | 0 | 0 | 0 | 0 | 0 | 0 | 0 | 0 | 0
F11_Industrial_Stone, Clay, and Glass_New_Space Heating_Natural Gas_Boiler_A_Achievable Economic TRC Potential | F11 | Industrial | Stone, Clay, and Glass | New | Space Heating | Natural Gas | Boiler | A | Purchases (Cumulative) | Achievable Economic TRC Potential | 0 | 0 | 0 | 0 | 0 | 0 | 0 | 0 | 0 | 0 | 0 | 0 | 0 | 0 | 0 | 0 | 0 | 0 | 0 | 0 | 0 | 0 | 0 | 0 | 0 | 0 | 0 | 0 | 0 | 0 | 0
F1_Industrial_Stone, Clay, and Glass_New_Space Heating_Natural Gas_Unit Heater_A_Achievable Economic TRC Potential | F1 | Industrial | Stone, Clay, and Glass | New | Space Heating | Natural Gas | Unit Heater | A | Integrated Unit Energy Savings (kWh or therms) | Achievable Economic TRC Potential | 0 | 28641.12 | 28641.12 | 28641.12 | 28641.12 | 15772.4108 | 15772.4108 | 15772.4108 | 15772.4108 | 15772.4108 | 15772.4108 | 15772.4108 | 15772.4108 | 15772.4108 | 15772.4108 | 15772.4108 | 15772.4108 | 15772.4108 | 15772.4108 | 15772.4108 | 15772.4108 | 15772.4108 | 15772.4108 | 15772.4108 | 15772.4108 | 15772.4108 | 15772.4108 | 15772.4108 | 15772.4108 | 15772.4108 | 15772.4108
F2_Industrial_Stone, Clay, and Glass_New_Space Heating_Natural Gas_Unit Heater_A_Achievable Economic TRC Potential | F2 | Industrial | Stone, Clay, and Glass | New | Space Heating | Natural Gas | Unit Heater | A | Integrated Unit Summer Peak Savings (kW) | Achievable Economic TRC Potential | 0 | 0 | 0 | 0 | 0 | 0 | 0 | 0 | 0 | 0 | 0 | 0 | 0 | 0 | 0 | 0 | 0 | 0 | 0 | 0 | 0 | 0 | 0 | 0 | 0 | 0 | 0 | 0 | 0 | 0 | 0
F3_Industrial_Stone, Clay, and Glass_New_Space Heating_Natural Gas_Unit Heater_A_Achievable Economic TRC Potential | F3 | Industrial | Stone, Clay, and Glass | New | Space Heating | Natural Gas | Unit Heater | A | Integrated Unit Winter Peak Savings (kW) | Achievable Economic TRC Potential | 0 | 0 | 0 | 0 | 0 | 0 | 0 | 0 | 0 | 0 | 0 | 0 | 0 | 0 | 0 | 0 | 0 | 0 | 0 | 0 | 0 | 0 | 0 | 0 | 0 | 0 | 0 | 0 | 0 | 0 | 0
F4_Industrial_Stone, Clay, and Glass_New_Space Heating_Natural Gas_Unit Heater_A_Achievable Economic TRC Potential | F4 | Industrial | Stone, Clay, and Glass | New | Space Heating | Natural Gas | Unit Heater | A | Incremental Energy Savings (MWh or mTherms) | Achievable Economic TRC Potential | 0 | 0 | 0 | 0 | 0 | 0.0019224 | 0.0037786 | 0.0056648 | 0.0075086 | 0.0093908 | 0.01109 | 0.014541 | 0.017616 | 0.020135 | 0.022137 | 0.024175 | 0.0257 | 0.027133 | 0.034441 | 0.033863 | 0.03348 | 0.033798 | 0.034499 | 0.035153 | 0.035962 | 0.036816 | 0.037823 | 0.038716 | 0.041323 | 0.04323 | 0.044571
F5_Industrial_Stone, Clay, and Glass_New_Space Heating_Natural Gas_Unit Heater_A_Achievable Economic TRC Potential | F5 | Industrial | Stone, Clay, and Glass | New | Space Heating | Natural Gas | Unit Heater | A | Incremental Summer Peak Savings (MW) | Achievable Economic TRC Potential | 0 | 0 | 0 | 0 | 0 | 0 | 0 | 0 | 0 | 0 | 0 | 0 | 0 | 0 | 0 | 0 | 0 | 0 | 0 | 0 | 0 | 0 | 0 | 0 | 0 | 0 | 0 | 0 | 0 | 0 | 0
F6_Industrial_Stone, Clay, and Glass_New_Space Heating_Natural Gas_Unit Heater_A_Achievable Economic TRC Potential | F6 | Industrial | Stone, Clay, and Glass | New | Space Heating | Natural Gas | Unit Heater | A | Incremental Winter Peak Savings (MW) | Achievable Economic TRC Potential | 0 | 0 | 0 | 0 | 0 | 0 | 0 | 0 | 0 | 0 | 0 | 0 | 0 | 0 | 0 | 0 | 0 | 0 | 0 | 0 | 0 | 0 | 0 | 0 | 0 | 0 | 0 | 0 | 0 | 0 | 0
F7_Industrial_Stone, Clay, and Glass_New_Space Heating_Natural Gas_Unit Heater_A_Achievable Economic TRC Potential | F7 | Industrial | Stone, Clay, and Glass | New | Space Heating | Natural Gas | Unit Heater | A | Cumulative Energy Savings (MWh or mTherms) | Achievable Economic TRC Potential | 0 | 0 | 0 | 0 | 0 | 0.0019224 | 0.005701 | 0.011366 | 0.018874 | 0.028265 | 0.039356 | 0.053896 | 0.071513 | 0.091648 | 0.11378 | 0.13796 | 0.16366 | 0.18887 | 0.21953 | 0.24773 | 0.2737 | 0.29811 | 0.32152 | 0.34213 | 0.36048 | 0.37716 | 0.39284 | 0.40738 | 0 | 0 | 0
F8_Industrial_Stone, Clay, and Glass_New_Space Heating_Natural Gas_Unit Heater_A_Achievable Economic TRC Potential | F8 | Industrial | Stone, Clay, and Glass | New | Space Heating | Natural Gas | Unit Heater | A | Cumulative Summer Peak Savings (MW) | Achievable Economic TRC Potential | 0 | 0 | 0 | 0 | 0 | 0 | 0 | 0 | 0 | 0 | 0 | 0 | 0 | 0 | 0 | 0 | 0 | 0 | 0 | 0 | 0 | 0 | 0 | 0 | 0 | 0 | 0 | 0 | 0 | 0 | 0
F9_Industrial_Stone, Clay, and Glass_New_Space Heating_Natural Gas_Unit Heater_A_Achievable Economic TRC Potential | F9 | Industrial | Stone, Clay, and Glass | New | Space Heating | Natural Gas | Unit Heater | A | Cumulative Winter Peak Savings (MW) | Achievable Economic TRC Potential | 0 | 0 | 0 | 0 | 0 | 0 | 0 | 0 | 0 | 0 | 0 | 0 | 0 | 0 | 0 | 0 | 0 | 0 | 0 | 0 | 0 | 0 | 0 | 0 | 0 | 0 | 0 | 0 | 0 | 0 | 0
F10_Industrial_Stone, Clay, and Glass_New_Space Heating_Natural Gas_Unit Heater_A_Achievable Economic TRC Potential | F10 | Industrial | Stone, Clay, and Glass | New | Space Heating | Natural Gas | Unit Heater | A | Purchases (Incremental) | Achievable Economic TRC Potential | 0 | 0 | 0 | 0 | 0 | 0.00012188 | 0.00023957 | 0.00035916 | 0.00047606 | 0.00059539 | 0.00070315 | 0.00092192 | 0.0011169 | 0.0012766 | 0.0014035 | 0.0015327 | 0.0016294 | 0.0017203 | 0.0021836 | 0.002147 | 0.0021227 | 0.0021429 | 0.0021873 | 0.0022288 | 0.00228 | 0.0023342 | 0.002398 | 0.0024546 | 0.0026199 | 0.0027409 | 0.0028259
F11_Industrial_Stone, Clay, and Glass_New_Space Heating_Natural Gas_Unit Heater_A_Achievable Economic TRC Potential | F11 | Industrial | Stone, Clay, and Glass | New | Space Heating | Natural Gas | Unit Heater | A | Purchases (Cumulative) | Achievable Economic TRC Potential | 0 | 0 | 0 | 0 | 0 | 0.00012188 | 0.00036145 | 0.00072062 | 0.0011967 | 0.0017921 | 0.0024952 | 0.0034171 | 0.004534 | 0.0058106 | 0.0072142 | 0.0087469 | 0.010376 | 0.011975 | 0.013919 | 0.015707 | 0.017353 | 0.018901 | 0.020385 | 0.021692 | 0.022855 | 0.023912 | 0.024907 | 0.025829 | 0.026819 | 0.02784 | 0.028482
F1_Industrial_Petroleum_Existing_Space Heating_Natural Gas_Furnace_A_Achievable Economic TRC Potential | F1 | Industrial | Petroleum | Existing | Space Heating | Natural Gas | Furnace | A | Integrated Unit Energy Savings (kWh or therms) | Achievable Economic TRC Potential | 0 | 505.0924 | 505.0924 | 505.0924 | 505.0924 | 138.7616 | 138.7616 | 138.7616 | 138.7616 | 138.7616 | 138.7616 | 138.7616 | 138.7616 | 138.7616 | 138.7616 | 138.7616 | 138.7616 | 138.7616 | 138.7616 | 138.7616 | 138.7616 | 138.7616 | 138.7616 | 138.7616 | 138.7616 | 138.7616 | 138.7616 | 138.7616 | 138.7616 | 138.7616 | 138.7616
F2_Industrial_Petroleum_Existing_Space Heating_Natural Gas_Furnace_A_Achievable Economic TRC Potential | F2 | Industrial | Petroleum | Existing | Space Heating | Natural Gas | Furnace | A | Integrated Unit Summer Peak Savings (kW) | Achievable Economic TRC Potential | 0 | 0 | 0 | 0 | 0 | 0 | 0 | 0 | 0 | 0 | 0 | 0 | 0 | 0 | 0 | 0 | 0 | 0 | 0 | 0 | 0 | 0 | 0 | 0 | 0 | 0 | 0 | 0 | 0 | 0 | 0
F3_Industrial_Petroleum_Existing_Space Heating_Natural Gas_Furnace_A_Achievable Economic TRC Potential | F3 | Industrial | Petroleum | Existing | Space Heating | Natural Gas | Furnace | A | Integrated Unit Winter Peak Savings (kW) | Achievable Economic TRC Potential | 0 | 0 | 0 | 0 | 0 | 0 | 0 | 0 | 0 | 0 | 0 | 0 | 0 | 0 | 0 | 0 | 0 | 0 | 0 | 0 | 0 | 0 | 0 | 0 | 0 | 0 | 0 | 0 | 0 | 0 | 0
F4_Industrial_Petroleum_Existing_Space Heating_Natural Gas_Furnace_A_Achievable Economic TRC Potential | F4 | Industrial | Petroleum | Existing | Space Heating | Natural Gas | Furnace | A | Incremental Energy Savings (MWh or mTherms) | Achievable Economic TRC Potential | 0 | 0 | 0 | 0 | 0 | 3.8112e-05 | 7.9367e-05 | 8.6163e-05 | 0.00012062 | 0.0001566 | 0.0001835 | 0.00021068 | 0.0002151 | 0.00021199 | 0.00023383 | 0.00020211 | 0.00019651 | 0.00018722 | 0.00017765 | 0.00019193 | 0.0001886 | 0.00019217 | 0.00020565 | 0.00020906 | 0.00021275 | 0.00021668 | 0.00022177 | 0.00022646 | 0.00023078 | 0.00026456 | 0.00028721
F5_Industrial_Petroleum_Existing_Space Heating_Natural Gas_Furnace_A_Achievable Economic TRC Potential | F5 | Industrial | Petroleum | Existing | Space Heating | Natural Gas | Furnace | A | Incremental Summer Peak Savings (MW) | Achievable Economic TRC Potential | 0 | 0 | 0 | 0 | 0 | 0 | 0 | 0 | 0 | 0 | 0 | 0 | 0 | 0 | 0 | 0 | 0 | 0 | 0 | 0 | 0 | 0 | 0 | 0 | 0 | 0 | 0 | 0 | 0 | 0 | 0
F6_Industrial_Petroleum_Existing_Space Heating_Natural Gas_Furnace_A_Achievable Economic TRC Potential | F6 | Industrial | Petroleum | Existing | Space Heating | Natural Gas | Furnace | A | Incremental Winter Peak Savings (MW) | Achievable Economic TRC Potential | 0 | 0 | 0 | 0 | 0 | 0 | 0 | 0 | 0 | 0 | 0 | 0 | 0 | 0 | 0 | 0 | 0 | 0 | 0 | 0 | 0 | 0 | 0 | 0 | 0 | 0 | 0 | 0 | 0 | 0 | 0
F7_Industrial_Petroleum_Existing_Space Heating_Natural Gas_Furnace_A_Achievable Economic TRC Potential | F7 | Industrial | Petroleum | Existing | Space Heating | Natural Gas | Furnace | A | Cumulative Energy Savings (MWh or mTherms) | Achievable Economic TRC Potential | 0 | 0 | 0 | 0 | 0 | 3.8112e-05 | 0.00011748 | 0.00020364 | 0.00032426 | 0.00048086 | 0.00066436 | 0.00087503 | 0.0010901 | 0.0013021 | 0.001536 | 0.0017381 | 0.0019346 | 0.0021218 | 0.0022994 | 0.0024914 | 0.00268 | 0.0028721 | 0.0030778 | 0.0032868 | 0.0034996 | 0.0037163 | 0.003938 | 0.0041645 | 0 | 0 | 0
F8_Industrial_Petroleum_Existing_Space Heating_Natural Gas_Furnace_A_Achievable Economic TRC Potential | F8 | Industrial | Petroleum | Existing | Space Heating | Natural Gas | Furnace | A | Cumulative Summer Peak Savings (MW) | Achievable Economic TRC Potential | 0 | 0 | 0 | 0 | 0 | 0 | 0 | 0 | 0 | 0 | 0 | 0 | 0 | 0 | 0 | 0 | 0 | 0 | 0 | 0 | 0 | 0 | 0 | 0 | 0 | 0 | 0 | 0 | 0 | 0 | 0
F9_Industrial_Petroleum_Existing_Space Heating_Natural Gas_Furnace_A_Achievable Economic TRC Potential | F9 | Industrial | Petroleum | Existing | Space Heating | Natural Gas | Furnace | A | Cumulative Winter Peak Savings (MW) | Achievable Economic TRC Potential | 0 | 0 | 0 | 0 | 0 | 0 | 0 | 0 | 0 | 0 | 0 | 0 | 0 | 0 | 0 | 0 | 0 | 0 | 0 | 0 | 0 | 0 | 0 | 0 | 0 | 0 | 0 | 0 | 0 | 0 | 0
F10_Industrial_Petroleum_Existing_Space Heating_Natural Gas_Furnace_A_Achievable Economic TRC Potential | F10 | Industrial | Petroleum | Existing | Space Heating | Natural Gas | Furnace | A | Purchases (Incremental) | Achievable Economic TRC Potential | 0 | 0 | 0 | 0 | 0 | 0.00027466 | 0.00057196 | 0.00062094 | 0.00086926 | 0.0011285 | 0.0013224 | 0.0015183 | 0.0015501 | 0.0015277 | 0.0016851 | 0.0014565 | 0.0014161 | 0.0013492 | 0.0012803 | 0.0013831 | 0.0013591 | 0.0013849 | 0.001482 | 0.0015066 | 0.0015332 | 0.0015615 | 0.0015982 | 0.001632 | 0.0016631 | 0.0019065 | 0.0020698
F11_Industrial_Petroleum_Existing_Space Heating_Natural Gas_Furnace_A_Achievable Economic TRC Potential | F11 | Industrial | Petroleum | Existing | Space Heating | Natural Gas | Furnace | A | Purchases (Cumulative) | Achievable Economic TRC Potential | 0 | 0 | 0 | 0 | 0 | 0.00027466 | 0.00084662 | 0.0014676 | 0.0023368 | 0.0034654 | 0.0047878 | 0.006306 | 0.0078562 | 0.0093839 | 0.011069 | 0.012526 | 0.013942 | 0.015291 | 0.016571 | 0.017954 | 0.019313 | 0.020698 | 0.02218 | 0.023687 | 0.02522 | 0.026782 | 0.02838 | 0.030012 | 0.030759 | 0.030759 | 0.030759
F1_Industrial_Petroleum_Existing_Space Heating_Natural Gas_Boiler_A_Achievable Economic TRC Potential | F1 | Industrial | Petroleum | Existing | Space Heating | Natural Gas | Boiler | A | Integrated Unit Energy Savings (kWh or therms) | Achievable Economic TRC Potential | 0 | 8772.191 | 8772.191 | 8772.191 | 8772.191 | 5375.3 | 5375.3 | 5375.3 | 5375.3 | 5375.3 | 5375.3 | 5375.3 | 5375.3 | 5375.3 | 5375.3 | 5375.3 | 5375.3 | 5375.3 | 5375.3 | 5375.3 | 5375.3 | 5375.3 | 5375.3 | 792.2778 | 792.2778 | 792.2778 | 792.2778 | 792.2778 | 792.2778 | 792.2778 | 792.2778
F2_Industrial_Petroleum_Existing_Space Heating_Natural Gas_Boiler_A_Achievable Economic TRC Potential | F2 | Industrial | Petroleum | Existing | Space Heating | Natural Gas | Boiler | A | Integrated Unit Summer Peak Savings (kW) | Achievable Economic TRC Potential | 0 | 0 | 0 | 0 | 0 | 0 | 0 | 0 | 0 | 0 | 0 | 0 | 0 | 0 | 0 | 0 | 0 | 0 | 0 | 0 | 0 | 0 | 0 | 0 | 0 | 0 | 0 | 0 | 0 | 0 | 0
F3_Industrial_Petroleum_Existing_Space Heating_Natural Gas_Boiler_A_Achievable Economic TRC Potential | F3 | Industrial | Petroleum | Existing | Space Heating | Natural Gas | Boiler | A | Integrated Unit Winter Peak Savings (kW) | Achievable Economic TRC Potential | 0 | 0 | 0 | 0 | 0 | 0 | 0 | 0 | 0 | 0 | 0 | 0 | 0 | 0 | 0 | 0 | 0 | 0 | 0 | 0 | 0 | 0 | 0 | 0 | 0 | 0 | 0 | 0 | 0 | 0 | 0
F4_Industrial_Petroleum_Existing_Space Heating_Natural Gas_Boiler_A_Achievable Economic TRC Potential | F4 | Industrial | Petroleum | Existing | Space Heating | Natural Gas | Boiler | A | Incremental Energy Savings (MWh or mTherms) | Achievable Economic TRC Potential | 0 | 0 | 0 | 0 | 0 | 0 | 0 | 0 | 0 | 0 | 0 | 0 | 0 | 0 | 0 | 0 | 0 | 0 | 0 | 0 | 0 | 0 | 0 | 0.00036102 | 0.00054021 | 0.00064165 | 0.00070138 | 0.00073705 | 0.00075138 | 0.00075474 | 0.00075176
F5_Industrial_Petroleum_Existing_Space Heating_Natural Gas_Boiler_A_Achievable Economic TRC Potential | F5 | Industrial | Petroleum | Existing | Space Heating | Natural Gas | Boiler | A | Incremental Summer Peak Savings (MW) | Achievable Economic TRC Potential | 0 | 0 | 0 | 0 | 0 | 0 | 0 | 0 | 0 | 0 | 0 | 0 | 0 | 0 | 0 | 0 | 0 | 0 | 0 | 0 | 0 | 0 | 0 | 0 | 0 | 0 | 0 | 0 | 0 | 0 | 0
F6_Industrial_Petroleum_Existing_Space Heating_Natural Gas_Boiler_A_Achievable Economic TRC Potential | F6 | Industrial | Petroleum | Existing | Space Heating | Natural Gas | Boiler | A | Incremental Winter Peak Savings (MW) | Achievable Economic TRC Potential | 0 | 0 | 0 | 0 | 0 | 0 | 0 | 0 | 0 | 0 | 0 | 0 | 0 | 0 | 0 | 0 | 0 | 0 | 0 | 0 | 0 | 0 | 0 | 0 | 0 | 0 | 0 | 0 | 0 | 0 | 0
F7_Industrial_Petroleum_Existing_Space Heating_Natural Gas_Boiler_A_Achievable Economic TRC Potential | F7 | Industrial | Petroleum | Existing | Space Heating | Natural Gas | Boiler | A | Cumulative Energy Savings (MWh or mTherms) | Achievable Economic TRC Potential | 0 | 0 | 0 | 0 | 0 | 0 | 0 | 0 | 0 | 0 | 0 | 0 | 0 | 0 | 0 | 0 | 0 | 0 | 0 | 0 | 0 | 0 | 0 | 0.00036102 | 0.00090123 | 0.0015429 | 0.0022443 | 0.0029813 | 0 | 0 | 0
F8_Industrial_Petroleum_Existing_Space Heating_Natural Gas_Boiler_A_Achievable Economic TRC Potential | F8 | Industrial | Petroleum | Existing | Space Heating | Natural Gas | Boiler | A | Cumulative Summer Peak Savings (MW) | Achievable Economic TRC Potential | 0 | 0 | 0 | 0 | 0 | 0 | 0 | 0 | 0 | 0 | 0 | 0 | 0 | 0 | 0 | 0 | 0 | 0 | 0 | 0 | 0 | 0 | 0 | 0 | 0 | 0 | 0 | 0 | 0 | 0 | 0
F9_Industrial_Petroleum_Existing_Space Heating_Natural Gas_Boiler_A_Achievable Economic TRC Potential | F9 | Industrial | Petroleum | Existing | Space Heating | Natural Gas | Boiler | A | Cumulative Winter Peak Savings (MW) | Achievable Economic TRC Potential | 0 | 0 | 0 | 0 | 0 | 0 | 0 | 0 | 0 | 0 | 0 | 0 | 0 | 0 | 0 | 0 | 0 | 0 | 0 | 0 | 0 | 0 | 0 | 0 | 0 | 0 | 0 | 0 | 0 | 0 | 0
F10_Industrial_Petroleum_Existing_Space Heating_Natural Gas_Boiler_A_Achievable Economic TRC Potential | F10 | Industrial | Petroleum | Existing | Space Heating | Natural Gas | Boiler | A | Purchases (Incremental) | Achievable Economic TRC Potential | 0 | 0 | 0 | 0 | 0 | 0 | 0 | 0 | 0 | 0 | 0 | 0 | 0 | 0 | 0 | 0 | 0 | 0 | 0 | 0 | 0 | 0 | 0 | 0.00045567 | 0.00068185 | 0.00080988 | 0.00088527 | 0.0009303 | 0.00094838 | 0.00095261 | 0.00094886
F11_Industrial_Petroleum_Existing_Space Heating_Natural Gas_Boiler_A_Achievable Economic TRC Potential | F11 | Industrial | Petroleum | Existing | Space Heating | Natural Gas | Boiler | A | Purchases (Cumulative) | Achievable Economic TRC Potential | 0 | 0 | 0 | 0 | 0 | 0 | 0 | 0 | 0 | 0 | 0 | 0 | 0 | 0 | 0 | 0 | 0 | 0 | 0 | 0 | 0 | 0 | 0 | 0.00045567 | 0.0011375 | 0.0019474 | 0.0028327 | 0.003763 | 0.0047113 | 0.005664 | 0.0066128
F1_Industrial_Petroleum_Existing_Space Heating_Natural Gas_Unit Heater_A_Achievable Economic TRC Potential | F1 | Industrial | Petroleum | Existing | Space Heating | Natural Gas | Unit Heater | A | Integrated Unit Energy Savings (kWh or therms) | Achievable Economic TRC Potential | 0 | 0 | 0 | 0 | 0 | 0 | 0 | 0 | 0 | 0 | 0 | 0 | 0 | 0 | 0 | 0 | 0 | 0 | 0 | 0 | 0 | 0 | 0 | 0 | 0 | 0 | 0 | 0 | 0 | 0 | 0
F2_Industrial_Petroleum_Existing_Space Heating_Natural Gas_Unit Heater_A_Achievable Economic TRC Potential | F2 | Industrial | Petroleum | Existing | Space Heating | Natural Gas | Unit Heater | A | Integrated Unit Summer Peak Savings (kW) | Achievable Economic TRC Potential | 0 | 0 | 0 | 0 | 0 | 0 | 0 | 0 | 0 | 0 | 0 | 0 | 0 | 0 | 0 | 0 | 0 | 0 | 0 | 0 | 0 | 0 | 0 | 0 | 0 | 0 | 0 | 0 | 0 | 0 | 0
F3_Industrial_Petroleum_Existing_Space Heating_Natural Gas_Unit Heater_A_Achievable Economic TRC Potential | F3 | Industrial | Petroleum | Existing | Space Heating | Natural Gas | Unit Heater | A | Integrated Unit Winter Peak Savings (kW) | Achievable Economic TRC Potential | 0 | 0 | 0 | 0 | 0 | 0 | 0 | 0 | 0 | 0 | 0 | 0 | 0 | 0 | 0 | 0 | 0 | 0 | 0 | 0 | 0 | 0 | 0 | 0 | 0 | 0 | 0 | 0 | 0 | 0 | 0
F4_Industrial_Petroleum_Existing_Space Heating_Natural Gas_Unit Heater_A_Achievable Economic TRC Potential | F4 | Industrial | Petroleum | Existing | Space Heating | Natural Gas | Unit Heater | A | Incremental Energy Savings (MWh or mTherms) | Achievable Economic TRC Potential | 0 | 0 | 0 | 0 | 0 | 0 | 0 | 0 | 0 | 0 | 0 | 0 | 0 | 0 | 0 | 0 | 0 | 0 | 0 | 0 | 0 | 0 | 0 | 0 | 0 | 0 | 0 | 0 | 0 | 0 | 0
F5_Industrial_Petroleum_Existing_Space Heating_Natural Gas_Unit Heater_A_Achievable Economic TRC Potential | F5 | Industrial | Petroleum | Existing | Space Heating | Natural Gas | Unit Heater | A | Incremental Summer Peak Savings (MW) | Achievable Economic TRC Potential | 0 | 0 | 0 | 0 | 0 | 0 | 0 | 0 | 0 | 0 | 0 | 0 | 0 | 0 | 0 | 0 | 0 | 0 | 0 | 0 | 0 | 0 | 0 | 0 | 0 | 0 | 0 | 0 | 0 | 0 | 0
F6_Industrial_Petroleum_Existing_Space Heating_Natural Gas_Unit Heater_A_Achievable Economic TRC Potential | F6 | Industrial | Petroleum | Existing | Space Heating | Natural Gas | Unit Heater | A | Incremental Winter Peak Savings (MW) | Achievable Economic TRC Potential | 0 | 0 | 0 | 0 | 0 | 0 | 0 | 0 | 0 | 0 | 0 | 0 | 0 | 0 | 0 | 0 | 0 | 0 | 0 | 0 | 0 | 0 | 0 | 0 | 0 | 0 | 0 | 0 | 0 | 0 | 0
F7_Industrial_Petroleum_Existing_Space Heating_Natural Gas_Unit Heater_A_Achievable Economic TRC Potential | F7 | Industrial | Petroleum | Existing | Space Heating | Natural Gas | Unit Heater | A | Cumulative Energy Savings (MWh or mTherms) | Achievable Economic TRC Potential | 0 | 0 | 0 | 0 | 0 | 0 | 0 | 0 | 0 | 0 | 0 | 0 | 0 | 0 | 0 | 0 | 0 | 0 | 0 | 0 | 0 | 0 | 0 | 0 | 0 | 0 | 0 | 0 | 0 | 0 | 0
F8_Industrial_Petroleum_Existing_Space Heating_Natural Gas_Unit Heater_A_Achievable Economic TRC Potential | F8 | Industrial | Petroleum | Existing | Space Heating | Natural Gas | Unit Heater | A | Cumulative Summer Peak Savings (MW) | Achievable Economic TRC Potential | 0 | 0 | 0 | 0 | 0 | 0 | 0 | 0 | 0 | 0 | 0 | 0 | 0 | 0 | 0 | 0 | 0 | 0 | 0 | 0 | 0 | 0 | 0 | 0 | 0 | 0 | 0 | 0 | 0 | 0 | 0
F9_Industrial_Petroleum_Existing_Space Heating_Natural Gas_Unit Heater_A_Achievable Economic TRC Potential | F9 | Industrial | Petroleum | Existing | Space Heating | Natural Gas | Unit Heater | A | Cumulative Winter Peak Savings (MW) | Achievable Economic TRC Potential | 0 | 0 | 0 | 0 | 0 | 0 | 0 | 0 | 0 | 0 | 0 | 0 | 0 | 0 | 0 | 0 | 0 | 0 | 0 | 0 | 0 | 0 | 0 | 0 | 0 | 0 | 0 | 0 | 0 | 0 | 0
F10_Industrial_Petroleum_Existing_Space Heating_Natural Gas_Unit Heater_A_Achievable Economic TRC Potential | F10 | Industrial | Petroleum | Existing | Space Heating | Natural Gas | Unit Heater | A | Purchases (Incremental) | Achievable Economic TRC Potential | 0 | 0 | 0 | 0 | 0 | 0 | 0 | 0 | 0 | 0 | 0 | 0 | 0 | 0 | 0 | 0 | 0 | 0 | 0 | 0 | 0 | 0 | 0 | 0 | 0 | 0 | 0 | 0 | 0 | 0 | 0
F11_Industrial_Petroleum_Existing_Space Heating_Natural Gas_Unit Heater_A_Achievable Economic TRC Potential | F11 | Industrial | Petroleum | Existing | Space Heating | Natural Gas | Unit Heater | A | Purchases (Cumulative) | Achievable Economic TRC Potential | 0 | 0 | 0 | 0 | 0 | 0 | 0 | 0 | 0 | 0 | 0 | 0 | 0 | 0 | 0 | 0 | 0 | 0 | 0 | 0 | 0 | 0 | 0 | 0 | 0 | 0 | 0 | 0 | 0 | 0 | 0
F1_Industrial_Petroleum_New_Space Heating_Natural Gas_Furnace_A_Achievable Economic TRC Potential | F1 | Industrial | Petroleum | New | Space Heating | Natural Gas | Furnace | A | Integrated Unit Energy Savings (kWh or therms) | Achievable Economic TRC Potential | 0 | 0 | 0 | 0 | 0 | 0 | 0 | 0 | 0 | 0 | 0 | 0 | 0 | 0 | 0 | 0 | 0 | 0 | 0 | 0 | 0 | 0 | 0 | 0 | 0 | 0 | 0 | 0 | 0 | 0 | 0
F2_Industrial_Petroleum_New_Space Heating_Natural Gas_Furnace_A_Achievable Economic TRC Potential | F2 | Industrial | Petroleum | New | Space Heating | Natural Gas | Furnace | A | Integrated Unit Summer Peak Savings (kW) | Achievable Economic TRC Potential | 0 | 0 | 0 | 0 | 0 | 0 | 0 | 0 | 0 | 0 | 0 | 0 | 0 | 0 | 0 | 0 | 0 | 0 | 0 | 0 | 0 | 0 | 0 | 0 | 0 | 0 | 0 | 0 | 0 | 0 | 0
F3_Industrial_Petroleum_New_Space Heating_Natural Gas_Furnace_A_Achievable Economic TRC Potential | F3 | Industrial | Petroleum | New | Space Heating | Natural Gas | Furnace | A | Integrated Unit Winter Peak Savings (kW) | Achievable Economic TRC Potential | 0 | 0 | 0 | 0 | 0 | 0 | 0 | 0 | 0 | 0 | 0 | 0 | 0 | 0 | 0 | 0 | 0 | 0 | 0 | 0 | 0 | 0 | 0 | 0 | 0 | 0 | 0 | 0 | 0 | 0 | 0
F4_Industrial_Petroleum_New_Space Heating_Natural Gas_Furnace_A_Achievable Economic TRC Potential | F4 | Industrial | Petroleum | New | Space Heating | Natural Gas | Furnace | A | Incremental Energy Savings (MWh or mTherms) | Achievable Economic TRC Potential | 0 | 0 | 0 | 0 | 0 | 0 | 0 | 0 | 0 | 0 | 0 | 0 | 0 | 0 | 0 | 0 | 0 | 0 | 0 | 0 | 0 | 0 | 0 | 0 | 0 | 0 | 0 | 0 | 0 | 0 | 0
F5_Industrial_Petroleum_New_Space Heating_Natural Gas_Furnace_A_Achievable Economic TRC Potential | F5 | Industrial | Petroleum | New | Space Heating | Natural Gas | Furnace | A | Incremental Summer Peak Savings (MW) | Achievable Economic TRC Potential | 0 | 0 | 0 | 0 | 0 | 0 | 0 | 0 | 0 | 0 | 0 | 0 | 0 | 0 | 0 | 0 | 0 | 0 | 0 | 0 | 0 | 0 | 0 | 0 | 0 | 0 | 0 | 0 | 0 | 0 | 0
F6_Industrial_Petroleum_New_Space Heating_Natural Gas_Furnace_A_Achievable Economic TRC Potential | F6 | Industrial | Petroleum | New | Space Heating | Natural Gas | Furnace | A | Incremental Winter Peak Savings (MW) | Achievable Economic TRC Potential | 0 | 0 | 0 | 0 | 0 | 0 | 0 | 0 | 0 | 0 | 0 | 0 | 0 | 0 | 0 | 0 | 0 | 0 | 0 | 0 | 0 | 0 | 0 | 0 | 0 | 0 | 0 | 0 | 0 | 0 | 0
F7_Industrial_Petroleum_New_Space Heating_Natural Gas_Furnace_A_Achievable Economic TRC Potential | F7 | Industrial | Petroleum | New | Space Heating | Natural Gas | Furnace | A | Cumulative Energy Savings (MWh or mTherms) | Achievable Economic TRC Potential | 0 | 0 | 0 | 0 | 0 | 0 | 0 | 0 | 0 | 0 | 0 | 0 | 0 | 0 | 0 | 0 | 0 | 0 | 0 | 0 | 0 | 0 | 0 | 0 | 0 | 0 | 0 | 0 | 0 | 0 | 0
F8_Industrial_Petroleum_New_Space Heating_Natural Gas_Furnace_A_Achievable Economic TRC Potential | F8 | Industrial | Petroleum | New | Space Heating | Natural Gas | Furnace | A | Cumulative Summer Peak Savings (MW) | Achievable Economic TRC Potential | 0 | 0 | 0 | 0 | 0 | 0 | 0 | 0 | 0 | 0 | 0 | 0 | 0 | 0 | 0 | 0 | 0 | 0 | 0 | 0 | 0 | 0 | 0 | 0 | 0 | 0 | 0 | 0 | 0 | 0 | 0
F9_Industrial_Petroleum_New_Space Heating_Natural Gas_Furnace_A_Achievable Economic TRC Potential | F9 | Industrial | Petroleum | New | Space Heating | Natural Gas | Furnace | A | Cumulative Winter Peak Savings (MW) | Achievable Economic TRC Potential | 0 | 0 | 0 | 0 | 0 | 0 | 0 | 0 | 0 | 0 | 0 | 0 | 0 | 0 | 0 | 0 | 0 | 0 | 0 | 0 | 0 | 0 | 0 | 0 | 0 | 0 | 0 | 0 | 0 | 0 | 0
F10_Industrial_Petroleum_New_Space Heating_Natural Gas_Furnace_A_Achievable Economic TRC Potential | F10 | Industrial | Petroleum | New | Space Heating | Natural Gas | Furnace | A | Purchases (Incremental) | Achievable Economic TRC Potential | 0 | 0 | 0 | 0 | 0 | 0 | 0 | 0 | 0 | 0 | 0 | 0 | 0 | 0 | 0 | 0 | 0 | 0 | 0 | 0 | 0 | 0 | 0 | 0 | 0 | 0 | 0 | 0 | 0 | 0 | 0
F11_Industrial_Petroleum_New_Space Heating_Natural Gas_Furnace_A_Achievable Economic TRC Potential | F11 | Industrial | Petroleum | New | Space Heating | Natural Gas | Furnace | A | Purchases (Cumulative) | Achievable Economic TRC Potential | 0 | 0 | 0 | 0 | 0 | 0 | 0 | 0 | 0 | 0 | 0 | 0 | 0 | 0 | 0 | 0 | 0 | 0 | 0 | 0 | 0 | 0 | 0 | 0 | 0 | 0 | 0 | 0 | 0 | 0 | 0
F1_Industrial_Petroleum_New_Space Heating_Natural Gas_Boiler_A_Achievable Economic TRC Potential | F1 | Industrial | Petroleum | New | Space Heating | Natural Gas | Boiler | A | Integrated Unit Energy Savings (kWh or therms) | Achievable Economic TRC Potential | 0 | 0 | 0 | 0 | 0 | 0 | 0 | 0 | 0 | 0 | 0 | 0 | 0 | 0 | 0 | 0 | 0 | 0 | 0 | 0 | 0 | 0 | 0 | 0 | 0 | 0 | 0 | 0 | 0 | 0 | 0
F2_Industrial_Petroleum_New_Space Heating_Natural Gas_Boiler_A_Achievable Economic TRC Potential | F2 | Industrial | Petroleum | New | Space Heating | Natural Gas | Boiler | A | Integrated Unit Summer Peak Savings (kW) | Achievable Economic TRC Potential | 0 | 0 | 0 | 0 | 0 | 0 | 0 | 0 | 0 | 0 | 0 | 0 | 0 | 0 | 0 | 0 | 0 | 0 | 0 | 0 | 0 | 0 | 0 | 0 | 0 | 0 | 0 | 0 | 0 | 0 | 0
F3_Industrial_Petroleum_New_Space Heating_Natural Gas_Boiler_A_Achievable Economic TRC Potential | F3 | Industrial | Petroleum | New | Space Heating | Natural Gas | Boiler | A | Integrated Unit Winter Peak Savings (kW) | Achievable Economic TRC Potential | 0 | 0 | 0 | 0 | 0 | 0 | 0 | 0 | 0 | 0 | 0 | 0 | 0 | 0 | 0 | 0 | 0 | 0 | 0 | 0 | 0 | 0 | 0 | 0 | 0 | 0 | 0 | 0 | 0 | 0 | 0
F4_Industrial_Petroleum_New_Space Heating_Natural Gas_Boiler_A_Achievable Economic TRC Potential | F4 | Industrial | Petroleum | New | Space Heating | Natural Gas | Boiler | A | Incremental Energy Savings (MWh or mTherms) | Achievable Economic TRC Potential | 0 | 0 | 0 | 0 | 0 | 0 | 0 | 0 | 0 | 0 | 0 | 0 | 0 | 0 | 0 | 0 | 0 | 0 | 0 | 0 | 0 | 0 | 0 | 0 | 0 | 0 | 0 | 0 | 0 | 0 | 0
F5_Industrial_Petroleum_New_Space Heating_Natural Gas_Boiler_A_Achievable Economic TRC Potential | F5 | Industrial | Petroleum | New | Space Heating | Natural Gas | Boiler | A | Incremental Summer Peak Savings (MW) | Achievable Economic TRC Potential | 0 | 0 | 0 | 0 | 0 | 0 | 0 | 0 | 0 | 0 | 0 | 0 | 0 | 0 | 0 | 0 | 0 | 0 | 0 | 0 | 0 | 0 | 0 | 0 | 0 | 0 | 0 | 0 | 0 | 0 | 0
F6_Industrial_Petroleum_New_Space Heating_Natural Gas_Boiler_A_Achievable Economic TRC Potential | F6 | Industrial | Petroleum | New | Space Heating | Natural Gas | Boiler | A | Incremental Winter Peak Savings (MW) | Achievable Economic TRC Potential | 0 | 0 | 0 | 0 | 0 | 0 | 0 | 0 | 0 | 0 | 0 | 0 | 0 | 0 | 0 | 0 | 0 | 0 | 0 | 0 | 0 | 0 | 0 | 0 | 0 | 0 | 0 | 0 | 0 | 0 | 0
F7_Industrial_Petroleum_New_Space Heating_Natural Gas_Boiler_A_Achievable Economic TRC Potential | F7 | Industrial | Petroleum | New | Space Heating | Natural Gas | Boiler | A | Cumulative Energy Savings (MWh or mTherms) | Achievable Economic TRC Potential | 0 | 0 | 0 | 0 | 0 | 0 | 0 | 0 | 0 | 0 | 0 | 0 | 0 | 0 | 0 | 0 | 0 | 0 | 0 | 0 | 0 | 0 | 0 | 0 | 0 | 0 | 0 | 0 | 0 | 0 | 0
F8_Industrial_Petroleum_New_Space Heating_Natural Gas_Boiler_A_Achievable Economic TRC Potential | F8 | Industrial | Petroleum | New | Space Heating | Natural Gas | Boiler | A | Cumulative Summer Peak Savings (MW) | Achievable Economic TRC Potential | 0 | 0 | 0 | 0 | 0 | 0 | 0 | 0 | 0 | 0 | 0 | 0 | 0 | 0 | 0 | 0 | 0 | 0 | 0 | 0 | 0 | 0 | 0 | 0 | 0 | 0 | 0 | 0 | 0 | 0 | 0
F9_Industrial_Petroleum_New_Space Heating_Natural Gas_Boiler_A_Achievable Economic TRC Potential | F9 | Industrial | Petroleum | New | Space Heating | Natural Gas | Boiler | A | Cumulative Winter Peak Savings (MW) | Achievable Economic TRC Potential | 0 | 0 | 0 | 0 | 0 | 0 | 0 | 0 | 0 | 0 | 0 | 0 | 0 | 0 | 0 | 0 | 0 | 0 | 0 | 0 | 0 | 0 | 0 | 0 | 0 | 0 | 0 | 0 | 0 | 0 | 0
F10_Industrial_Petroleum_New_Space Heating_Natural Gas_Boiler_A_Achievable Economic TRC Potential | F10 | Industrial | Petroleum | New | Space Heating | Natural Gas | Boiler | A | Purchases (Incremental) | Achievable Economic TRC Potential | 0 | 0 | 0 | 0 | 0 | 0 | 0 | 0 | 0 | 0 | 0 | 0 | 0 | 0 | 0 | 0 | 0 | 0 | 0 | 0 | 0 | 0 | 0 | 0 | 0 | 0 | 0 | 0 | 0 | 0 | 0
F11_Industrial_Petroleum_New_Space Heating_Natural Gas_Boiler_A_Achievable Economic TRC Potential | F11 | Industrial | Petroleum | New | Space Heating | Natural Gas | Boiler | A | Purchases (Cumulative) | Achievable Economic TRC Potential | 0 | 0 | 0 | 0 | 0 | 0 | 0 | 0 | 0 | 0 | 0 | 0 | 0 | 0 | 0 | 0 | 0 | 0 | 0 | 0 | 0 | 0 | 0 | 0 | 0 | 0 | 0 | 0 | 0 | 0 | 0
F1_Industrial_Petroleum_New_Space Heating_Natural Gas_Unit Heater_A_Achievable Economic TRC Potential | F1 | Industrial | Petroleum | New | Space Heating | Natural Gas | Unit Heater | A | Integrated Unit Energy Savings (kWh or therms) | Achievable Economic TRC Potential | 0 | 0 | 0 | 0 | 0 | 0 | 0 | 0 | 0 | 0 | 0 | 0 | 0 | 0 | 0 | 0 | 0 | 0 | 0 | 0 | 0 | 0 | 0 | 0 | 0 | 0 | 0 | 0 | 0 | 0 | 0
F2_Industrial_Petroleum_New_Space Heating_Natural Gas_Unit Heater_A_Achievable Economic TRC Potential | F2 | Industrial | Petroleum | New | Space Heating | Natural Gas | Unit Heater | A | Integrated Unit Summer Peak Savings (kW) | Achievable Economic TRC Potential | 0 | 0 | 0 | 0 | 0 | 0 | 0 | 0 | 0 | 0 | 0 | 0 | 0 | 0 | 0 | 0 | 0 | 0 | 0 | 0 | 0 | 0 | 0 | 0 | 0 | 0 | 0 | 0 | 0 | 0 | 0
F3_Industrial_Petroleum_New_Space Heating_Natural Gas_Unit Heater_A_Achievable Economic TRC Potential | F3 | Industrial | Petroleum | New | Space Heating | Natural Gas | Unit Heater | A | Integrated Unit Winter Peak Savings (kW) | Achievable Economic TRC Potential | 0 | 0 | 0 | 0 | 0 | 0 | 0 | 0 | 0 | 0 | 0 | 0 | 0 | 0 | 0 | 0 | 0 | 0 | 0 | 0 | 0 | 0 | 0 | 0 | 0 | 0 | 0 | 0 | 0 | 0 | 0
F4_Industrial_Petroleum_New_Space Heating_Natural Gas_Unit Heater_A_Achievable Economic TRC Potential | F4 | Industrial | Petroleum | New | Space Heating | Natural Gas | Unit Heater | A | Incremental Energy Savings (MWh or mTherms) | Achievable Economic TRC Potential | 0 | 0 | 0 | 0 | 0 | 0 | 0 | 0 | 0 | 0 | 0 | 0 | 0 | 0 | 0 | 0 | 0 | 0 | 0 | 0 | 0 | 0 | 0 | 0 | 0 | 0 | 0 | 0 | 0 | 0 | 0
F5_Industrial_Petroleum_New_Space Heating_Natural Gas_Unit Heater_A_Achievable Economic TRC Potential | F5 | Industrial | Petroleum | New | Space Heating | Natural Gas | Unit Heater | A | Incremental Summer Peak Savings (MW) | Achievable Economic TRC Potential | 0 | 0 | 0 | 0 | 0 | 0 | 0 | 0 | 0 | 0 | 0 | 0 | 0 | 0 | 0 | 0 | 0 | 0 | 0 | 0 | 0 | 0 | 0 | 0 | 0 | 0 | 0 | 0 | 0 | 0 | 0
F6_Industrial_Petroleum_New_Space Heating_Natural Gas_Unit Heater_A_Achievable Economic TRC Potential | F6 | Industrial | Petroleum | New | Space Heating | Natural Gas | Unit Heater | A | Incremental Winter Peak Savings (MW) | Achievable Economic TRC Potential | 0 | 0 | 0 | 0 | 0 | 0 | 0 | 0 | 0 | 0 | 0 | 0 | 0 | 0 | 0 | 0 | 0 | 0 | 0 | 0 | 0 | 0 | 0 | 0 | 0 | 0 | 0 | 0 | 0 | 0 | 0
F7_Industrial_Petroleum_New_Space Heating_Natural Gas_Unit Heater_A_Achievable Economic TRC Potential | F7 | Industrial | Petroleum | New | Space Heating | Natural Gas | Unit Heater | A | Cumulative Energy Savings (MWh or mTherms) | Achievable Economic TRC Potential | 0 | 0 | 0 | 0 | 0 | 0 | 0 | 0 | 0 | 0 | 0 | 0 | 0 | 0 | 0 | 0 | 0 | 0 | 0 | 0 | 0 | 0 | 0 | 0 | 0 | 0 | 0 | 0 | 0 | 0 | 0
F8_Industrial_Petroleum_New_Space Heating_Natural Gas_Unit Heater_A_Achievable Economic TRC Potential | F8 | Industrial | Petroleum | New | Space Heating | Natural Gas | Unit Heater | A | Cumulative Summer Peak Savings (MW) | Achievable Economic TRC Potential | 0 | 0 | 0 | 0 | 0 | 0 | 0 | 0 | 0 | 0 | 0 | 0 | 0 | 0 | 0 | 0 | 0 | 0 | 0 | 0 | 0 | 0 | 0 | 0 | 0 | 0 | 0 | 0 | 0 | 0 | 0
F9_Industrial_Petroleum_New_Space Heating_Natural Gas_Unit Heater_A_Achievable Economic TRC Potential | F9 | Industrial | Petroleum | New | Space Heating | Natural Gas | Unit Heater | A | Cumulative Winter Peak Savings (MW) | Achievable Economic TRC Potential | 0 | 0 | 0 | 0 | 0 | 0 | 0 | 0 | 0 | 0 | 0 | 0 | 0 | 0 | 0 | 0 | 0 | 0 | 0 | 0 | 0 | 0 | 0 | 0 | 0 | 0 | 0 | 0 | 0 | 0 | 0
F10_Industrial_Petroleum_New_Space Heating_Natural Gas_Unit Heater_A_Achievable Economic TRC Potential | F10 | Industrial | Petroleum | New | Space Heating | Natural Gas | Unit Heater | A | Purchases (Incremental) | Achievable Economic TRC Potential | 0 | 0 | 0 | 0 | 0 | 0 | 0 | 0 | 0 | 0 | 0 | 0 | 0 | 0 | 0 | 0 | 0 | 0 | 0 | 0 | 0 | 0 | 0 | 0 | 0 | 0 | 0 | 0 | 0 | 0 | 0
F11_Industrial_Petroleum_New_Space Heating_Natural Gas_Unit Heater_A_Achievable Economic TRC Potential | F11 | Industrial | Petroleum | New | Space Heating | Natural Gas | Unit Heater | A | Purchases (Cumulative) | Achievable Economic TRC Potential | 0 | 0 | 0 | 0 | 0 | 0 | 0 | 0 | 0 | 0 | 0 | 0 | 0 | 0 | 0 | 0 | 0 | 0 | 0 | 0 | 0 | 0 | 0 | 0 | 0 | 0 | 0 | 0 | 0 | 0 | 0
F1_Industrial_Paper and Printing_Existing_Space Heating_Natural Gas_Furnace_A_Achievable Economic TRC Potential | F1 | Industrial | Paper and Printing | Existing | Space Heating | Natural Gas | Furnace | A | Integrated Unit Energy Savings (kWh or therms) | Achievable Economic TRC Potential | 0 | 505.0924 | 505.0924 | 505.0924 | 505.0924 | 138.7616 | 138.7616 | 138.7616 | 138.7616 | 138.7616 | 138.7616 | 138.7616 | 138.7616 | 138.7616 | 138.7616 | 138.7616 | 138.7616 | 138.7616 | 138.7616 | 138.7616 | 138.7616 | 138.7616 | 138.7616 | 138.7616 | 138.7616 | 138.7616 | 138.7616 | 138.7616 | 138.7616 | 138.7616 | 138.7616
F2_Industrial_Paper and Printing_Existing_Space Heating_Natural Gas_Furnace_A_Achievable Economic TRC Potential | F2 | Industrial | Paper and Printing | Existing | Space Heating | Natural Gas | Furnace | A | Integrated Unit Summer Peak Savings (kW) | Achievable Economic TRC Potential | 0 | 0 | 0 | 0 | 0 | 0 | 0 | 0 | 0 | 0 | 0 | 0 | 0 | 0 | 0 | 0 | 0 | 0 | 0 | 0 | 0 | 0 | 0 | 0 | 0 | 0 | 0 | 0 | 0 | 0 | 0
F3_Industrial_Paper and Printing_Existing_Space Heating_Natural Gas_Furnace_A_Achievable Economic TRC Potential | F3 | Industrial | Paper and Printing | Existing | Space Heating | Natural Gas | Furnace | A | Integrated Unit Winter Peak Savings (kW) | Achievable Economic TRC Potential | 0 | 0 | 0 | 0 | 0 | 0 | 0 | 0 | 0 | 0 | 0 | 0 | 0 | 0 | 0 | 0 | 0 | 0 | 0 | 0 | 0 | 0 | 0 | 0 | 0 | 0 | 0 | 0 | 0 | 0 | 0
F4_Industrial_Paper and Printing_Existing_Space Heating_Natural Gas_Furnace_A_Achievable Economic TRC Potential | F4 | Industrial | Paper and Printing | Existing | Space Heating | Natural Gas | Furnace | A | Incremental Energy Savings (MWh or mTherms) | Achievable Economic TRC Potential | 0 | 0 | 0 | 0 | 0 | 0.00023439 | 0.0004881 | 0.0005299 | 0.0007418 | 0.00096306 | 0.0011285 | 0.0012956 | 0.0013228 | 0.0013037 | 0.001438 | 0.001243 | 0.0012085 | 0.0011514 | 0.0010926 | 0.0011803 | 0.0011599 | 0.0011818 | 0.0012647 | 0.0012857 | 0.0013084 | 0.0013325 | 0.0013639 | 0.0013927 | 0.0014193 | 0.001627 | 0.0017663
F5_Industrial_Paper and Printing_Existing_Space Heating_Natural Gas_Furnace_A_Achievable Economic TRC Potential | F5 | Industrial | Paper and Printing | Existing | Space Heating | Natural Gas | Furnace | A | Incremental Summer Peak Savings (MW) | Achievable Economic TRC Potential | 0 | 0 | 0 | 0 | 0 | 0 | 0 | 0 | 0 | 0 | 0 | 0 | 0 | 0 | 0 | 0 | 0 | 0 | 0 | 0 | 0 | 0 | 0 | 0 | 0 | 0 | 0 | 0 | 0 | 0 | 0
F6_Industrial_Paper and Printing_Existing_Space Heating_Natural Gas_Furnace_A_Achievable Economic TRC Potential | F6 | Industrial | Paper and Printing | Existing | Space Heating | Natural Gas | Furnace | A | Incremental Winter Peak Savings (MW) | Achievable Economic TRC Potential | 0 | 0 | 0 | 0 | 0 | 0 | 0 | 0 | 0 | 0 | 0 | 0 | 0 | 0 | 0 | 0 | 0 | 0 | 0 | 0 | 0 | 0 | 0 | 0 | 0 | 0 | 0 | 0 | 0 | 0 | 0
F7_Industrial_Paper and Printing_Existing_Space Heating_Natural Gas_Furnace_A_Achievable Economic TRC Potential | F7 | Industrial | Paper and Printing | Existing | Space Heating | Natural Gas | Furnace | A | Cumulative Energy Savings (MWh or mTherms) | Achievable Economic TRC Potential | 0 | 0 | 0 | 0 | 0 | 0.00023439 | 0.00072249 | 0.0012524 | 0.0019942 | 0.0029572 | 0.0040858 | 0.0053814 | 0.0067042 | 0.008008 | 0.009446 | 0.010689 | 0.011897 | 0.013049 | 0.014141 | 0.015322 | 0.016482 | 0.017663 | 0.018928 | 0.020214 | 0.021522 | 0.022855 | 0.024219 | 0.025611 | 0 | 0 | 0
F8_Industrial_Paper and Printing_Existing_Space Heating_Natural Gas_Furnace_A_Achievable Economic TRC Potential | F8 | Industrial | Paper and Printing | Existing | Space Heating | Natural Gas | Furnace | A | Cumulative Summer Peak Savings (MW) | Achievable Economic TRC Potential | 0 | 0 | 0 | 0 | 0 | 0 | 0 | 0 | 0 | 0 | 0 | 0 | 0 | 0 | 0 | 0 | 0 | 0 | 0 | 0 | 0 | 0 | 0 | 0 | 0 | 0 | 0 | 0 | 0 | 0 | 0
F9_Industrial_Paper and Printing_Existing_Space Heating_Natural Gas_Furnace_A_Achievable Economic TRC Potential | F9 | Industrial | Paper and Printing | Existing | Space Heating | Natural Gas | Furnace | A | Cumulative Winter Peak Savings (MW) | Achievable Economic TRC Potential | 0 | 0 | 0 | 0 | 0 | 0 | 0 | 0 | 0 | 0 | 0 | 0 | 0 | 0 | 0 | 0 | 0 | 0 | 0 | 0 | 0 | 0 | 0 | 0 | 0 | 0 | 0 | 0 | 0 | 0 | 0
F10_Industrial_Paper and Printing_Existing_Space Heating_Natural Gas_Furnace_A_Achievable Economic TRC Potential | F10 | Industrial | Paper and Printing | Existing | Space Heating | Natural Gas | Furnace | A | Purchases (Incremental) | Achievable Economic TRC Potential | 0 | 0 | 0 | 0 | 0 | 0.0016891 | 0.0035175 | 0.0038188 | 0.0053459 | 0.0069404 | 0.0081328 | 0.0093372 | 0.0095332 | 0.0093954 | 0.010363 | 0.0089575 | 0.0087091 | 0.0082977 | 0.0078736 | 0.0085062 | 0.0083586 | 0.008517 | 0.0091142 | 0.0092654 | 0.0094291 | 0.0096031 | 0.0098287 | 0.010037 | 0.010228 | 0.011725 | 0.012729
F11_Industrial_Paper and Printing_Existing_Space Heating_Natural Gas_Furnace_A_Achievable Economic TRC Potential | F11 | Industrial | Paper and Printing | Existing | Space Heating | Natural Gas | Furnace | A | Purchases (Cumulative) | Achievable Economic TRC Potential | 0 | 0 | 0 | 0 | 0 | 0.0016891 | 0.0052067 | 0.0090254 | 0.014371 | 0.021312 | 0.029444 | 0.038782 | 0.048315 | 0.05771 | 0.068073 | 0.077031 | 0.08574 | 0.094038 | 0.10191 | 0.11042 | 0.11878 | 0.12729 | 0.13641 | 0.14567 | 0.1551 | 0.16471 | 0.17453 | 0.18457 | 0.18917 | 0.18917 | 0.18917
F1_Industrial_Paper and Printing_Existing_Space Heating_Natural Gas_Boiler_A_Achievable Economic TRC Potential | F1 | Industrial | Paper and Printing | Existing | Space Heating | Natural Gas | Boiler | A | Integrated Unit Energy Savings (kWh or therms) | Achievable Economic TRC Potential | 0 | 8772.191 | 8772.191 | 8772.191 | 8772.191 | 5375.3 | 5375.3 | 5375.3 | 5375.3 | 5375.3 | 5375.3 | 5375.3 | 5375.3 | 5375.3 | 5375.3 | 5375.3 | 5375.3 | 5375.3 | 5375.3 | 5375.3 | 5375.3 | 5375.3 | 5375.3 | 792.2778 | 792.2778 | 792.2778 | 792.2778 | 792.2778 | 792.2778 | 792.2778 | 792.2778
F2_Industrial_Paper and Printing_Existing_Space Heating_Natural Gas_Boiler_A_Achievable Economic TRC Potential | F2 | Industrial | Paper and Printing | Existing | Space Heating | Natural Gas | Boiler | A | Integrated Unit Summer Peak Savings (kW) | Achievable Economic TRC Potential | 0 | 0 | 0 | 0 | 0 | 0 | 0 | 0 | 0 | 0 | 0 | 0 | 0 | 0 | 0 | 0 | 0 | 0 | 0 | 0 | 0 | 0 | 0 | 0 | 0 | 0 | 0 | 0 | 0 | 0 | 0
F3_Industrial_Paper and Printing_Existing_Space Heating_Natural Gas_Boiler_A_Achievable Economic TRC Potential | F3 | Industrial | Paper and Printing | Existing | Space Heating | Natural Gas | Boiler | A | Integrated Unit Winter Peak Savings (kW) | Achievable Economic TRC Potential | 0 | 0 | 0 | 0 | 0 | 0 | 0 | 0 | 0 | 0 | 0 | 0 | 0 | 0 | 0 | 0 | 0 | 0 | 0 | 0 | 0 | 0 | 0 | 0 | 0 | 0 | 0 | 0 | 0 | 0 | 0
F4_Industrial_Paper and Printing_Existing_Space Heating_Natural Gas_Boiler_A_Achievable Economic TRC Potential | F4 | Industrial | Paper and Printing | Existing | Space Heating | Natural Gas | Boiler | A | Incremental Energy Savings (MWh or mTherms) | Achievable Economic TRC Potential | 0 | 0 | 0 | 0 | 0 | 0 | 0 | 0 | 0 | 0 | 0 | 0 | 0 | 0 | 0 | 0 | 0 | 0 | 0 | 0 | 0 | 0 | 0 | 0.0022202 | 0.0033223 | 0.0039461 | 0.0043134 | 0.0045328 | 0.004621 | 0.0046416 | 0.0046233
F5_Industrial_Paper and Printing_Existing_Space Heating_Natural Gas_Boiler_A_Achievable Economic TRC Potential | F5 | Industrial | Paper and Printing | Existing | Space Heating | Natural Gas | Boiler | A | Incremental Summer Peak Savings (MW) | Achievable Economic TRC Potential | 0 | 0 | 0 | 0 | 0 | 0 | 0 | 0 | 0 | 0 | 0 | 0 | 0 | 0 | 0 | 0 | 0 | 0 | 0 | 0 | 0 | 0 | 0 | 0 | 0 | 0 | 0 | 0 | 0 | 0 | 0
F6_Industrial_Paper and Printing_Existing_Space Heating_Natural Gas_Boiler_A_Achievable Economic TRC Potential | F6 | Industrial | Paper and Printing | Existing | Space Heating | Natural Gas | Boiler | A | Incremental Winter Peak Savings (MW) | Achievable Economic TRC Potential | 0 | 0 | 0 | 0 | 0 | 0 | 0 | 0 | 0 | 0 | 0 | 0 | 0 | 0 | 0 | 0 | 0 | 0 | 0 | 0 | 0 | 0 | 0 | 0 | 0 | 0 | 0 | 0 | 0 | 0 | 0
F7_Industrial_Paper and Printing_Existing_Space Heating_Natural Gas_Boiler_A_Achievable Economic TRC Potential | F7 | Industrial | Paper and Printing | Existing | Space Heating | Natural Gas | Boiler | A | Cumulative Energy Savings (MWh or mTherms) | Achievable Economic TRC Potential | 0 | 0 | 0 | 0 | 0 | 0 | 0 | 0 | 0 | 0 | 0 | 0 | 0 | 0 | 0 | 0 | 0 | 0 | 0 | 0 | 0 | 0 | 0 | 0.0022202 | 0.0055425 | 0.0094886 | 0.013802 | 0.018335 | 0 | 0 | 0
F8_Industrial_Paper and Printing_Existing_Space Heating_Natural Gas_Boiler_A_Achievable Economic TRC Potential | F8 | Industrial | Paper and Printing | Existing | Space Heating | Natural Gas | Boiler | A | Cumulative Summer Peak Savings (MW) | Achievable Economic TRC Potential | 0 | 0 | 0 | 0 | 0 | 0 | 0 | 0 | 0 | 0 | 0 | 0 | 0 | 0 | 0 | 0 | 0 | 0 | 0 | 0 | 0 | 0 | 0 | 0 | 0 | 0 | 0 | 0 | 0 | 0 | 0
F9_Industrial_Paper and Printing_Existing_Space Heating_Natural Gas_Boiler_A_Achievable Economic TRC Potential | F9 | Industrial | Paper and Printing | Existing | Space Heating | Natural Gas | Boiler | A | Cumulative Winter Peak Savings (MW) | Achievable Economic TRC Potential | 0 | 0 | 0 | 0 | 0 | 0 | 0 | 0 | 0 | 0 | 0 | 0 | 0 | 0 | 0 | 0 | 0 | 0 | 0 | 0 | 0 | 0 | 0 | 0 | 0 | 0 | 0 | 0 | 0 | 0 | 0
F10_Industrial_Paper and Printing_Existing_Space Heating_Natural Gas_Boiler_A_Achievable Economic TRC Potential | F10 | Industrial | Paper and Printing | Existing | Space Heating | Natural Gas | Boiler | A | Purchases (Incremental) | Achievable Economic TRC Potential | 0 | 0 | 0 | 0 | 0 | 0 | 0 | 0 | 0 | 0 | 0 | 0 | 0 | 0 | 0 | 0 | 0 | 0 | 0 | 0 | 0 | 0 | 0 | 0.0028023 | 0.0041933 | 0.0049807 | 0.0054444 | 0.0057213 | 0.0058325 | 0.0058585 | 0.0058354
F11_Industrial_Paper and Printing_Existing_Space Heating_Natural Gas_Boiler_A_Achievable Economic TRC Potential | F11 | Industrial | Paper and Printing | Existing | Space Heating | Natural Gas | Boiler | A | Purchases (Cumulative) | Achievable Economic TRC Potential | 0 | 0 | 0 | 0 | 0 | 0 | 0 | 0 | 0 | 0 | 0 | 0 | 0 | 0 | 0 | 0 | 0 | 0 | 0 | 0 | 0 | 0 | 0 | 0.0028023 | 0.0069956 | 0.011976 | 0.017421 | 0.023142 | 0.028974 | 0.034833 | 0.040668
F1_Industrial_Paper and Printing_Existing_Space Heating_Natural Gas_Unit Heater_A_Achievable Economic TRC Potential | F1 | Industrial | Paper and Printing | Existing | Space Heating | Natural Gas | Unit Heater | A | Integrated Unit Energy Savings (kWh or therms) | Achievable Economic TRC Potential | 0 | 28641.12 | 28641.12 | 28641.12 | 28641.12 | 15772.4108 | 15772.4108 | 15772.4108 | 15772.4108 | 15772.4108 | 15772.4108 | 15772.4108 | 15772.4108 | 15772.4108 | 15772.4108 | 15772.4108 | 15772.4108 | 15772.4108 | 15772.4108 | 15772.4108 | 15772.4108 | 15772.4108 | 15772.4108 | 15772.4108 | 15772.4108 | 15772.4108 | 15772.4108 | 15772.4108 | 15772.4108 | 15772.4108 | 15772.4108
F2_Industrial_Paper and Printing_Existing_Space Heating_Natural Gas_Unit Heater_A_Achievable Economic TRC Potential | F2 | Industrial | Paper and Printing | Existing | Space Heating | Natural Gas | Unit Heater | A | Integrated Unit Summer Peak Savings (kW) | Achievable Economic TRC Potential | 0 | 0 | 0 | 0 | 0 | 0 | 0 | 0 | 0 | 0 | 0 | 0 | 0 | 0 | 0 | 0 | 0 | 0 | 0 | 0 | 0 | 0 | 0 | 0 | 0 | 0 | 0 | 0 | 0 | 0 | 0
F3_Industrial_Paper and Printing_Existing_Space Heating_Natural Gas_Unit Heater_A_Achievable Economic TRC Potential | F3 | Industrial | Paper and Printing | Existing | Space Heating | Natural Gas | Unit Heater | A | Integrated Unit Winter Peak Savings (kW) | Achievable Economic TRC Potential | 0 | 0 | 0 | 0 | 0 | 0 | 0 | 0 | 0 | 0 | 0 | 0 | 0 | 0 | 0 | 0 | 0 | 0 | 0 | 0 | 0 | 0 | 0 | 0 | 0 | 0 | 0 | 0 | 0 | 0 | 0
F4_Industrial_Paper and Printing_Existing_Space Heating_Natural Gas_Unit Heater_A_Achievable Economic TRC Potential | F4 | Industrial | Paper and Printing | Existing | Space Heating | Natural Gas | Unit Heater | A | Incremental Energy Savings (MWh or mTherms) | Achievable Economic TRC Potential | 0 | 0 | 0 | 0 | 0 | 0.0036471 | 0.0099159 | 0.019163 | 0.032658 | 0.049923 | 0.065712 | 0.08308 | 0.10005 | 0.11497 | 0.14739 | 0.15151 | 0.1671 | 0.16079 | 0.1566 | 0.15946 | 0.15642 | 0.17136 | 0.15699 | 0.16064 | 0.16787 | 0.17442 | 0.18197 | 0.18501 | 0.18693 | 0.18826 | 0.18853
F5_Industrial_Paper and Printing_Existing_Space Heating_Natural Gas_Unit Heater_A_Achievable Economic TRC Potential | F5 | Industrial | Paper and Printing | Existing | Space Heating | Natural Gas | Unit Heater | A | Incremental Summer Peak Savings (MW) | Achievable Economic TRC Potential | 0 | 0 | 0 | 0 | 0 | 0 | 0 | 0 | 0 | 0 | 0 | 0 | 0 | 0 | 0 | 0 | 0 | 0 | 0 | 0 | 0 | 0 | 0 | 0 | 0 | 0 | 0 | 0 | 0 | 0 | 0
F6_Industrial_Paper and Printing_Existing_Space Heating_Natural Gas_Unit Heater_A_Achievable Economic TRC Potential | F6 | Industrial | Paper and Printing | Existing | Space Heating | Natural Gas | Unit Heater | A | Incremental Winter Peak Savings (MW) | Achievable Economic TRC Potential | 0 | 0 | 0 | 0 | 0 | 0 | 0 | 0 | 0 | 0 | 0 | 0 | 0 | 0 | 0 | 0 | 0 | 0 | 0 | 0 | 0 | 0 | 0 | 0 | 0 | 0 | 0 | 0 | 0 | 0 | 0
F7_Industrial_Paper and Printing_Existing_Space Heating_Natural Gas_Unit Heater_A_Achievable Economic TRC Potential | F7 | Industrial | Paper and Printing | Existing | Space Heating | Natural Gas | Unit Heater | A | Cumulative Energy Savings (MWh or mTherms) | Achievable Economic TRC Potential | 0 | 0 | 0 | 0 | 0 | 0.0036471 | 0.013563 | 0.032726 | 0.065383 | 0.11531 | 0.18102 | 0.2641 | 0.36415 | 0.47912 | 0.62651 | 0.77802 | 0.94512 | 1.1023 | 1.249 | 1.3892 | 1.513 | 1.6344 | 1.7257 | 1.8033 | 1.8711 | 1.9306 | 1.9651 | 1.9986 | 0 | 0 | 0
F8_Industrial_Paper and Printing_Existing_Space Heating_Natural Gas_Unit Heater_A_Achievable Economic TRC Potential | F8 | Industrial | Paper and Printing | Existing | Space Heating | Natural Gas | Unit Heater | A | Cumulative Summer Peak Savings (MW) | Achievable Economic TRC Potential | 0 | 0 | 0 | 0 | 0 | 0 | 0 | 0 | 0 | 0 | 0 | 0 | 0 | 0 | 0 | 0 | 0 | 0 | 0 | 0 | 0 | 0 | 0 | 0 | 0 | 0 | 0 | 0 | 0 | 0 | 0
F9_Industrial_Paper and Printing_Existing_Space Heating_Natural Gas_Unit Heater_A_Achievable Economic TRC Potential | F9 | Industrial | Paper and Printing | Existing | Space Heating | Natural Gas | Unit Heater | A | Cumulative Winter Peak Savings (MW) | Achievable Economic TRC Potential | 0 | 0 | 0 | 0 | 0 | 0 | 0 | 0 | 0 | 0 | 0 | 0 | 0 | 0 | 0 | 0 | 0 | 0 | 0 | 0 | 0 | 0 | 0 | 0 | 0 | 0 | 0 | 0 | 0 | 0 | 0
F10_Industrial_Paper and Printing_Existing_Space Heating_Natural Gas_Unit Heater_A_Achievable Economic TRC Potential | F10 | Industrial | Paper and Printing | Existing | Space Heating | Natural Gas | Unit Heater | A | Purchases (Incremental) | Achievable Economic TRC Potential | 0 | 0 | 0 | 0 | 0 | 0.00023123 | 0.00062869 | 0.001215 | 0.0020705 | 0.0031652 | 0.0041663 | 0.0052674 | 0.0063437 | 0.0072893 | 0.0093445 | 0.0096062 | 0.010594 | 0.010194 | 0.0099289 | 0.01011 | 0.0099174 | 0.010864 | 0.0099535 | 0.010185 | 0.010643 | 0.011059 | 0.011537 | 0.01173 | 0.011852 | 0.011936 | 0.011953
F11_Industrial_Paper and Printing_Existing_Space Heating_Natural Gas_Unit Heater_A_Achievable Economic TRC Potential | F11 | Industrial | Paper and Printing | Existing | Space Heating | Natural Gas | Unit Heater | A | Purchases (Cumulative) | Achievable Economic TRC Potential | 0 | 0 | 0 | 0 | 0 | 0.00023123 | 0.00085992 | 0.0020749 | 0.0041454 | 0.0073106 | 0.011477 | 0.016744 | 0.023088 | 0.030377 | 0.039722 | 0.049328 | 0.059922 | 0.069886 | 0.079186 | 0.088081 | 0.095928 | 0.10363 | 0.10941 | 0.11433 | 0.11863 | 0.1224 | 0.12459 | 0.12672 | 0.12797 | 0.12972 | 0.13174
F1_Industrial_Paper and Printing_New_Space Heating_Natural Gas_Furnace_A_Achievable Economic TRC Potential | F1 | Industrial | Paper and Printing | New | Space Heating | Natural Gas | Furnace | A | Integrated Unit Energy Savings (kWh or therms) | Achievable Economic TRC Potential | 0 | 0 | 0 | 0 | 0 | 0 | 0 | 0 | 0 | 0 | 0 | 0 | 0 | 0 | 0 | 0 | 0 | 0 | 0 | 0 | 0 | 0 | 0 | 0 | 0 | 0 | 0 | 0 | 0 | 0 | 0
F2_Industrial_Paper and Printing_New_Space Heating_Natural Gas_Furnace_A_Achievable Economic TRC Potential | F2 | Industrial | Paper and Printing | New | Space Heating | Natural Gas | Furnace | A | Integrated Unit Summer Peak Savings (kW) | Achievable Economic TRC Potential | 0 | 0 | 0 | 0 | 0 | 0 | 0 | 0 | 0 | 0 | 0 | 0 | 0 | 0 | 0 | 0 | 0 | 0 | 0 | 0 | 0 | 0 | 0 | 0 | 0 | 0 | 0 | 0 | 0 | 0 | 0
F3_Industrial_Paper and Printing_New_Space Heating_Natural Gas_Furnace_A_Achievable Economic TRC Potential | F3 | Industrial | Paper and Printing | New | Space Heating | Natural Gas | Furnace | A | Integrated Unit Winter Peak Savings (kW) | Achievable Economic TRC Potential | 0 | 0 | 0 | 0 | 0 | 0 | 0 | 0 | 0 | 0 | 0 | 0 | 0 | 0 | 0 | 0 | 0 | 0 | 0 | 0 | 0 | 0 | 0 | 0 | 0 | 0 | 0 | 0 | 0 | 0 | 0
F4_Industrial_Paper and Printing_New_Space Heating_Natural Gas_Furnace_A_Achievable Economic TRC Potential | F4 | Industrial | Paper and Printing | New | Space Heating | Natural Gas | Furnace | A | Incremental Energy Savings (MWh or mTherms) | Achievable Economic TRC Potential | 0 | 0 | 0 | 0 | 0 | 0 | 0 | 0 | 0 | 0 | 0 | 0 | 0 | 0 | 0 | 0 | 0 | 0 | 0 | 0 | 0 | 0 | 0 | 0 | 0 | 0 | 0 | 0 | 0 | 0 | 0
F5_Industrial_Paper and Printing_New_Space Heating_Natural Gas_Furnace_A_Achievable Economic TRC Potential | F5 | Industrial | Paper and Printing | New | Space Heating | Natural Gas | Furnace | A | Incremental Summer Peak Savings (MW) | Achievable Economic TRC Potential | 0 | 0 | 0 | 0 | 0 | 0 | 0 | 0 | 0 | 0 | 0 | 0 | 0 | 0 | 0 | 0 | 0 | 0 | 0 | 0 | 0 | 0 | 0 | 0 | 0 | 0 | 0 | 0 | 0 | 0 | 0
F6_Industrial_Paper and Printing_New_Space Heating_Natural Gas_Furnace_A_Achievable Economic TRC Potential | F6 | Industrial | Paper and Printing | New | Space Heating | Natural Gas | Furnace | A | Incremental Winter Peak Savings (MW) | Achievable Economic TRC Potential | 0 | 0 | 0 | 0 | 0 | 0 | 0 | 0 | 0 | 0 | 0 | 0 | 0 | 0 | 0 | 0 | 0 | 0 | 0 | 0 | 0 | 0 | 0 | 0 | 0 | 0 | 0 | 0 | 0 | 0 | 0
F7_Industrial_Paper and Printing_New_Space Heating_Natural Gas_Furnace_A_Achievable Economic TRC Potential | F7 | Industrial | Paper and Printing | New | Space Heating | Natural Gas | Furnace | A | Cumulative Energy Savings (MWh or mTherms) | Achievable Economic TRC Potential | 0 | 0 | 0 | 0 | 0 | 0 | 0 | 0 | 0 | 0 | 0 | 0 | 0 | 0 | 0 | 0 | 0 | 0 | 0 | 0 | 0 | 0 | 0 | 0 | 0 | 0 | 0 | 0 | 0 | 0 | 0
F8_Industrial_Paper and Printing_New_Space Heating_Natural Gas_Furnace_A_Achievable Economic TRC Potential | F8 | Industrial | Paper and Printing | New | Space Heating | Natural Gas | Furnace | A | Cumulative Summer Peak Savings (MW) | Achievable Economic TRC Potential | 0 | 0 | 0 | 0 | 0 | 0 | 0 | 0 | 0 | 0 | 0 | 0 | 0 | 0 | 0 | 0 | 0 | 0 | 0 | 0 | 0 | 0 | 0 | 0 | 0 | 0 | 0 | 0 | 0 | 0 | 0
F9_Industrial_Paper and Printing_New_Space Heating_Natural Gas_Furnace_A_Achievable Economic TRC Potential | F9 | Industrial | Paper and Printing | New | Space Heating | Natural Gas | Furnace | A | Cumulative Winter Peak Savings (MW) | Achievable Economic TRC Potential | 0 | 0 | 0 | 0 | 0 | 0 | 0 | 0 | 0 | 0 | 0 | 0 | 0 | 0 | 0 | 0 | 0 | 0 | 0 | 0 | 0 | 0 | 0 | 0 | 0 | 0 | 0 | 0 | 0 | 0 | 0
F10_Industrial_Paper and Printing_New_Space Heating_Natural Gas_Furnace_A_Achievable Economic TRC Potential | F10 | Industrial | Paper and Printing | New | Space Heating | Natural Gas | Furnace | A | Purchases (Incremental) | Achievable Economic TRC Potential | 0 | 0 | 0 | 0 | 0 | 0 | 0 | 0 | 0 | 0 | 0 | 0 | 0 | 0 | 0 | 0 | 0 | 0 | 0 | 0 | 0 | 0 | 0 | 0 | 0 | 0 | 0 | 0 | 0 | 0 | 0
F11_Industrial_Paper and Printing_New_Space Heating_Natural Gas_Furnace_A_Achievable Economic TRC Potential | F11 | Industrial | Paper and Printing | New | Space Heating | Natural Gas | Furnace | A | Purchases (Cumulative) | Achievable Economic TRC Potential | 0 | 0 | 0 | 0 | 0 | 0 | 0 | 0 | 0 | 0 | 0 | 0 | 0 | 0 | 0 | 0 | 0 | 0 | 0 | 0 | 0 | 0 | 0 | 0 | 0 | 0 | 0 | 0 | 0 | 0 | 0
F1_Industrial_Paper and Printing_New_Space Heating_Natural Gas_Boiler_A_Achievable Economic TRC Potential | F1 | Industrial | Paper and Printing | New | Space Heating | Natural Gas | Boiler | A | Integrated Unit Energy Savings (kWh or therms) | Achievable Economic TRC Potential | 0 | 0 | 0 | 0 | 0 | 0 | 0 | 0 | 0 | 0 | 0 | 0 | 0 | 0 | 0 | 0 | 0 | 0 | 0 | 0 | 0 | 0 | 0 | 0 | 0 | 0 | 0 | 0 | 0 | 0 | 0
F2_Industrial_Paper and Printing_New_Space Heating_Natural Gas_Boiler_A_Achievable Economic TRC Potential | F2 | Industrial | Paper and Printing | New | Space Heating | Natural Gas | Boiler | A | Integrated Unit Summer Peak Savings (kW) | Achievable Economic TRC Potential | 0 | 0 | 0 | 0 | 0 | 0 | 0 | 0 | 0 | 0 | 0 | 0 | 0 | 0 | 0 | 0 | 0 | 0 | 0 | 0 | 0 | 0 | 0 | 0 | 0 | 0 | 0 | 0 | 0 | 0 | 0
F3_Industrial_Paper and Printing_New_Space Heating_Natural Gas_Boiler_A_Achievable Economic TRC Potential | F3 | Industrial | Paper and Printing | New | Space Heating | Natural Gas | Boiler | A | Integrated Unit Winter Peak Savings (kW) | Achievable Economic TRC Potential | 0 | 0 | 0 | 0 | 0 | 0 | 0 | 0 | 0 | 0 | 0 | 0 | 0 | 0 | 0 | 0 | 0 | 0 | 0 | 0 | 0 | 0 | 0 | 0 | 0 | 0 | 0 | 0 | 0 | 0 | 0
F4_Industrial_Paper and Printing_New_Space Heating_Natural Gas_Boiler_A_Achievable Economic TRC Potential | F4 | Industrial | Paper and Printing | New | Space Heating | Natural Gas | Boiler | A | Incremental Energy Savings (MWh or mTherms) | Achievable Economic TRC Potential | 0 | 0 | 0 | 0 | 0 | 0 | 0 | 0 | 0 | 0 | 0 | 0 | 0 | 0 | 0 | 0 | 0 | 0 | 0 | 0 | 0 | 0 | 0 | 0 | 0 | 0 | 0 | 0 | 0 | 0 | 0
F5_Industrial_Paper and Printing_New_Space Heating_Natural Gas_Boiler_A_Achievable Economic TRC Potential | F5 | Industrial | Paper and Printing | New | Space Heating | Natural Gas | Boiler | A | Incremental Summer Peak Savings (MW) | Achievable Economic TRC Potential | 0 | 0 | 0 | 0 | 0 | 0 | 0 | 0 | 0 | 0 | 0 | 0 | 0 | 0 | 0 | 0 | 0 | 0 | 0 | 0 | 0 | 0 | 0 | 0 | 0 | 0 | 0 | 0 | 0 | 0 | 0
F6_Industrial_Paper and Printing_New_Space Heating_Natural Gas_Boiler_A_Achievable Economic TRC Potential | F6 | Industrial | Paper and Printing | New | Space Heating | Natural Gas | Boiler | A | Incremental Winter Peak Savings (MW) | Achievable Economic TRC Potential | 0 | 0 | 0 | 0 | 0 | 0 | 0 | 0 | 0 | 0 | 0 | 0 | 0 | 0 | 0 | 0 | 0 | 0 | 0 | 0 | 0 | 0 | 0 | 0 | 0 | 0 | 0 | 0 | 0 | 0 | 0
F7_Industrial_Paper and Printing_New_Space Heating_Natural Gas_Boiler_A_Achievable Economic TRC Potential | F7 | Industrial | Paper and Printing | New | Space Heating | Natural Gas | Boiler | A | Cumulative Energy Savings (MWh or mTherms) | Achievable Economic TRC Potential | 0 | 0 | 0 | 0 | 0 | 0 | 0 | 0 | 0 | 0 | 0 | 0 | 0 | 0 | 0 | 0 | 0 | 0 | 0 | 0 | 0 | 0 | 0 | 0 | 0 | 0 | 0 | 0 | 0 | 0 | 0
F8_Industrial_Paper and Printing_New_Space Heating_Natural Gas_Boiler_A_Achievable Economic TRC Potential | F8 | Industrial | Paper and Printing | New | Space Heating | Natural Gas | Boiler | A | Cumulative Summer Peak Savings (MW) | Achievable Economic TRC Potential | 0 | 0 | 0 | 0 | 0 | 0 | 0 | 0 | 0 | 0 | 0 | 0 | 0 | 0 | 0 | 0 | 0 | 0 | 0 | 0 | 0 | 0 | 0 | 0 | 0 | 0 | 0 | 0 | 0 | 0 | 0
F9_Industrial_Paper and Printing_New_Space Heating_Natural Gas_Boiler_A_Achievable Economic TRC Potential | F9 | Industrial | Paper and Printing | New | Space Heating | Natural Gas | Boiler | A | Cumulative Winter Peak Savings (MW) | Achievable Economic TRC Potential | 0 | 0 | 0 | 0 | 0 | 0 | 0 | 0 | 0 | 0 | 0 | 0 | 0 | 0 | 0 | 0 | 0 | 0 | 0 | 0 | 0 | 0 | 0 | 0 | 0 | 0 | 0 | 0 | 0 | 0 | 0
F10_Industrial_Paper and Printing_New_Space Heating_Natural Gas_Boiler_A_Achievable Economic TRC Potential | F10 | Industrial | Paper and Printing | New | Space Heating | Natural Gas | Boiler | A | Purchases (Incremental) | Achievable Economic TRC Potential | 0 | 0 | 0 | 0 | 0 | 0 | 0 | 0 | 0 | 0 | 0 | 0 | 0 | 0 | 0 | 0 | 0 | 0 | 0 | 0 | 0 | 0 | 0 | 0 | 0 | 0 | 0 | 0 | 0 | 0 | 0
F11_Industrial_Paper and Printing_New_Space Heating_Natural Gas_Boiler_A_Achievable Economic TRC Potential | F11 | Industrial | Paper and Printing | New | Space Heating | Natural Gas | Boiler | A | Purchases (Cumulative) | Achievable Economic TRC Potential | 0 | 0 | 0 | 0 | 0 | 0 | 0 | 0 | 0 | 0 | 0 | 0 | 0 | 0 | 0 | 0 | 0 | 0 | 0 | 0 | 0 | 0 | 0 | 0 | 0 | 0 | 0 | 0 | 0 | 0 | 0
F1_Industrial_Paper and Printing_New_Space Heating_Natural Gas_Unit Heater_A_Achievable Economic TRC Potential | F1 | Industrial | Paper and Printing | New | Space Heating | Natural Gas | Unit Heater | A | Integrated Unit Energy Savings (kWh or therms) | Achievable Economic TRC Potential | 0 | 28641.12 | 28641.12 | 28641.12 | 28641.12 | 15772.4108 | 15772.4108 | 15772.4108 | 15772.4108 | 15772.4108 | 15772.4108 | 15772.4108 | 15772.4108 | 15772.4108 | 15772.4108 | 15772.4108 | 15772.4108 | 15772.4108 | 15772.4108 | 15772.4108 | 15772.4108 | 15772.4108 | 15772.4108 | 15772.4108 | 15772.4108 | 15772.4108 | 15772.4108 | 15772.4108 | 15772.4108 | 15772.4108 | 15772.4108
F2_Industrial_Paper and Printing_New_Space Heating_Natural Gas_Unit Heater_A_Achievable Economic TRC Potential | F2 | Industrial | Paper and Printing | New | Space Heating | Natural Gas | Unit Heater | A | Integrated Unit Summer Peak Savings (kW) | Achievable Economic TRC Potential | 0 | 0 | 0 | 0 | 0 | 0 | 0 | 0 | 0 | 0 | 0 | 0 | 0 | 0 | 0 | 0 | 0 | 0 | 0 | 0 | 0 | 0 | 0 | 0 | 0 | 0 | 0 | 0 | 0 | 0 | 0
F3_Industrial_Paper and Printing_New_Space Heating_Natural Gas_Unit Heater_A_Achievable Economic TRC Potential | F3 | Industrial | Paper and Printing | New | Space Heating | Natural Gas | Unit Heater | A | Integrated Unit Winter Peak Savings (kW) | Achievable Economic TRC Potential | 0 | 0 | 0 | 0 | 0 | 0 | 0 | 0 | 0 | 0 | 0 | 0 | 0 | 0 | 0 | 0 | 0 | 0 | 0 | 0 | 0 | 0 | 0 | 0 | 0 | 0 | 0 | 0 | 0 | 0 | 0
F4_Industrial_Paper and Printing_New_Space Heating_Natural Gas_Unit Heater_A_Achievable Economic TRC Potential | F4 | Industrial | Paper and Printing | New | Space Heating | Natural Gas | Unit Heater | A | Incremental Energy Savings (MWh or mTherms) | Achievable Economic TRC Potential | 0 | 0 | 0 | 0 | 0 | 0.0013494 | 0.0026525 | 0.0039765 | 0.0052708 | 0.006592 | 0.007785 | 0.010207 | 0.012366 | 0.014134 | 0.015539 | 0.01697 | 0.01804 | 0.019047 | 0.024176 | 0.023771 | 0.023502 | 0.023725 | 0.024217 | 0.024676 | 0.025244 | 0.025844 | 0.02655 | 0.027177 | 0.029007 | 0.030346 | 0.031287
F5_Industrial_Paper and Printing_New_Space Heating_Natural Gas_Unit Heater_A_Achievable Economic TRC Potential | F5 | Industrial | Paper and Printing | New | Space Heating | Natural Gas | Unit Heater | A | Incremental Summer Peak Savings (MW) | Achievable Economic TRC Potential | 0 | 0 | 0 | 0 | 0 | 0 | 0 | 0 | 0 | 0 | 0 | 0 | 0 | 0 | 0 | 0 | 0 | 0 | 0 | 0 | 0 | 0 | 0 | 0 | 0 | 0 | 0 | 0 | 0 | 0 | 0
F6_Industrial_Paper and Printing_New_Space Heating_Natural Gas_Unit Heater_A_Achievable Economic TRC Potential | F6 | Industrial | Paper and Printing | New | Space Heating | Natural Gas | Unit Heater | A | Incremental Winter Peak Savings (MW) | Achievable Economic TRC Potential | 0 | 0 | 0 | 0 | 0 | 0 | 0 | 0 | 0 | 0 | 0 | 0 | 0 | 0 | 0 | 0 | 0 | 0 | 0 | 0 | 0 | 0 | 0 | 0 | 0 | 0 | 0 | 0 | 0 | 0 | 0
F7_Industrial_Paper and Printing_New_Space Heating_Natural Gas_Unit Heater_A_Achievable Economic TRC Potential | F7 | Industrial | Paper and Printing | New | Space Heating | Natural Gas | Unit Heater | A | Cumulative Energy Savings (MWh or mTherms) | Achievable Economic TRC Potential | 0 | 0 | 0 | 0 | 0 | 0.0013494 | 0.0040019 | 0.0079784 | 0.013249 | 0.019841 | 0.027626 | 0.037833 | 0.0502 | 0.064334 | 0.079873 | 0.096843 | 0.11488 | 0.13258 | 0.1541 | 0.1739 | 0.19213 | 0.20926 | 0.22569 | 0.24016 | 0.25304 | 0.26475 | 0.27576 | 0.28597 | 0 | 0 | 0
F8_Industrial_Paper and Printing_New_Space Heating_Natural Gas_Unit Heater_A_Achievable Economic TRC Potential | F8 | Industrial | Paper and Printing | New | Space Heating | Natural Gas | Unit Heater | A | Cumulative Summer Peak Savings (MW) | Achievable Economic TRC Potential | 0 | 0 | 0 | 0 | 0 | 0 | 0 | 0 | 0 | 0 | 0 | 0 | 0 | 0 | 0 | 0 | 0 | 0 | 0 | 0 | 0 | 0 | 0 | 0 | 0 | 0 | 0 | 0 | 0 | 0 | 0
F9_Industrial_Paper and Printing_New_Space Heating_Natural Gas_Unit Heater_A_Achievable Economic TRC Potential | F9 | Industrial | Paper and Printing | New | Space Heating | Natural Gas | Unit Heater | A | Cumulative Winter Peak Savings (MW) | Achievable Economic TRC Potential | 0 | 0 | 0 | 0 | 0 | 0 | 0 | 0 | 0 | 0 | 0 | 0 | 0 | 0 | 0 | 0 | 0 | 0 | 0 | 0 | 0 | 0 | 0 | 0 | 0 | 0 | 0 | 0 | 0 | 0 | 0
F10_Industrial_Paper and Printing_New_Space Heating_Natural Gas_Unit Heater_A_Achievable Economic TRC Potential | F10 | Industrial | Paper and Printing | New | Space Heating | Natural Gas | Unit Heater | A | Purchases (Incremental) | Achievable Economic TRC Potential | 0 | 0 | 0 | 0 | 0 | 8.5556e-05 | 0.00016817 | 0.00025212 | 0.00033418 | 0.00041795 | 0.00049359 | 0.00064716 | 0.00078404 | 0.00089613 | 0.00098523 | 0.0010759 | 0.0011438 | 0.0012076 | 0.0015328 | 0.0015071 | 0.00149 | 0.0015042 | 0.0015354 | 0.0015645 | 0.0016005 | 0.0016385 | 0.0016833 | 0.0017231 | 0.0018391 | 0.001924 | 0.0019837
F11_Industrial_Paper and Printing_New_Space Heating_Natural Gas_Unit Heater_A_Achievable Economic TRC Potential | F11 | Industrial | Paper and Printing | New | Space Heating | Natural Gas | Unit Heater | A | Purchases (Cumulative) | Achievable Economic TRC Potential | 0 | 0 | 0 | 0 | 0 | 8.5556e-05 | 0.00025373 | 0.00050585 | 0.00084002 | 0.001258 | 0.0017516 | 0.0023987 | 0.0031828 | 0.0040789 | 0.0050641 | 0.00614 | 0.0072838 | 0.0084059 | 0.0097705 | 0.011025 | 0.012181 | 0.013268 | 0.014309 | 0.015227 | 0.016043 | 0.016786 | 0.017484 | 0.018131 | 0.018826 | 0.019543 | 0.019994
F1_Industrial_Instruments_Existing_Space Heating_Natural Gas_Furnace_A_Achievable Economic TRC Potential | F1 | Industrial | Instruments | Existing | Space Heating | Natural Gas | Furnace | A | Integrated Unit Energy Savings (kWh or therms) | Achievable Economic TRC Potential | 0 | 505.0924 | 505.0924 | 505.0924 | 505.0924 | 138.7616 | 138.7616 | 138.7616 | 138.7616 | 138.7616 | 138.7616 | 138.7616 | 138.7616 | 138.7616 | 138.7616 | 138.7616 | 138.7616 | 138.7616 | 138.7616 | 138.7616 | 138.7616 | 138.7616 | 138.7616 | 138.7616 | 138.7616 | 138.7616 | 138.7616 | 138.7616 | 138.7616 | 138.7616 | 138.7616
F2_Industrial_Instruments_Existing_Space Heating_Natural Gas_Furnace_A_Achievable Economic TRC Potential | F2 | Industrial | Instruments | Existing | Space Heating | Natural Gas | Furnace | A | Integrated Unit Summer Peak Savings (kW) | Achievable Economic TRC Potential | 0 | 0 | 0 | 0 | 0 | 0 | 0 | 0 | 0 | 0 | 0 | 0 | 0 | 0 | 0 | 0 | 0 | 0 | 0 | 0 | 0 | 0 | 0 | 0 | 0 | 0 | 0 | 0 | 0 | 0 | 0
F3_Industrial_Instruments_Existing_Space Heating_Natural Gas_Furnace_A_Achievable Economic TRC Potential | F3 | Industrial | Instruments | Existing | Space Heating | Natural Gas | Furnace | A | Integrated Unit Winter Peak Savings (kW) | Achievable Economic TRC Potential | 0 | 0 | 0 | 0 | 0 | 0 | 0 | 0 | 0 | 0 | 0 | 0 | 0 | 0 | 0 | 0 | 0 | 0 | 0 | 0 | 0 | 0 | 0 | 0 | 0 | 0 | 0 | 0 | 0 | 0 | 0
F4_Industrial_Instruments_Existing_Space Heating_Natural Gas_Furnace_A_Achievable Economic TRC Potential | F4 | Industrial | Instruments | Existing | Space Heating | Natural Gas | Furnace | A | Incremental Energy Savings (MWh or mTherms) | Achievable Economic TRC Potential | 0 | 0 | 0 | 0 | 0 | 0.0015001 | 0.0031238 | 0.0033913 | 0.0047475 | 0.0061636 | 0.0072225 | 0.0082921 | 0.0084662 | 0.0083438 | 0.0092034 | 0.0079549 | 0.0077343 | 0.007369 | 0.0069923 | 0.0075541 | 0.007423 | 0.0075637 | 0.0080941 | 0.0082283 | 0.0083738 | 0.0085282 | 0.0087286 | 0.0089133 | 0.0090834 | 0.010413 | 0.011304
F5_Industrial_Instruments_Existing_Space Heating_Natural Gas_Furnace_A_Achievable Economic TRC Potential | F5 | Industrial | Instruments | Existing | Space Heating | Natural Gas | Furnace | A | Incremental Summer Peak Savings (MW) | Achievable Economic TRC Potential | 0 | 0 | 0 | 0 | 0 | 0 | 0 | 0 | 0 | 0 | 0 | 0 | 0 | 0 | 0 | 0 | 0 | 0 | 0 | 0 | 0 | 0 | 0 | 0 | 0 | 0 | 0 | 0 | 0 | 0 | 0
F6_Industrial_Instruments_Existing_Space Heating_Natural Gas_Furnace_A_Achievable Economic TRC Potential | F6 | Industrial | Instruments | Existing | Space Heating | Natural Gas | Furnace | A | Incremental Winter Peak Savings (MW) | Achievable Economic TRC Potential | 0 | 0 | 0 | 0 | 0 | 0 | 0 | 0 | 0 | 0 | 0 | 0 | 0 | 0 | 0 | 0 | 0 | 0 | 0 | 0 | 0 | 0 | 0 | 0 | 0 | 0 | 0 | 0 | 0 | 0 | 0
F7_Industrial_Instruments_Existing_Space Heating_Natural Gas_Furnace_A_Achievable Economic TRC Potential | F7 | Industrial | Instruments | Existing | Space Heating | Natural Gas | Furnace | A | Cumulative Energy Savings (MWh or mTherms) | Achievable Economic TRC Potential | 0 | 0 | 0 | 0 | 0 | 0.0015001 | 0.0046239 | 0.0080152 | 0.012763 | 0.018926 | 0.026149 | 0.034441 | 0.042907 | 0.051251 | 0.060454 | 0.068409 | 0.076143 | 0.083512 | 0.090505 | 0.098059 | 0.10548 | 0.11305 | 0.12114 | 0.12937 | 0.13774 | 0.14627 | 0.155 | 0.16391 | 0 | 0 | 0
F8_Industrial_Instruments_Existing_Space Heating_Natural Gas_Furnace_A_Achievable Economic TRC Potential | F8 | Industrial | Instruments | Existing | Space Heating | Natural Gas | Furnace | A | Cumulative Summer Peak Savings (MW) | Achievable Economic TRC Potential | 0 | 0 | 0 | 0 | 0 | 0 | 0 | 0 | 0 | 0 | 0 | 0 | 0 | 0 | 0 | 0 | 0 | 0 | 0 | 0 | 0 | 0 | 0 | 0 | 0 | 0 | 0 | 0 | 0 | 0 | 0
F9_Industrial_Instruments_Existing_Space Heating_Natural Gas_Furnace_A_Achievable Economic TRC Potential | F9 | Industrial | Instruments | Existing | Space Heating | Natural Gas | Furnace | A | Cumulative Winter Peak Savings (MW) | Achievable Economic TRC Potential | 0 | 0 | 0 | 0 | 0 | 0 | 0 | 0 | 0 | 0 | 0 | 0 | 0 | 0 | 0 | 0 | 0 | 0 | 0 | 0 | 0 | 0 | 0 | 0 | 0 | 0 | 0 | 0 | 0 | 0 | 0
F10_Industrial_Instruments_Existing_Space Heating_Natural Gas_Furnace_A_Achievable Economic TRC Potential | F10 | Industrial | Instruments | Existing | Space Heating | Natural Gas | Furnace | A | Purchases (Incremental) | Achievable Economic TRC Potential | 0 | 0 | 0 | 0 | 0 | 0.01081 | 0.022512 | 0.02444 | 0.034213 | 0.044418 | 0.05205 | 0.059758 | 0.061012 | 0.06013 | 0.066325 | 0.057328 | 0.055738 | 0.053105 | 0.050391 | 0.054439 | 0.053495 | 0.054509 | 0.058331 | 0.059298 | 0.060346 | 0.06146 | 0.062904 | 0.064234 | 0.065461 | 0.075041 | 0.081467
F11_Industrial_Instruments_Existing_Space Heating_Natural Gas_Furnace_A_Achievable Economic TRC Potential | F11 | Industrial | Instruments | Existing | Space Heating | Natural Gas | Furnace | A | Purchases (Cumulative) | Achievable Economic TRC Potential | 0 | 0 | 0 | 0 | 0 | 0.01081 | 0.033323 | 0.057763 | 0.091976 | 0.13639 | 0.18844 | 0.2482 | 0.30921 | 0.36934 | 0.43567 | 0.493 | 0.54874 | 0.60184 | 0.65223 | 0.70667 | 0.76017 | 0.81467 | 0.87301 | 0.9323 | 0.99265 | 1.0541 | 1.117 | 1.1812 | 1.2107 | 1.2107 | 1.2107
F1_Industrial_Instruments_Existing_Space Heating_Natural Gas_Boiler_A_Achievable Economic TRC Potential | F1 | Industrial | Instruments | Existing | Space Heating | Natural Gas | Boiler | A | Integrated Unit Energy Savings (kWh or therms) | Achievable Economic TRC Potential | 0 | 8772.191 | 8772.191 | 8772.191 | 8772.191 | 5375.3 | 5375.3 | 5375.3 | 5375.3 | 5375.3 | 5375.3 | 5375.3 | 5375.3 | 5375.3 | 5375.3 | 5375.3 | 5375.3 | 5375.3 | 5375.3 | 5375.3 | 5375.3 | 5375.3 | 5375.3 | 792.2778 | 792.2778 | 792.2778 | 792.2778 | 792.2778 | 792.2778 | 792.2778 | 792.2778
F2_Industrial_Instruments_Existing_Space Heating_Natural Gas_Boiler_A_Achievable Economic TRC Potential | F2 | Industrial | Instruments | Existing | Space Heating | Natural Gas | Boiler | A | Integrated Unit Summer Peak Savings (kW) | Achievable Economic TRC Potential | 0 | 0 | 0 | 0 | 0 | 0 | 0 | 0 | 0 | 0 | 0 | 0 | 0 | 0 | 0 | 0 | 0 | 0 | 0 | 0 | 0 | 0 | 0 | 0 | 0 | 0 | 0 | 0 | 0 | 0 | 0
F3_Industrial_Instruments_Existing_Space Heating_Natural Gas_Boiler_A_Achievable Economic TRC Potential | F3 | Industrial | Instruments | Existing | Space Heating | Natural Gas | Boiler | A | Integrated Unit Winter Peak Savings (kW) | Achievable Economic TRC Potential | 0 | 0 | 0 | 0 | 0 | 0 | 0 | 0 | 0 | 0 | 0 | 0 | 0 | 0 | 0 | 0 | 0 | 0 | 0 | 0 | 0 | 0 | 0 | 0 | 0 | 0 | 0 | 0 | 0 | 0 | 0
F4_Industrial_Instruments_Existing_Space Heating_Natural Gas_Boiler_A_Achievable Economic TRC Potential | F4 | Industrial | Instruments | Existing | Space Heating | Natural Gas | Boiler | A | Incremental Energy Savings (MWh or mTherms) | Achievable Economic TRC Potential | 0 | 0 | 0 | 0 | 0 | 0 | 0 | 0 | 0 | 0 | 0 | 0 | 0 | 0 | 0 | 0 | 0 | 0 | 0 | 0 | 0 | 0 | 0 | 0.014209 | 0.021262 | 0.025255 | 0.027606 | 0.02901 | 0.029574 | 0.029706 | 0.029589
F5_Industrial_Instruments_Existing_Space Heating_Natural Gas_Boiler_A_Achievable Economic TRC Potential | F5 | Industrial | Instruments | Existing | Space Heating | Natural Gas | Boiler | A | Incremental Summer Peak Savings (MW) | Achievable Economic TRC Potential | 0 | 0 | 0 | 0 | 0 | 0 | 0 | 0 | 0 | 0 | 0 | 0 | 0 | 0 | 0 | 0 | 0 | 0 | 0 | 0 | 0 | 0 | 0 | 0 | 0 | 0 | 0 | 0 | 0 | 0 | 0
F6_Industrial_Instruments_Existing_Space Heating_Natural Gas_Boiler_A_Achievable Economic TRC Potential | F6 | Industrial | Instruments | Existing | Space Heating | Natural Gas | Boiler | A | Incremental Winter Peak Savings (MW) | Achievable Economic TRC Potential | 0 | 0 | 0 | 0 | 0 | 0 | 0 | 0 | 0 | 0 | 0 | 0 | 0 | 0 | 0 | 0 | 0 | 0 | 0 | 0 | 0 | 0 | 0 | 0 | 0 | 0 | 0 | 0 | 0 | 0 | 0
F7_Industrial_Instruments_Existing_Space Heating_Natural Gas_Boiler_A_Achievable Economic TRC Potential | F7 | Industrial | Instruments | Existing | Space Heating | Natural Gas | Boiler | A | Cumulative Energy Savings (MWh or mTherms) | Achievable Economic TRC Potential | 0 | 0 | 0 | 0 | 0 | 0 | 0 | 0 | 0 | 0 | 0 | 0 | 0 | 0 | 0 | 0 | 0 | 0 | 0 | 0 | 0 | 0 | 0 | 0.014209 | 0.035472 | 0.060727 | 0.088333 | 0.11734 | 0 | 0 | 0
F8_Industrial_Instruments_Existing_Space Heating_Natural Gas_Boiler_A_Achievable Economic TRC Potential | F8 | Industrial | Instruments | Existing | Space Heating | Natural Gas | Boiler | A | Cumulative Summer Peak Savings (MW) | Achievable Economic TRC Potential | 0 | 0 | 0 | 0 | 0 | 0 | 0 | 0 | 0 | 0 | 0 | 0 | 0 | 0 | 0 | 0 | 0 | 0 | 0 | 0 | 0 | 0 | 0 | 0 | 0 | 0 | 0 | 0 | 0 | 0 | 0
F9_Industrial_Instruments_Existing_Space Heating_Natural Gas_Boiler_A_Achievable Economic TRC Potential | F9 | Industrial | Instruments | Existing | Space Heating | Natural Gas | Boiler | A | Cumulative Winter Peak Savings (MW) | Achievable Economic TRC Potential | 0 | 0 | 0 | 0 | 0 | 0 | 0 | 0 | 0 | 0 | 0 | 0 | 0 | 0 | 0 | 0 | 0 | 0 | 0 | 0 | 0 | 0 | 0 | 0 | 0 | 0 | 0 | 0 | 0 | 0 | 0
F10_Industrial_Instruments_Existing_Space Heating_Natural Gas_Boiler_A_Achievable Economic TRC Potential | F10 | Industrial | Instruments | Existing | Space Heating | Natural Gas | Boiler | A | Purchases (Incremental) | Achievable Economic TRC Potential | 0 | 0 | 0 | 0 | 0 | 0 | 0 | 0 | 0 | 0 | 0 | 0 | 0 | 0 | 0 | 0 | 0 | 0 | 0 | 0 | 0 | 0 | 0 | 0.017935 | 0.026837 | 0.031877 | 0.034844 | 0.036616 | 0.037328 | 0.037494 | 0.037346
F11_Industrial_Instruments_Existing_Space Heating_Natural Gas_Boiler_A_Achievable Economic TRC Potential | F11 | Industrial | Instruments | Existing | Space Heating | Natural Gas | Boiler | A | Purchases (Cumulative) | Achievable Economic TRC Potential | 0 | 0 | 0 | 0 | 0 | 0 | 0 | 0 | 0 | 0 | 0 | 0 | 0 | 0 | 0 | 0 | 0 | 0 | 0 | 0 | 0 | 0 | 0 | 0.017935 | 0.044772 | 0.076649 | 0.11149 | 0.14811 | 0.18544 | 0.22293 | 0.26028
F1_Industrial_Instruments_Existing_Space Heating_Natural Gas_Unit Heater_A_Achievable Economic TRC Potential | F1 | Industrial | Instruments | Existing | Space Heating | Natural Gas | Unit Heater | A | Integrated Unit Energy Savings (kWh or therms) | Achievable Economic TRC Potential | 0 | 28641.12 | 28641.12 | 28641.12 | 28641.12 | 15772.4108 | 15772.4108 | 15772.4108 | 15772.4108 | 15772.4108 | 15772.4108 | 15772.4108 | 15772.4108 | 15772.4108 | 15772.4108 | 15772.4108 | 15772.4108 | 15772.4108 | 15772.4108 | 15772.4108 | 15772.4108 | 15772.4108 | 15772.4108 | 15772.4108 | 15772.4108 | 15772.4108 | 15772.4108 | 15772.4108 | 15772.4108 | 15772.4108 | 15772.4108
F2_Industrial_Instruments_Existing_Space Heating_Natural Gas_Unit Heater_A_Achievable Economic TRC Potential | F2 | Industrial | Instruments | Existing | Space Heating | Natural Gas | Unit Heater | A | Integrated Unit Summer Peak Savings (kW) | Achievable Economic TRC Potential | 0 | 0 | 0 | 0 | 0 | 0 | 0 | 0 | 0 | 0 | 0 | 0 | 0 | 0 | 0 | 0 | 0 | 0 | 0 | 0 | 0 | 0 | 0 | 0 | 0 | 0 | 0 | 0 | 0 | 0 | 0
F3_Industrial_Instruments_Existing_Space Heating_Natural Gas_Unit Heater_A_Achievable Economic TRC Potential | F3 | Industrial | Instruments | Existing | Space Heating | Natural Gas | Unit Heater | A | Integrated Unit Winter Peak Savings (kW) | Achievable Economic TRC Potential | 0 | 0 | 0 | 0 | 0 | 0 | 0 | 0 | 0 | 0 | 0 | 0 | 0 | 0 | 0 | 0 | 0 | 0 | 0 | 0 | 0 | 0 | 0 | 0 | 0 | 0 | 0 | 0 | 0 | 0 | 0
F4_Industrial_Instruments_Existing_Space Heating_Natural Gas_Unit Heater_A_Achievable Economic TRC Potential | F4 | Industrial | Instruments | Existing | Space Heating | Natural Gas | Unit Heater | A | Incremental Energy Savings (MWh or mTherms) | Achievable Economic TRC Potential | 0 | 0 | 0 | 0 | 0 | 0.023341 | 0.063461 | 0.12264 | 0.20901 | 0.31951 | 0.42056 | 0.53171 | 0.64035 | 0.73581 | 0.94326 | 0.96968 | 1.0694 | 1.0291 | 1.0023 | 1.0205 | 1.0011 | 1.0967 | 1.0047 | 1.0281 | 1.0744 | 1.1163 | 1.1646 | 1.184 | 1.1964 | 1.2049 | 1.2066
F5_Industrial_Instruments_Existing_Space Heating_Natural Gas_Unit Heater_A_Achievable Economic TRC Potential | F5 | Industrial | Instruments | Existing | Space Heating | Natural Gas | Unit Heater | A | Incremental Summer Peak Savings (MW) | Achievable Economic TRC Potential | 0 | 0 | 0 | 0 | 0 | 0 | 0 | 0 | 0 | 0 | 0 | 0 | 0 | 0 | 0 | 0 | 0 | 0 | 0 | 0 | 0 | 0 | 0 | 0 | 0 | 0 | 0 | 0 | 0 | 0 | 0
F6_Industrial_Instruments_Existing_Space Heating_Natural Gas_Unit Heater_A_Achievable Economic TRC Potential | F6 | Industrial | Instruments | Existing | Space Heating | Natural Gas | Unit Heater | A | Incremental Winter Peak Savings (MW) | Achievable Economic TRC Potential | 0 | 0 | 0 | 0 | 0 | 0 | 0 | 0 | 0 | 0 | 0 | 0 | 0 | 0 | 0 | 0 | 0 | 0 | 0 | 0 | 0 | 0 | 0 | 0 | 0 | 0 | 0 | 0 | 0 | 0 | 0
F7_Industrial_Instruments_Existing_Space Heating_Natural Gas_Unit Heater_A_Achievable Economic TRC Potential | F7 | Industrial | Instruments | Existing | Space Heating | Natural Gas | Unit Heater | A | Cumulative Energy Savings (MWh or mTherms) | Achievable Economic TRC Potential | 0 | 0 | 0 | 0 | 0 | 0.023341 | 0.086803 | 0.20944 | 0.41845 | 0.73796 | 1.1585 | 1.6902 | 2.3306 | 3.0664 | 4.0096 | 4.9793 | 6.0488 | 7.0545 | 7.9933 | 8.8912 | 9.6832 | 10.4604 | 11.0446 | 11.541 | 11.975 | 12.3555 | 12.5768 | 12.7912 | 0 | 0 | 0
F8_Industrial_Instruments_Existing_Space Heating_Natural Gas_Unit Heater_A_Achievable Economic TRC Potential | F8 | Industrial | Instruments | Existing | Space Heating | Natural Gas | Unit Heater | A | Cumulative Summer Peak Savings (MW) | Achievable Economic TRC Potential | 0 | 0 | 0 | 0 | 0 | 0 | 0 | 0 | 0 | 0 | 0 | 0 | 0 | 0 | 0 | 0 | 0 | 0 | 0 | 0 | 0 | 0 | 0 | 0 | 0 | 0 | 0 | 0 | 0 | 0 | 0
F9_Industrial_Instruments_Existing_Space Heating_Natural Gas_Unit Heater_A_Achievable Economic TRC Potential | F9 | Industrial | Instruments | Existing | Space Heating | Natural Gas | Unit Heater | A | Cumulative Winter Peak Savings (MW) | Achievable Economic TRC Potential | 0 | 0 | 0 | 0 | 0 | 0 | 0 | 0 | 0 | 0 | 0 | 0 | 0 | 0 | 0 | 0 | 0 | 0 | 0 | 0 | 0 | 0 | 0 | 0 | 0 | 0 | 0 | 0 | 0 | 0 | 0
F10_Industrial_Instruments_Existing_Space Heating_Natural Gas_Unit Heater_A_Achievable Economic TRC Potential | F10 | Industrial | Instruments | Existing | Space Heating | Natural Gas | Unit Heater | A | Purchases (Incremental) | Achievable Economic TRC Potential | 0 | 0 | 0 | 0 | 0 | 0.0014799 | 0.0040236 | 0.0077757 | 0.013251 | 0.020257 | 0.026664 | 0.033711 | 0.040599 | 0.046652 | 0.059805 | 0.06148 | 0.067804 | 0.065244 | 0.063545 | 0.064702 | 0.063471 | 0.069532 | 0.063702 | 0.065185 | 0.068116 | 0.070775 | 0.073837 | 0.075071 | 0.075851 | 0.076391 | 0.076499
F11_Industrial_Instruments_Existing_Space Heating_Natural Gas_Unit Heater_A_Achievable Economic TRC Potential | F11 | Industrial | Instruments | Existing | Space Heating | Natural Gas | Unit Heater | A | Purchases (Cumulative) | Achievable Economic TRC Potential | 0 | 0 | 0 | 0 | 0 | 0.0014799 | 0.0055035 | 0.013279 | 0.026531 | 0.046788 | 0.073452 | 0.10716 | 0.14776 | 0.19441 | 0.25422 | 0.3157 | 0.3835 | 0.44727 | 0.50679 | 0.56372 | 0.61394 | 0.66321 | 0.70025 | 0.73172 | 0.75924 | 0.78336 | 0.79739 | 0.81099 | 0.81903 | 0.83018 | 0.84313
F1_Industrial_Instruments_New_Space Heating_Natural Gas_Furnace_A_Achievable Economic TRC Potential | F1 | Industrial | Instruments | New | Space Heating | Natural Gas | Furnace | A | Integrated Unit Energy Savings (kWh or therms) | Achievable Economic TRC Potential | 0 | 0 | 0 | 0 | 0 | 0 | 0 | 0 | 0 | 0 | 0 | 0 | 0 | 0 | 0 | 0 | 0 | 0 | 0 | 0 | 0 | 0 | 0 | 0 | 0 | 0 | 0 | 0 | 0 | 0 | 0
F2_Industrial_Instruments_New_Space Heating_Natural Gas_Furnace_A_Achievable Economic TRC Potential | F2 | Industrial | Instruments | New | Space Heating | Natural Gas | Furnace | A | Integrated Unit Summer Peak Savings (kW) | Achievable Economic TRC Potential | 0 | 0 | 0 | 0 | 0 | 0 | 0 | 0 | 0 | 0 | 0 | 0 | 0 | 0 | 0 | 0 | 0 | 0 | 0 | 0 | 0 | 0 | 0 | 0 | 0 | 0 | 0 | 0 | 0 | 0 | 0
F3_Industrial_Instruments_New_Space Heating_Natural Gas_Furnace_A_Achievable Economic TRC Potential | F3 | Industrial | Instruments | New | Space Heating | Natural Gas | Furnace | A | Integrated Unit Winter Peak Savings (kW) | Achievable Economic TRC Potential | 0 | 0 | 0 | 0 | 0 | 0 | 0 | 0 | 0 | 0 | 0 | 0 | 0 | 0 | 0 | 0 | 0 | 0 | 0 | 0 | 0 | 0 | 0 | 0 | 0 | 0 | 0 | 0 | 0 | 0 | 0
F4_Industrial_Instruments_New_Space Heating_Natural Gas_Furnace_A_Achievable Economic TRC Potential | F4 | Industrial | Instruments | New | Space Heating | Natural Gas | Furnace | A | Incremental Energy Savings (MWh or mTherms) | Achievable Economic TRC Potential | 0 | 0 | 0 | 0 | 0 | 0 | 0 | 0 | 0 | 0 | 0 | 0 | 0 | 0 | 0 | 0 | 0 | 0 | 0 | 0 | 0 | 0 | 0 | 0 | 0 | 0 | 0 | 0 | 0 | 0 | 0
F5_Industrial_Instruments_New_Space Heating_Natural Gas_Furnace_A_Achievable Economic TRC Potential | F5 | Industrial | Instruments | New | Space Heating | Natural Gas | Furnace | A | Incremental Summer Peak Savings (MW) | Achievable Economic TRC Potential | 0 | 0 | 0 | 0 | 0 | 0 | 0 | 0 | 0 | 0 | 0 | 0 | 0 | 0 | 0 | 0 | 0 | 0 | 0 | 0 | 0 | 0 | 0 | 0 | 0 | 0 | 0 | 0 | 0 | 0 | 0
F6_Industrial_Instruments_New_Space Heating_Natural Gas_Furnace_A_Achievable Economic TRC Potential | F6 | Industrial | Instruments | New | Space Heating | Natural Gas | Furnace | A | Incremental Winter Peak Savings (MW) | Achievable Economic TRC Potential | 0 | 0 | 0 | 0 | 0 | 0 | 0 | 0 | 0 | 0 | 0 | 0 | 0 | 0 | 0 | 0 | 0 | 0 | 0 | 0 | 0 | 0 | 0 | 0 | 0 | 0 | 0 | 0 | 0 | 0 | 0
F7_Industrial_Instruments_New_Space Heating_Natural Gas_Furnace_A_Achievable Economic TRC Potential | F7 | Industrial | Instruments | New | Space Heating | Natural Gas | Furnace | A | Cumulative Energy Savings (MWh or mTherms) | Achievable Economic TRC Potential | 0 | 0 | 0 | 0 | 0 | 0 | 0 | 0 | 0 | 0 | 0 | 0 | 0 | 0 | 0 | 0 | 0 | 0 | 0 | 0 | 0 | 0 | 0 | 0 | 0 | 0 | 0 | 0 | 0 | 0 | 0
F8_Industrial_Instruments_New_Space Heating_Natural Gas_Furnace_A_Achievable Economic TRC Potential | F8 | Industrial | Instruments | New | Space Heating | Natural Gas | Furnace | A | Cumulative Summer Peak Savings (MW) | Achievable Economic TRC Potential | 0 | 0 | 0 | 0 | 0 | 0 | 0 | 0 | 0 | 0 | 0 | 0 | 0 | 0 | 0 | 0 | 0 | 0 | 0 | 0 | 0 | 0 | 0 | 0 | 0 | 0 | 0 | 0 | 0 | 0 | 0
F9_Industrial_Instruments_New_Space Heating_Natural Gas_Furnace_A_Achievable Economic TRC Potential | F9 | Industrial | Instruments | New | Space Heating | Natural Gas | Furnace | A | Cumulative Winter Peak Savings (MW) | Achievable Economic TRC Potential | 0 | 0 | 0 | 0 | 0 | 0 | 0 | 0 | 0 | 0 | 0 | 0 | 0 | 0 | 0 | 0 | 0 | 0 | 0 | 0 | 0 | 0 | 0 | 0 | 0 | 0 | 0 | 0 | 0 | 0 | 0
F10_Industrial_Instruments_New_Space Heating_Natural Gas_Furnace_A_Achievable Economic TRC Potential | F10 | Industrial | Instruments | New | Space Heating | Natural Gas | Furnace | A | Purchases (Incremental) | Achievable Economic TRC Potential | 0 | 0 | 0 | 0 | 0 | 0 | 0 | 0 | 0 | 0 | 0 | 0 | 0 | 0 | 0 | 0 | 0 | 0 | 0 | 0 | 0 | 0 | 0 | 0 | 0 | 0 | 0 | 0 | 0 | 0 | 0
F11_Industrial_Instruments_New_Space Heating_Natural Gas_Furnace_A_Achievable Economic TRC Potential | F11 | Industrial | Instruments | New | Space Heating | Natural Gas | Furnace | A | Purchases (Cumulative) | Achievable Economic TRC Potential | 0 | 0 | 0 | 0 | 0 | 0 | 0 | 0 | 0 | 0 | 0 | 0 | 0 | 0 | 0 | 0 | 0 | 0 | 0 | 0 | 0 | 0 | 0 | 0 | 0 | 0 | 0 | 0 | 0 | 0 | 0
F1_Industrial_Instruments_New_Space Heating_Natural Gas_Boiler_A_Achievable Economic TRC Potential | F1 | Industrial | Instruments | New | Space Heating | Natural Gas | Boiler | A | Integrated Unit Energy Savings (kWh or therms) | Achievable Economic TRC Potential | 0 | 0 | 0 | 0 | 0 | 0 | 0 | 0 | 0 | 0 | 0 | 0 | 0 | 0 | 0 | 0 | 0 | 0 | 0 | 0 | 0 | 0 | 0 | 0 | 0 | 0 | 0 | 0 | 0 | 0 | 0
F2_Industrial_Instruments_New_Space Heating_Natural Gas_Boiler_A_Achievable Economic TRC Potential | F2 | Industrial | Instruments | New | Space Heating | Natural Gas | Boiler | A | Integrated Unit Summer Peak Savings (kW) | Achievable Economic TRC Potential | 0 | 0 | 0 | 0 | 0 | 0 | 0 | 0 | 0 | 0 | 0 | 0 | 0 | 0 | 0 | 0 | 0 | 0 | 0 | 0 | 0 | 0 | 0 | 0 | 0 | 0 | 0 | 0 | 0 | 0 | 0
F3_Industrial_Instruments_New_Space Heating_Natural Gas_Boiler_A_Achievable Economic TRC Potential | F3 | Industrial | Instruments | New | Space Heating | Natural Gas | Boiler | A | Integrated Unit Winter Peak Savings (kW) | Achievable Economic TRC Potential | 0 | 0 | 0 | 0 | 0 | 0 | 0 | 0 | 0 | 0 | 0 | 0 | 0 | 0 | 0 | 0 | 0 | 0 | 0 | 0 | 0 | 0 | 0 | 0 | 0 | 0 | 0 | 0 | 0 | 0 | 0
F4_Industrial_Instruments_New_Space Heating_Natural Gas_Boiler_A_Achievable Economic TRC Potential | F4 | Industrial | Instruments | New | Space Heating | Natural Gas | Boiler | A | Incremental Energy Savings (MWh or mTherms) | Achievable Economic TRC Potential | 0 | 0 | 0 | 0 | 0 | 0 | 0 | 0 | 0 | 0 | 0 | 0 | 0 | 0 | 0 | 0 | 0 | 0 | 0 | 0 | 0 | 0 | 0 | 0 | 0 | 0 | 0 | 0 | 0 | 0 | 0
F5_Industrial_Instruments_New_Space Heating_Natural Gas_Boiler_A_Achievable Economic TRC Potential | F5 | Industrial | Instruments | New | Space Heating | Natural Gas | Boiler | A | Incremental Summer Peak Savings (MW) | Achievable Economic TRC Potential | 0 | 0 | 0 | 0 | 0 | 0 | 0 | 0 | 0 | 0 | 0 | 0 | 0 | 0 | 0 | 0 | 0 | 0 | 0 | 0 | 0 | 0 | 0 | 0 | 0 | 0 | 0 | 0 | 0 | 0 | 0
F6_Industrial_Instruments_New_Space Heating_Natural Gas_Boiler_A_Achievable Economic TRC Potential | F6 | Industrial | Instruments | New | Space Heating | Natural Gas | Boiler | A | Incremental Winter Peak Savings (MW) | Achievable Economic TRC Potential | 0 | 0 | 0 | 0 | 0 | 0 | 0 | 0 | 0 | 0 | 0 | 0 | 0 | 0 | 0 | 0 | 0 | 0 | 0 | 0 | 0 | 0 | 0 | 0 | 0 | 0 | 0 | 0 | 0 | 0 | 0
F7_Industrial_Instruments_New_Space Heating_Natural Gas_Boiler_A_Achievable Economic TRC Potential | F7 | Industrial | Instruments | New | Space Heating | Natural Gas | Boiler | A | Cumulative Energy Savings (MWh or mTherms) | Achievable Economic TRC Potential | 0 | 0 | 0 | 0 | 0 | 0 | 0 | 0 | 0 | 0 | 0 | 0 | 0 | 0 | 0 | 0 | 0 | 0 | 0 | 0 | 0 | 0 | 0 | 0 | 0 | 0 | 0 | 0 | 0 | 0 | 0
F8_Industrial_Instruments_New_Space Heating_Natural Gas_Boiler_A_Achievable Economic TRC Potential | F8 | Industrial | Instruments | New | Space Heating | Natural Gas | Boiler | A | Cumulative Summer Peak Savings (MW) | Achievable Economic TRC Potential | 0 | 0 | 0 | 0 | 0 | 0 | 0 | 0 | 0 | 0 | 0 | 0 | 0 | 0 | 0 | 0 | 0 | 0 | 0 | 0 | 0 | 0 | 0 | 0 | 0 | 0 | 0 | 0 | 0 | 0 | 0
F9_Industrial_Instruments_New_Space Heating_Natural Gas_Boiler_A_Achievable Economic TRC Potential | F9 | Industrial | Instruments | New | Space Heating | Natural Gas | Boiler | A | Cumulative Winter Peak Savings (MW) | Achievable Economic TRC Potential | 0 | 0 | 0 | 0 | 0 | 0 | 0 | 0 | 0 | 0 | 0 | 0 | 0 | 0 | 0 | 0 | 0 | 0 | 0 | 0 | 0 | 0 | 0 | 0 | 0 | 0 | 0 | 0 | 0 | 0 | 0
F10_Industrial_Instruments_New_Space Heating_Natural Gas_Boiler_A_Achievable Economic TRC Potential | F10 | Industrial | Instruments | New | Space Heating | Natural Gas | Boiler | A | Purchases (Incremental) | Achievable Economic TRC Potential | 0 | 0 | 0 | 0 | 0 | 0 | 0 | 0 | 0 | 0 | 0 | 0 | 0 | 0 | 0 | 0 | 0 | 0 | 0 | 0 | 0 | 0 | 0 | 0 | 0 | 0 | 0 | 0 | 0 | 0 | 0
F11_Industrial_Instruments_New_Space Heating_Natural Gas_Boiler_A_Achievable Economic TRC Potential | F11 | Industrial | Instruments | New | Space Heating | Natural Gas | Boiler | A | Purchases (Cumulative) | Achievable Economic TRC Potential | 0 | 0 | 0 | 0 | 0 | 0 | 0 | 0 | 0 | 0 | 0 | 0 | 0 | 0 | 0 | 0 | 0 | 0 | 0 | 0 | 0 | 0 | 0 | 0 | 0 | 0 | 0 | 0 | 0 | 0 | 0
F1_Industrial_Instruments_New_Space Heating_Natural Gas_Unit Heater_A_Achievable Economic TRC Potential | F1 | Industrial | Instruments | New | Space Heating | Natural Gas | Unit Heater | A | Integrated Unit Energy Savings (kWh or therms) | Achievable Economic TRC Potential | 0 | 28641.12 | 28641.12 | 28641.12 | 28641.12 | 15772.4108 | 15772.4108 | 15772.4108 | 15772.4108 | 15772.4108 | 15772.4108 | 15772.4108 | 15772.4108 | 15772.4108 | 15772.4108 | 15772.4108 | 15772.4108 | 15772.4108 | 15772.4108 | 15772.4108 | 15772.4108 | 15772.4108 | 15772.4108 | 15772.4108 | 15772.4108 | 15772.4108 | 15772.4108 | 15772.4108 | 15772.4108 | 15772.4108 | 15772.4108
F2_Industrial_Instruments_New_Space Heating_Natural Gas_Unit Heater_A_Achievable Economic TRC Potential | F2 | Industrial | Instruments | New | Space Heating | Natural Gas | Unit Heater | A | Integrated Unit Summer Peak Savings (kW) | Achievable Economic TRC Potential | 0 | 0 | 0 | 0 | 0 | 0 | 0 | 0 | 0 | 0 | 0 | 0 | 0 | 0 | 0 | 0 | 0 | 0 | 0 | 0 | 0 | 0 | 0 | 0 | 0 | 0 | 0 | 0 | 0 | 0 | 0
F3_Industrial_Instruments_New_Space Heating_Natural Gas_Unit Heater_A_Achievable Economic TRC Potential | F3 | Industrial | Instruments | New | Space Heating | Natural Gas | Unit Heater | A | Integrated Unit Winter Peak Savings (kW) | Achievable Economic TRC Potential | 0 | 0 | 0 | 0 | 0 | 0 | 0 | 0 | 0 | 0 | 0 | 0 | 0 | 0 | 0 | 0 | 0 | 0 | 0 | 0 | 0 | 0 | 0 | 0 | 0 | 0 | 0 | 0 | 0 | 0 | 0
F4_Industrial_Instruments_New_Space Heating_Natural Gas_Unit Heater_A_Achievable Economic TRC Potential | F4 | Industrial | Instruments | New | Space Heating | Natural Gas | Unit Heater | A | Incremental Energy Savings (MWh or mTherms) | Achievable Economic TRC Potential | 0 | 0 | 0 | 0 | 0 | 0.0086363 | 0.016976 | 0.02545 | 0.033733 | 0.042189 | 0.049824 | 0.065326 | 0.079143 | 0.090458 | 0.099452 | 0.10861 | 0.11546 | 0.1219 | 0.15473 | 0.15213 | 0.15041 | 0.15184 | 0.15499 | 0.15793 | 0.16156 | 0.1654 | 0.16992 | 0.17393 | 0.18564 | 0.19422 | 0.20024
F5_Industrial_Instruments_New_Space Heating_Natural Gas_Unit Heater_A_Achievable Economic TRC Potential | F5 | Industrial | Instruments | New | Space Heating | Natural Gas | Unit Heater | A | Incremental Summer Peak Savings (MW) | Achievable Economic TRC Potential | 0 | 0 | 0 | 0 | 0 | 0 | 0 | 0 | 0 | 0 | 0 | 0 | 0 | 0 | 0 | 0 | 0 | 0 | 0 | 0 | 0 | 0 | 0 | 0 | 0 | 0 | 0 | 0 | 0 | 0 | 0
F6_Industrial_Instruments_New_Space Heating_Natural Gas_Unit Heater_A_Achievable Economic TRC Potential | F6 | Industrial | Instruments | New | Space Heating | Natural Gas | Unit Heater | A | Incremental Winter Peak Savings (MW) | Achievable Economic TRC Potential | 0 | 0 | 0 | 0 | 0 | 0 | 0 | 0 | 0 | 0 | 0 | 0 | 0 | 0 | 0 | 0 | 0 | 0 | 0 | 0 | 0 | 0 | 0 | 0 | 0 | 0 | 0 | 0 | 0 | 0 | 0
F7_Industrial_Instruments_New_Space Heating_Natural Gas_Unit Heater_A_Achievable Economic TRC Potential | F7 | Industrial | Instruments | New | Space Heating | Natural Gas | Unit Heater | A | Cumulative Energy Savings (MWh or mTherms) | Achievable Economic TRC Potential | 0 | 0 | 0 | 0 | 0 | 0.0086363 | 0.025612 | 0.051062 | 0.084795 | 0.12698 | 0.17681 | 0.24213 | 0.32128 | 0.41173 | 0.51119 | 0.61979 | 0.73525 | 0.84851 | 0.98627 | 1.1129 | 1.2296 | 1.3393 | 1.4444 | 1.537 | 1.6195 | 1.6944 | 1.7649 | 1.8302 | 0 | 0 | 0
F8_Industrial_Instruments_New_Space Heating_Natural Gas_Unit Heater_A_Achievable Economic TRC Potential | F8 | Industrial | Instruments | New | Space Heating | Natural Gas | Unit Heater | A | Cumulative Summer Peak Savings (MW) | Achievable Economic TRC Potential | 0 | 0 | 0 | 0 | 0 | 0 | 0 | 0 | 0 | 0 | 0 | 0 | 0 | 0 | 0 | 0 | 0 | 0 | 0 | 0 | 0 | 0 | 0 | 0 | 0 | 0 | 0 | 0 | 0 | 0 | 0
F9_Industrial_Instruments_New_Space Heating_Natural Gas_Unit Heater_A_Achievable Economic TRC Potential | F9 | Industrial | Instruments | New | Space Heating | Natural Gas | Unit Heater | A | Cumulative Winter Peak Savings (MW) | Achievable Economic TRC Potential | 0 | 0 | 0 | 0 | 0 | 0 | 0 | 0 | 0 | 0 | 0 | 0 | 0 | 0 | 0 | 0 | 0 | 0 | 0 | 0 | 0 | 0 | 0 | 0 | 0 | 0 | 0 | 0 | 0 | 0 | 0
F10_Industrial_Instruments_New_Space Heating_Natural Gas_Unit Heater_A_Achievable Economic TRC Potential | F10 | Industrial | Instruments | New | Space Heating | Natural Gas | Unit Heater | A | Purchases (Incremental) | Achievable Economic TRC Potential | 0 | 0 | 0 | 0 | 0 | 0.00054756 | 0.0010763 | 0.0016136 | 0.0021387 | 0.0026749 | 0.0031589 | 0.0041418 | 0.0050178 | 0.0057352 | 0.0063054 | 0.0068859 | 0.0073203 | 0.0077285 | 0.0098101 | 0.0096454 | 0.0095362 | 0.0096271 | 0.0098266 | 0.010013 | 0.010243 | 0.010487 | 0.010773 | 0.011028 | 0.01177 | 0.012314 | 0.012696
F11_Industrial_Instruments_New_Space Heating_Natural Gas_Unit Heater_A_Achievable Economic TRC Potential | F11 | Industrial | Instruments | New | Space Heating | Natural Gas | Unit Heater | A | Purchases (Cumulative) | Achievable Economic TRC Potential | 0 | 0 | 0 | 0 | 0 | 0.00054756 | 0.0016239 | 0.0032374 | 0.0053761 | 0.008051 | 0.01121 | 0.015352 | 0.02037 | 0.026105 | 0.03241 | 0.039296 | 0.046616 | 0.053797 | 0.062531 | 0.070563 | 0.077961 | 0.084913 | 0.09158 | 0.097451 | 0.10268 | 0.10743 | 0.1119 | 0.11604 | 0.12049 | 0.12507 | 0.12796
F1_Industrial_Wood and Lumber Products_Existing_Space Heating_Natural Gas_Furnace_A_Achievable Economic TRC Potential | F1 | Industrial | Wood and Lumber Products | Existing | Space Heating | Natural Gas | Furnace | A | Integrated Unit Energy Savings (kWh or therms) | Achievable Economic TRC Potential | 0 | 505.0924 | 505.0924 | 505.0924 | 505.0924 | 138.7616 | 138.7616 | 138.7616 | 138.7616 | 138.7616 | 138.7616 | 138.7616 | 138.7616 | 138.7616 | 138.7616 | 138.7616 | 138.7616 | 138.7616 | 138.7616 | 138.7616 | 138.7616 | 138.7616 | 138.7616 | 138.7616 | 138.7616 | 138.7616 | 138.7616 | 138.7616 | 138.7616 | 138.7616 | 138.7616
F2_Industrial_Wood and Lumber Products_Existing_Space Heating_Natural Gas_Furnace_A_Achievable Economic TRC Potential | F2 | Industrial | Wood and Lumber Products | Existing | Space Heating | Natural Gas | Furnace | A | Integrated Unit Summer Peak Savings (kW) | Achievable Economic TRC Potential | 0 | 0 | 0 | 0 | 0 | 0 | 0 | 0 | 0 | 0 | 0 | 0 | 0 | 0 | 0 | 0 | 0 | 0 | 0 | 0 | 0 | 0 | 0 | 0 | 0 | 0 | 0 | 0 | 0 | 0 | 0
F3_Industrial_Wood and Lumber Products_Existing_Space Heating_Natural Gas_Furnace_A_Achievable Economic TRC Potential | F3 | Industrial | Wood and Lumber Products | Existing | Space Heating | Natural Gas | Furnace | A | Integrated Unit Winter Peak Savings (kW) | Achievable Economic TRC Potential | 0 | 0 | 0 | 0 | 0 | 0 | 0 | 0 | 0 | 0 | 0 | 0 | 0 | 0 | 0 | 0 | 0 | 0 | 0 | 0 | 0 | 0 | 0 | 0 | 0 | 0 | 0 | 0 | 0 | 0 | 0
F4_Industrial_Wood and Lumber Products_Existing_Space Heating_Natural Gas_Furnace_A_Achievable Economic TRC Potential | F4 | Industrial | Wood and Lumber Products | Existing | Space Heating | Natural Gas | Furnace | A | Incremental Energy Savings (MWh or mTherms) | Achievable Economic TRC Potential | 0 | 0 | 0 | 0 | 0 | 0.00031904 | 0.00066438 | 0.00072127 | 0.0010097 | 0.0013109 | 0.0015361 | 0.0017636 | 0.0018006 | 0.0017746 | 0.0019574 | 0.0016919 | 0.001645 | 0.0015672 | 0.0014871 | 0.0016066 | 0.0015787 | 0.0016087 | 0.0017215 | 0.00175 | 0.0017809 | 0.0018138 | 0.0018564 | 0.0018957 | 0.0019319 | 0.0022146 | 0.0024042
F5_Industrial_Wood and Lumber Products_Existing_Space Heating_Natural Gas_Furnace_A_Achievable Economic TRC Potential | F5 | Industrial | Wood and Lumber Products | Existing | Space Heating | Natural Gas | Furnace | A | Incremental Summer Peak Savings (MW) | Achievable Economic TRC Potential | 0 | 0 | 0 | 0 | 0 | 0 | 0 | 0 | 0 | 0 | 0 | 0 | 0 | 0 | 0 | 0 | 0 | 0 | 0 | 0 | 0 | 0 | 0 | 0 | 0 | 0 | 0 | 0 | 0 | 0 | 0
F6_Industrial_Wood and Lumber Products_Existing_Space Heating_Natural Gas_Furnace_A_Achievable Economic TRC Potential | F6 | Industrial | Wood and Lumber Products | Existing | Space Heating | Natural Gas | Furnace | A | Incremental Winter Peak Savings (MW) | Achievable Economic TRC Potential | 0 | 0 | 0 | 0 | 0 | 0 | 0 | 0 | 0 | 0 | 0 | 0 | 0 | 0 | 0 | 0 | 0 | 0 | 0 | 0 | 0 | 0 | 0 | 0 | 0 | 0 | 0 | 0 | 0 | 0 | 0
F7_Industrial_Wood and Lumber Products_Existing_Space Heating_Natural Gas_Furnace_A_Achievable Economic TRC Potential | F7 | Industrial | Wood and Lumber Products | Existing | Space Heating | Natural Gas | Furnace | A | Cumulative Energy Savings (MWh or mTherms) | Achievable Economic TRC Potential | 0 | 0 | 0 | 0 | 0 | 0.00031904 | 0.00098342 | 0.0017047 | 0.0027144 | 0.0040253 | 0.0055614 | 0.0073249 | 0.0091255 | 0.0109 | 0.012857 | 0.014549 | 0.016194 | 0.017762 | 0.019249 | 0.020855 | 0.022434 | 0.024043 | 0.025764 | 0.027514 | 0.029295 | 0.031109 | 0.032965 | 0.034861 | 0 | 0 | 0
F8_Industrial_Wood and Lumber Products_Existing_Space Heating_Natural Gas_Furnace_A_Achievable Economic TRC Potential | F8 | Industrial | Wood and Lumber Products | Existing | Space Heating | Natural Gas | Furnace | A | Cumulative Summer Peak Savings (MW) | Achievable Economic TRC Potential | 0 | 0 | 0 | 0 | 0 | 0 | 0 | 0 | 0 | 0 | 0 | 0 | 0 | 0 | 0 | 0 | 0 | 0 | 0 | 0 | 0 | 0 | 0 | 0 | 0 | 0 | 0 | 0 | 0 | 0 | 0
F9_Industrial_Wood and Lumber Products_Existing_Space Heating_Natural Gas_Furnace_A_Achievable Economic TRC Potential | F9 | Industrial | Wood and Lumber Products | Existing | Space Heating | Natural Gas | Furnace | A | Cumulative Winter Peak Savings (MW) | Achievable Economic TRC Potential | 0 | 0 | 0 | 0 | 0 | 0 | 0 | 0 | 0 | 0 | 0 | 0 | 0 | 0 | 0 | 0 | 0 | 0 | 0 | 0 | 0 | 0 | 0 | 0 | 0 | 0 | 0 | 0 | 0 | 0 | 0
F10_Industrial_Wood and Lumber Products_Existing_Space Heating_Natural Gas_Furnace_A_Achievable Economic TRC Potential | F10 | Industrial | Wood and Lumber Products | Existing | Space Heating | Natural Gas | Furnace | A | Purchases (Incremental) | Achievable Economic TRC Potential | 0 | 0 | 0 | 0 | 0 | 0.0022992 | 0.0047879 | 0.0051979 | 0.0072766 | 0.009447 | 0.01107 | 0.012709 | 0.012976 | 0.012789 | 0.014106 | 0.012193 | 0.011855 | 0.011295 | 0.010717 | 0.011578 | 0.011377 | 0.011593 | 0.012406 | 0.012612 | 0.012835 | 0.013071 | 0.013378 | 0.013661 | 0.013922 | 0.01596 | 0.017326
F11_Industrial_Wood and Lumber Products_Existing_Space Heating_Natural Gas_Furnace_A_Achievable Economic TRC Potential | F11 | Industrial | Wood and Lumber Products | Existing | Space Heating | Natural Gas | Furnace | A | Purchases (Cumulative) | Achievable Economic TRC Potential | 0 | 0 | 0 | 0 | 0 | 0.0022992 | 0.0070871 | 0.012285 | 0.019562 | 0.029009 | 0.040079 | 0.052788 | 0.065764 | 0.078553 | 0.092659 | 0.10485 | 0.11671 | 0.128 | 0.13872 | 0.1503 | 0.16167 | 0.17327 | 0.18567 | 0.19828 | 0.21112 | 0.22419 | 0.23757 | 0.25123 | 0.25749 | 0.25749 | 0.25749
F1_Industrial_Wood and Lumber Products_Existing_Space Heating_Natural Gas_Boiler_A_Achievable Economic TRC Potential | F1 | Industrial | Wood and Lumber Products | Existing | Space Heating | Natural Gas | Boiler | A | Integrated Unit Energy Savings (kWh or therms) | Achievable Economic TRC Potential | 0 | 8772.191 | 8772.191 | 8772.191 | 8772.191 | 5375.3 | 5375.3 | 5375.3 | 5375.3 | 5375.3 | 5375.3 | 5375.3 | 5375.3 | 5375.3 | 5375.3 | 5375.3 | 5375.3 | 5375.3 | 5375.3 | 5375.3 | 5375.3 | 5375.3 | 5375.3 | 792.2778 | 792.2778 | 792.2778 | 792.2778 | 792.2778 | 792.2778 | 792.2778 | 792.2778
F2_Industrial_Wood and Lumber Products_Existing_Space Heating_Natural Gas_Boiler_A_Achievable Economic TRC Potential | F2 | Industrial | Wood and Lumber Products | Existing | Space Heating | Natural Gas | Boiler | A | Integrated Unit Summer Peak Savings (kW) | Achievable Economic TRC Potential | 0 | 0 | 0 | 0 | 0 | 0 | 0 | 0 | 0 | 0 | 0 | 0 | 0 | 0 | 0 | 0 | 0 | 0 | 0 | 0 | 0 | 0 | 0 | 0 | 0 | 0 | 0 | 0 | 0 | 0 | 0
F3_Industrial_Wood and Lumber Products_Existing_Space Heating_Natural Gas_Boiler_A_Achievable Economic TRC Potential | F3 | Industrial | Wood and Lumber Products | Existing | Space Heating | Natural Gas | Boiler | A | Integrated Unit Winter Peak Savings (kW) | Achievable Economic TRC Potential | 0 | 0 | 0 | 0 | 0 | 0 | 0 | 0 | 0 | 0 | 0 | 0 | 0 | 0 | 0 | 0 | 0 | 0 | 0 | 0 | 0 | 0 | 0 | 0 | 0 | 0 | 0 | 0 | 0 | 0 | 0
F4_Industrial_Wood and Lumber Products_Existing_Space Heating_Natural Gas_Boiler_A_Achievable Economic TRC Potential | F4 | Industrial | Wood and Lumber Products | Existing | Space Heating | Natural Gas | Boiler | A | Incremental Energy Savings (MWh or mTherms) | Achievable Economic TRC Potential | 0 | 0 | 0 | 0 | 0 | 0 | 0 | 0 | 0 | 0 | 0 | 0 | 0 | 0 | 0 | 0 | 0 | 0 | 0 | 0 | 0 | 0 | 0 | 0.0030221 | 0.0045221 | 0.0053713 | 0.0058713 | 0.0061699 | 0.0062899 | 0.0063179 | 0.006293
F5_Industrial_Wood and Lumber Products_Existing_Space Heating_Natural Gas_Boiler_A_Achievable Economic TRC Potential | F5 | Industrial | Wood and Lumber Products | Existing | Space Heating | Natural Gas | Boiler | A | Incremental Summer Peak Savings (MW) | Achievable Economic TRC Potential | 0 | 0 | 0 | 0 | 0 | 0 | 0 | 0 | 0 | 0 | 0 | 0 | 0 | 0 | 0 | 0 | 0 | 0 | 0 | 0 | 0 | 0 | 0 | 0 | 0 | 0 | 0 | 0 | 0 | 0 | 0
F6_Industrial_Wood and Lumber Products_Existing_Space Heating_Natural Gas_Boiler_A_Achievable Economic TRC Potential | F6 | Industrial | Wood and Lumber Products | Existing | Space Heating | Natural Gas | Boiler | A | Incremental Winter Peak Savings (MW) | Achievable Economic TRC Potential | 0 | 0 | 0 | 0 | 0 | 0 | 0 | 0 | 0 | 0 | 0 | 0 | 0 | 0 | 0 | 0 | 0 | 0 | 0 | 0 | 0 | 0 | 0 | 0 | 0 | 0 | 0 | 0 | 0 | 0 | 0
F7_Industrial_Wood and Lumber Products_Existing_Space Heating_Natural Gas_Boiler_A_Achievable Economic TRC Potential | F7 | Industrial | Wood and Lumber Products | Existing | Space Heating | Natural Gas | Boiler | A | Cumulative Energy Savings (MWh or mTherms) | Achievable Economic TRC Potential | 0 | 0 | 0 | 0 | 0 | 0 | 0 | 0 | 0 | 0 | 0 | 0 | 0 | 0 | 0 | 0 | 0 | 0 | 0 | 0 | 0 | 0 | 0 | 0.0030221 | 0.0075442 | 0.012915 | 0.018787 | 0.024957 | 0 | 0 | 0
F8_Industrial_Wood and Lumber Products_Existing_Space Heating_Natural Gas_Boiler_A_Achievable Economic TRC Potential | F8 | Industrial | Wood and Lumber Products | Existing | Space Heating | Natural Gas | Boiler | A | Cumulative Summer Peak Savings (MW) | Achievable Economic TRC Potential | 0 | 0 | 0 | 0 | 0 | 0 | 0 | 0 | 0 | 0 | 0 | 0 | 0 | 0 | 0 | 0 | 0 | 0 | 0 | 0 | 0 | 0 | 0 | 0 | 0 | 0 | 0 | 0 | 0 | 0 | 0
F9_Industrial_Wood and Lumber Products_Existing_Space Heating_Natural Gas_Boiler_A_Achievable Economic TRC Potential | F9 | Industrial | Wood and Lumber Products | Existing | Space Heating | Natural Gas | Boiler | A | Cumulative Winter Peak Savings (MW) | Achievable Economic TRC Potential | 0 | 0 | 0 | 0 | 0 | 0 | 0 | 0 | 0 | 0 | 0 | 0 | 0 | 0 | 0 | 0 | 0 | 0 | 0 | 0 | 0 | 0 | 0 | 0 | 0 | 0 | 0 | 0 | 0 | 0 | 0
F10_Industrial_Wood and Lumber Products_Existing_Space Heating_Natural Gas_Boiler_A_Achievable Economic TRC Potential | F10 | Industrial | Wood and Lumber Products | Existing | Space Heating | Natural Gas | Boiler | A | Purchases (Incremental) | Achievable Economic TRC Potential | 0 | 0 | 0 | 0 | 0 | 0 | 0 | 0 | 0 | 0 | 0 | 0 | 0 | 0 | 0 | 0 | 0 | 0 | 0 | 0 | 0 | 0 | 0 | 0.0038144 | 0.0057078 | 0.0067796 | 0.0074106 | 0.0077875 | 0.007939 | 0.0079744 | 0.0079429
F11_Industrial_Wood and Lumber Products_Existing_Space Heating_Natural Gas_Boiler_A_Achievable Economic TRC Potential | F11 | Industrial | Wood and Lumber Products | Existing | Space Heating | Natural Gas | Boiler | A | Purchases (Cumulative) | Achievable Economic TRC Potential | 0 | 0 | 0 | 0 | 0 | 0 | 0 | 0 | 0 | 0 | 0 | 0 | 0 | 0 | 0 | 0 | 0 | 0 | 0 | 0 | 0 | 0 | 0 | 0.0038144 | 0.0095222 | 0.016302 | 0.023712 | 0.0315 | 0.039439 | 0.047413 | 0.055356
F1_Industrial_Wood and Lumber Products_Existing_Space Heating_Natural Gas_Unit Heater_A_Achievable Economic TRC Potential | F1 | Industrial | Wood and Lumber Products | Existing | Space Heating | Natural Gas | Unit Heater | A | Integrated Unit Energy Savings (kWh or therms) | Achievable Economic TRC Potential | 0 | 28641.12 | 28641.12 | 28641.12 | 28641.12 | 15772.4108 | 15772.4108 | 15772.4108 | 15772.4108 | 15772.4108 | 15772.4108 | 15772.4108 | 15772.4108 | 15772.4108 | 15772.4108 | 15772.4108 | 15772.4108 | 15772.4108 | 15772.4108 | 15772.4108 | 15772.4108 | 15772.4108 | 15772.4108 | 15772.4108 | 15772.4108 | 15772.4108 | 15772.4108 | 15772.4108 | 15772.4108 | 15772.4108 | 15772.4108
F2_Industrial_Wood and Lumber Products_Existing_Space Heating_Natural Gas_Unit Heater_A_Achievable Economic TRC Potential | F2 | Industrial | Wood and Lumber Products | Existing | Space Heating | Natural Gas | Unit Heater | A | Integrated Unit Summer Peak Savings (kW) | Achievable Economic TRC Potential | 0 | 0 | 0 | 0 | 0 | 0 | 0 | 0 | 0 | 0 | 0 | 0 | 0 | 0 | 0 | 0 | 0 | 0 | 0 | 0 | 0 | 0 | 0 | 0 | 0 | 0 | 0 | 0 | 0 | 0 | 0
F3_Industrial_Wood and Lumber Products_Existing_Space Heating_Natural Gas_Unit Heater_A_Achievable Economic TRC Potential | F3 | Industrial | Wood and Lumber Products | Existing | Space Heating | Natural Gas | Unit Heater | A | Integrated Unit Winter Peak Savings (kW) | Achievable Economic TRC Potential | 0 | 0 | 0 | 0 | 0 | 0 | 0 | 0 | 0 | 0 | 0 | 0 | 0 | 0 | 0 | 0 | 0 | 0 | 0 | 0 | 0 | 0 | 0 | 0 | 0 | 0 | 0 | 0 | 0 | 0 | 0
F4_Industrial_Wood and Lumber Products_Existing_Space Heating_Natural Gas_Unit Heater_A_Achievable Economic TRC Potential | F4 | Industrial | Wood and Lumber Products | Existing | Space Heating | Natural Gas | Unit Heater | A | Incremental Energy Savings (MWh or mTherms) | Achievable Economic TRC Potential | 0 | 0 | 0 | 0 | 0 | 0.0049643 | 0.013497 | 0.026084 | 0.044452 | 0.067953 | 0.089445 | 0.11309 | 0.13619 | 0.15649 | 0.20061 | 0.20623 | 0.22745 | 0.21886 | 0.21316 | 0.21704 | 0.21292 | 0.23325 | 0.21369 | 0.21866 | 0.22849 | 0.23742 | 0.24769 | 0.25182 | 0.25444 | 0.25625 | 0.25662
F5_Industrial_Wood and Lumber Products_Existing_Space Heating_Natural Gas_Unit Heater_A_Achievable Economic TRC Potential | F5 | Industrial | Wood and Lumber Products | Existing | Space Heating | Natural Gas | Unit Heater | A | Incremental Summer Peak Savings (MW) | Achievable Economic TRC Potential | 0 | 0 | 0 | 0 | 0 | 0 | 0 | 0 | 0 | 0 | 0 | 0 | 0 | 0 | 0 | 0 | 0 | 0 | 0 | 0 | 0 | 0 | 0 | 0 | 0 | 0 | 0 | 0 | 0 | 0 | 0
F6_Industrial_Wood and Lumber Products_Existing_Space Heating_Natural Gas_Unit Heater_A_Achievable Economic TRC Potential | F6 | Industrial | Wood and Lumber Products | Existing | Space Heating | Natural Gas | Unit Heater | A | Incremental Winter Peak Savings (MW) | Achievable Economic TRC Potential | 0 | 0 | 0 | 0 | 0 | 0 | 0 | 0 | 0 | 0 | 0 | 0 | 0 | 0 | 0 | 0 | 0 | 0 | 0 | 0 | 0 | 0 | 0 | 0 | 0 | 0 | 0 | 0 | 0 | 0 | 0
F7_Industrial_Wood and Lumber Products_Existing_Space Heating_Natural Gas_Unit Heater_A_Achievable Economic TRC Potential | F7 | Industrial | Wood and Lumber Products | Existing | Space Heating | Natural Gas | Unit Heater | A | Cumulative Energy Savings (MWh or mTherms) | Achievable Economic TRC Potential | 0 | 0 | 0 | 0 | 0 | 0.0049643 | 0.018461 | 0.044545 | 0.088997 | 0.15695 | 0.2464 | 0.35948 | 0.49567 | 0.65216 | 0.85278 | 1.059 | 1.2865 | 1.5004 | 1.7 | 1.891 | 2.0594 | 2.2247 | 2.349 | 2.4546 | 2.5469 | 2.6278 | 2.6749 | 2.7205 | 0 | 0 | 0
F8_Industrial_Wood and Lumber Products_Existing_Space Heating_Natural Gas_Unit Heater_A_Achievable Economic TRC Potential | F8 | Industrial | Wood and Lumber Products | Existing | Space Heating | Natural Gas | Unit Heater | A | Cumulative Summer Peak Savings (MW) | Achievable Economic TRC Potential | 0 | 0 | 0 | 0 | 0 | 0 | 0 | 0 | 0 | 0 | 0 | 0 | 0 | 0 | 0 | 0 | 0 | 0 | 0 | 0 | 0 | 0 | 0 | 0 | 0 | 0 | 0 | 0 | 0 | 0 | 0
F9_Industrial_Wood and Lumber Products_Existing_Space Heating_Natural Gas_Unit Heater_A_Achievable Economic TRC Potential | F9 | Industrial | Wood and Lumber Products | Existing | Space Heating | Natural Gas | Unit Heater | A | Cumulative Winter Peak Savings (MW) | Achievable Economic TRC Potential | 0 | 0 | 0 | 0 | 0 | 0 | 0 | 0 | 0 | 0 | 0 | 0 | 0 | 0 | 0 | 0 | 0 | 0 | 0 | 0 | 0 | 0 | 0 | 0 | 0 | 0 | 0 | 0 | 0 | 0 | 0
F10_Industrial_Wood and Lumber Products_Existing_Space Heating_Natural Gas_Unit Heater_A_Achievable Economic TRC Potential | F10 | Industrial | Wood and Lumber Products | Existing | Space Heating | Natural Gas | Unit Heater | A | Purchases (Incremental) | Achievable Economic TRC Potential | 0 | 0 | 0 | 0 | 0 | 0.00031474 | 0.00085574 | 0.0016537 | 0.0028183 | 0.0043084 | 0.005671 | 0.0071698 | 0.0086347 | 0.0099219 | 0.012719 | 0.013076 | 0.014421 | 0.013876 | 0.013515 | 0.013761 | 0.013499 | 0.014788 | 0.013548 | 0.013864 | 0.014487 | 0.015053 | 0.015704 | 0.015966 | 0.016132 | 0.016247 | 0.01627
F11_Industrial_Wood and Lumber Products_Existing_Space Heating_Natural Gas_Unit Heater_A_Achievable Economic TRC Potential | F11 | Industrial | Wood and Lumber Products | Existing | Space Heating | Natural Gas | Unit Heater | A | Purchases (Cumulative) | Achievable Economic TRC Potential | 0 | 0 | 0 | 0 | 0 | 0.00031474 | 0.0011705 | 0.0028242 | 0.0056426 | 0.0099509 | 0.015622 | 0.022792 | 0.031426 | 0.041348 | 0.054068 | 0.067143 | 0.081564 | 0.095126 | 0.10778 | 0.11989 | 0.13057 | 0.14105 | 0.14893 | 0.15562 | 0.16148 | 0.16661 | 0.16959 | 0.17248 | 0.17419 | 0.17656 | 0.17932
F1_Industrial_Wood and Lumber Products_New_Space Heating_Natural Gas_Furnace_A_Achievable Economic TRC Potential | F1 | Industrial | Wood and Lumber Products | New | Space Heating | Natural Gas | Furnace | A | Integrated Unit Energy Savings (kWh or therms) | Achievable Economic TRC Potential | 0 | 0 | 0 | 0 | 0 | 0 | 0 | 0 | 0 | 0 | 0 | 0 | 0 | 0 | 0 | 0 | 0 | 0 | 0 | 0 | 0 | 0 | 0 | 0 | 0 | 0 | 0 | 0 | 0 | 0 | 0
F2_Industrial_Wood and Lumber Products_New_Space Heating_Natural Gas_Furnace_A_Achievable Economic TRC Potential | F2 | Industrial | Wood and Lumber Products | New | Space Heating | Natural Gas | Furnace | A | Integrated Unit Summer Peak Savings (kW) | Achievable Economic TRC Potential | 0 | 0 | 0 | 0 | 0 | 0 | 0 | 0 | 0 | 0 | 0 | 0 | 0 | 0 | 0 | 0 | 0 | 0 | 0 | 0 | 0 | 0 | 0 | 0 | 0 | 0 | 0 | 0 | 0 | 0 | 0
F3_Industrial_Wood and Lumber Products_New_Space Heating_Natural Gas_Furnace_A_Achievable Economic TRC Potential | F3 | Industrial | Wood and Lumber Products | New | Space Heating | Natural Gas | Furnace | A | Integrated Unit Winter Peak Savings (kW) | Achievable Economic TRC Potential | 0 | 0 | 0 | 0 | 0 | 0 | 0 | 0 | 0 | 0 | 0 | 0 | 0 | 0 | 0 | 0 | 0 | 0 | 0 | 0 | 0 | 0 | 0 | 0 | 0 | 0 | 0 | 0 | 0 | 0 | 0
F4_Industrial_Wood and Lumber Products_New_Space Heating_Natural Gas_Furnace_A_Achievable Economic TRC Potential | F4 | Industrial | Wood and Lumber Products | New | Space Heating | Natural Gas | Furnace | A | Incremental Energy Savings (MWh or mTherms) | Achievable Economic TRC Potential | 0 | 0 | 0 | 0 | 0 | 0 | 0 | 0 | 0 | 0 | 0 | 0 | 0 | 0 | 0 | 0 | 0 | 0 | 0 | 0 | 0 | 0 | 0 | 0 | 0 | 0 | 0 | 0 | 0 | 0 | 0
F5_Industrial_Wood and Lumber Products_New_Space Heating_Natural Gas_Furnace_A_Achievable Economic TRC Potential | F5 | Industrial | Wood and Lumber Products | New | Space Heating | Natural Gas | Furnace | A | Incremental Summer Peak Savings (MW) | Achievable Economic TRC Potential | 0 | 0 | 0 | 0 | 0 | 0 | 0 | 0 | 0 | 0 | 0 | 0 | 0 | 0 | 0 | 0 | 0 | 0 | 0 | 0 | 0 | 0 | 0 | 0 | 0 | 0 | 0 | 0 | 0 | 0 | 0
F6_Industrial_Wood and Lumber Products_New_Space Heating_Natural Gas_Furnace_A_Achievable Economic TRC Potential | F6 | Industrial | Wood and Lumber Products | New | Space Heating | Natural Gas | Furnace | A | Incremental Winter Peak Savings (MW) | Achievable Economic TRC Potential | 0 | 0 | 0 | 0 | 0 | 0 | 0 | 0 | 0 | 0 | 0 | 0 | 0 | 0 | 0 | 0 | 0 | 0 | 0 | 0 | 0 | 0 | 0 | 0 | 0 | 0 | 0 | 0 | 0 | 0 | 0
F7_Industrial_Wood and Lumber Products_New_Space Heating_Natural Gas_Furnace_A_Achievable Economic TRC Potential | F7 | Industrial | Wood and Lumber Products | New | Space Heating | Natural Gas | Furnace | A | Cumulative Energy Savings (MWh or mTherms) | Achievable Economic TRC Potential | 0 | 0 | 0 | 0 | 0 | 0 | 0 | 0 | 0 | 0 | 0 | 0 | 0 | 0 | 0 | 0 | 0 | 0 | 0 | 0 | 0 | 0 | 0 | 0 | 0 | 0 | 0 | 0 | 0 | 0 | 0
F8_Industrial_Wood and Lumber Products_New_Space Heating_Natural Gas_Furnace_A_Achievable Economic TRC Potential | F8 | Industrial | Wood and Lumber Products | New | Space Heating | Natural Gas | Furnace | A | Cumulative Summer Peak Savings (MW) | Achievable Economic TRC Potential | 0 | 0 | 0 | 0 | 0 | 0 | 0 | 0 | 0 | 0 | 0 | 0 | 0 | 0 | 0 | 0 | 0 | 0 | 0 | 0 | 0 | 0 | 0 | 0 | 0 | 0 | 0 | 0 | 0 | 0 | 0
F9_Industrial_Wood and Lumber Products_New_Space Heating_Natural Gas_Furnace_A_Achievable Economic TRC Potential | F9 | Industrial | Wood and Lumber Products | New | Space Heating | Natural Gas | Furnace | A | Cumulative Winter Peak Savings (MW) | Achievable Economic TRC Potential | 0 | 0 | 0 | 0 | 0 | 0 | 0 | 0 | 0 | 0 | 0 | 0 | 0 | 0 | 0 | 0 | 0 | 0 | 0 | 0 | 0 | 0 | 0 | 0 | 0 | 0 | 0 | 0 | 0 | 0 | 0
F10_Industrial_Wood and Lumber Products_New_Space Heating_Natural Gas_Furnace_A_Achievable Economic TRC Potential | F10 | Industrial | Wood and Lumber Products | New | Space Heating | Natural Gas | Furnace | A | Purchases (Incremental) | Achievable Economic TRC Potential | 0 | 0 | 0 | 0 | 0 | 0 | 0 | 0 | 0 | 0 | 0 | 0 | 0 | 0 | 0 | 0 | 0 | 0 | 0 | 0 | 0 | 0 | 0 | 0 | 0 | 0 | 0 | 0 | 0 | 0 | 0
F11_Industrial_Wood and Lumber Products_New_Space Heating_Natural Gas_Furnace_A_Achievable Economic TRC Potential | F11 | Industrial | Wood and Lumber Products | New | Space Heating | Natural Gas | Furnace | A | Purchases (Cumulative) | Achievable Economic TRC Potential | 0 | 0 | 0 | 0 | 0 | 0 | 0 | 0 | 0 | 0 | 0 | 0 | 0 | 0 | 0 | 0 | 0 | 0 | 0 | 0 | 0 | 0 | 0 | 0 | 0 | 0 | 0 | 0 | 0 | 0 | 0
F1_Industrial_Wood and Lumber Products_New_Space Heating_Natural Gas_Boiler_A_Achievable Economic TRC Potential | F1 | Industrial | Wood and Lumber Products | New | Space Heating | Natural Gas | Boiler | A | Integrated Unit Energy Savings (kWh or therms) | Achievable Economic TRC Potential | 0 | 0 | 0 | 0 | 0 | 0 | 0 | 0 | 0 | 0 | 0 | 0 | 0 | 0 | 0 | 0 | 0 | 0 | 0 | 0 | 0 | 0 | 0 | 0 | 0 | 0 | 0 | 0 | 0 | 0 | 0
F2_Industrial_Wood and Lumber Products_New_Space Heating_Natural Gas_Boiler_A_Achievable Economic TRC Potential | F2 | Industrial | Wood and Lumber Products | New | Space Heating | Natural Gas | Boiler | A | Integrated Unit Summer Peak Savings (kW) | Achievable Economic TRC Potential | 0 | 0 | 0 | 0 | 0 | 0 | 0 | 0 | 0 | 0 | 0 | 0 | 0 | 0 | 0 | 0 | 0 | 0 | 0 | 0 | 0 | 0 | 0 | 0 | 0 | 0 | 0 | 0 | 0 | 0 | 0
F3_Industrial_Wood and Lumber Products_New_Space Heating_Natural Gas_Boiler_A_Achievable Economic TRC Potential | F3 | Industrial | Wood and Lumber Products | New | Space Heating | Natural Gas | Boiler | A | Integrated Unit Winter Peak Savings (kW) | Achievable Economic TRC Potential | 0 | 0 | 0 | 0 | 0 | 0 | 0 | 0 | 0 | 0 | 0 | 0 | 0 | 0 | 0 | 0 | 0 | 0 | 0 | 0 | 0 | 0 | 0 | 0 | 0 | 0 | 0 | 0 | 0 | 0 | 0
F4_Industrial_Wood and Lumber Products_New_Space Heating_Natural Gas_Boiler_A_Achievable Economic TRC Potential | F4 | Industrial | Wood and Lumber Products | New | Space Heating | Natural Gas | Boiler | A | Incremental Energy Savings (MWh or mTherms) | Achievable Economic TRC Potential | 0 | 0 | 0 | 0 | 0 | 0 | 0 | 0 | 0 | 0 | 0 | 0 | 0 | 0 | 0 | 0 | 0 | 0 | 0 | 0 | 0 | 0 | 0 | 0 | 0 | 0 | 0 | 0 | 0 | 0 | 0
F5_Industrial_Wood and Lumber Products_New_Space Heating_Natural Gas_Boiler_A_Achievable Economic TRC Potential | F5 | Industrial | Wood and Lumber Products | New | Space Heating | Natural Gas | Boiler | A | Incremental Summer Peak Savings (MW) | Achievable Economic TRC Potential | 0 | 0 | 0 | 0 | 0 | 0 | 0 | 0 | 0 | 0 | 0 | 0 | 0 | 0 | 0 | 0 | 0 | 0 | 0 | 0 | 0 | 0 | 0 | 0 | 0 | 0 | 0 | 0 | 0 | 0 | 0
F6_Industrial_Wood and Lumber Products_New_Space Heating_Natural Gas_Boiler_A_Achievable Economic TRC Potential | F6 | Industrial | Wood and Lumber Products | New | Space Heating | Natural Gas | Boiler | A | Incremental Winter Peak Savings (MW) | Achievable Economic TRC Potential | 0 | 0 | 0 | 0 | 0 | 0 | 0 | 0 | 0 | 0 | 0 | 0 | 0 | 0 | 0 | 0 | 0 | 0 | 0 | 0 | 0 | 0 | 0 | 0 | 0 | 0 | 0 | 0 | 0 | 0 | 0
F7_Industrial_Wood and Lumber Products_New_Space Heating_Natural Gas_Boiler_A_Achievable Economic TRC Potential | F7 | Industrial | Wood and Lumber Products | New | Space Heating | Natural Gas | Boiler | A | Cumulative Energy Savings (MWh or mTherms) | Achievable Economic TRC Potential | 0 | 0 | 0 | 0 | 0 | 0 | 0 | 0 | 0 | 0 | 0 | 0 | 0 | 0 | 0 | 0 | 0 | 0 | 0 | 0 | 0 | 0 | 0 | 0 | 0 | 0 | 0 | 0 | 0 | 0 | 0
F8_Industrial_Wood and Lumber Products_New_Space Heating_Natural Gas_Boiler_A_Achievable Economic TRC Potential | F8 | Industrial | Wood and Lumber Products | New | Space Heating | Natural Gas | Boiler | A | Cumulative Summer Peak Savings (MW) | Achievable Economic TRC Potential | 0 | 0 | 0 | 0 | 0 | 0 | 0 | 0 | 0 | 0 | 0 | 0 | 0 | 0 | 0 | 0 | 0 | 0 | 0 | 0 | 0 | 0 | 0 | 0 | 0 | 0 | 0 | 0 | 0 | 0 | 0
F9_Industrial_Wood and Lumber Products_New_Space Heating_Natural Gas_Boiler_A_Achievable Economic TRC Potential | F9 | Industrial | Wood and Lumber Products | New | Space Heating | Natural Gas | Boiler | A | Cumulative Winter Peak Savings (MW) | Achievable Economic TRC Potential | 0 | 0 | 0 | 0 | 0 | 0 | 0 | 0 | 0 | 0 | 0 | 0 | 0 | 0 | 0 | 0 | 0 | 0 | 0 | 0 | 0 | 0 | 0 | 0 | 0 | 0 | 0 | 0 | 0 | 0 | 0
F10_Industrial_Wood and Lumber Products_New_Space Heating_Natural Gas_Boiler_A_Achievable Economic TRC Potential | F10 | Industrial | Wood and Lumber Products | New | Space Heating | Natural Gas | Boiler | A | Purchases (Incremental) | Achievable Economic TRC Potential | 0 | 0 | 0 | 0 | 0 | 0 | 0 | 0 | 0 | 0 | 0 | 0 | 0 | 0 | 0 | 0 | 0 | 0 | 0 | 0 | 0 | 0 | 0 | 0 | 0 | 0 | 0 | 0 | 0 | 0 | 0
F11_Industrial_Wood and Lumber Products_New_Space Heating_Natural Gas_Boiler_A_Achievable Economic TRC Potential | F11 | Industrial | Wood and Lumber Products | New | Space Heating | Natural Gas | Boiler | A | Purchases (Cumulative) | Achievable Economic TRC Potential | 0 | 0 | 0 | 0 | 0 | 0 | 0 | 0 | 0 | 0 | 0 | 0 | 0 | 0 | 0 | 0 | 0 | 0 | 0 | 0 | 0 | 0 | 0 | 0 | 0 | 0 | 0 | 0 | 0 | 0 | 0
F1_Industrial_Wood and Lumber Products_New_Space Heating_Natural Gas_Unit Heater_A_Achievable Economic TRC Potential | F1 | Industrial | Wood and Lumber Products | New | Space Heating | Natural Gas | Unit Heater | A | Integrated Unit Energy Savings (kWh or therms) | Achievable Economic TRC Potential | 0 | 28641.12 | 28641.12 | 28641.12 | 28641.12 | 15772.4108 | 15772.4108 | 15772.4108 | 15772.4108 | 15772.4108 | 15772.4108 | 15772.4108 | 15772.4108 | 15772.4108 | 15772.4108 | 15772.4108 | 15772.4108 | 15772.4108 | 15772.4108 | 15772.4108 | 15772.4108 | 15772.4108 | 15772.4108 | 15772.4108 | 15772.4108 | 15772.4108 | 15772.4108 | 15772.4108 | 15772.4108 | 15772.4108 | 15772.4108
F2_Industrial_Wood and Lumber Products_New_Space Heating_Natural Gas_Unit Heater_A_Achievable Economic TRC Potential | F2 | Industrial | Wood and Lumber Products | New | Space Heating | Natural Gas | Unit Heater | A | Integrated Unit Summer Peak Savings (kW) | Achievable Economic TRC Potential | 0 | 0 | 0 | 0 | 0 | 0 | 0 | 0 | 0 | 0 | 0 | 0 | 0 | 0 | 0 | 0 | 0 | 0 | 0 | 0 | 0 | 0 | 0 | 0 | 0 | 0 | 0 | 0 | 0 | 0 | 0
F3_Industrial_Wood and Lumber Products_New_Space Heating_Natural Gas_Unit Heater_A_Achievable Economic TRC Potential | F3 | Industrial | Wood and Lumber Products | New | Space Heating | Natural Gas | Unit Heater | A | Integrated Unit Winter Peak Savings (kW) | Achievable Economic TRC Potential | 0 | 0 | 0 | 0 | 0 | 0 | 0 | 0 | 0 | 0 | 0 | 0 | 0 | 0 | 0 | 0 | 0 | 0 | 0 | 0 | 0 | 0 | 0 | 0 | 0 | 0 | 0 | 0 | 0 | 0 | 0
F4_Industrial_Wood and Lumber Products_New_Space Heating_Natural Gas_Unit Heater_A_Achievable Economic TRC Potential | F4 | Industrial | Wood and Lumber Products | New | Space Heating | Natural Gas | Unit Heater | A | Incremental Energy Savings (MWh or mTherms) | Achievable Economic TRC Potential | 0 | 0 | 0 | 0 | 0 | 0.0018368 | 0.0036104 | 0.0054127 | 0.0071744 | 0.0089728 | 0.010597 | 0.013894 | 0.016832 | 0.019239 | 0.021152 | 0.023099 | 0.024556 | 0.025925 | 0.032908 | 0.032356 | 0.031989 | 0.032294 | 0.032963 | 0.033588 | 0.034361 | 0.035177 | 0.036139 | 0.036992 | 0.039483 | 0.041306 | 0.042587
F5_Industrial_Wood and Lumber Products_New_Space Heating_Natural Gas_Unit Heater_A_Achievable Economic TRC Potential | F5 | Industrial | Wood and Lumber Products | New | Space Heating | Natural Gas | Unit Heater | A | Incremental Summer Peak Savings (MW) | Achievable Economic TRC Potential | 0 | 0 | 0 | 0 | 0 | 0 | 0 | 0 | 0 | 0 | 0 | 0 | 0 | 0 | 0 | 0 | 0 | 0 | 0 | 0 | 0 | 0 | 0 | 0 | 0 | 0 | 0 | 0 | 0 | 0 | 0
F6_Industrial_Wood and Lumber Products_New_Space Heating_Natural Gas_Unit Heater_A_Achievable Economic TRC Potential | F6 | Industrial | Wood and Lumber Products | New | Space Heating | Natural Gas | Unit Heater | A | Incremental Winter Peak Savings (MW) | Achievable Economic TRC Potential | 0 | 0 | 0 | 0 | 0 | 0 | 0 | 0 | 0 | 0 | 0 | 0 | 0 | 0 | 0 | 0 | 0 | 0 | 0 | 0 | 0 | 0 | 0 | 0 | 0 | 0 | 0 | 0 | 0 | 0 | 0
F7_Industrial_Wood and Lumber Products_New_Space Heating_Natural Gas_Unit Heater_A_Achievable Economic TRC Potential | F7 | Industrial | Wood and Lumber Products | New | Space Heating | Natural Gas | Unit Heater | A | Cumulative Energy Savings (MWh or mTherms) | Achievable Economic TRC Potential | 0 | 0 | 0 | 0 | 0 | 0.0018368 | 0.0054472 | 0.01086 | 0.018034 | 0.027007 | 0.037604 | 0.051497 | 0.06833 | 0.087568 | 0.10872 | 0.13182 | 0.15637 | 0.18046 | 0.20976 | 0.2367 | 0.26152 | 0.28484 | 0.30721 | 0.3269 | 0.34443 | 0.36037 | 0.37536 | 0.38925 | 0 | 0 | 0
F8_Industrial_Wood and Lumber Products_New_Space Heating_Natural Gas_Unit Heater_A_Achievable Economic TRC Potential | F8 | Industrial | Wood and Lumber Products | New | Space Heating | Natural Gas | Unit Heater | A | Cumulative Summer Peak Savings (MW) | Achievable Economic TRC Potential | 0 | 0 | 0 | 0 | 0 | 0 | 0 | 0 | 0 | 0 | 0 | 0 | 0 | 0 | 0 | 0 | 0 | 0 | 0 | 0 | 0 | 0 | 0 | 0 | 0 | 0 | 0 | 0 | 0 | 0 | 0
F9_Industrial_Wood and Lumber Products_New_Space Heating_Natural Gas_Unit Heater_A_Achievable Economic TRC Potential | F9 | Industrial | Wood and Lumber Products | New | Space Heating | Natural Gas | Unit Heater | A | Cumulative Winter Peak Savings (MW) | Achievable Economic TRC Potential | 0 | 0 | 0 | 0 | 0 | 0 | 0 | 0 | 0 | 0 | 0 | 0 | 0 | 0 | 0 | 0 | 0 | 0 | 0 | 0 | 0 | 0 | 0 | 0 | 0 | 0 | 0 | 0 | 0 | 0 | 0
F10_Industrial_Wood and Lumber Products_New_Space Heating_Natural Gas_Unit Heater_A_Achievable Economic TRC Potential | F10 | Industrial | Wood and Lumber Products | New | Space Heating | Natural Gas | Unit Heater | A | Purchases (Incremental) | Achievable Economic TRC Potential | 0 | 0 | 0 | 0 | 0 | 0.00011646 | 0.00022891 | 0.00034317 | 0.00045487 | 0.00056889 | 0.00067185 | 0.00088088 | 0.0010672 | 0.0012198 | 0.001341 | 0.0014645 | 0.0015569 | 0.0016437 | 0.0020864 | 0.0020514 | 0.0020282 | 0.0020475 | 0.0020899 | 0.0021296 | 0.0021786 | 0.0022303 | 0.0022913 | 0.0023454 | 0.0025033 | 0.0026189 | 0.0027001
F11_Industrial_Wood and Lumber Products_New_Space Heating_Natural Gas_Unit Heater_A_Achievable Economic TRC Potential | F11 | Industrial | Wood and Lumber Products | New | Space Heating | Natural Gas | Unit Heater | A | Purchases (Cumulative) | Achievable Economic TRC Potential | 0 | 0 | 0 | 0 | 0 | 0.00011646 | 0.00034536 | 0.00068854 | 0.0011434 | 0.0017123 | 0.0023841 | 0.003265 | 0.0043322 | 0.005552 | 0.006893 | 0.0083576 | 0.0099144 | 0.011442 | 0.013299 | 0.015007 | 0.016581 | 0.018059 | 0.019477 | 0.020726 | 0.021837 | 0.022848 | 0.023798 | 0.024679 | 0.025626 | 0.026601 | 0.027214
F1_Industrial_Other Industrial_Existing_Space Heating_Natural Gas_Furnace_A_Achievable Economic TRC Potential | F1 | Industrial | Other Industrial | Existing | Space Heating | Natural Gas | Furnace | A | Integrated Unit Energy Savings (kWh or therms) | Achievable Economic TRC Potential | 0 | 505.0924 | 505.0924 | 505.0924 | 505.0924 | 138.7616 | 138.7616 | 138.7616 | 138.7616 | 138.7616 | 138.7616 | 138.7616 | 138.7616 | 138.7616 | 138.7616 | 138.7616 | 138.7616 | 138.7616 | 138.7616 | 138.7616 | 138.7616 | 138.7616 | 138.7616 | 138.7616 | 138.7616 | 138.7616 | 138.7616 | 138.7616 | 138.7616 | 138.7616 | 138.7616
F2_Industrial_Other Industrial_Existing_Space Heating_Natural Gas_Furnace_A_Achievable Economic TRC Potential | F2 | Industrial | Other Industrial | Existing | Space Heating | Natural Gas | Furnace | A | Integrated Unit Summer Peak Savings (kW) | Achievable Economic TRC Potential | 0 | 0 | 0 | 0 | 0 | 0 | 0 | 0 | 0 | 0 | 0 | 0 | 0 | 0 | 0 | 0 | 0 | 0 | 0 | 0 | 0 | 0 | 0 | 0 | 0 | 0 | 0 | 0 | 0 | 0 | 0
F3_Industrial_Other Industrial_Existing_Space Heating_Natural Gas_Furnace_A_Achievable Economic TRC Potential | F3 | Industrial | Other Industrial | Existing | Space Heating | Natural Gas | Furnace | A | Integrated Unit Winter Peak Savings (kW) | Achievable Economic TRC Potential | 0 | 0 | 0 | 0 | 0 | 0 | 0 | 0 | 0 | 0 | 0 | 0 | 0 | 0 | 0 | 0 | 0 | 0 | 0 | 0 | 0 | 0 | 0 | 0 | 0 | 0 | 0 | 0 | 0 | 0 | 0
F4_Industrial_Other Industrial_Existing_Space Heating_Natural Gas_Furnace_A_Achievable Economic TRC Potential | F4 | Industrial | Other Industrial | Existing | Space Heating | Natural Gas | Furnace | A | Incremental Energy Savings (MWh or mTherms) | Achievable Economic TRC Potential | 0 | 0 | 0 | 0 | 0 | 0.0031719 | 0.0066053 | 0.0071709 | 0.010039 | 0.013033 | 0.015272 | 0.017534 | 0.017902 | 0.017643 | 0.01946 | 0.016821 | 0.016354 | 0.015582 | 0.014785 | 0.015973 | 0.015696 | 0.015993 | 0.017115 | 0.017399 | 0.017706 | 0.018033 | 0.018457 | 0.018847 | 0.019207 | 0.022018 | 0.023903
F5_Industrial_Other Industrial_Existing_Space Heating_Natural Gas_Furnace_A_Achievable Economic TRC Potential | F5 | Industrial | Other Industrial | Existing | Space Heating | Natural Gas | Furnace | A | Incremental Summer Peak Savings (MW) | Achievable Economic TRC Potential | 0 | 0 | 0 | 0 | 0 | 0 | 0 | 0 | 0 | 0 | 0 | 0 | 0 | 0 | 0 | 0 | 0 | 0 | 0 | 0 | 0 | 0 | 0 | 0 | 0 | 0 | 0 | 0 | 0 | 0 | 0
F6_Industrial_Other Industrial_Existing_Space Heating_Natural Gas_Furnace_A_Achievable Economic TRC Potential | F6 | Industrial | Other Industrial | Existing | Space Heating | Natural Gas | Furnace | A | Incremental Winter Peak Savings (MW) | Achievable Economic TRC Potential | 0 | 0 | 0 | 0 | 0 | 0 | 0 | 0 | 0 | 0 | 0 | 0 | 0 | 0 | 0 | 0 | 0 | 0 | 0 | 0 | 0 | 0 | 0 | 0 | 0 | 0 | 0 | 0 | 0 | 0 | 0
F7_Industrial_Other Industrial_Existing_Space Heating_Natural Gas_Furnace_A_Achievable Economic TRC Potential | F7 | Industrial | Other Industrial | Existing | Space Heating | Natural Gas | Furnace | A | Cumulative Energy Savings (MWh or mTherms) | Achievable Economic TRC Potential | 0 | 0 | 0 | 0 | 0 | 0.0031719 | 0.0097772 | 0.016948 | 0.026987 | 0.040019 | 0.055291 | 0.072825 | 0.090726 | 0.10837 | 0.12783 | 0.14465 | 0.161 | 0.17659 | 0.19137 | 0.20734 | 0.22304 | 0.23903 | 0.25615 | 0.27355 | 0.29125 | 0.30929 | 0.32774 | 0.34659 | 0 | 0 | 0
F8_Industrial_Other Industrial_Existing_Space Heating_Natural Gas_Furnace_A_Achievable Economic TRC Potential | F8 | Industrial | Other Industrial | Existing | Space Heating | Natural Gas | Furnace | A | Cumulative Summer Peak Savings (MW) | Achievable Economic TRC Potential | 0 | 0 | 0 | 0 | 0 | 0 | 0 | 0 | 0 | 0 | 0 | 0 | 0 | 0 | 0 | 0 | 0 | 0 | 0 | 0 | 0 | 0 | 0 | 0 | 0 | 0 | 0 | 0 | 0 | 0 | 0
F9_Industrial_Other Industrial_Existing_Space Heating_Natural Gas_Furnace_A_Achievable Economic TRC Potential | F9 | Industrial | Other Industrial | Existing | Space Heating | Natural Gas | Furnace | A | Cumulative Winter Peak Savings (MW) | Achievable Economic TRC Potential | 0 | 0 | 0 | 0 | 0 | 0 | 0 | 0 | 0 | 0 | 0 | 0 | 0 | 0 | 0 | 0 | 0 | 0 | 0 | 0 | 0 | 0 | 0 | 0 | 0 | 0 | 0 | 0 | 0 | 0 | 0
F10_Industrial_Other Industrial_Existing_Space Heating_Natural Gas_Furnace_A_Achievable Economic TRC Potential | F10 | Industrial | Other Industrial | Existing | Space Heating | Natural Gas | Furnace | A | Purchases (Incremental) | Achievable Economic TRC Potential | 0 | 0 | 0 | 0 | 0 | 0.022858 | 0.047602 | 0.051678 | 0.072344 | 0.093922 | 0.11006 | 0.12636 | 0.12901 | 0.12714 | 0.14024 | 0.12122 | 0.11786 | 0.11229 | 0.10655 | 0.11511 | 0.11311 | 0.11526 | 0.12334 | 0.12539 | 0.1276 | 0.12996 | 0.13301 | 0.13582 | 0.13842 | 0.15867 | 0.17226
F11_Industrial_Other Industrial_Existing_Space Heating_Natural Gas_Furnace_A_Achievable Economic TRC Potential | F11 | Industrial | Other Industrial | Existing | Space Heating | Natural Gas | Furnace | A | Purchases (Cumulative) | Achievable Economic TRC Potential | 0 | 0 | 0 | 0 | 0 | 0.022858 | 0.07046 | 0.12214 | 0.19448 | 0.2884 | 0.39846 | 0.52482 | 0.65383 | 0.78097 | 0.92122 | 1.0424 | 1.1603 | 1.2726 | 1.3791 | 1.4942 | 1.6074 | 1.7226 | 1.846 | 1.9713 | 2.0989 | 2.2289 | 2.3619 | 2.4977 | 2.56 | 2.56 | 2.56
F1_Industrial_Other Industrial_Existing_Space Heating_Natural Gas_Boiler_A_Achievable Economic TRC Potential | F1 | Industrial | Other Industrial | Existing | Space Heating | Natural Gas | Boiler | A | Integrated Unit Energy Savings (kWh or therms) | Achievable Economic TRC Potential | 0 | 8772.191 | 8772.191 | 8772.191 | 8772.191 | 5375.3 | 5375.3 | 5375.3 | 5375.3 | 5375.3 | 5375.3 | 5375.3 | 5375.3 | 5375.3 | 5375.3 | 5375.3 | 5375.3 | 5375.3 | 5375.3 | 5375.3 | 5375.3 | 5375.3 | 5375.3 | 792.2778 | 792.2778 | 792.2778 | 792.2778 | 792.2778 | 792.2778 | 792.2778 | 792.2778
F2_Industrial_Other Industrial_Existing_Space Heating_Natural Gas_Boiler_A_Achievable Economic TRC Potential | F2 | Industrial | Other Industrial | Existing | Space Heating | Natural Gas | Boiler | A | Integrated Unit Summer Peak Savings (kW) | Achievable Economic TRC Potential | 0 | 0 | 0 | 0 | 0 | 0 | 0 | 0 | 0 | 0 | 0 | 0 | 0 | 0 | 0 | 0 | 0 | 0 | 0 | 0 | 0 | 0 | 0 | 0 | 0 | 0 | 0 | 0 | 0 | 0 | 0
F3_Industrial_Other Industrial_Existing_Space Heating_Natural Gas_Boiler_A_Achievable Economic TRC Potential | F3 | Industrial | Other Industrial | Existing | Space Heating | Natural Gas | Boiler | A | Integrated Unit Winter Peak Savings (kW) | Achievable Economic TRC Potential | 0 | 0 | 0 | 0 | 0 | 0 | 0 | 0 | 0 | 0 | 0 | 0 | 0 | 0 | 0 | 0 | 0 | 0 | 0 | 0 | 0 | 0 | 0 | 0 | 0 | 0 | 0 | 0 | 0 | 0 | 0
F4_Industrial_Other Industrial_Existing_Space Heating_Natural Gas_Boiler_A_Achievable Economic TRC Potential | F4 | Industrial | Other Industrial | Existing | Space Heating | Natural Gas | Boiler | A | Incremental Energy Savings (MWh or mTherms) | Achievable Economic TRC Potential | 0 | 0 | 0 | 0 | 0 | 0 | 0 | 0 | 0 | 0 | 0 | 0 | 0 | 0 | 0 | 0 | 0 | 0 | 0 | 0 | 0 | 0 | 0 | 0.030046 | 0.044959 | 0.053402 | 0.058372 | 0.061341 | 0.062534 | 0.062813 | 0.062565
F5_Industrial_Other Industrial_Existing_Space Heating_Natural Gas_Boiler_A_Achievable Economic TRC Potential | F5 | Industrial | Other Industrial | Existing | Space Heating | Natural Gas | Boiler | A | Incremental Summer Peak Savings (MW) | Achievable Economic TRC Potential | 0 | 0 | 0 | 0 | 0 | 0 | 0 | 0 | 0 | 0 | 0 | 0 | 0 | 0 | 0 | 0 | 0 | 0 | 0 | 0 | 0 | 0 | 0 | 0 | 0 | 0 | 0 | 0 | 0 | 0 | 0
F6_Industrial_Other Industrial_Existing_Space Heating_Natural Gas_Boiler_A_Achievable Economic TRC Potential | F6 | Industrial | Other Industrial | Existing | Space Heating | Natural Gas | Boiler | A | Incremental Winter Peak Savings (MW) | Achievable Economic TRC Potential | 0 | 0 | 0 | 0 | 0 | 0 | 0 | 0 | 0 | 0 | 0 | 0 | 0 | 0 | 0 | 0 | 0 | 0 | 0 | 0 | 0 | 0 | 0 | 0 | 0 | 0 | 0 | 0 | 0 | 0 | 0
F7_Industrial_Other Industrial_Existing_Space Heating_Natural Gas_Boiler_A_Achievable Economic TRC Potential | F7 | Industrial | Other Industrial | Existing | Space Heating | Natural Gas | Boiler | A | Cumulative Energy Savings (MWh or mTherms) | Achievable Economic TRC Potential | 0 | 0 | 0 | 0 | 0 | 0 | 0 | 0 | 0 | 0 | 0 | 0 | 0 | 0 | 0 | 0 | 0 | 0 | 0 | 0 | 0 | 0 | 0 | 0.030046 | 0.075005 | 0.12841 | 0.18678 | 0.24812 | 0 | 0 | 0
F8_Industrial_Other Industrial_Existing_Space Heating_Natural Gas_Boiler_A_Achievable Economic TRC Potential | F8 | Industrial | Other Industrial | Existing | Space Heating | Natural Gas | Boiler | A | Cumulative Summer Peak Savings (MW) | Achievable Economic TRC Potential | 0 | 0 | 0 | 0 | 0 | 0 | 0 | 0 | 0 | 0 | 0 | 0 | 0 | 0 | 0 | 0 | 0 | 0 | 0 | 0 | 0 | 0 | 0 | 0 | 0 | 0 | 0 | 0 | 0 | 0 | 0
F9_Industrial_Other Industrial_Existing_Space Heating_Natural Gas_Boiler_A_Achievable Economic TRC Potential | F9 | Industrial | Other Industrial | Existing | Space Heating | Natural Gas | Boiler | A | Cumulative Winter Peak Savings (MW) | Achievable Economic TRC Potential | 0 | 0 | 0 | 0 | 0 | 0 | 0 | 0 | 0 | 0 | 0 | 0 | 0 | 0 | 0 | 0 | 0 | 0 | 0 | 0 | 0 | 0 | 0 | 0 | 0 | 0 | 0 | 0 | 0 | 0 | 0
F10_Industrial_Other Industrial_Existing_Space Heating_Natural Gas_Boiler_A_Achievable Economic TRC Potential | F10 | Industrial | Other Industrial | Existing | Space Heating | Natural Gas | Boiler | A | Purchases (Incremental) | Achievable Economic TRC Potential | 0 | 0 | 0 | 0 | 0 | 0 | 0 | 0 | 0 | 0 | 0 | 0 | 0 | 0 | 0 | 0 | 0 | 0 | 0 | 0 | 0 | 0 | 0 | 0.037923 | 0.056747 | 0.067403 | 0.073677 | 0.077424 | 0.078929 | 0.079282 | 0.078969
F11_Industrial_Other Industrial_Existing_Space Heating_Natural Gas_Boiler_A_Achievable Economic TRC Potential | F11 | Industrial | Other Industrial | Existing | Space Heating | Natural Gas | Boiler | A | Purchases (Cumulative) | Achievable Economic TRC Potential | 0 | 0 | 0 | 0 | 0 | 0 | 0 | 0 | 0 | 0 | 0 | 0 | 0 | 0 | 0 | 0 | 0 | 0 | 0 | 0 | 0 | 0 | 0 | 0.037923 | 0.09467 | 0.16207 | 0.23575 | 0.31317 | 0.3921 | 0.47138 | 0.55035
F1_Industrial_Other Industrial_Existing_Space Heating_Natural Gas_Unit Heater_A_Achievable Economic TRC Potential | F1 | Industrial | Other Industrial | Existing | Space Heating | Natural Gas | Unit Heater | A | Integrated Unit Energy Savings (kWh or therms) | Achievable Economic TRC Potential | 0 | 28641.12 | 28641.12 | 28641.12 | 28641.12 | 15772.4108 | 15772.4108 | 15772.4108 | 15772.4108 | 15772.4108 | 15772.4108 | 15772.4108 | 15772.4108 | 15772.4108 | 15772.4108 | 15772.4108 | 15772.4108 | 15772.4108 | 15772.4108 | 15772.4108 | 15772.4108 | 15772.4108 | 15772.4108 | 15772.4108 | 15772.4108 | 15772.4108 | 15772.4108 | 15772.4108 | 15772.4108 | 15772.4108 | 15772.4108
F2_Industrial_Other Industrial_Existing_Space Heating_Natural Gas_Unit Heater_A_Achievable Economic TRC Potential | F2 | Industrial | Other Industrial | Existing | Space Heating | Natural Gas | Unit Heater | A | Integrated Unit Summer Peak Savings (kW) | Achievable Economic TRC Potential | 0 | 0 | 0 | 0 | 0 | 0 | 0 | 0 | 0 | 0 | 0 | 0 | 0 | 0 | 0 | 0 | 0 | 0 | 0 | 0 | 0 | 0 | 0 | 0 | 0 | 0 | 0 | 0 | 0 | 0 | 0
F3_Industrial_Other Industrial_Existing_Space Heating_Natural Gas_Unit Heater_A_Achievable Economic TRC Potential | F3 | Industrial | Other Industrial | Existing | Space Heating | Natural Gas | Unit Heater | A | Integrated Unit Winter Peak Savings (kW) | Achievable Economic TRC Potential | 0 | 0 | 0 | 0 | 0 | 0 | 0 | 0 | 0 | 0 | 0 | 0 | 0 | 0 | 0 | 0 | 0 | 0 | 0 | 0 | 0 | 0 | 0 | 0 | 0 | 0 | 0 | 0 | 0 | 0 | 0
F4_Industrial_Other Industrial_Existing_Space Heating_Natural Gas_Unit Heater_A_Achievable Economic TRC Potential | F4 | Industrial | Other Industrial | Existing | Space Heating | Natural Gas | Unit Heater | A | Incremental Energy Savings (MWh or mTherms) | Achievable Economic TRC Potential | 0 | 0 | 0 | 0 | 0 | 0.049355 | 0.13419 | 0.25932 | 0.44194 | 0.67559 | 0.88926 | 1.1243 | 1.354 | 1.5559 | 1.9945 | 2.0504 | 2.2613 | 2.1759 | 2.1193 | 2.1579 | 2.1168 | 2.3189 | 2.1245 | 2.174 | 2.2717 | 2.3604 | 2.4625 | 2.5036 | 2.5297 | 2.5477 | 2.5513
F5_Industrial_Other Industrial_Existing_Space Heating_Natural Gas_Unit Heater_A_Achievable Economic TRC Potential | F5 | Industrial | Other Industrial | Existing | Space Heating | Natural Gas | Unit Heater | A | Incremental Summer Peak Savings (MW) | Achievable Economic TRC Potential | 0 | 0 | 0 | 0 | 0 | 0 | 0 | 0 | 0 | 0 | 0 | 0 | 0 | 0 | 0 | 0 | 0 | 0 | 0 | 0 | 0 | 0 | 0 | 0 | 0 | 0 | 0 | 0 | 0 | 0 | 0
F6_Industrial_Other Industrial_Existing_Space Heating_Natural Gas_Unit Heater_A_Achievable Economic TRC Potential | F6 | Industrial | Other Industrial | Existing | Space Heating | Natural Gas | Unit Heater | A | Incremental Winter Peak Savings (MW) | Achievable Economic TRC Potential | 0 | 0 | 0 | 0 | 0 | 0 | 0 | 0 | 0 | 0 | 0 | 0 | 0 | 0 | 0 | 0 | 0 | 0 | 0 | 0 | 0 | 0 | 0 | 0 | 0 | 0 | 0 | 0 | 0 | 0 | 0
F7_Industrial_Other Industrial_Existing_Space Heating_Natural Gas_Unit Heater_A_Achievable Economic TRC Potential | F7 | Industrial | Other Industrial | Existing | Space Heating | Natural Gas | Unit Heater | A | Cumulative Energy Savings (MWh or mTherms) | Achievable Economic TRC Potential | 0 | 0 | 0 | 0 | 0 | 0.049355 | 0.18354 | 0.44287 | 0.88481 | 1.5604 | 2.4497 | 3.574 | 4.928 | 6.4838 | 8.4784 | 10.5287 | 12.79 | 14.9166 | 16.9017 | 18.8002 | 20.4751 | 22.1184 | 23.3537 | 24.4033 | 25.321 | 26.1256 | 26.5936 | 27.0468 | 0 | 0 | 0
F8_Industrial_Other Industrial_Existing_Space Heating_Natural Gas_Unit Heater_A_Achievable Economic TRC Potential | F8 | Industrial | Other Industrial | Existing | Space Heating | Natural Gas | Unit Heater | A | Cumulative Summer Peak Savings (MW) | Achievable Economic TRC Potential | 0 | 0 | 0 | 0 | 0 | 0 | 0 | 0 | 0 | 0 | 0 | 0 | 0 | 0 | 0 | 0 | 0 | 0 | 0 | 0 | 0 | 0 | 0 | 0 | 0 | 0 | 0 | 0 | 0 | 0 | 0
F9_Industrial_Other Industrial_Existing_Space Heating_Natural Gas_Unit Heater_A_Achievable Economic TRC Potential | F9 | Industrial | Other Industrial | Existing | Space Heating | Natural Gas | Unit Heater | A | Cumulative Winter Peak Savings (MW) | Achievable Economic TRC Potential | 0 | 0 | 0 | 0 | 0 | 0 | 0 | 0 | 0 | 0 | 0 | 0 | 0 | 0 | 0 | 0 | 0 | 0 | 0 | 0 | 0 | 0 | 0 | 0 | 0 | 0 | 0 | 0 | 0 | 0 | 0
F10_Industrial_Other Industrial_Existing_Space Heating_Natural Gas_Unit Heater_A_Achievable Economic TRC Potential | F10 | Industrial | Other Industrial | Existing | Space Heating | Natural Gas | Unit Heater | A | Purchases (Incremental) | Achievable Economic TRC Potential | 0 | 0 | 0 | 0 | 0 | 0.0031292 | 0.0085078 | 0.016442 | 0.02802 | 0.042834 | 0.056381 | 0.071283 | 0.085847 | 0.098644 | 0.12646 | 0.13 | 0.14337 | 0.13796 | 0.13437 | 0.13681 | 0.13421 | 0.14702 | 0.1347 | 0.13783 | 0.14403 | 0.14965 | 0.15613 | 0.15874 | 0.16039 | 0.16153 | 0.16176
F11_Industrial_Other Industrial_Existing_Space Heating_Natural Gas_Unit Heater_A_Achievable Economic TRC Potential | F11 | Industrial | Other Industrial | Existing | Space Heating | Natural Gas | Unit Heater | A | Purchases (Cumulative) | Achievable Economic TRC Potential | 0 | 0 | 0 | 0 | 0 | 0.0031292 | 0.011637 | 0.028079 | 0.056099 | 0.098932 | 0.15531 | 0.2266 | 0.31244 | 0.41109 | 0.53754 | 0.66754 | 0.81091 | 0.94574 | 1.0716 | 1.192 | 1.2982 | 1.4024 | 1.4807 | 1.5472 | 1.6054 | 1.6564 | 1.6861 | 1.7148 | 1.7318 | 1.7554 | 1.7828
F1_Industrial_Other Industrial_New_Space Heating_Natural Gas_Furnace_A_Achievable Economic TRC Potential | F1 | Industrial | Other Industrial | New | Space Heating | Natural Gas | Furnace | A | Integrated Unit Energy Savings (kWh or therms) | Achievable Economic TRC Potential | 0 | 0 | 0 | 0 | 0 | 0 | 0 | 0 | 0 | 0 | 0 | 0 | 0 | 0 | 0 | 0 | 0 | 0 | 0 | 0 | 0 | 0 | 0 | 0 | 0 | 0 | 0 | 0 | 0 | 0 | 0
F2_Industrial_Other Industrial_New_Space Heating_Natural Gas_Furnace_A_Achievable Economic TRC Potential | F2 | Industrial | Other Industrial | New | Space Heating | Natural Gas | Furnace | A | Integrated Unit Summer Peak Savings (kW) | Achievable Economic TRC Potential | 0 | 0 | 0 | 0 | 0 | 0 | 0 | 0 | 0 | 0 | 0 | 0 | 0 | 0 | 0 | 0 | 0 | 0 | 0 | 0 | 0 | 0 | 0 | 0 | 0 | 0 | 0 | 0 | 0 | 0 | 0
F3_Industrial_Other Industrial_New_Space Heating_Natural Gas_Furnace_A_Achievable Economic TRC Potential | F3 | Industrial | Other Industrial | New | Space Heating | Natural Gas | Furnace | A | Integrated Unit Winter Peak Savings (kW) | Achievable Economic TRC Potential | 0 | 0 | 0 | 0 | 0 | 0 | 0 | 0 | 0 | 0 | 0 | 0 | 0 | 0 | 0 | 0 | 0 | 0 | 0 | 0 | 0 | 0 | 0 | 0 | 0 | 0 | 0 | 0 | 0 | 0 | 0
F4_Industrial_Other Industrial_New_Space Heating_Natural Gas_Furnace_A_Achievable Economic TRC Potential | F4 | Industrial | Other Industrial | New | Space Heating | Natural Gas | Furnace | A | Incremental Energy Savings (MWh or mTherms) | Achievable Economic TRC Potential | 0 | 0 | 0 | 0 | 0 | 0 | 0 | 0 | 0 | 0 | 0 | 0 | 0 | 0 | 0 | 0 | 0 | 0 | 0 | 0 | 0 | 0 | 0 | 0 | 0 | 0 | 0 | 0 | 0 | 0 | 0
F5_Industrial_Other Industrial_New_Space Heating_Natural Gas_Furnace_A_Achievable Economic TRC Potential | F5 | Industrial | Other Industrial | New | Space Heating | Natural Gas | Furnace | A | Incremental Summer Peak Savings (MW) | Achievable Economic TRC Potential | 0 | 0 | 0 | 0 | 0 | 0 | 0 | 0 | 0 | 0 | 0 | 0 | 0 | 0 | 0 | 0 | 0 | 0 | 0 | 0 | 0 | 0 | 0 | 0 | 0 | 0 | 0 | 0 | 0 | 0 | 0
F6_Industrial_Other Industrial_New_Space Heating_Natural Gas_Furnace_A_Achievable Economic TRC Potential | F6 | Industrial | Other Industrial | New | Space Heating | Natural Gas | Furnace | A | Incremental Winter Peak Savings (MW) | Achievable Economic TRC Potential | 0 | 0 | 0 | 0 | 0 | 0 | 0 | 0 | 0 | 0 | 0 | 0 | 0 | 0 | 0 | 0 | 0 | 0 | 0 | 0 | 0 | 0 | 0 | 0 | 0 | 0 | 0 | 0 | 0 | 0 | 0
F7_Industrial_Other Industrial_New_Space Heating_Natural Gas_Furnace_A_Achievable Economic TRC Potential | F7 | Industrial | Other Industrial | New | Space Heating | Natural Gas | Furnace | A | Cumulative Energy Savings (MWh or mTherms) | Achievable Economic TRC Potential | 0 | 0 | 0 | 0 | 0 | 0 | 0 | 0 | 0 | 0 | 0 | 0 | 0 | 0 | 0 | 0 | 0 | 0 | 0 | 0 | 0 | 0 | 0 | 0 | 0 | 0 | 0 | 0 | 0 | 0 | 0
F8_Industrial_Other Industrial_New_Space Heating_Natural Gas_Furnace_A_Achievable Economic TRC Potential | F8 | Industrial | Other Industrial | New | Space Heating | Natural Gas | Furnace | A | Cumulative Summer Peak Savings (MW) | Achievable Economic TRC Potential | 0 | 0 | 0 | 0 | 0 | 0 | 0 | 0 | 0 | 0 | 0 | 0 | 0 | 0 | 0 | 0 | 0 | 0 | 0 | 0 | 0 | 0 | 0 | 0 | 0 | 0 | 0 | 0 | 0 | 0 | 0
F9_Industrial_Other Industrial_New_Space Heating_Natural Gas_Furnace_A_Achievable Economic TRC Potential | F9 | Industrial | Other Industrial | New | Space Heating | Natural Gas | Furnace | A | Cumulative Winter Peak Savings (MW) | Achievable Economic TRC Potential | 0 | 0 | 0 | 0 | 0 | 0 | 0 | 0 | 0 | 0 | 0 | 0 | 0 | 0 | 0 | 0 | 0 | 0 | 0 | 0 | 0 | 0 | 0 | 0 | 0 | 0 | 0 | 0 | 0 | 0 | 0
F10_Industrial_Other Industrial_New_Space Heating_Natural Gas_Furnace_A_Achievable Economic TRC Potential | F10 | Industrial | Other Industrial | New | Space Heating | Natural Gas | Furnace | A | Purchases (Incremental) | Achievable Economic TRC Potential | 0 | 0 | 0 | 0 | 0 | 0 | 0 | 0 | 0 | 0 | 0 | 0 | 0 | 0 | 0 | 0 | 0 | 0 | 0 | 0 | 0 | 0 | 0 | 0 | 0 | 0 | 0 | 0 | 0 | 0 | 0
F11_Industrial_Other Industrial_New_Space Heating_Natural Gas_Furnace_A_Achievable Economic TRC Potential | F11 | Industrial | Other Industrial | New | Space Heating | Natural Gas | Furnace | A | Purchases (Cumulative) | Achievable Economic TRC Potential | 0 | 0 | 0 | 0 | 0 | 0 | 0 | 0 | 0 | 0 | 0 | 0 | 0 | 0 | 0 | 0 | 0 | 0 | 0 | 0 | 0 | 0 | 0 | 0 | 0 | 0 | 0 | 0 | 0 | 0 | 0
F1_Industrial_Other Industrial_New_Space Heating_Natural Gas_Boiler_A_Achievable Economic TRC Potential | F1 | Industrial | Other Industrial | New | Space Heating | Natural Gas | Boiler | A | Integrated Unit Energy Savings (kWh or therms) | Achievable Economic TRC Potential | 0 | 0 | 0 | 0 | 0 | 0 | 0 | 0 | 0 | 0 | 0 | 0 | 0 | 0 | 0 | 0 | 0 | 0 | 0 | 0 | 0 | 0 | 0 | 0 | 0 | 0 | 0 | 0 | 0 | 0 | 0
F2_Industrial_Other Industrial_New_Space Heating_Natural Gas_Boiler_A_Achievable Economic TRC Potential | F2 | Industrial | Other Industrial | New | Space Heating | Natural Gas | Boiler | A | Integrated Unit Summer Peak Savings (kW) | Achievable Economic TRC Potential | 0 | 0 | 0 | 0 | 0 | 0 | 0 | 0 | 0 | 0 | 0 | 0 | 0 | 0 | 0 | 0 | 0 | 0 | 0 | 0 | 0 | 0 | 0 | 0 | 0 | 0 | 0 | 0 | 0 | 0 | 0
F3_Industrial_Other Industrial_New_Space Heating_Natural Gas_Boiler_A_Achievable Economic TRC Potential | F3 | Industrial | Other Industrial | New | Space Heating | Natural Gas | Boiler | A | Integrated Unit Winter Peak Savings (kW) | Achievable Economic TRC Potential | 0 | 0 | 0 | 0 | 0 | 0 | 0 | 0 | 0 | 0 | 0 | 0 | 0 | 0 | 0 | 0 | 0 | 0 | 0 | 0 | 0 | 0 | 0 | 0 | 0 | 0 | 0 | 0 | 0 | 0 | 0
F4_Industrial_Other Industrial_New_Space Heating_Natural Gas_Boiler_A_Achievable Economic TRC Potential | F4 | Industrial | Other Industrial | New | Space Heating | Natural Gas | Boiler | A | Incremental Energy Savings (MWh or mTherms) | Achievable Economic TRC Potential | 0 | 0 | 0 | 0 | 0 | 0 | 0 | 0 | 0 | 0 | 0 | 0 | 0 | 0 | 0 | 0 | 0 | 0 | 0 | 0 | 0 | 0 | 0 | 0 | 0 | 0 | 0 | 0 | 0 | 0 | 0
F5_Industrial_Other Industrial_New_Space Heating_Natural Gas_Boiler_A_Achievable Economic TRC Potential | F5 | Industrial | Other Industrial | New | Space Heating | Natural Gas | Boiler | A | Incremental Summer Peak Savings (MW) | Achievable Economic TRC Potential | 0 | 0 | 0 | 0 | 0 | 0 | 0 | 0 | 0 | 0 | 0 | 0 | 0 | 0 | 0 | 0 | 0 | 0 | 0 | 0 | 0 | 0 | 0 | 0 | 0 | 0 | 0 | 0 | 0 | 0 | 0
F6_Industrial_Other Industrial_New_Space Heating_Natural Gas_Boiler_A_Achievable Economic TRC Potential | F6 | Industrial | Other Industrial | New | Space Heating | Natural Gas | Boiler | A | Incremental Winter Peak Savings (MW) | Achievable Economic TRC Potential | 0 | 0 | 0 | 0 | 0 | 0 | 0 | 0 | 0 | 0 | 0 | 0 | 0 | 0 | 0 | 0 | 0 | 0 | 0 | 0 | 0 | 0 | 0 | 0 | 0 | 0 | 0 | 0 | 0 | 0 | 0
F7_Industrial_Other Industrial_New_Space Heating_Natural Gas_Boiler_A_Achievable Economic TRC Potential | F7 | Industrial | Other Industrial | New | Space Heating | Natural Gas | Boiler | A | Cumulative Energy Savings (MWh or mTherms) | Achievable Economic TRC Potential | 0 | 0 | 0 | 0 | 0 | 0 | 0 | 0 | 0 | 0 | 0 | 0 | 0 | 0 | 0 | 0 | 0 | 0 | 0 | 0 | 0 | 0 | 0 | 0 | 0 | 0 | 0 | 0 | 0 | 0 | 0
F8_Industrial_Other Industrial_New_Space Heating_Natural Gas_Boiler_A_Achievable Economic TRC Potential | F8 | Industrial | Other Industrial | New | Space Heating | Natural Gas | Boiler | A | Cumulative Summer Peak Savings (MW) | Achievable Economic TRC Potential | 0 | 0 | 0 | 0 | 0 | 0 | 0 | 0 | 0 | 0 | 0 | 0 | 0 | 0 | 0 | 0 | 0 | 0 | 0 | 0 | 0 | 0 | 0 | 0 | 0 | 0 | 0 | 0 | 0 | 0 | 0
F9_Industrial_Other Industrial_New_Space Heating_Natural Gas_Boiler_A_Achievable Economic TRC Potential | F9 | Industrial | Other Industrial | New | Space Heating | Natural Gas | Boiler | A | Cumulative Winter Peak Savings (MW) | Achievable Economic TRC Potential | 0 | 0 | 0 | 0 | 0 | 0 | 0 | 0 | 0 | 0 | 0 | 0 | 0 | 0 | 0 | 0 | 0 | 0 | 0 | 0 | 0 | 0 | 0 | 0 | 0 | 0 | 0 | 0 | 0 | 0 | 0
F10_Industrial_Other Industrial_New_Space Heating_Natural Gas_Boiler_A_Achievable Economic TRC Potential | F10 | Industrial | Other Industrial | New | Space Heating | Natural Gas | Boiler | A | Purchases (Incremental) | Achievable Economic TRC Potential | 0 | 0 | 0 | 0 | 0 | 0 | 0 | 0 | 0 | 0 | 0 | 0 | 0 | 0 | 0 | 0 | 0 | 0 | 0 | 0 | 0 | 0 | 0 | 0 | 0 | 0 | 0 | 0 | 0 | 0 | 0
F11_Industrial_Other Industrial_New_Space Heating_Natural Gas_Boiler_A_Achievable Economic TRC Potential | F11 | Industrial | Other Industrial | New | Space Heating | Natural Gas | Boiler | A | Purchases (Cumulative) | Achievable Economic TRC Potential | 0 | 0 | 0 | 0 | 0 | 0 | 0 | 0 | 0 | 0 | 0 | 0 | 0 | 0 | 0 | 0 | 0 | 0 | 0 | 0 | 0 | 0 | 0 | 0 | 0 | 0 | 0 | 0 | 0 | 0 | 0
F1_Industrial_Other Industrial_New_Space Heating_Natural Gas_Unit Heater_A_Achievable Economic TRC Potential | F1 | Industrial | Other Industrial | New | Space Heating | Natural Gas | Unit Heater | A | Integrated Unit Energy Savings (kWh or therms) | Achievable Economic TRC Potential | 0 | 28641.12 | 28641.12 | 28641.12 | 28641.12 | 15772.4108 | 15772.4108 | 15772.4108 | 15772.4108 | 15772.4108 | 15772.4108 | 15772.4108 | 15772.4108 | 15772.4108 | 15772.4108 | 15772.4108 | 15772.4108 | 15772.4108 | 15772.4108 | 15772.4108 | 15772.4108 | 15772.4108 | 15772.4108 | 15772.4108 | 15772.4108 | 15772.4108 | 15772.4108 | 15772.4108 | 15772.4108 | 15772.4108 | 15772.4108
F2_Industrial_Other Industrial_New_Space Heating_Natural Gas_Unit Heater_A_Achievable Economic TRC Potential | F2 | Industrial | Other Industrial | New | Space Heating | Natural Gas | Unit Heater | A | Integrated Unit Summer Peak Savings (kW) | Achievable Economic TRC Potential | 0 | 0 | 0 | 0 | 0 | 0 | 0 | 0 | 0 | 0 | 0 | 0 | 0 | 0 | 0 | 0 | 0 | 0 | 0 | 0 | 0 | 0 | 0 | 0 | 0 | 0 | 0 | 0 | 0 | 0 | 0
F3_Industrial_Other Industrial_New_Space Heating_Natural Gas_Unit Heater_A_Achievable Economic TRC Potential | F3 | Industrial | Other Industrial | New | Space Heating | Natural Gas | Unit Heater | A | Integrated Unit Winter Peak Savings (kW) | Achievable Economic TRC Potential | 0 | 0 | 0 | 0 | 0 | 0 | 0 | 0 | 0 | 0 | 0 | 0 | 0 | 0 | 0 | 0 | 0 | 0 | 0 | 0 | 0 | 0 | 0 | 0 | 0 | 0 | 0 | 0 | 0 | 0 | 0
F4_Industrial_Other Industrial_New_Space Heating_Natural Gas_Unit Heater_A_Achievable Economic TRC Potential | F4 | Industrial | Other Industrial | New | Space Heating | Natural Gas | Unit Heater | A | Incremental Energy Savings (MWh or mTherms) | Achievable Economic TRC Potential | 0 | 0 | 0 | 0 | 0 | 0.018261 | 0.035895 | 0.053813 | 0.071328 | 0.089208 | 0.10535 | 0.13813 | 0.16735 | 0.19127 | 0.21029 | 0.22965 | 0.24413 | 0.25775 | 0.32717 | 0.32168 | 0.31804 | 0.32107 | 0.32772 | 0.33394 | 0.34162 | 0.34973 | 0.3593 | 0.36778 | 0.39254 | 0.41067 | 0.4234
F5_Industrial_Other Industrial_New_Space Heating_Natural Gas_Unit Heater_A_Achievable Economic TRC Potential | F5 | Industrial | Other Industrial | New | Space Heating | Natural Gas | Unit Heater | A | Incremental Summer Peak Savings (MW) | Achievable Economic TRC Potential | 0 | 0 | 0 | 0 | 0 | 0 | 0 | 0 | 0 | 0 | 0 | 0 | 0 | 0 | 0 | 0 | 0 | 0 | 0 | 0 | 0 | 0 | 0 | 0 | 0 | 0 | 0 | 0 | 0 | 0 | 0
F6_Industrial_Other Industrial_New_Space Heating_Natural Gas_Unit Heater_A_Achievable Economic TRC Potential | F6 | Industrial | Other Industrial | New | Space Heating | Natural Gas | Unit Heater | A | Incremental Winter Peak Savings (MW) | Achievable Economic TRC Potential | 0 | 0 | 0 | 0 | 0 | 0 | 0 | 0 | 0 | 0 | 0 | 0 | 0 | 0 | 0 | 0 | 0 | 0 | 0 | 0 | 0 | 0 | 0 | 0 | 0 | 0 | 0 | 0 | 0 | 0 | 0
F7_Industrial_Other Industrial_New_Space Heating_Natural Gas_Unit Heater_A_Achievable Economic TRC Potential | F7 | Industrial | Other Industrial | New | Space Heating | Natural Gas | Unit Heater | A | Cumulative Energy Savings (MWh or mTherms) | Achievable Economic TRC Potential | 0 | 0 | 0 | 0 | 0 | 0.018261 | 0.054157 | 0.10797 | 0.1793 | 0.26851 | 0.37386 | 0.51199 | 0.67934 | 0.87061 | 1.0809 | 1.3105 | 1.5547 | 1.7942 | 2.0854 | 2.3533 | 2.6 | 2.8319 | 3.0543 | 3.2501 | 3.4243 | 3.5828 | 3.7318 | 3.8699 | 0 | 0 | 0
F8_Industrial_Other Industrial_New_Space Heating_Natural Gas_Unit Heater_A_Achievable Economic TRC Potential | F8 | Industrial | Other Industrial | New | Space Heating | Natural Gas | Unit Heater | A | Cumulative Summer Peak Savings (MW) | Achievable Economic TRC Potential | 0 | 0 | 0 | 0 | 0 | 0 | 0 | 0 | 0 | 0 | 0 | 0 | 0 | 0 | 0 | 0 | 0 | 0 | 0 | 0 | 0 | 0 | 0 | 0 | 0 | 0 | 0 | 0 | 0 | 0 | 0
F9_Industrial_Other Industrial_New_Space Heating_Natural Gas_Unit Heater_A_Achievable Economic TRC Potential | F9 | Industrial | Other Industrial | New | Space Heating | Natural Gas | Unit Heater | A | Cumulative Winter Peak Savings (MW) | Achievable Economic TRC Potential | 0 | 0 | 0 | 0 | 0 | 0 | 0 | 0 | 0 | 0 | 0 | 0 | 0 | 0 | 0 | 0 | 0 | 0 | 0 | 0 | 0 | 0 | 0 | 0 | 0 | 0 | 0 | 0 | 0 | 0 | 0
F10_Industrial_Other Industrial_New_Space Heating_Natural Gas_Unit Heater_A_Achievable Economic TRC Potential | F10 | Industrial | Other Industrial | New | Space Heating | Natural Gas | Unit Heater | A | Purchases (Incremental) | Achievable Economic TRC Potential | 0 | 0 | 0 | 0 | 0 | 0.0011578 | 0.0022758 | 0.0034119 | 0.0045223 | 0.0056559 | 0.0066795 | 0.0087578 | 0.01061 | 0.012127 | 0.013333 | 0.01456 | 0.015479 | 0.016342 | 0.020743 | 0.020395 | 0.020164 | 0.020356 | 0.020778 | 0.021172 | 0.021659 | 0.022174 | 0.02278 | 0.023318 | 0.024888 | 0.026037 | 0.026845
F11_Industrial_Other Industrial_New_Space Heating_Natural Gas_Unit Heater_A_Achievable Economic TRC Potential | F11 | Industrial | Other Industrial | New | Space Heating | Natural Gas | Unit Heater | A | Purchases (Cumulative) | Achievable Economic TRC Potential | 0 | 0 | 0 | 0 | 0 | 0.0011578 | 0.0034336 | 0.0068455 | 0.011368 | 0.017024 | 0.023703 | 0.032461 | 0.043071 | 0.055198 | 0.068531 | 0.083091 | 0.09857 | 0.11375 | 0.13222 | 0.1492 | 0.16485 | 0.17955 | 0.19365 | 0.20606 | 0.21711 | 0.22716 | 0.2366 | 0.24536 | 0.25477 | 0.26447 | 0.27057
F1_Industrial_Food Products_Existing_Space Heating_Natural Gas_Insulation - Roof/Ceiling_A_Achievable Economic TRC Potential | F1 | Industrial | Food Products | Existing | Space Heating | Natural Gas | Insulation - Roof/Ceiling | A | Integrated Unit Energy Savings (kWh or therms) | Achievable Economic TRC Potential | 0 | 0 | 0 | 0 | 0 | 0.099438 | 0.098774 | 0.097957 | 0.097054 | 0.096053 | 0.09495 | 0.093754 | 0.092474 | 0.091071 | 0.089564 | 0.088018 | 0.086481 | 0.084993 | 0.083574 | 0.082315 | 0.081148 | 0.080055 | 0.079144 | 0.078342 | 0.077616 | 0.077092 | 0.076642 | 0.076222 | 0 | 0 | 0
F2_Industrial_Food Products_Existing_Space Heating_Natural Gas_Insulation - Roof/Ceiling_A_Achievable Economic TRC Potential | F2 | Industrial | Food Products | Existing | Space Heating | Natural Gas | Insulation - Roof/Ceiling | A | Integrated Unit Summer Peak Savings (kW) | Achievable Economic TRC Potential | 0 | 0 | 0 | 0 | 0 | 0 | 0 | 0 | 0 | 0 | 0 | 0 | 0 | 0 | 0 | 0 | 0 | 0 | 0 | 0 | 0 | 0 | 0 | 0 | 0 | 0 | 0 | 0 | 0 | 0 | 0
F3_Industrial_Food Products_Existing_Space Heating_Natural Gas_Insulation - Roof/Ceiling_A_Achievable Economic TRC Potential | F3 | Industrial | Food Products | Existing | Space Heating | Natural Gas | Insulation - Roof/Ceiling | A | Integrated Unit Winter Peak Savings (kW) | Achievable Economic TRC Potential | 0 | 0 | 0 | 0 | 0 | 0 | 0 | 0 | 0 | 0 | 0 | 0 | 0 | 0 | 0 | 0 | 0 | 0 | 0 | 0 | 0 | 0 | 0 | 0 | 0 | 0 | 0 | 0 | 0 | 0 | 0
F4_Industrial_Food Products_Existing_Space Heating_Natural Gas_Insulation - Roof/Ceiling_A_Achievable Economic TRC Potential | F4 | Industrial | Food Products | Existing | Space Heating | Natural Gas | Insulation - Roof/Ceiling | A | Incremental Energy Savings (MWh or mTherms) | Achievable Economic TRC Potential | 0 | 0 | 0 | 0 | 0 | 1.2675 | 2.2021 | 3.3771 | 4.6869 | 5.9085 | 6.7276 | 7.1343 | 7.0225 | 6.3525 | 5.4873 | 4.3986 | 3.3618 | 2.4222 | 1.6524 | 1.0863 | 0.67865 | 0.40595 | 0.27074 | 0 | 0 | 0 | 0 | 0 | 0 | 0 | 0
F5_Industrial_Food Products_Existing_Space Heating_Natural Gas_Insulation - Roof/Ceiling_A_Achievable Economic TRC Potential | F5 | Industrial | Food Products | Existing | Space Heating | Natural Gas | Insulation - Roof/Ceiling | A | Incremental Summer Peak Savings (MW) | Achievable Economic TRC Potential | 0 | 0 | 0 | 0 | 0 | 0 | 0 | 0 | 0 | 0 | 0 | 0 | 0 | 0 | 0 | 0 | 0 | 0 | 0 | 0 | 0 | 0 | 0 | 0 | 0 | 0 | 0 | 0 | 0 | 0 | 0
F6_Industrial_Food Products_Existing_Space Heating_Natural Gas_Insulation - Roof/Ceiling_A_Achievable Economic TRC Potential | F6 | Industrial | Food Products | Existing | Space Heating | Natural Gas | Insulation - Roof/Ceiling | A | Incremental Winter Peak Savings (MW) | Achievable Economic TRC Potential | 0 | 0 | 0 | 0 | 0 | 0 | 0 | 0 | 0 | 0 | 0 | 0 | 0 | 0 | 0 | 0 | 0 | 0 | 0 | 0 | 0 | 0 | 0 | 0 | 0 | 0 | 0 | 0 | 0 | 0 | 0
F7_Industrial_Food Products_Existing_Space Heating_Natural Gas_Insulation - Roof/Ceiling_A_Achievable Economic TRC Potential | F7 | Industrial | Food Products | Existing | Space Heating | Natural Gas | Insulation - Roof/Ceiling | A | Cumulative Energy Savings (MWh or mTherms) | Achievable Economic TRC Potential | 0 | 0 | 0 | 0 | 0 | 1.2675 | 3.4611 | 6.8096 | 11.4337 | 17.2243 | 23.7541 | 30.5891 | 37.1938 | 42.9823 | 47.7584 | 51.3324 | 53.7976 | 55.2942 | 56.0239 | 56.2659 | 56.1468 | 55.7967 | 55.4324 | 54.8705 | 54.3621 | 53.9953 | 53.6801 | 53.3858 | 0 | 0 | 0
F8_Industrial_Food Products_Existing_Space Heating_Natural Gas_Insulation - Roof/Ceiling_A_Achievable Economic TRC Potential | F8 | Industrial | Food Products | Existing | Space Heating | Natural Gas | Insulation - Roof/Ceiling | A | Cumulative Summer Peak Savings (MW) | Achievable Economic TRC Potential | 0 | 0 | 0 | 0 | 0 | 0 | 0 | 0 | 0 | 0 | 0 | 0 | 0 | 0 | 0 | 0 | 0 | 0 | 0 | 0 | 0 | 0 | 0 | 0 | 0 | 0 | 0 | 0 | 0 | 0 | 0
F9_Industrial_Food Products_Existing_Space Heating_Natural Gas_Insulation - Roof/Ceiling_A_Achievable Economic TRC Potential | F9 | Industrial | Food Products | Existing | Space Heating | Natural Gas | Insulation - Roof/Ceiling | A | Cumulative Winter Peak Savings (MW) | Achievable Economic TRC Potential | 0 | 0 | 0 | 0 | 0 | 0 | 0 | 0 | 0 | 0 | 0 | 0 | 0 | 0 | 0 | 0 | 0 | 0 | 0 | 0 | 0 | 0 | 0 | 0 | 0 | 0 | 0 | 0 | 0 | 0 | 0
F10_Industrial_Food Products_Existing_Space Heating_Natural Gas_Insulation - Roof/Ceiling_A_Achievable Economic TRC Potential | F10 | Industrial | Food Products | Existing | Space Heating | Natural Gas | Insulation - Roof/Ceiling | A | Purchases (Incremental) | Achievable Economic TRC Potential | 0 | 0 | 0 | 0 | 0 | 12746.5316 | 22294.1877 | 34475.328 | 48291.5535 | 61512.7989 | 70853.5912 | 76095.3542 | 75940.8478 | 69752.6044 | 61266.557 | 49973.6592 | 38873.4458 | 28499.4272 | 19771.6498 | 13196.7136 | 8363.1813 | 5070.8329 | 3420.8683 | 0 | 0 | 0 | 0 | 0 | 0 | 0 | 0
F11_Industrial_Food Products_Existing_Space Heating_Natural Gas_Insulation - Roof/Ceiling_A_Achievable Economic TRC Potential | F11 | Industrial | Food Products | Existing | Space Heating | Natural Gas | Insulation - Roof/Ceiling | A | Purchases (Cumulative) | Achievable Economic TRC Potential | 0 | 0 | 0 | 0 | 0 | 12746.5316 | 35040.7193 | 69516.0473 | 117807.6008 | 179320.3998 | 250173.991 | 326269.3452 | 402210.193 | 471962.7974 | 533229.3544 | 583203.0137 | 622076.4595 | 650575.8866 | 670347.5364 | 683544.25 | 691907.4313 | 696978.2643 | 700399.1326 | 700399.1326 | 700399.1326 | 700399.1326 | 700399.1326 | 700399.1326 | 700399.1326 | 700399.1326 | 700399.1326
F1_Industrial_Food Products_Existing_Space Heating_Natural Gas_Insulation - Wall Cavity_A_Achievable Economic TRC Potential | F1 | Industrial | Food Products | Existing | Space Heating | Natural Gas | Insulation - Wall Cavity | A | Integrated Unit Energy Savings (kWh or therms) | Achievable Economic TRC Potential | 0 | 0 | 0 | 0 | 0 | 0.017839 | 0.0176 | 0.01727 | 0.016856 | 0.016362 | 0.015793 | 0.015198 | 0.014599 | 0.013989 | 0.01346 | 0.012954 | 0.012539 | 0.01217 | 0.011845 | 0.011608 | 0.011391 | 0.011202 | 0.011047 | 0.010925 | 0.010813 | 0.010731 | 0.01066 | 0.010594 | 0 | 0 | 0
F2_Industrial_Food Products_Existing_Space Heating_Natural Gas_Insulation - Wall Cavity_A_Achievable Economic TRC Potential | F2 | Industrial | Food Products | Existing | Space Heating | Natural Gas | Insulation - Wall Cavity | A | Integrated Unit Summer Peak Savings (kW) | Achievable Economic TRC Potential | 0 | 0 | 0 | 0 | 0 | 0 | 0 | 0 | 0 | 0 | 0 | 0 | 0 | 0 | 0 | 0 | 0 | 0 | 0 | 0 | 0 | 0 | 0 | 0 | 0 | 0 | 0 | 0 | 0 | 0 | 0
F3_Industrial_Food Products_Existing_Space Heating_Natural Gas_Insulation - Wall Cavity_A_Achievable Economic TRC Potential | F3 | Industrial | Food Products | Existing | Space Heating | Natural Gas | Insulation - Wall Cavity | A | Integrated Unit Winter Peak Savings (kW) | Achievable Economic TRC Potential | 0 | 0 | 0 | 0 | 0 | 0 | 0 | 0 | 0 | 0 | 0 | 0 | 0 | 0 | 0 | 0 | 0 | 0 | 0 | 0 | 0 | 0 | 0 | 0 | 0 | 0 | 0 | 0 | 0 | 0 | 0
F4_Industrial_Food Products_Existing_Space Heating_Natural Gas_Insulation - Wall Cavity_A_Achievable Economic TRC Potential | F4 | Industrial | Food Products | Existing | Space Heating | Natural Gas | Insulation - Wall Cavity | A | Incremental Energy Savings (MWh or mTherms) | Achievable Economic TRC Potential | 0 | 0 | 0 | 0 | 0 | 0.22738 | 0.39239 | 0.59539 | 0.81402 | 1.0065 | 1.119 | 1.1565 | 1.1087 | 0.97577 | 0.82465 | 0.64737 | 0.48742 | 0.34685 | 0.2342 | 0.15319 | 0.095268 | 0.056804 | 0.037792 | 0 | 0 | 0 | 0 | 0 | 0 | 0 | 0
F5_Industrial_Food Products_Existing_Space Heating_Natural Gas_Insulation - Wall Cavity_A_Achievable Economic TRC Potential | F5 | Industrial | Food Products | Existing | Space Heating | Natural Gas | Insulation - Wall Cavity | A | Incremental Summer Peak Savings (MW) | Achievable Economic TRC Potential | 0 | 0 | 0 | 0 | 0 | 0 | 0 | 0 | 0 | 0 | 0 | 0 | 0 | 0 | 0 | 0 | 0 | 0 | 0 | 0 | 0 | 0 | 0 | 0 | 0 | 0 | 0 | 0 | 0 | 0 | 0
F6_Industrial_Food Products_Existing_Space Heating_Natural Gas_Insulation - Wall Cavity_A_Achievable Economic TRC Potential | F6 | Industrial | Food Products | Existing | Space Heating | Natural Gas | Insulation - Wall Cavity | A | Incremental Winter Peak Savings (MW) | Achievable Economic TRC Potential | 0 | 0 | 0 | 0 | 0 | 0 | 0 | 0 | 0 | 0 | 0 | 0 | 0 | 0 | 0 | 0 | 0 | 0 | 0 | 0 | 0 | 0 | 0 | 0 | 0 | 0 | 0 | 0 | 0 | 0 | 0
F7_Industrial_Food Products_Existing_Space Heating_Natural Gas_Insulation - Wall Cavity_A_Achievable Economic TRC Potential | F7 | Industrial | Food Products | Existing | Space Heating | Natural Gas | Insulation - Wall Cavity | A | Cumulative Energy Savings (MWh or mTherms) | Achievable Economic TRC Potential | 0 | 0 | 0 | 0 | 0 | 0.22738 | 0.61673 | 1.2005 | 1.9858 | 2.9341 | 3.951 | 4.9586 | 5.872 | 6.6023 | 7.1773 | 7.555 | 7.8 | 7.9178 | 7.9403 | 7.9346 | 7.8817 | 7.8076 | 7.7376 | 7.6515 | 7.5736 | 7.5161 | 7.4664 | 7.4202 | 0 | 0 | 0
F8_Industrial_Food Products_Existing_Space Heating_Natural Gas_Insulation - Wall Cavity_A_Achievable Economic TRC Potential | F8 | Industrial | Food Products | Existing | Space Heating | Natural Gas | Insulation - Wall Cavity | A | Cumulative Summer Peak Savings (MW) | Achievable Economic TRC Potential | 0 | 0 | 0 | 0 | 0 | 0 | 0 | 0 | 0 | 0 | 0 | 0 | 0 | 0 | 0 | 0 | 0 | 0 | 0 | 0 | 0 | 0 | 0 | 0 | 0 | 0 | 0 | 0 | 0 | 0 | 0
F9_Industrial_Food Products_Existing_Space Heating_Natural Gas_Insulation - Wall Cavity_A_Achievable Economic TRC Potential | F9 | Industrial | Food Products | Existing | Space Heating | Natural Gas | Insulation - Wall Cavity | A | Cumulative Winter Peak Savings (MW) | Achievable Economic TRC Potential | 0 | 0 | 0 | 0 | 0 | 0 | 0 | 0 | 0 | 0 | 0 | 0 | 0 | 0 | 0 | 0 | 0 | 0 | 0 | 0 | 0 | 0 | 0 | 0 | 0 | 0 | 0 | 0 | 0 | 0 | 0
F10_Industrial_Food Products_Existing_Space Heating_Natural Gas_Insulation - Wall Cavity_A_Achievable Economic TRC Potential | F10 | Industrial | Food Products | Existing | Space Heating | Natural Gas | Insulation - Wall Cavity | A | Purchases (Incremental) | Achievable Economic TRC Potential | 0 | 0 | 0 | 0 | 0 | 12746.5316 | 22294.1877 | 34475.328 | 48291.5535 | 61512.7989 | 70853.5912 | 76095.3542 | 75940.8478 | 69752.6044 | 61266.557 | 49973.6592 | 38873.4458 | 28499.4272 | 19771.6498 | 13196.7136 | 8363.1813 | 5070.8329 | 3420.8683 | 0 | 0 | 0 | 0 | 0 | 0 | 0 | 0
F11_Industrial_Food Products_Existing_Space Heating_Natural Gas_Insulation - Wall Cavity_A_Achievable Economic TRC Potential | F11 | Industrial | Food Products | Existing | Space Heating | Natural Gas | Insulation - Wall Cavity | A | Purchases (Cumulative) | Achievable Economic TRC Potential | 0 | 0 | 0 | 0 | 0 | 12746.5316 | 35040.7193 | 69516.0473 | 117807.6008 | 179320.3998 | 250173.991 | 326269.3452 | 402210.193 | 471962.7974 | 533229.3544 | 583203.0137 | 622076.4595 | 650575.8866 | 670347.5364 | 683544.25 | 691907.4313 | 696978.2643 | 700399.1326 | 700399.1326 | 700399.1326 | 700399.1326 | 700399.1326 | 700399.1326 | 700399.1326 | 700399.1326 | 700399.1326
F1_Industrial_Food Products_Existing_Space Heating_Natural Gas_Insulation - Ducting_A_Achievable Economic TRC Potential | F1 | Industrial | Food Products | Existing | Space Heating | Natural Gas | Insulation - Ducting | A | Integrated Unit Energy Savings (kWh or therms) | Achievable Economic TRC Potential | 0 | 0 | 0 | 0 | 0 | 0.001621 | 0.0015908 | 0.0015493 | 0.0015 | 0.0014435 | 0.0013806 | 0.0013165 | 0.0012538 | 0.0011918 | 0.0011391 | 0.00109 | 0.0010505 | 0.0010156 | 0.00098495 | 0.00096229 | 0.00094138 | 0.00092318 | 0.00090718 | 0.00089409 | 0.00088204 | 0.00087254 | 0.00086409 | 0.00085618 | 0.00131 | 0.0013019 | 0.0012943
F2_Industrial_Food Products_Existing_Space Heating_Natural Gas_Insulation - Ducting_A_Achievable Economic TRC Potential | F2 | Industrial | Food Products | Existing | Space Heating | Natural Gas | Insulation - Ducting | A | Integrated Unit Summer Peak Savings (kW) | Achievable Economic TRC Potential | 0 | 0 | 0 | 0 | 0 | 0 | 0 | 0 | 0 | 0 | 0 | 0 | 0 | 0 | 0 | 0 | 0 | 0 | 0 | 0 | 0 | 0 | 0 | 0 | 0 | 0 | 0 | 0 | 0 | 0 | 0
F3_Industrial_Food Products_Existing_Space Heating_Natural Gas_Insulation - Ducting_A_Achievable Economic TRC Potential | F3 | Industrial | Food Products | Existing | Space Heating | Natural Gas | Insulation - Ducting | A | Integrated Unit Winter Peak Savings (kW) | Achievable Economic TRC Potential | 0 | 0 | 0 | 0 | 0 | 0 | 0 | 0 | 0 | 0 | 0 | 0 | 0 | 0 | 0 | 0 | 0 | 0 | 0 | 0 | 0 | 0 | 0 | 0 | 0 | 0 | 0 | 0 | 0 | 0 | 0
F4_Industrial_Food Products_Existing_Space Heating_Natural Gas_Insulation - Ducting_A_Achievable Economic TRC Potential | F4 | Industrial | Food Products | Existing | Space Heating | Natural Gas | Insulation - Ducting | A | Incremental Energy Savings (MWh or mTherms) | Achievable Economic TRC Potential | 0 | 0 | 0 | 0 | 0 | 0 | 0 | 0 | 0 | 0 | 0 | 0 | 0 | 0 | 0 | 0 | 0 | 0 | 0 | 0 | 0 | 0 | 0 | 0 | 0 | 0 | 0 | 0 | 0 | 0 | 0
F5_Industrial_Food Products_Existing_Space Heating_Natural Gas_Insulation - Ducting_A_Achievable Economic TRC Potential | F5 | Industrial | Food Products | Existing | Space Heating | Natural Gas | Insulation - Ducting | A | Incremental Summer Peak Savings (MW) | Achievable Economic TRC Potential | 0 | 0 | 0 | 0 | 0 | 0 | 0 | 0 | 0 | 0 | 0 | 0 | 0 | 0 | 0 | 0 | 0 | 0 | 0 | 0 | 0 | 0 | 0 | 0 | 0 | 0 | 0 | 0 | 0 | 0 | 0
F6_Industrial_Food Products_Existing_Space Heating_Natural Gas_Insulation - Ducting_A_Achievable Economic TRC Potential | F6 | Industrial | Food Products | Existing | Space Heating | Natural Gas | Insulation - Ducting | A | Incremental Winter Peak Savings (MW) | Achievable Economic TRC Potential | 0 | 0 | 0 | 0 | 0 | 0 | 0 | 0 | 0 | 0 | 0 | 0 | 0 | 0 | 0 | 0 | 0 | 0 | 0 | 0 | 0 | 0 | 0 | 0 | 0 | 0 | 0 | 0 | 0 | 0 | 0
F7_Industrial_Food Products_Existing_Space Heating_Natural Gas_Insulation - Ducting_A_Achievable Economic TRC Potential | F7 | Industrial | Food Products | Existing | Space Heating | Natural Gas | Insulation - Ducting | A | Cumulative Energy Savings (MWh or mTherms) | Achievable Economic TRC Potential | 0 | 0 | 0 | 0 | 0 | 0 | 0 | 0 | 0 | 0 | 0 | 0 | 0 | 0 | 0 | 0 | 0 | 0 | 0 | 0 | 0 | 0 | 0 | 0 | 0 | 0 | 0 | 0 | 0 | 0 | 0
F8_Industrial_Food Products_Existing_Space Heating_Natural Gas_Insulation - Ducting_A_Achievable Economic TRC Potential | F8 | Industrial | Food Products | Existing | Space Heating | Natural Gas | Insulation - Ducting | A | Cumulative Summer Peak Savings (MW) | Achievable Economic TRC Potential | 0 | 0 | 0 | 0 | 0 | 0 | 0 | 0 | 0 | 0 | 0 | 0 | 0 | 0 | 0 | 0 | 0 | 0 | 0 | 0 | 0 | 0 | 0 | 0 | 0 | 0 | 0 | 0 | 0 | 0 | 0
F9_Industrial_Food Products_Existing_Space Heating_Natural Gas_Insulation - Ducting_A_Achievable Economic TRC Potential | F9 | Industrial | Food Products | Existing | Space Heating | Natural Gas | Insulation - Ducting | A | Cumulative Winter Peak Savings (MW) | Achievable Economic TRC Potential | 0 | 0 | 0 | 0 | 0 | 0 | 0 | 0 | 0 | 0 | 0 | 0 | 0 | 0 | 0 | 0 | 0 | 0 | 0 | 0 | 0 | 0 | 0 | 0 | 0 | 0 | 0 | 0 | 0 | 0 | 0
F10_Industrial_Food Products_Existing_Space Heating_Natural Gas_Insulation - Ducting_A_Achievable Economic TRC Potential | F10 | Industrial | Food Products | Existing | Space Heating | Natural Gas | Insulation - Ducting | A | Purchases (Incremental) | Achievable Economic TRC Potential | 0 | 0 | 0 | 0 | 0 | 0 | 0 | 0 | 0 | 0 | 0 | 0 | 0 | 0 | 0 | 0 | 0 | 0 | 0 | 0 | 0 | 0 | 0 | 0 | 0 | 0 | 0 | 0 | 0 | 0 | 0
F11_Industrial_Food Products_Existing_Space Heating_Natural Gas_Insulation - Ducting_A_Achievable Economic TRC Potential | F11 | Industrial | Food Products | Existing | Space Heating | Natural Gas | Insulation - Ducting | A | Purchases (Cumulative) | Achievable Economic TRC Potential | 0 | 0 | 0 | 0 | 0 | 0 | 0 | 0 | 0 | 0 | 0 | 0 | 0 | 0 | 0 | 0 | 0 | 0 | 0 | 0 | 0 | 0 | 0 | 0 | 0 | 0 | 0 | 0 | 0 | 0 | 0
F1_Industrial_Food Products_Existing_Space Heating_Natural Gas_HVAC - Duct Repair and Sealing_A_Achievable Economic TRC Potential | F1 | Industrial | Food Products | Existing | Space Heating | Natural Gas | HVAC - Duct Repair and Sealing | A | Integrated Unit Energy Savings (kWh or therms) | Achievable Economic TRC Potential | 0 | 0 | 0 | 0 | 0 | 0.0038188 | 0.0037521 | 0.0036612 | 0.003554 | 0.0034315 | 0.0032954 | 0.0031558 | 0.0030186 | 0.0028817 | 0.0027637 | 0.0026531 | 0.0025626 | 0.0024822 | 0.0024109 | 0.0023572 | 0.0023075 | 0.0022639 | 0.0022255 | 0.0021937 | 0.0021644 | 0.0021414 | 0.0021209 | 0.0021017 | 0.0030839 | 0.0030649 | 0.0030471
F2_Industrial_Food Products_Existing_Space Heating_Natural Gas_HVAC - Duct Repair and Sealing_A_Achievable Economic TRC Potential | F2 | Industrial | Food Products | Existing | Space Heating | Natural Gas | HVAC - Duct Repair and Sealing | A | Integrated Unit Summer Peak Savings (kW) | Achievable Economic TRC Potential | 0 | 0 | 0 | 0 | 0 | 0 | 0 | 0 | 0 | 0 | 0 | 0 | 0 | 0 | 0 | 0 | 0 | 0 | 0 | 0 | 0 | 0 | 0 | 0 | 0 | 0 | 0 | 0 | 0 | 0 | 0
F3_Industrial_Food Products_Existing_Space Heating_Natural Gas_HVAC - Duct Repair and Sealing_A_Achievable Economic TRC Potential | F3 | Industrial | Food Products | Existing | Space Heating | Natural Gas | HVAC - Duct Repair and Sealing | A | Integrated Unit Winter Peak Savings (kW) | Achievable Economic TRC Potential | 0 | 0 | 0 | 0 | 0 | 0 | 0 | 0 | 0 | 0 | 0 | 0 | 0 | 0 | 0 | 0 | 0 | 0 | 0 | 0 | 0 | 0 | 0 | 0 | 0 | 0 | 0 | 0 | 0 | 0 | 0
F4_Industrial_Food Products_Existing_Space Heating_Natural Gas_HVAC - Duct Repair and Sealing_A_Achievable Economic TRC Potential | F4 | Industrial | Food Products | Existing | Space Heating | Natural Gas | HVAC - Duct Repair and Sealing | A | Incremental Energy Savings (MWh or mTherms) | Achievable Economic TRC Potential | 0 | 0 | 0 | 0 | 0 | 0 | 0 | 0 | 0 | 0 | 0 | 0 | 0 | 0 | 0 | 0 | 0 | 0 | 0 | 0 | 0 | 0 | 0 | 0 | 0 | 0 | 0 | 0 | 0 | 0 | 0
F5_Industrial_Food Products_Existing_Space Heating_Natural Gas_HVAC - Duct Repair and Sealing_A_Achievable Economic TRC Potential | F5 | Industrial | Food Products | Existing | Space Heating | Natural Gas | HVAC - Duct Repair and Sealing | A | Incremental Summer Peak Savings (MW) | Achievable Economic TRC Potential | 0 | 0 | 0 | 0 | 0 | 0 | 0 | 0 | 0 | 0 | 0 | 0 | 0 | 0 | 0 | 0 | 0 | 0 | 0 | 0 | 0 | 0 | 0 | 0 | 0 | 0 | 0 | 0 | 0 | 0 | 0
F6_Industrial_Food Products_Existing_Space Heating_Natural Gas_HVAC - Duct Repair and Sealing_A_Achievable Economic TRC Potential | F6 | Industrial | Food Products | Existing | Space Heating | Natural Gas | HVAC - Duct Repair and Sealing | A | Incremental Winter Peak Savings (MW) | Achievable Economic TRC Potential | 0 | 0 | 0 | 0 | 0 | 0 | 0 | 0 | 0 | 0 | 0 | 0 | 0 | 0 | 0 | 0 | 0 | 0 | 0 | 0 | 0 | 0 | 0 | 0 | 0 | 0 | 0 | 0 | 0 | 0 | 0
F7_Industrial_Food Products_Existing_Space Heating_Natural Gas_HVAC - Duct Repair and Sealing_A_Achievable Economic TRC Potential | F7 | Industrial | Food Products | Existing | Space Heating | Natural Gas | HVAC - Duct Repair and Sealing | A | Cumulative Energy Savings (MWh or mTherms) | Achievable Economic TRC Potential | 0 | 0 | 0 | 0 | 0 | 0 | 0 | 0 | 0 | 0 | 0 | 0 | 0 | 0 | 0 | 0 | 0 | 0 | 0 | 0 | 0 | 0 | 0 | 0 | 0 | 0 | 0 | 0 | 0 | 0 | 0
F8_Industrial_Food Products_Existing_Space Heating_Natural Gas_HVAC - Duct Repair and Sealing_A_Achievable Economic TRC Potential | F8 | Industrial | Food Products | Existing | Space Heating | Natural Gas | HVAC - Duct Repair and Sealing | A | Cumulative Summer Peak Savings (MW) | Achievable Economic TRC Potential | 0 | 0 | 0 | 0 | 0 | 0 | 0 | 0 | 0 | 0 | 0 | 0 | 0 | 0 | 0 | 0 | 0 | 0 | 0 | 0 | 0 | 0 | 0 | 0 | 0 | 0 | 0 | 0 | 0 | 0 | 0
F9_Industrial_Food Products_Existing_Space Heating_Natural Gas_HVAC - Duct Repair and Sealing_A_Achievable Economic TRC Potential | F9 | Industrial | Food Products | Existing | Space Heating | Natural Gas | HVAC - Duct Repair and Sealing | A | Cumulative Winter Peak Savings (MW) | Achievable Economic TRC Potential | 0 | 0 | 0 | 0 | 0 | 0 | 0 | 0 | 0 | 0 | 0 | 0 | 0 | 0 | 0 | 0 | 0 | 0 | 0 | 0 | 0 | 0 | 0 | 0 | 0 | 0 | 0 | 0 | 0 | 0 | 0
F10_Industrial_Food Products_Existing_Space Heating_Natural Gas_HVAC - Duct Repair and Sealing_A_Achievable Economic TRC Potential | F10 | Industrial | Food Products | Existing | Space Heating | Natural Gas | HVAC - Duct Repair and Sealing | A | Purchases (Incremental) | Achievable Economic TRC Potential | 0 | 0 | 0 | 0 | 0 | 0 | 0 | 0 | 0 | 0 | 0 | 0 | 0 | 0 | 0 | 0 | 0 | 0 | 0 | 0 | 0 | 0 | 0 | 0 | 0 | 0 | 0 | 0 | 0 | 0 | 0
F11_Industrial_Food Products_Existing_Space Heating_Natural Gas_HVAC - Duct Repair and Sealing_A_Achievable Economic TRC Potential | F11 | Industrial | Food Products | Existing | Space Heating | Natural Gas | HVAC - Duct Repair and Sealing | A | Purchases (Cumulative) | Achievable Economic TRC Potential | 0 | 0 | 0 | 0 | 0 | 0 | 0 | 0 | 0 | 0 | 0 | 0 | 0 | 0 | 0 | 0 | 0 | 0 | 0 | 0 | 0 | 0 | 0 | 0 | 0 | 0 | 0 | 0 | 0 | 0 | 0
F1_Industrial_Food Products_Existing_Space Heating_Natural Gas_Windows - High Efficiency_A_Achievable Economic TRC Potential | F1 | Industrial | Food Products | Existing | Space Heating | Natural Gas | Windows - High Efficiency | A | Integrated Unit Energy Savings (kWh or therms) | Achievable Economic TRC Potential | 0 | 0 | 0 | 0 | 0 | 0.0056576 | 0.0055752 | 0.0054602 | 0.0053155 | 0.0051425 | 0.0049435 | 0.0047368 | 0.0045307 | 0.0043225 | 0.0041448 | 0.0039764 | 0.0038401 | 0.0037204 | 0.0036155 | 0.0035406 | 0.0034721 | 0.0034129 | 0.0033645 | 0.0033266 | 0.0032923 | 0.0032669 | 0.0032449 | 0.0032245 | 0 | 0 | 0
F2_Industrial_Food Products_Existing_Space Heating_Natural Gas_Windows - High Efficiency_A_Achievable Economic TRC Potential | F2 | Industrial | Food Products | Existing | Space Heating | Natural Gas | Windows - High Efficiency | A | Integrated Unit Summer Peak Savings (kW) | Achievable Economic TRC Potential | 0 | 0 | 0 | 0 | 0 | 0 | 0 | 0 | 0 | 0 | 0 | 0 | 0 | 0 | 0 | 0 | 0 | 0 | 0 | 0 | 0 | 0 | 0 | 0 | 0 | 0 | 0 | 0 | 0 | 0 | 0
F3_Industrial_Food Products_Existing_Space Heating_Natural Gas_Windows - High Efficiency_A_Achievable Economic TRC Potential | F3 | Industrial | Food Products | Existing | Space Heating | Natural Gas | Windows - High Efficiency | A | Integrated Unit Winter Peak Savings (kW) | Achievable Economic TRC Potential | 0 | 0 | 0 | 0 | 0 | 0 | 0 | 0 | 0 | 0 | 0 | 0 | 0 | 0 | 0 | 0 | 0 | 0 | 0 | 0 | 0 | 0 | 0 | 0 | 0 | 0 | 0 | 0 | 0 | 0 | 0
F4_Industrial_Food Products_Existing_Space Heating_Natural Gas_Windows - High Efficiency_A_Achievable Economic TRC Potential | F4 | Industrial | Food Products | Existing | Space Heating | Natural Gas | Windows - High Efficiency | A | Incremental Energy Savings (MWh or mTherms) | Achievable Economic TRC Potential | 0 | 0 | 0 | 0 | 0 | 0 | 0 | 0 | 0 | 0 | 0 | 0 | 0 | 0 | 0 | 0 | 0 | 0 | 0 | 0 | 0 | 0 | 0 | 0 | 0 | 0 | 0 | 0 | 0 | 0 | 0
F5_Industrial_Food Products_Existing_Space Heating_Natural Gas_Windows - High Efficiency_A_Achievable Economic TRC Potential | F5 | Industrial | Food Products | Existing | Space Heating | Natural Gas | Windows - High Efficiency | A | Incremental Summer Peak Savings (MW) | Achievable Economic TRC Potential | 0 | 0 | 0 | 0 | 0 | 0 | 0 | 0 | 0 | 0 | 0 | 0 | 0 | 0 | 0 | 0 | 0 | 0 | 0 | 0 | 0 | 0 | 0 | 0 | 0 | 0 | 0 | 0 | 0 | 0 | 0
F6_Industrial_Food Products_Existing_Space Heating_Natural Gas_Windows - High Efficiency_A_Achievable Economic TRC Potential | F6 | Industrial | Food Products | Existing | Space Heating | Natural Gas | Windows - High Efficiency | A | Incremental Winter Peak Savings (MW) | Achievable Economic TRC Potential | 0 | 0 | 0 | 0 | 0 | 0 | 0 | 0 | 0 | 0 | 0 | 0 | 0 | 0 | 0 | 0 | 0 | 0 | 0 | 0 | 0 | 0 | 0 | 0 | 0 | 0 | 0 | 0 | 0 | 0 | 0
F7_Industrial_Food Products_Existing_Space Heating_Natural Gas_Windows - High Efficiency_A_Achievable Economic TRC Potential | F7 | Industrial | Food Products | Existing | Space Heating | Natural Gas | Windows - High Efficiency | A | Cumulative Energy Savings (MWh or mTherms) | Achievable Economic TRC Potential | 0 | 0 | 0 | 0 | 0 | 0 | 0 | 0 | 0 | 0 | 0 | 0 | 0 | 0 | 0 | 0 | 0 | 0 | 0 | 0 | 0 | 0 | 0 | 0 | 0 | 0 | 0 | 0 | 0 | 0 | 0
F8_Industrial_Food Products_Existing_Space Heating_Natural Gas_Windows - High Efficiency_A_Achievable Economic TRC Potential | F8 | Industrial | Food Products | Existing | Space Heating | Natural Gas | Windows - High Efficiency | A | Cumulative Summer Peak Savings (MW) | Achievable Economic TRC Potential | 0 | 0 | 0 | 0 | 0 | 0 | 0 | 0 | 0 | 0 | 0 | 0 | 0 | 0 | 0 | 0 | 0 | 0 | 0 | 0 | 0 | 0 | 0 | 0 | 0 | 0 | 0 | 0 | 0 | 0 | 0
F9_Industrial_Food Products_Existing_Space Heating_Natural Gas_Windows - High Efficiency_A_Achievable Economic TRC Potential | F9 | Industrial | Food Products | Existing | Space Heating | Natural Gas | Windows - High Efficiency | A | Cumulative Winter Peak Savings (MW) | Achievable Economic TRC Potential | 0 | 0 | 0 | 0 | 0 | 0 | 0 | 0 | 0 | 0 | 0 | 0 | 0 | 0 | 0 | 0 | 0 | 0 | 0 | 0 | 0 | 0 | 0 | 0 | 0 | 0 | 0 | 0 | 0 | 0 | 0
F10_Industrial_Food Products_Existing_Space Heating_Natural Gas_Windows - High Efficiency_A_Achievable Economic TRC Potential | F10 | Industrial | Food Products | Existing | Space Heating | Natural Gas | Windows - High Efficiency | A | Purchases (Incremental) | Achievable Economic TRC Potential | 0 | 0 | 0 | 0 | 0 | 0 | 0 | 0 | 0 | 0 | 0 | 0 | 0 | 0 | 0 | 0 | 0 | 0 | 0 | 0 | 0 | 0 | 0 | 0 | 0 | 0 | 0 | 0 | 0 | 0 | 0
F11_Industrial_Food Products_Existing_Space Heating_Natural Gas_Windows - High Efficiency_A_Achievable Economic TRC Potential | F11 | Industrial | Food Products | Existing | Space Heating | Natural Gas | Windows - High Efficiency | A | Purchases (Cumulative) | Achievable Economic TRC Potential | 0 | 0 | 0 | 0 | 0 | 0 | 0 | 0 | 0 | 0 | 0 | 0 | 0 | 0 | 0 | 0 | 0 | 0 | 0 | 0 | 0 | 0 | 0 | 0 | 0 | 0 | 0 | 0 | 0 | 0 | 0
F1_Industrial_Food Products_Existing_Space Heating_Natural Gas_Gas Boiler - Maintenance_A_Achievable Economic TRC Potential | F1 | Industrial | Food Products | Existing | Space Heating | Natural Gas | Gas Boiler - Maintenance | A | Integrated Unit Energy Savings (kWh or therms) | Achievable Economic TRC Potential | 0 | 0 | 0 | 0 | 0 | 0.94052 | 0.93397 | 0.92731 | 0.92038 | 0.91317 | 0.90583 | 0.89827 | 0.89047 | 0.88236 | 0.87347 | 0.86486 | 0.85615 | 0.84762 | 0.83924 | 0.83117 | 0.82346 | 0.81556 | 0.8084 | 0.80163 | 0.79498 | 0.78894 | 0.78376 | 0.77899 | 0.81246 | 0.80912 | 0.80607
F2_Industrial_Food Products_Existing_Space Heating_Natural Gas_Gas Boiler - Maintenance_A_Achievable Economic TRC Potential | F2 | Industrial | Food Products | Existing | Space Heating | Natural Gas | Gas Boiler - Maintenance | A | Integrated Unit Summer Peak Savings (kW) | Achievable Economic TRC Potential | 0 | 0 | 0 | 0 | 0 | 0 | 0 | 0 | 0 | 0 | 0 | 0 | 0 | 0 | 0 | 0 | 0 | 0 | 0 | 0 | 0 | 0 | 0 | 0 | 0 | 0 | 0 | 0 | 0 | 0 | 0
F3_Industrial_Food Products_Existing_Space Heating_Natural Gas_Gas Boiler - Maintenance_A_Achievable Economic TRC Potential | F3 | Industrial | Food Products | Existing | Space Heating | Natural Gas | Gas Boiler - Maintenance | A | Integrated Unit Winter Peak Savings (kW) | Achievable Economic TRC Potential | 0 | 0 | 0 | 0 | 0 | 0 | 0 | 0 | 0 | 0 | 0 | 0 | 0 | 0 | 0 | 0 | 0 | 0 | 0 | 0 | 0 | 0 | 0 | 0 | 0 | 0 | 0 | 0 | 0 | 0 | 0
F4_Industrial_Food Products_Existing_Space Heating_Natural Gas_Gas Boiler - Maintenance_A_Achievable Economic TRC Potential | F4 | Industrial | Food Products | Existing | Space Heating | Natural Gas | Gas Boiler - Maintenance | A | Incremental Energy Savings (MWh or mTherms) | Achievable Economic TRC Potential | 0 | 0 | 0 | 0 | 0 | 0.013931 | 0.0096914 | 0.0066218 | 0.0051213 | 0.0044556 | 0.003776 | 0.0031991 | 0.0026889 | 0.0022122 | 0.0018437 | 0.0015088 | 0.0011634 | 0.00089248 | 0.00068206 | 0.0005267 | 0.00047716 | 0.00036841 | 0.00031331 | 0.00025969 | 0.00020735 | 0 | 0 | 0 | 0 | 0 | 0
F5_Industrial_Food Products_Existing_Space Heating_Natural Gas_Gas Boiler - Maintenance_A_Achievable Economic TRC Potential | F5 | Industrial | Food Products | Existing | Space Heating | Natural Gas | Gas Boiler - Maintenance | A | Incremental Summer Peak Savings (MW) | Achievable Economic TRC Potential | 0 | 0 | 0 | 0 | 0 | 0 | 0 | 0 | 0 | 0 | 0 | 0 | 0 | 0 | 0 | 0 | 0 | 0 | 0 | 0 | 0 | 0 | 0 | 0 | 0 | 0 | 0 | 0 | 0 | 0 | 0
F6_Industrial_Food Products_Existing_Space Heating_Natural Gas_Gas Boiler - Maintenance_A_Achievable Economic TRC Potential | F6 | Industrial | Food Products | Existing | Space Heating | Natural Gas | Gas Boiler - Maintenance | A | Incremental Winter Peak Savings (MW) | Achievable Economic TRC Potential | 0 | 0 | 0 | 0 | 0 | 0 | 0 | 0 | 0 | 0 | 0 | 0 | 0 | 0 | 0 | 0 | 0 | 0 | 0 | 0 | 0 | 0 | 0 | 0 | 0 | 0 | 0 | 0 | 0 | 0 | 0
F7_Industrial_Food Products_Existing_Space Heating_Natural Gas_Gas Boiler - Maintenance_A_Achievable Economic TRC Potential | F7 | Industrial | Food Products | Existing | Space Heating | Natural Gas | Gas Boiler - Maintenance | A | Cumulative Energy Savings (MWh or mTherms) | Achievable Economic TRC Potential | 0 | 0 | 0 | 0 | 0 | 0.013931 | 0.023526 | 0.029979 | 0.034877 | 0.039059 | 0.042521 | 0.045365 | 0.047661 | 0.049439 | 0.050784 | 0.051793 | 0.052434 | 0.052804 | 0.052964 | 0.052982 | 0.052967 | 0.052828 | 0.052677 | 0.052495 | 0.052268 | 0.051871 | 0.05153 | 0.051216 | 0 | 0 | 0
F8_Industrial_Food Products_Existing_Space Heating_Natural Gas_Gas Boiler - Maintenance_A_Achievable Economic TRC Potential | F8 | Industrial | Food Products | Existing | Space Heating | Natural Gas | Gas Boiler - Maintenance | A | Cumulative Summer Peak Savings (MW) | Achievable Economic TRC Potential | 0 | 0 | 0 | 0 | 0 | 0 | 0 | 0 | 0 | 0 | 0 | 0 | 0 | 0 | 0 | 0 | 0 | 0 | 0 | 0 | 0 | 0 | 0 | 0 | 0 | 0 | 0 | 0 | 0 | 0 | 0
F9_Industrial_Food Products_Existing_Space Heating_Natural Gas_Gas Boiler - Maintenance_A_Achievable Economic TRC Potential | F9 | Industrial | Food Products | Existing | Space Heating | Natural Gas | Gas Boiler - Maintenance | A | Cumulative Winter Peak Savings (MW) | Achievable Economic TRC Potential | 0 | 0 | 0 | 0 | 0 | 0 | 0 | 0 | 0 | 0 | 0 | 0 | 0 | 0 | 0 | 0 | 0 | 0 | 0 | 0 | 0 | 0 | 0 | 0 | 0 | 0 | 0 | 0 | 0 | 0 | 0
F10_Industrial_Food Products_Existing_Space Heating_Natural Gas_Gas Boiler - Maintenance_A_Achievable Economic TRC Potential | F10 | Industrial | Food Products | Existing | Space Heating | Natural Gas | Gas Boiler - Maintenance | A | Purchases (Incremental) | Achievable Economic TRC Potential | 0 | 0 | 0 | 0 | 0 | 14.8122 | 10.3765 | 7.1409 | 5.5644 | 4.8793 | 4.1686 | 3.5614 | 3.0196 | 2.5072 | 2.1108 | 1.7445 | 1.3588 | 1.0529 | 0.81271 | 0.63369 | 0.57945 | 0.45172 | 0.38757 | 0.32395 | 0.26083 | 0 | 0 | 0 | 0 | 0 | 0
F11_Industrial_Food Products_Existing_Space Heating_Natural Gas_Gas Boiler - Maintenance_A_Achievable Economic TRC Potential | F11 | Industrial | Food Products | Existing | Space Heating | Natural Gas | Gas Boiler - Maintenance | A | Purchases (Cumulative) | Achievable Economic TRC Potential | 0 | 0 | 0 | 0 | 0 | 14.8122 | 25.1887 | 32.3296 | 37.894 | 42.7732 | 46.9418 | 50.5032 | 53.5228 | 56.03 | 58.1408 | 59.8853 | 61.2441 | 62.2971 | 63.1098 | 63.7435 | 64.3229 | 64.7746 | 65.1622 | 65.4862 | 65.747 | 65.747 | 65.747 | 65.747 | 65.747 | 65.747 | 65.747
F1_Industrial_Food Products_Existing_Process_Natural Gas_Gas Boiler - Maintenance_A_Achievable Economic TRC Potential | F1 | Industrial | Food Products | Existing | Process | Natural Gas | Gas Boiler - Maintenance | A | Integrated Unit Energy Savings (kWh or therms) | Achievable Economic TRC Potential | 0 | 0 | 0 | 0 | 0 | 34.75 | 34.75 | 34.75 | 34.75 | 34.75 | 34.75 | 34.75 | 34.75 | 34.75 | 34.75 | 34.75 | 34.75 | 34.75 | 34.75 | 34.75 | 34.75 | 34.75 | 34.75 | 34.75 | 34.75 | 34.75 | 34.75 | 34.75 | 34.75 | 34.75 | 34.75
F2_Industrial_Food Products_Existing_Process_Natural Gas_Gas Boiler - Maintenance_A_Achievable Economic TRC Potential | F2 | Industrial | Food Products | Existing | Process | Natural Gas | Gas Boiler - Maintenance | A | Integrated Unit Summer Peak Savings (kW) | Achievable Economic TRC Potential | 0 | 0 | 0 | 0 | 0 | 0 | 0 | 0 | 0 | 0 | 0 | 0 | 0 | 0 | 0 | 0 | 0 | 0 | 0 | 0 | 0 | 0 | 0 | 0 | 0 | 0 | 0 | 0 | 0 | 0 | 0
F3_Industrial_Food Products_Existing_Process_Natural Gas_Gas Boiler - Maintenance_A_Achievable Economic TRC Potential | F3 | Industrial | Food Products | Existing | Process | Natural Gas | Gas Boiler - Maintenance | A | Integrated Unit Winter Peak Savings (kW) | Achievable Economic TRC Potential | 0 | 0 | 0 | 0 | 0 | 0 | 0 | 0 | 0 | 0 | 0 | 0 | 0 | 0 | 0 | 0 | 0 | 0 | 0 | 0 | 0 | 0 | 0 | 0 | 0 | 0 | 0 | 0 | 0 | 0 | 0
F4_Industrial_Food Products_Existing_Process_Natural Gas_Gas Boiler - Maintenance_A_Achievable Economic TRC Potential | F4 | Industrial | Food Products | Existing | Process | Natural Gas | Gas Boiler - Maintenance | A | Incremental Energy Savings (MWh or mTherms) | Achievable Economic TRC Potential | 0 | 0 | 0 | 0 | 0 | 1.2273 | 0.85979 | 0.59169 | 0.46106 | 0.40429 | 0.34541 | 0.29509 | 0.2502 | 0.20774 | 0.1749 | 0.14455 | 0.11259 | 0.087245 | 0.06734 | 0.052507 | 0.048013 | 0.037429 | 0.032113 | 0.026842 | 0.021612 | 0 | 0 | 0 | 0 | 0 | 0
F5_Industrial_Food Products_Existing_Process_Natural Gas_Gas Boiler - Maintenance_A_Achievable Economic TRC Potential | F5 | Industrial | Food Products | Existing | Process | Natural Gas | Gas Boiler - Maintenance | A | Incremental Summer Peak Savings (MW) | Achievable Economic TRC Potential | 0 | 0 | 0 | 0 | 0 | 0 | 0 | 0 | 0 | 0 | 0 | 0 | 0 | 0 | 0 | 0 | 0 | 0 | 0 | 0 | 0 | 0 | 0 | 0 | 0 | 0 | 0 | 0 | 0 | 0 | 0
F6_Industrial_Food Products_Existing_Process_Natural Gas_Gas Boiler - Maintenance_A_Achievable Economic TRC Potential | F6 | Industrial | Food Products | Existing | Process | Natural Gas | Gas Boiler - Maintenance | A | Incremental Winter Peak Savings (MW) | Achievable Economic TRC Potential | 0 | 0 | 0 | 0 | 0 | 0 | 0 | 0 | 0 | 0 | 0 | 0 | 0 | 0 | 0 | 0 | 0 | 0 | 0 | 0 | 0 | 0 | 0 | 0 | 0 | 0 | 0 | 0 | 0 | 0 | 0
F7_Industrial_Food Products_Existing_Process_Natural Gas_Gas Boiler - Maintenance_A_Achievable Economic TRC Potential | F7 | Industrial | Food Products | Existing | Process | Natural Gas | Gas Boiler - Maintenance | A | Cumulative Energy Savings (MWh or mTherms) | Achievable Economic TRC Potential | 0 | 0 | 0 | 0 | 0 | 1.2273 | 2.0871 | 2.6788 | 3.1399 | 3.5442 | 3.8896 | 4.1847 | 4.4349 | 4.6426 | 4.8175 | 4.9621 | 5.0747 | 5.1619 | 5.2292 | 5.2817 | 5.3298 | 5.3672 | 5.3993 | 5.4261 | 5.4478 | 5.4478 | 5.4478 | 5.4478 | 0 | 0 | 0
F8_Industrial_Food Products_Existing_Process_Natural Gas_Gas Boiler - Maintenance_A_Achievable Economic TRC Potential | F8 | Industrial | Food Products | Existing | Process | Natural Gas | Gas Boiler - Maintenance | A | Cumulative Summer Peak Savings (MW) | Achievable Economic TRC Potential | 0 | 0 | 0 | 0 | 0 | 0 | 0 | 0 | 0 | 0 | 0 | 0 | 0 | 0 | 0 | 0 | 0 | 0 | 0 | 0 | 0 | 0 | 0 | 0 | 0 | 0 | 0 | 0 | 0 | 0 | 0
F9_Industrial_Food Products_Existing_Process_Natural Gas_Gas Boiler - Maintenance_A_Achievable Economic TRC Potential | F9 | Industrial | Food Products | Existing | Process | Natural Gas | Gas Boiler - Maintenance | A | Cumulative Winter Peak Savings (MW) | Achievable Economic TRC Potential | 0 | 0 | 0 | 0 | 0 | 0 | 0 | 0 | 0 | 0 | 0 | 0 | 0 | 0 | 0 | 0 | 0 | 0 | 0 | 0 | 0 | 0 | 0 | 0 | 0 | 0 | 0 | 0 | 0 | 0 | 0
F10_Industrial_Food Products_Existing_Process_Natural Gas_Gas Boiler - Maintenance_A_Achievable Economic TRC Potential | F10 | Industrial | Food Products | Existing | Process | Natural Gas | Gas Boiler - Maintenance | A | Purchases (Incremental) | Achievable Economic TRC Potential | 0 | 0 | 0 | 0 | 0 | 35.3189 | 24.7421 | 17.0272 | 13.2679 | 11.6343 | 9.9397 | 8.4919 | 7.2001 | 5.9783 | 5.0332 | 4.1598 | 3.24 | 2.5107 | 1.9379 | 1.511 | 1.3817 | 1.0771 | 0.92413 | 0.77244 | 0.62193 | 0 | 0 | 0 | 0 | 0 | 0
F11_Industrial_Food Products_Existing_Process_Natural Gas_Gas Boiler - Maintenance_A_Achievable Economic TRC Potential | F11 | Industrial | Food Products | Existing | Process | Natural Gas | Gas Boiler - Maintenance | A | Purchases (Cumulative) | Achievable Economic TRC Potential | 0 | 0 | 0 | 0 | 0 | 35.3189 | 60.061 | 77.0882 | 90.3561 | 101.9904 | 111.9302 | 120.4221 | 127.6222 | 133.6004 | 138.6336 | 142.7934 | 146.0334 | 148.5441 | 150.4819 | 151.9929 | 153.3746 | 154.4517 | 155.3758 | 156.1482 | 156.7702 | 156.7702 | 156.7702 | 156.7702 | 156.7702 | 156.7702 | 156.7702
F1_Industrial_Food Products_Existing_Space Heating_Natural Gas_Gas Furnace - Maintenance_A_Achievable Economic TRC Potential | F1 | Industrial | Food Products | Existing | Space Heating | Natural Gas | Gas Furnace - Maintenance | A | Integrated Unit Energy Savings (kWh or therms) | Achievable Economic TRC Potential | 0 | 0 | 0 | 0 | 0 | 0.0091908 | 0.0091037 | 0.0089925 | 0.0088775 | 0.0087593 | 0.0086401 | 0.0085193 | 0.0084017 | 0.008286 | 0.0081658 | 0.0080547 | 0.0079469 | 0.0078447 | 0.0077475 | 0.0076534 | 0.0075633 | 0.0074744 | 0.0073891 | 0.0073089 | 0.0072328 | 0.0071634 | 0.0071019 | 0.007044 | 0.0073847 | 0.0073392 | 0.0072965
F2_Industrial_Food Products_Existing_Space Heating_Natural Gas_Gas Furnace - Maintenance_A_Achievable Economic TRC Potential | F2 | Industrial | Food Products | Existing | Space Heating | Natural Gas | Gas Furnace - Maintenance | A | Integrated Unit Summer Peak Savings (kW) | Achievable Economic TRC Potential | 0 | 0 | 0 | 0 | 0 | 0 | 0 | 0 | 0 | 0 | 0 | 0 | 0 | 0 | 0 | 0 | 0 | 0 | 0 | 0 | 0 | 0 | 0 | 0 | 0 | 0 | 0 | 0 | 0 | 0 | 0
F3_Industrial_Food Products_Existing_Space Heating_Natural Gas_Gas Furnace - Maintenance_A_Achievable Economic TRC Potential | F3 | Industrial | Food Products | Existing | Space Heating | Natural Gas | Gas Furnace - Maintenance | A | Integrated Unit Winter Peak Savings (kW) | Achievable Economic TRC Potential | 0 | 0 | 0 | 0 | 0 | 0 | 0 | 0 | 0 | 0 | 0 | 0 | 0 | 0 | 0 | 0 | 0 | 0 | 0 | 0 | 0 | 0 | 0 | 0 | 0 | 0 | 0 | 0 | 0 | 0 | 0
F4_Industrial_Food Products_Existing_Space Heating_Natural Gas_Gas Furnace - Maintenance_A_Achievable Economic TRC Potential | F4 | Industrial | Food Products | Existing | Space Heating | Natural Gas | Gas Furnace - Maintenance | A | Incremental Energy Savings (MWh or mTherms) | Achievable Economic TRC Potential | 0 | 0 | 0 | 0 | 0 | 0.00010862 | 7.5369e-05 | 5.1234e-05 | 3.9412e-05 | 3.4099e-05 | 2.8736e-05 | 2.4207e-05 | 2.0241e-05 | 1.6575e-05 | 1.3752e-05 | 1.1211e-05 | 8.6156e-06 | 6.5901e-06 | 5.0236e-06 | 3.8695e-06 | 3.4966e-06 | 2.6938e-06 | 2.2849e-06 | 1.8891e-06 | 1.5052e-06 | 0 | 0 | 0 | 0 | 0 | 0
F5_Industrial_Food Products_Existing_Space Heating_Natural Gas_Gas Furnace - Maintenance_A_Achievable Economic TRC Potential | F5 | Industrial | Food Products | Existing | Space Heating | Natural Gas | Gas Furnace - Maintenance | A | Incremental Summer Peak Savings (MW) | Achievable Economic TRC Potential | 0 | 0 | 0 | 0 | 0 | 0 | 0 | 0 | 0 | 0 | 0 | 0 | 0 | 0 | 0 | 0 | 0 | 0 | 0 | 0 | 0 | 0 | 0 | 0 | 0 | 0 | 0 | 0 | 0 | 0 | 0
F6_Industrial_Food Products_Existing_Space Heating_Natural Gas_Gas Furnace - Maintenance_A_Achievable Economic TRC Potential | F6 | Industrial | Food Products | Existing | Space Heating | Natural Gas | Gas Furnace - Maintenance | A | Incremental Winter Peak Savings (MW) | Achievable Economic TRC Potential | 0 | 0 | 0 | 0 | 0 | 0 | 0 | 0 | 0 | 0 | 0 | 0 | 0 | 0 | 0 | 0 | 0 | 0 | 0 | 0 | 0 | 0 | 0 | 0 | 0 | 0 | 0 | 0 | 0 | 0 | 0
F7_Industrial_Food Products_Existing_Space Heating_Natural Gas_Gas Furnace - Maintenance_A_Achievable Economic TRC Potential | F7 | Industrial | Food Products | Existing | Space Heating | Natural Gas | Gas Furnace - Maintenance | A | Cumulative Energy Savings (MWh or mTherms) | Achievable Economic TRC Potential | 0 | 0 | 0 | 0 | 0 | 0.00010862 | 0.00018296 | 0.00023196 | 0.0002684 | 0.00029892 | 0.0003236 | 0.00034328 | 0.00035878 | 0.00037041 | 0.00037879 | 0.00038485 | 0.00038832 | 0.00038991 | 0.0003901 | 0.00038924 | 0.00038815 | 0.00038628 | 0.00038416 | 0.00038188 | 0.00037941 | 0.00037577 | 0.00037254 | 0.0003695 | 0 | 0 | 0
F8_Industrial_Food Products_Existing_Space Heating_Natural Gas_Gas Furnace - Maintenance_A_Achievable Economic TRC Potential | F8 | Industrial | Food Products | Existing | Space Heating | Natural Gas | Gas Furnace - Maintenance | A | Cumulative Summer Peak Savings (MW) | Achievable Economic TRC Potential | 0 | 0 | 0 | 0 | 0 | 0 | 0 | 0 | 0 | 0 | 0 | 0 | 0 | 0 | 0 | 0 | 0 | 0 | 0 | 0 | 0 | 0 | 0 | 0 | 0 | 0 | 0 | 0 | 0 | 0 | 0
F9_Industrial_Food Products_Existing_Space Heating_Natural Gas_Gas Furnace - Maintenance_A_Achievable Economic TRC Potential | F9 | Industrial | Food Products | Existing | Space Heating | Natural Gas | Gas Furnace - Maintenance | A | Cumulative Winter Peak Savings (MW) | Achievable Economic TRC Potential | 0 | 0 | 0 | 0 | 0 | 0 | 0 | 0 | 0 | 0 | 0 | 0 | 0 | 0 | 0 | 0 | 0 | 0 | 0 | 0 | 0 | 0 | 0 | 0 | 0 | 0 | 0 | 0 | 0 | 0 | 0
F10_Industrial_Food Products_Existing_Space Heating_Natural Gas_Gas Furnace - Maintenance_A_Achievable Economic TRC Potential | F10 | Industrial | Food Products | Existing | Space Heating | Natural Gas | Gas Furnace - Maintenance | A | Purchases (Incremental) | Achievable Economic TRC Potential | 0 | 0 | 0 | 0 | 0 | 11.8179 | 8.2789 | 5.6974 | 4.4395 | 3.8929 | 3.3259 | 2.8415 | 2.4092 | 2.0004 | 1.6841 | 1.3919 | 1.0841 | 0.84008 | 0.64842 | 0.50559 | 0.46232 | 0.36041 | 0.30922 | 0.25846 | 0.2081 | 0 | 0 | 0 | 0 | 0 | 0
F11_Industrial_Food Products_Existing_Space Heating_Natural Gas_Gas Furnace - Maintenance_A_Achievable Economic TRC Potential | F11 | Industrial | Food Products | Existing | Space Heating | Natural Gas | Gas Furnace - Maintenance | A | Purchases (Cumulative) | Achievable Economic TRC Potential | 0 | 0 | 0 | 0 | 0 | 11.8179 | 20.0968 | 25.7942 | 30.2338 | 34.1267 | 37.4526 | 40.2941 | 42.7033 | 44.7036 | 46.3878 | 47.7796 | 48.8638 | 49.7039 | 50.3523 | 50.8579 | 51.3202 | 51.6806 | 51.9898 | 52.2483 | 52.4564 | 52.4564 | 52.4564 | 52.4564 | 52.4564 | 52.4564 | 52.4564
F1_Industrial_Food Products_Existing_Space Heating_Natural Gas_Gas Boiler - Hot Water Reset_A_Achievable Economic TRC Potential | F1 | Industrial | Food Products | Existing | Space Heating | Natural Gas | Gas Boiler - Hot Water Reset | A | Integrated Unit Energy Savings (kWh or therms) | Achievable Economic TRC Potential | 0 | 0 | 0 | 0 | 0 | 3.4163 | 3.3889 | 3.3609 | 3.3321 | 3.3023 | 3.2718 | 3.2406 | 3.2085 | 3.1749 | 3.139 | 3.1037 | 3.0684 | 3.0336 | 2.9994 | 2.9669 | 2.9356 | 2.9039 | 2.8751 | 2.8478 | 2.8211 | 2.7995 | 2.7809 | 2.7638 | 2.9544 | 2.9423 | 2.9312
F2_Industrial_Food Products_Existing_Space Heating_Natural Gas_Gas Boiler - Hot Water Reset_A_Achievable Economic TRC Potential | F2 | Industrial | Food Products | Existing | Space Heating | Natural Gas | Gas Boiler - Hot Water Reset | A | Integrated Unit Summer Peak Savings (kW) | Achievable Economic TRC Potential | 0 | 0 | 0 | 0 | 0 | 0 | 0 | 0 | 0 | 0 | 0 | 0 | 0 | 0 | 0 | 0 | 0 | 0 | 0 | 0 | 0 | 0 | 0 | 0 | 0 | 0 | 0 | 0 | 0 | 0 | 0
F3_Industrial_Food Products_Existing_Space Heating_Natural Gas_Gas Boiler - Hot Water Reset_A_Achievable Economic TRC Potential | F3 | Industrial | Food Products | Existing | Space Heating | Natural Gas | Gas Boiler - Hot Water Reset | A | Integrated Unit Winter Peak Savings (kW) | Achievable Economic TRC Potential | 0 | 0 | 0 | 0 | 0 | 0 | 0 | 0 | 0 | 0 | 0 | 0 | 0 | 0 | 0 | 0 | 0 | 0 | 0 | 0 | 0 | 0 | 0 | 0 | 0 | 0 | 0 | 0 | 0 | 0 | 0
F4_Industrial_Food Products_Existing_Space Heating_Natural Gas_Gas Boiler - Hot Water Reset_A_Achievable Economic TRC Potential | F4 | Industrial | Food Products | Existing | Space Heating | Natural Gas | Gas Boiler - Hot Water Reset | A | Incremental Energy Savings (MWh or mTherms) | Achievable Economic TRC Potential | 0 | 0 | 0 | 0 | 0 | 0.024593 | 0.029937 | 0.036118 | 0.04159 | 0.047053 | 0.05381 | 0.058307 | 0.058856 | 0.054012 | 0.046079 | 0.03492 | 0.022851 | 0.013052 | 0.0061578 | 0.0025801 | 0.00092448 | 0.00028454 | 6.1176e-05 | 9.9264e-06 | 1.1766e-06 | 0 | 0 | 0 | 0 | 0 | 0
F5_Industrial_Food Products_Existing_Space Heating_Natural Gas_Gas Boiler - Hot Water Reset_A_Achievable Economic TRC Potential | F5 | Industrial | Food Products | Existing | Space Heating | Natural Gas | Gas Boiler - Hot Water Reset | A | Incremental Summer Peak Savings (MW) | Achievable Economic TRC Potential | 0 | 0 | 0 | 0 | 0 | 0 | 0 | 0 | 0 | 0 | 0 | 0 | 0 | 0 | 0 | 0 | 0 | 0 | 0 | 0 | 0 | 0 | 0 | 0 | 0 | 0 | 0 | 0 | 0 | 0 | 0
F6_Industrial_Food Products_Existing_Space Heating_Natural Gas_Gas Boiler - Hot Water Reset_A_Achievable Economic TRC Potential | F6 | Industrial | Food Products | Existing | Space Heating | Natural Gas | Gas Boiler - Hot Water Reset | A | Incremental Winter Peak Savings (MW) | Achievable Economic TRC Potential | 0 | 0 | 0 | 0 | 0 | 0 | 0 | 0 | 0 | 0 | 0 | 0 | 0 | 0 | 0 | 0 | 0 | 0 | 0 | 0 | 0 | 0 | 0 | 0 | 0 | 0 | 0 | 0 | 0 | 0 | 0
F7_Industrial_Food Products_Existing_Space Heating_Natural Gas_Gas Boiler - Hot Water Reset_A_Achievable Economic TRC Potential | F7 | Industrial | Food Products | Existing | Space Heating | Natural Gas | Gas Boiler - Hot Water Reset | A | Cumulative Energy Savings (MWh or mTherms) | Achievable Economic TRC Potential | 0 | 0 | 0 | 0 | 0 | 0.024593 | 0.054331 | 0.090001 | 0.13082 | 0.1767 | 0.22888 | 0.285 | 0.34104 | 0.39148 | 0.43313 | 0.46318 | 0.48077 | 0.48837 | 0.489 | 0.48629 | 0.48209 | 0.47717 | 0.47249 | 0.46801 | 0.46363 | 0.46007 | 0.45703 | 0.45422 | 0 | 0 | 0
F8_Industrial_Food Products_Existing_Space Heating_Natural Gas_Gas Boiler - Hot Water Reset_A_Achievable Economic TRC Potential | F8 | Industrial | Food Products | Existing | Space Heating | Natural Gas | Gas Boiler - Hot Water Reset | A | Cumulative Summer Peak Savings (MW) | Achievable Economic TRC Potential | 0 | 0 | 0 | 0 | 0 | 0 | 0 | 0 | 0 | 0 | 0 | 0 | 0 | 0 | 0 | 0 | 0 | 0 | 0 | 0 | 0 | 0 | 0 | 0 | 0 | 0 | 0 | 0 | 0 | 0 | 0
F9_Industrial_Food Products_Existing_Space Heating_Natural Gas_Gas Boiler - Hot Water Reset_A_Achievable Economic TRC Potential | F9 | Industrial | Food Products | Existing | Space Heating | Natural Gas | Gas Boiler - Hot Water Reset | A | Cumulative Winter Peak Savings (MW) | Achievable Economic TRC Potential | 0 | 0 | 0 | 0 | 0 | 0 | 0 | 0 | 0 | 0 | 0 | 0 | 0 | 0 | 0 | 0 | 0 | 0 | 0 | 0 | 0 | 0 | 0 | 0 | 0 | 0 | 0 | 0 | 0 | 0 | 0
F10_Industrial_Food Products_Existing_Space Heating_Natural Gas_Gas Boiler - Hot Water Reset_A_Achievable Economic TRC Potential | F10 | Industrial | Food Products | Existing | Space Heating | Natural Gas | Gas Boiler - Hot Water Reset | A | Purchases (Incremental) | Achievable Economic TRC Potential | 0 | 0 | 0 | 0 | 0 | 7.1985 | 8.8338 | 10.7462 | 12.4814 | 14.2484 | 16.4466 | 17.9929 | 18.3436 | 17.0122 | 14.6792 | 11.2511 | 7.4472 | 4.3024 | 2.053 | 0.86963 | 0.31492 | 0.097984 | 0.021278 | 0.0034857 | 0.00041708 | 0 | 0 | 0 | 0 | 0 | 0
F11_Industrial_Food Products_Existing_Space Heating_Natural Gas_Gas Boiler - Hot Water Reset_A_Achievable Economic TRC Potential | F11 | Industrial | Food Products | Existing | Space Heating | Natural Gas | Gas Boiler - Hot Water Reset | A | Purchases (Cumulative) | Achievable Economic TRC Potential | 0 | 0 | 0 | 0 | 0 | 7.1985 | 16.0323 | 26.7786 | 39.26 | 53.5084 | 69.955 | 87.9479 | 106.2915 | 123.3037 | 137.9829 | 149.234 | 156.6812 | 160.9836 | 163.0367 | 163.9063 | 164.2212 | 164.3192 | 164.3405 | 164.344 | 164.3444 | 164.3444 | 164.3444 | 164.3444 | 164.3444 | 164.3444 | 164.3444
F1_Industrial_Food Products_Existing_Process_Natural Gas_Gas Boiler - Hot Water Reset_A_Achievable Economic TRC Potential | F1 | Industrial | Food Products | Existing | Process | Natural Gas | Gas Boiler - Hot Water Reset | A | Integrated Unit Energy Savings (kWh or therms) | Achievable Economic TRC Potential | 0 | 0 | 0 | 0 | 0 | 63.0719 | 62.9665 | 62.863 | 62.7624 | 62.6625 | 62.5599 | 62.4694 | 62.3849 | 62.2934 | 62.2217 | 62.1404 | 62.0708 | 61.9976 | 61.9213 | 61.8587 | 61.7905 | 61.7266 | 61.6634 | 61.6007 | 61.5386 | 61.5338 | 61.5294 | 61.5255 | 63.1817 | 63.1817 | 63.1817
F2_Industrial_Food Products_Existing_Process_Natural Gas_Gas Boiler - Hot Water Reset_A_Achievable Economic TRC Potential | F2 | Industrial | Food Products | Existing | Process | Natural Gas | Gas Boiler - Hot Water Reset | A | Integrated Unit Summer Peak Savings (kW) | Achievable Economic TRC Potential | 0 | 0 | 0 | 0 | 0 | 0 | 0 | 0 | 0 | 0 | 0 | 0 | 0 | 0 | 0 | 0 | 0 | 0 | 0 | 0 | 0 | 0 | 0 | 0 | 0 | 0 | 0 | 0 | 0 | 0 | 0
F3_Industrial_Food Products_Existing_Process_Natural Gas_Gas Boiler - Hot Water Reset_A_Achievable Economic TRC Potential | F3 | Industrial | Food Products | Existing | Process | Natural Gas | Gas Boiler - Hot Water Reset | A | Integrated Unit Winter Peak Savings (kW) | Achievable Economic TRC Potential | 0 | 0 | 0 | 0 | 0 | 0 | 0 | 0 | 0 | 0 | 0 | 0 | 0 | 0 | 0 | 0 | 0 | 0 | 0 | 0 | 0 | 0 | 0 | 0 | 0 | 0 | 0 | 0 | 0 | 0 | 0
F4_Industrial_Food Products_Existing_Process_Natural Gas_Gas Boiler - Hot Water Reset_A_Achievable Economic TRC Potential | F4 | Industrial | Food Products | Existing | Process | Natural Gas | Gas Boiler - Hot Water Reset | A | Incremental Energy Savings (MWh or mTherms) | Achievable Economic TRC Potential | 0 | 0 | 0 | 0 | 0 | 1.0826 | 1.3263 | 1.6108 | 1.8679 | 2.1289 | 2.4534 | 2.6801 | 2.7287 | 2.5269 | 2.1779 | 1.6671 | 1.1022 | 0.63602 | 0.30313 | 0.12827 | 0.046399 | 0.014422 | 0.0031286 | 0.00051199 | 6.12e-05 | 0 | 0 | 0 | 0 | 0 | 0
F5_Industrial_Food Products_Existing_Process_Natural Gas_Gas Boiler - Hot Water Reset_A_Achievable Economic TRC Potential | F5 | Industrial | Food Products | Existing | Process | Natural Gas | Gas Boiler - Hot Water Reset | A | Incremental Summer Peak Savings (MW) | Achievable Economic TRC Potential | 0 | 0 | 0 | 0 | 0 | 0 | 0 | 0 | 0 | 0 | 0 | 0 | 0 | 0 | 0 | 0 | 0 | 0 | 0 | 0 | 0 | 0 | 0 | 0 | 0 | 0 | 0 | 0 | 0 | 0 | 0
F6_Industrial_Food Products_Existing_Process_Natural Gas_Gas Boiler - Hot Water Reset_A_Achievable Economic TRC Potential | F6 | Industrial | Food Products | Existing | Process | Natural Gas | Gas Boiler - Hot Water Reset | A | Incremental Winter Peak Savings (MW) | Achievable Economic TRC Potential | 0 | 0 | 0 | 0 | 0 | 0 | 0 | 0 | 0 | 0 | 0 | 0 | 0 | 0 | 0 | 0 | 0 | 0 | 0 | 0 | 0 | 0 | 0 | 0 | 0 | 0 | 0 | 0 | 0 | 0 | 0
F7_Industrial_Food Products_Existing_Process_Natural Gas_Gas Boiler - Hot Water Reset_A_Achievable Economic TRC Potential | F7 | Industrial | Food Products | Existing | Process | Natural Gas | Gas Boiler - Hot Water Reset | A | Cumulative Energy Savings (MWh or mTherms) | Achievable Economic TRC Potential | 0 | 0 | 0 | 0 | 0 | 1.0826 | 2.4071 | 4.0139 | 5.8754 | 7.995 | 10.4352 | 13.1003 | 15.8112 | 18.315 | 20.4718 | 22.1121 | 23.1895 | 23.7982 | 24.072 | 24.176 | 24.1957 | 24.1851 | 24.1635 | 24.1394 | 24.1151 | 24.1133 | 24.1116 | 24.11 | 0 | 0 | 0
F8_Industrial_Food Products_Existing_Process_Natural Gas_Gas Boiler - Hot Water Reset_A_Achievable Economic TRC Potential | F8 | Industrial | Food Products | Existing | Process | Natural Gas | Gas Boiler - Hot Water Reset | A | Cumulative Summer Peak Savings (MW) | Achievable Economic TRC Potential | 0 | 0 | 0 | 0 | 0 | 0 | 0 | 0 | 0 | 0 | 0 | 0 | 0 | 0 | 0 | 0 | 0 | 0 | 0 | 0 | 0 | 0 | 0 | 0 | 0 | 0 | 0 | 0 | 0 | 0 | 0
F9_Industrial_Food Products_Existing_Process_Natural Gas_Gas Boiler - Hot Water Reset_A_Achievable Economic TRC Potential | F9 | Industrial | Food Products | Existing | Process | Natural Gas | Gas Boiler - Hot Water Reset | A | Cumulative Winter Peak Savings (MW) | Achievable Economic TRC Potential | 0 | 0 | 0 | 0 | 0 | 0 | 0 | 0 | 0 | 0 | 0 | 0 | 0 | 0 | 0 | 0 | 0 | 0 | 0 | 0 | 0 | 0 | 0 | 0 | 0 | 0 | 0 | 0 | 0 | 0 | 0
F10_Industrial_Food Products_Existing_Process_Natural Gas_Gas Boiler - Hot Water Reset_A_Achievable Economic TRC Potential | F10 | Industrial | Food Products | Existing | Process | Natural Gas | Gas Boiler - Hot Water Reset | A | Purchases (Incremental) | Achievable Economic TRC Potential | 0 | 0 | 0 | 0 | 0 | 17.1645 | 21.0637 | 25.6238 | 29.7613 | 33.9746 | 39.216 | 42.903 | 43.7395 | 40.5646 | 35.0019 | 26.8276 | 17.7574 | 10.2589 | 4.8954 | 2.0736 | 0.75091 | 0.23364 | 0.050737 | 0.0083114 | 0.00099451 | 0 | 0 | 0 | 0 | 0 | 0
F11_Industrial_Food Products_Existing_Process_Natural Gas_Gas Boiler - Hot Water Reset_A_Achievable Economic TRC Potential | F11 | Industrial | Food Products | Existing | Process | Natural Gas | Gas Boiler - Hot Water Reset | A | Purchases (Cumulative) | Achievable Economic TRC Potential | 0 | 0 | 0 | 0 | 0 | 17.1645 | 38.2282 | 63.8521 | 93.6134 | 127.588 | 166.804 | 209.707 | 253.4464 | 294.0111 | 329.013 | 355.8406 | 373.598 | 383.8568 | 388.7522 | 390.8258 | 391.5767 | 391.8103 | 391.8611 | 391.8694 | 391.8704 | 391.8704 | 391.8704 | 391.8704 | 391.8704 | 391.8704 | 391.8704
F1_Industrial_Food Products_Existing_Space Heating_Natural Gas_Steam Trap Maintenance_A_Achievable Economic TRC Potential | F1 | Industrial | Food Products | Existing | Space Heating | Natural Gas | Steam Trap Maintenance | A | Integrated Unit Energy Savings (kWh or therms) | Achievable Economic TRC Potential | 0 | 0 | 0 | 0 | 0 | 1.2079 | 1.1992 | 1.1904 | 1.1811 | 1.1716 | 1.1618 | 1.1517 | 1.1412 | 1.1304 | 1.1185 | 1.1069 | 1.0953 | 1.0838 | 1.0726 | 1.0619 | 1.0516 | 1.0412 | 1.0318 | 1.0229 | 1.0143 | 1.0065 | 0.99992 | 0.99381 | 1.0437 | 1.0394 | 1.0355
F2_Industrial_Food Products_Existing_Space Heating_Natural Gas_Steam Trap Maintenance_A_Achievable Economic TRC Potential | F2 | Industrial | Food Products | Existing | Space Heating | Natural Gas | Steam Trap Maintenance | A | Integrated Unit Summer Peak Savings (kW) | Achievable Economic TRC Potential | 0 | 0 | 0 | 0 | 0 | 0 | 0 | 0 | 0 | 0 | 0 | 0 | 0 | 0 | 0 | 0 | 0 | 0 | 0 | 0 | 0 | 0 | 0 | 0 | 0 | 0 | 0 | 0 | 0 | 0 | 0
F3_Industrial_Food Products_Existing_Space Heating_Natural Gas_Steam Trap Maintenance_A_Achievable Economic TRC Potential | F3 | Industrial | Food Products | Existing | Space Heating | Natural Gas | Steam Trap Maintenance | A | Integrated Unit Winter Peak Savings (kW) | Achievable Economic TRC Potential | 0 | 0 | 0 | 0 | 0 | 0 | 0 | 0 | 0 | 0 | 0 | 0 | 0 | 0 | 0 | 0 | 0 | 0 | 0 | 0 | 0 | 0 | 0 | 0 | 0 | 0 | 0 | 0 | 0 | 0 | 0
F4_Industrial_Food Products_Existing_Space Heating_Natural Gas_Steam Trap Maintenance_A_Achievable Economic TRC Potential | F4 | Industrial | Food Products | Existing | Space Heating | Natural Gas | Steam Trap Maintenance | A | Incremental Energy Savings (MWh or mTherms) | Achievable Economic TRC Potential | 0 | 0 | 0 | 0 | 0 | 0.0048532 | 0.0048156 | 0.0047518 | 0.0047175 | 0.0046831 | 0.004585 | 0.0045327 | 0.0044826 | 0.0043693 | 0.00434 | 0.0042542 | 0.0042099 | 0.004145 | 0.0040654 | 0.0040295 | 0.0039741 | 0.0039195 | 0.0038699 | 0.0038236 | 0.0037792 | 0 | 0 | 0 | 0 | 0 | 0
F5_Industrial_Food Products_Existing_Space Heating_Natural Gas_Steam Trap Maintenance_A_Achievable Economic TRC Potential | F5 | Industrial | Food Products | Existing | Space Heating | Natural Gas | Steam Trap Maintenance | A | Incremental Summer Peak Savings (MW) | Achievable Economic TRC Potential | 0 | 0 | 0 | 0 | 0 | 0 | 0 | 0 | 0 | 0 | 0 | 0 | 0 | 0 | 0 | 0 | 0 | 0 | 0 | 0 | 0 | 0 | 0 | 0 | 0 | 0 | 0 | 0 | 0 | 0 | 0
F6_Industrial_Food Products_Existing_Space Heating_Natural Gas_Steam Trap Maintenance_A_Achievable Economic TRC Potential | F6 | Industrial | Food Products | Existing | Space Heating | Natural Gas | Steam Trap Maintenance | A | Incremental Winter Peak Savings (MW) | Achievable Economic TRC Potential | 0 | 0 | 0 | 0 | 0 | 0 | 0 | 0 | 0 | 0 | 0 | 0 | 0 | 0 | 0 | 0 | 0 | 0 | 0 | 0 | 0 | 0 | 0 | 0 | 0 | 0 | 0 | 0 | 0 | 0 | 0
F7_Industrial_Food Products_Existing_Space Heating_Natural Gas_Steam Trap Maintenance_A_Achievable Economic TRC Potential | F7 | Industrial | Food Products | Existing | Space Heating | Natural Gas | Steam Trap Maintenance | A | Cumulative Energy Savings (MWh or mTherms) | Achievable Economic TRC Potential | 0 | 0 | 0 | 0 | 0 | 0.0048532 | 0.0096338 | 0.014314 | 0.018921 | 0.023451 | 0.027839 | 0.03213 | 0.036322 | 0.040345 | 0.044262 | 0.048059 | 0.051763 | 0.055367 | 0.058858 | 0.062299 | 0.065672 | 0.068941 | 0.072188 | 0.075391 | 0.078531 | 0.077933 | 0.077421 | 0.076948 | 0 | 0 | 0
F8_Industrial_Food Products_Existing_Space Heating_Natural Gas_Steam Trap Maintenance_A_Achievable Economic TRC Potential | F8 | Industrial | Food Products | Existing | Space Heating | Natural Gas | Steam Trap Maintenance | A | Cumulative Summer Peak Savings (MW) | Achievable Economic TRC Potential | 0 | 0 | 0 | 0 | 0 | 0 | 0 | 0 | 0 | 0 | 0 | 0 | 0 | 0 | 0 | 0 | 0 | 0 | 0 | 0 | 0 | 0 | 0 | 0 | 0 | 0 | 0 | 0 | 0 | 0 | 0
F9_Industrial_Food Products_Existing_Space Heating_Natural Gas_Steam Trap Maintenance_A_Achievable Economic TRC Potential | F9 | Industrial | Food Products | Existing | Space Heating | Natural Gas | Steam Trap Maintenance | A | Cumulative Winter Peak Savings (MW) | Achievable Economic TRC Potential | 0 | 0 | 0 | 0 | 0 | 0 | 0 | 0 | 0 | 0 | 0 | 0 | 0 | 0 | 0 | 0 | 0 | 0 | 0 | 0 | 0 | 0 | 0 | 0 | 0 | 0 | 0 | 0 | 0 | 0 | 0
F10_Industrial_Food Products_Existing_Space Heating_Natural Gas_Steam Trap Maintenance_A_Achievable Economic TRC Potential | F10 | Industrial | Food Products | Existing | Space Heating | Natural Gas | Steam Trap Maintenance | A | Purchases (Incremental) | Achievable Economic TRC Potential | 0 | 0 | 0 | 0 | 0 | 4.0178 | 4.0156 | 3.9919 | 3.9941 | 3.9974 | 3.9466 | 3.9358 | 3.9278 | 3.8654 | 3.8802 | 3.8432 | 3.8437 | 3.8244 | 3.7902 | 3.7947 | 3.779 | 3.7643 | 3.7506 | 3.7379 | 3.7261 | 0 | 0 | 0 | 0 | 0 | 0
F11_Industrial_Food Products_Existing_Space Heating_Natural Gas_Steam Trap Maintenance_A_Achievable Economic TRC Potential | F11 | Industrial | Food Products | Existing | Space Heating | Natural Gas | Steam Trap Maintenance | A | Purchases (Cumulative) | Achievable Economic TRC Potential | 0 | 0 | 0 | 0 | 0 | 4.0178 | 8.0334 | 12.0253 | 16.0193 | 20.0167 | 23.9633 | 27.8991 | 31.8269 | 35.6924 | 39.5726 | 43.4158 | 47.2595 | 51.0838 | 54.8741 | 58.6688 | 62.4479 | 66.2122 | 69.9628 | 73.7007 | 77.4268 | 77.4268 | 77.4268 | 77.4268 | 77.4268 | 77.4268 | 77.4268
F1_Industrial_Food Products_Existing_Process_Natural Gas_Steam Trap Maintenance_A_Achievable Economic TRC Potential | F1 | Industrial | Food Products | Existing | Process | Natural Gas | Steam Trap Maintenance | A | Integrated Unit Energy Savings (kWh or therms) | Achievable Economic TRC Potential | 0 | 0 | 0 | 0 | 0 | 44.6043 | 44.57 | 44.5375 | 44.5065 | 44.4758 | 44.4459 | 44.4226 | 44.4034 | 44.3839 | 44.3718 | 44.3581 | 44.3488 | 44.3394 | 44.3301 | 44.3251 | 44.3194 | 44.3167 | 44.3145 | 44.3127 | 44.3111 | 44.3102 | 44.3093 | 44.3085 | 44.6416 | 44.6416 | 44.6416
F2_Industrial_Food Products_Existing_Process_Natural Gas_Steam Trap Maintenance_A_Achievable Economic TRC Potential | F2 | Industrial | Food Products | Existing | Process | Natural Gas | Steam Trap Maintenance | A | Integrated Unit Summer Peak Savings (kW) | Achievable Economic TRC Potential | 0 | 0 | 0 | 0 | 0 | 0 | 0 | 0 | 0 | 0 | 0 | 0 | 0 | 0 | 0 | 0 | 0 | 0 | 0 | 0 | 0 | 0 | 0 | 0 | 0 | 0 | 0 | 0 | 0 | 0 | 0
F3_Industrial_Food Products_Existing_Process_Natural Gas_Steam Trap Maintenance_A_Achievable Economic TRC Potential | F3 | Industrial | Food Products | Existing | Process | Natural Gas | Steam Trap Maintenance | A | Integrated Unit Winter Peak Savings (kW) | Achievable Economic TRC Potential | 0 | 0 | 0 | 0 | 0 | 0 | 0 | 0 | 0 | 0 | 0 | 0 | 0 | 0 | 0 | 0 | 0 | 0 | 0 | 0 | 0 | 0 | 0 | 0 | 0 | 0 | 0 | 0 | 0 | 0 | 0
F4_Industrial_Food Products_Existing_Process_Natural Gas_Steam Trap Maintenance_A_Achievable Economic TRC Potential | F4 | Industrial | Food Products | Existing | Process | Natural Gas | Steam Trap Maintenance | A | Incremental Energy Savings (MWh or mTherms) | Achievable Economic TRC Potential | 0 | 0 | 0 | 0 | 0 | 0.42732 | 0.42676 | 0.42393 | 0.42386 | 0.42392 | 0.41826 | 0.41689 | 0.41587 | 0.40908 | 0.41053 | 0.40649 | 0.40646 | 0.40433 | 0.40064 | 0.40107 | 0.39936 | 0.39778 | 0.39631 | 0.39495 | 0.39369 | 0 | 0 | 0 | 0 | 0 | 0
F5_Industrial_Food Products_Existing_Process_Natural Gas_Steam Trap Maintenance_A_Achievable Economic TRC Potential | F5 | Industrial | Food Products | Existing | Process | Natural Gas | Steam Trap Maintenance | A | Incremental Summer Peak Savings (MW) | Achievable Economic TRC Potential | 0 | 0 | 0 | 0 | 0 | 0 | 0 | 0 | 0 | 0 | 0 | 0 | 0 | 0 | 0 | 0 | 0 | 0 | 0 | 0 | 0 | 0 | 0 | 0 | 0 | 0 | 0 | 0 | 0 | 0 | 0
F6_Industrial_Food Products_Existing_Process_Natural Gas_Steam Trap Maintenance_A_Achievable Economic TRC Potential | F6 | Industrial | Food Products | Existing | Process | Natural Gas | Steam Trap Maintenance | A | Incremental Winter Peak Savings (MW) | Achievable Economic TRC Potential | 0 | 0 | 0 | 0 | 0 | 0 | 0 | 0 | 0 | 0 | 0 | 0 | 0 | 0 | 0 | 0 | 0 | 0 | 0 | 0 | 0 | 0 | 0 | 0 | 0 | 0 | 0 | 0 | 0 | 0 | 0
F7_Industrial_Food Products_Existing_Process_Natural Gas_Steam Trap Maintenance_A_Achievable Economic TRC Potential | F7 | Industrial | Food Products | Existing | Process | Natural Gas | Steam Trap Maintenance | A | Cumulative Energy Savings (MWh or mTherms) | Achievable Economic TRC Potential | 0 | 0 | 0 | 0 | 0 | 0.42732 | 0.85374 | 1.2771 | 1.7 | 2.1228 | 2.5396 | 2.9552 | 3.3698 | 3.7774 | 4.1869 | 4.5921 | 4.9976 | 5.4008 | 5.8003 | 6.2008 | 6.5993 | 6.9967 | 7.3927 | 7.7873 | 8.1807 | 8.1805 | 8.1804 | 8.1802 | 0 | 0 | 0
F8_Industrial_Food Products_Existing_Process_Natural Gas_Steam Trap Maintenance_A_Achievable Economic TRC Potential | F8 | Industrial | Food Products | Existing | Process | Natural Gas | Steam Trap Maintenance | A | Cumulative Summer Peak Savings (MW) | Achievable Economic TRC Potential | 0 | 0 | 0 | 0 | 0 | 0 | 0 | 0 | 0 | 0 | 0 | 0 | 0 | 0 | 0 | 0 | 0 | 0 | 0 | 0 | 0 | 0 | 0 | 0 | 0 | 0 | 0 | 0 | 0 | 0 | 0
F9_Industrial_Food Products_Existing_Process_Natural Gas_Steam Trap Maintenance_A_Achievable Economic TRC Potential | F9 | Industrial | Food Products | Existing | Process | Natural Gas | Steam Trap Maintenance | A | Cumulative Winter Peak Savings (MW) | Achievable Economic TRC Potential | 0 | 0 | 0 | 0 | 0 | 0 | 0 | 0 | 0 | 0 | 0 | 0 | 0 | 0 | 0 | 0 | 0 | 0 | 0 | 0 | 0 | 0 | 0 | 0 | 0 | 0 | 0 | 0 | 0 | 0 | 0
F10_Industrial_Food Products_Existing_Process_Natural Gas_Steam Trap Maintenance_A_Achievable Economic TRC Potential | F10 | Industrial | Food Products | Existing | Process | Natural Gas | Steam Trap Maintenance | A | Purchases (Incremental) | Achievable Economic TRC Potential | 0 | 0 | 0 | 0 | 0 | 9.5802 | 9.5749 | 9.5185 | 9.5236 | 9.5315 | 9.4105 | 9.3847 | 9.3657 | 9.217 | 9.2521 | 9.1639 | 9.1651 | 9.119 | 9.0376 | 9.0483 | 9.0109 | 8.9759 | 8.9432 | 8.9128 | 8.8847 | 0 | 0 | 0 | 0 | 0 | 0
F11_Industrial_Food Products_Existing_Process_Natural Gas_Steam Trap Maintenance_A_Achievable Economic TRC Potential | F11 | Industrial | Food Products | Existing | Process | Natural Gas | Steam Trap Maintenance | A | Purchases (Cumulative) | Achievable Economic TRC Potential | 0 | 0 | 0 | 0 | 0 | 9.5802 | 19.1551 | 28.6736 | 38.1972 | 47.7287 | 57.1392 | 66.5239 | 75.8896 | 85.1066 | 94.3587 | 103.5226 | 112.6877 | 121.8067 | 130.8444 | 139.8927 | 148.9036 | 157.8795 | 166.8227 | 175.7355 | 184.6201 | 184.6201 | 184.6201 | 184.6201 | 184.6201 | 184.6201 | 184.6201
F1_Industrial_Food Products_Existing_Space Heating_Natural Gas_Gas Boiler - High Turndown_A_Achievable Economic TRC Potential | F1 | Industrial | Food Products | Existing | Space Heating | Natural Gas | Gas Boiler - High Turndown | A | Integrated Unit Energy Savings (kWh or therms) | Achievable Economic TRC Potential | 0 | 0 | 0 | 0 | 0 | 1.2758 | 1.2564 | 1.232 | 1.2021 | 1.1668 | 1.1266 | 1.0847 | 1.0426 | 0.99972 | 0.96273 | 0.92735 | 0.89835 | 0.87233 | 0.84903 | 0.83191 | 0.81614 | 0.80223 | 0.7905 | 0.78098 | 0.77206 | 0.76536 | 0.75957 | 0.75425 | 1.1079 | 1.1033 | 1.0992
F2_Industrial_Food Products_Existing_Space Heating_Natural Gas_Gas Boiler - High Turndown_A_Achievable Economic TRC Potential | F2 | Industrial | Food Products | Existing | Space Heating | Natural Gas | Gas Boiler - High Turndown | A | Integrated Unit Summer Peak Savings (kW) | Achievable Economic TRC Potential | 0 | 0 | 0 | 0 | 0 | 0 | 0 | 0 | 0 | 0 | 0 | 0 | 0 | 0 | 0 | 0 | 0 | 0 | 0 | 0 | 0 | 0 | 0 | 0 | 0 | 0 | 0 | 0 | 0 | 0 | 0
F3_Industrial_Food Products_Existing_Space Heating_Natural Gas_Gas Boiler - High Turndown_A_Achievable Economic TRC Potential | F3 | Industrial | Food Products | Existing | Space Heating | Natural Gas | Gas Boiler - High Turndown | A | Integrated Unit Winter Peak Savings (kW) | Achievable Economic TRC Potential | 0 | 0 | 0 | 0 | 0 | 0 | 0 | 0 | 0 | 0 | 0 | 0 | 0 | 0 | 0 | 0 | 0 | 0 | 0 | 0 | 0 | 0 | 0 | 0 | 0 | 0 | 0 | 0 | 0 | 0 | 0
F4_Industrial_Food Products_Existing_Space Heating_Natural Gas_Gas Boiler - High Turndown_A_Achievable Economic TRC Potential | F4 | Industrial | Food Products | Existing | Space Heating | Natural Gas | Gas Boiler - High Turndown | A | Incremental Energy Savings (MWh or mTherms) | Achievable Economic TRC Potential | 0 | 0 | 0 | 0 | 0 | 0.014016 | 0.013795 | 0.013448 | 0.013128 | 0.012754 | 0.010942 | 0.0084051 | 0.00645 | 0.0048691 | 0.0037655 | 0.002874 | 0.0022276 | 0.0017217 | 0.0013287 | 0.0010427 | 0.00081498 | 5.4428e-06 | 1.9085e-06 | 6.4058e-07 | 2.0585e-07 | 1.7295e-07 | 1.7118e-07 | 1.6957e-07 | 2.4854e-07 | 2.4704e-07 | 2.4569e-07
F5_Industrial_Food Products_Existing_Space Heating_Natural Gas_Gas Boiler - High Turndown_A_Achievable Economic TRC Potential | F5 | Industrial | Food Products | Existing | Space Heating | Natural Gas | Gas Boiler - High Turndown | A | Incremental Summer Peak Savings (MW) | Achievable Economic TRC Potential | 0 | 0 | 0 | 0 | 0 | 0 | 0 | 0 | 0 | 0 | 0 | 0 | 0 | 0 | 0 | 0 | 0 | 0 | 0 | 0 | 0 | 0 | 0 | 0 | 0 | 0 | 0 | 0 | 0 | 0 | 0
F6_Industrial_Food Products_Existing_Space Heating_Natural Gas_Gas Boiler - High Turndown_A_Achievable Economic TRC Potential | F6 | Industrial | Food Products | Existing | Space Heating | Natural Gas | Gas Boiler - High Turndown | A | Incremental Winter Peak Savings (MW) | Achievable Economic TRC Potential | 0 | 0 | 0 | 0 | 0 | 0 | 0 | 0 | 0 | 0 | 0 | 0 | 0 | 0 | 0 | 0 | 0 | 0 | 0 | 0 | 0 | 0 | 0 | 0 | 0 | 0 | 0 | 0 | 0 | 0 | 0
F7_Industrial_Food Products_Existing_Space Heating_Natural Gas_Gas Boiler - High Turndown_A_Achievable Economic TRC Potential | F7 | Industrial | Food Products | Existing | Space Heating | Natural Gas | Gas Boiler - High Turndown | A | Cumulative Energy Savings (MWh or mTherms) | Achievable Economic TRC Potential | 0 | 0 | 0 | 0 | 0 | 0.014016 | 0.027598 | 0.04051 | 0.052654 | 0.063865 | 0.072603 | 0.07831 | 0.081722 | 0.083227 | 0.083914 | 0.083703 | 0.083313 | 0.082622 | 0.081744 | 0.081139 | 0.080415 | 0.079051 | 0.077896 | 0.076958 | 0.07608 | 0.07542 | 0.07485 | 0.074326 | 0 | 0 | 0
F8_Industrial_Food Products_Existing_Space Heating_Natural Gas_Gas Boiler - High Turndown_A_Achievable Economic TRC Potential | F8 | Industrial | Food Products | Existing | Space Heating | Natural Gas | Gas Boiler - High Turndown | A | Cumulative Summer Peak Savings (MW) | Achievable Economic TRC Potential | 0 | 0 | 0 | 0 | 0 | 0 | 0 | 0 | 0 | 0 | 0 | 0 | 0 | 0 | 0 | 0 | 0 | 0 | 0 | 0 | 0 | 0 | 0 | 0 | 0 | 0 | 0 | 0 | 0 | 0 | 0
F9_Industrial_Food Products_Existing_Space Heating_Natural Gas_Gas Boiler - High Turndown_A_Achievable Economic TRC Potential | F9 | Industrial | Food Products | Existing | Space Heating | Natural Gas | Gas Boiler - High Turndown | A | Cumulative Winter Peak Savings (MW) | Achievable Economic TRC Potential | 0 | 0 | 0 | 0 | 0 | 0 | 0 | 0 | 0 | 0 | 0 | 0 | 0 | 0 | 0 | 0 | 0 | 0 | 0 | 0 | 0 | 0 | 0 | 0 | 0 | 0 | 0 | 0 | 0 | 0 | 0
F10_Industrial_Food Products_Existing_Space Heating_Natural Gas_Gas Boiler - High Turndown_A_Achievable Economic TRC Potential | F10 | Industrial | Food Products | Existing | Space Heating | Natural Gas | Gas Boiler - High Turndown | A | Purchases (Incremental) | Achievable Economic TRC Potential | 0 | 0 | 0 | 0 | 0 | 10.9861 | 10.9801 | 10.9153 | 10.9212 | 10.9302 | 9.7123 | 7.7486 | 6.1863 | 4.8704 | 3.9112 | 3.0991 | 2.4796 | 1.9737 | 1.5649 | 1.2534 | 0.99858 | 0.0067846 | 0.0024142 | 0.00082024 | 0.00026662 | 0.00022597 | 0.00022537 | 0.00022482 | 0.00022433 | 0.0002239 | 0.00022352
F11_Industrial_Food Products_Existing_Space Heating_Natural Gas_Gas Boiler - High Turndown_A_Achievable Economic TRC Potential | F11 | Industrial | Food Products | Existing | Space Heating | Natural Gas | Gas Boiler - High Turndown | A | Purchases (Cumulative) | Achievable Economic TRC Potential | 0 | 0 | 0 | 0 | 0 | 10.9861 | 21.9662 | 32.8815 | 43.8027 | 54.7329 | 64.4452 | 72.1938 | 78.3801 | 83.2506 | 87.1618 | 90.261 | 92.7406 | 94.7143 | 96.2792 | 97.5326 | 98.5312 | 98.538 | 98.5404 | 98.5412 | 98.5415 | 98.5417 | 98.5419 | 98.5422 | 98.5424 | 98.5426 | 98.5428
F1_Industrial_Food Products_Existing_Process_Natural Gas_Gas Boiler - High Turndown_A_Achievable Economic TRC Potential | F1 | Industrial | Food Products | Existing | Process | Natural Gas | Gas Boiler - High Turndown | A | Integrated Unit Energy Savings (kWh or therms) | Achievable Economic TRC Potential | 0 | 0 | 0 | 0 | 0 | 47.2288 | 47.0727 | 46.9148 | 46.7582 | 46.6003 | 46.4343 | 46.2831 | 46.1393 | 45.9853 | 45.8646 | 45.7327 | 45.6238 | 45.513 | 45.3997 | 45.3089 | 45.2098 | 45.1162 | 45.0235 | 44.9315 | 44.8401 | 44.8328 | 44.8261 | 44.82 | 47.3863 | 47.3863 | 47.3863
F2_Industrial_Food Products_Existing_Process_Natural Gas_Gas Boiler - High Turndown_A_Achievable Economic TRC Potential | F2 | Industrial | Food Products | Existing | Process | Natural Gas | Gas Boiler - High Turndown | A | Integrated Unit Summer Peak Savings (kW) | Achievable Economic TRC Potential | 0 | 0 | 0 | 0 | 0 | 0 | 0 | 0 | 0 | 0 | 0 | 0 | 0 | 0 | 0 | 0 | 0 | 0 | 0 | 0 | 0 | 0 | 0 | 0 | 0 | 0 | 0 | 0 | 0 | 0 | 0
F3_Industrial_Food Products_Existing_Process_Natural Gas_Gas Boiler - High Turndown_A_Achievable Economic TRC Potential | F3 | Industrial | Food Products | Existing | Process | Natural Gas | Gas Boiler - High Turndown | A | Integrated Unit Winter Peak Savings (kW) | Achievable Economic TRC Potential | 0 | 0 | 0 | 0 | 0 | 0 | 0 | 0 | 0 | 0 | 0 | 0 | 0 | 0 | 0 | 0 | 0 | 0 | 0 | 0 | 0 | 0 | 0 | 0 | 0 | 0 | 0 | 0 | 0 | 0 | 0
F4_Industrial_Food Products_Existing_Process_Natural Gas_Gas Boiler - High Turndown_A_Achievable Economic TRC Potential | F4 | Industrial | Food Products | Existing | Process | Natural Gas | Gas Boiler - High Turndown | A | Incremental Energy Savings (MWh or mTherms) | Achievable Economic TRC Potential | 0 | 0 | 0 | 0 | 0 | 1.2372 | 1.2324 | 1.2211 | 1.2176 | 1.2145 | 1.0753 | 0.85513 | 0.6806 | 0.53404 | 0.42774 | 0.33795 | 0.26975 | 0.2142 | 0.16941 | 0.13541 | 0.10765 | 0.00072986 | 0.00025918 | 8.7877e-05 | 2.8507e-05 | 2.4157e-05 | 2.4089e-05 | 2.4027e-05 | 2.5347e-05 | 2.5298e-05 | 2.5255e-05
F5_Industrial_Food Products_Existing_Process_Natural Gas_Gas Boiler - High Turndown_A_Achievable Economic TRC Potential | F5 | Industrial | Food Products | Existing | Process | Natural Gas | Gas Boiler - High Turndown | A | Incremental Summer Peak Savings (MW) | Achievable Economic TRC Potential | 0 | 0 | 0 | 0 | 0 | 0 | 0 | 0 | 0 | 0 | 0 | 0 | 0 | 0 | 0 | 0 | 0 | 0 | 0 | 0 | 0 | 0 | 0 | 0 | 0 | 0 | 0 | 0 | 0 | 0 | 0
F6_Industrial_Food Products_Existing_Process_Natural Gas_Gas Boiler - High Turndown_A_Achievable Economic TRC Potential | F6 | Industrial | Food Products | Existing | Process | Natural Gas | Gas Boiler - High Turndown | A | Incremental Winter Peak Savings (MW) | Achievable Economic TRC Potential | 0 | 0 | 0 | 0 | 0 | 0 | 0 | 0 | 0 | 0 | 0 | 0 | 0 | 0 | 0 | 0 | 0 | 0 | 0 | 0 | 0 | 0 | 0 | 0 | 0 | 0 | 0 | 0 | 0 | 0 | 0
F7_Industrial_Food Products_Existing_Process_Natural Gas_Gas Boiler - High Turndown_A_Achievable Economic TRC Potential | F7 | Industrial | Food Products | Existing | Process | Natural Gas | Gas Boiler - High Turndown | A | Cumulative Energy Savings (MWh or mTherms) | Achievable Economic TRC Potential | 0 | 0 | 0 | 0 | 0 | 1.2372 | 2.4655 | 3.6783 | 4.8837 | 6.0817 | 7.1354 | 7.9673 | 8.6231 | 9.1284 | 9.5322 | 9.8427 | 10.089 | 10.2787 | 10.4225 | 10.5371 | 10.6217 | 10.6004 | 10.5789 | 10.5574 | 10.5359 | 10.5342 | 10.5327 | 10.5313 | 0 | 0 | 0
F8_Industrial_Food Products_Existing_Process_Natural Gas_Gas Boiler - High Turndown_A_Achievable Economic TRC Potential | F8 | Industrial | Food Products | Existing | Process | Natural Gas | Gas Boiler - High Turndown | A | Cumulative Summer Peak Savings (MW) | Achievable Economic TRC Potential | 0 | 0 | 0 | 0 | 0 | 0 | 0 | 0 | 0 | 0 | 0 | 0 | 0 | 0 | 0 | 0 | 0 | 0 | 0 | 0 | 0 | 0 | 0 | 0 | 0 | 0 | 0 | 0 | 0 | 0 | 0
F9_Industrial_Food Products_Existing_Process_Natural Gas_Gas Boiler - High Turndown_A_Achievable Economic TRC Potential | F9 | Industrial | Food Products | Existing | Process | Natural Gas | Gas Boiler - High Turndown | A | Cumulative Winter Peak Savings (MW) | Achievable Economic TRC Potential | 0 | 0 | 0 | 0 | 0 | 0 | 0 | 0 | 0 | 0 | 0 | 0 | 0 | 0 | 0 | 0 | 0 | 0 | 0 | 0 | 0 | 0 | 0 | 0 | 0 | 0 | 0 | 0 | 0 | 0 | 0
F10_Industrial_Food Products_Existing_Process_Natural Gas_Gas Boiler - High Turndown_A_Achievable Economic TRC Potential | F10 | Industrial | Food Products | Existing | Process | Natural Gas | Gas Boiler - High Turndown | A | Purchases (Incremental) | Achievable Economic TRC Potential | 0 | 0 | 0 | 0 | 0 | 26.1958 | 26.1814 | 26.027 | 26.041 | 26.0626 | 23.1585 | 18.4761 | 14.7509 | 11.6133 | 9.3261 | 7.3898 | 5.9126 | 4.7063 | 3.7314 | 2.9887 | 2.381 | 0.016177 | 0.0057566 | 0.0019558 | 0.00063575 | 0.00053882 | 0.00053738 | 0.00053608 | 0.00053491 | 0.00053387 | 0.00053296
F11_Industrial_Food Products_Existing_Process_Natural Gas_Gas Boiler - High Turndown_A_Achievable Economic TRC Potential | F11 | Industrial | Food Products | Existing | Process | Natural Gas | Gas Boiler - High Turndown | A | Purchases (Cumulative) | Achievable Economic TRC Potential | 0 | 0 | 0 | 0 | 0 | 26.1958 | 52.3771 | 78.4041 | 104.4452 | 130.5077 | 153.6662 | 172.1423 | 186.8932 | 198.5066 | 207.8327 | 215.2224 | 221.135 | 225.8413 | 229.5727 | 232.5614 | 234.9424 | 234.9586 | 234.9643 | 234.9663 | 234.9669 | 234.9675 | 234.968 | 234.9685 | 234.9691 | 234.9696 | 234.9701
F1_Industrial_Food Products_Existing_Space Heating_Natural Gas_Gas Boiler - Burner Control Optimization_A_Achievable Economic TRC Potential | F1 | Industrial | Food Products | Existing | Space Heating | Natural Gas | Gas Boiler - Burner Control Optimization | A | Integrated Unit Energy Savings (kWh or therms) | Achievable Economic TRC Potential | 0 | 0 | 0 | 0 | 0 | 0.36996 | 0.36432 | 0.35723 | 0.34855 | 0.33831 | 0.32663 | 0.31448 | 0.30227 | 0.28982 | 0.2791 | 0.26883 | 0.26042 | 0.25288 | 0.24612 | 0.24116 | 0.23659 | 0.23255 | 0.22915 | 0.22639 | 0.22381 | 0.22186 | 0.22019 | 0.21864 | 0.32129 | 0.31997 | 0.31877
F2_Industrial_Food Products_Existing_Space Heating_Natural Gas_Gas Boiler - Burner Control Optimization_A_Achievable Economic TRC Potential | F2 | Industrial | Food Products | Existing | Space Heating | Natural Gas | Gas Boiler - Burner Control Optimization | A | Integrated Unit Summer Peak Savings (kW) | Achievable Economic TRC Potential | 0 | 0 | 0 | 0 | 0 | 0 | 0 | 0 | 0 | 0 | 0 | 0 | 0 | 0 | 0 | 0 | 0 | 0 | 0 | 0 | 0 | 0 | 0 | 0 | 0 | 0 | 0 | 0 | 0 | 0 | 0
F3_Industrial_Food Products_Existing_Space Heating_Natural Gas_Gas Boiler - Burner Control Optimization_A_Achievable Economic TRC Potential | F3 | Industrial | Food Products | Existing | Space Heating | Natural Gas | Gas Boiler - Burner Control Optimization | A | Integrated Unit Winter Peak Savings (kW) | Achievable Economic TRC Potential | 0 | 0 | 0 | 0 | 0 | 0 | 0 | 0 | 0 | 0 | 0 | 0 | 0 | 0 | 0 | 0 | 0 | 0 | 0 | 0 | 0 | 0 | 0 | 0 | 0 | 0 | 0 | 0 | 0 | 0 | 0
F4_Industrial_Food Products_Existing_Space Heating_Natural Gas_Gas Boiler - Burner Control Optimization_A_Achievable Economic TRC Potential | F4 | Industrial | Food Products | Existing | Space Heating | Natural Gas | Gas Boiler - Burner Control Optimization | A | Incremental Energy Savings (MWh or mTherms) | Achievable Economic TRC Potential | 0 | 0 | 0 | 0 | 0 | 0.0010964 | 0.0016962 | 0.0033068 | 0.0056493 | 0.0085369 | 0.011392 | 0.013922 | 0.01558 | 0.015832 | 0.015304 | 0.013627 | 0.011553 | 0.0091916 | 0.006896 | 0.0049847 | 0.003409 | 0.0022252 | 0.0013903 | 0.0008332 | 0.00055595 | 0 | 0 | 0 | 0 | 0 | 0
F5_Industrial_Food Products_Existing_Space Heating_Natural Gas_Gas Boiler - Burner Control Optimization_A_Achievable Economic TRC Potential | F5 | Industrial | Food Products | Existing | Space Heating | Natural Gas | Gas Boiler - Burner Control Optimization | A | Incremental Summer Peak Savings (MW) | Achievable Economic TRC Potential | 0 | 0 | 0 | 0 | 0 | 0 | 0 | 0 | 0 | 0 | 0 | 0 | 0 | 0 | 0 | 0 | 0 | 0 | 0 | 0 | 0 | 0 | 0 | 0 | 0 | 0 | 0 | 0 | 0 | 0 | 0
F6_Industrial_Food Products_Existing_Space Heating_Natural Gas_Gas Boiler - Burner Control Optimization_A_Achievable Economic TRC Potential | F6 | Industrial | Food Products | Existing | Space Heating | Natural Gas | Gas Boiler - Burner Control Optimization | A | Incremental Winter Peak Savings (MW) | Achievable Economic TRC Potential | 0 | 0 | 0 | 0 | 0 | 0 | 0 | 0 | 0 | 0 | 0 | 0 | 0 | 0 | 0 | 0 | 0 | 0 | 0 | 0 | 0 | 0 | 0 | 0 | 0 | 0 | 0 | 0 | 0 | 0 | 0
F7_Industrial_Food Products_Existing_Space Heating_Natural Gas_Gas Boiler - Burner Control Optimization_A_Achievable Economic TRC Potential | F7 | Industrial | Food Products | Existing | Space Heating | Natural Gas | Gas Boiler - Burner Control Optimization | A | Cumulative Energy Savings (MWh or mTherms) | Achievable Economic TRC Potential | 0 | 0 | 0 | 0 | 0 | 0.0010964 | 0.0027759 | 0.0060287 | 0.011531 | 0.01973 | 0.03044 | 0.04323 | 0.057132 | 0.070611 | 0.083302 | 0.093866 | 0.10248 | 0.1087 | 0.1127 | 0.11541 | 0.11663 | 0.11687 | 0.11655 | 0.11598 | 0.11521 | 0.11421 | 0.11334 | 0.11255 | 0 | 0 | 0
F8_Industrial_Food Products_Existing_Space Heating_Natural Gas_Gas Boiler - Burner Control Optimization_A_Achievable Economic TRC Potential | F8 | Industrial | Food Products | Existing | Space Heating | Natural Gas | Gas Boiler - Burner Control Optimization | A | Cumulative Summer Peak Savings (MW) | Achievable Economic TRC Potential | 0 | 0 | 0 | 0 | 0 | 0 | 0 | 0 | 0 | 0 | 0 | 0 | 0 | 0 | 0 | 0 | 0 | 0 | 0 | 0 | 0 | 0 | 0 | 0 | 0 | 0 | 0 | 0 | 0 | 0 | 0
F9_Industrial_Food Products_Existing_Space Heating_Natural Gas_Gas Boiler - Burner Control Optimization_A_Achievable Economic TRC Potential | F9 | Industrial | Food Products | Existing | Space Heating | Natural Gas | Gas Boiler - Burner Control Optimization | A | Cumulative Winter Peak Savings (MW) | Achievable Economic TRC Potential | 0 | 0 | 0 | 0 | 0 | 0 | 0 | 0 | 0 | 0 | 0 | 0 | 0 | 0 | 0 | 0 | 0 | 0 | 0 | 0 | 0 | 0 | 0 | 0 | 0 | 0 | 0 | 0 | 0 | 0 | 0
F10_Industrial_Food Products_Existing_Space Heating_Natural Gas_Gas Boiler - Burner Control Optimization_A_Achievable Economic TRC Potential | F10 | Industrial | Food Products | Existing | Space Heating | Natural Gas | Gas Boiler - Burner Control Optimization | A | Purchases (Incremental) | Achievable Economic TRC Potential | 0 | 0 | 0 | 0 | 0 | 2.9635 | 4.6559 | 9.2568 | 16.2082 | 25.2336 | 34.8784 | 44.2694 | 51.5427 | 54.6261 | 54.8347 | 50.691 | 44.3603 | 36.3482 | 28.0186 | 20.6698 | 14.409 | 9.5686 | 6.0669 | 3.6804 | 2.4841 | 0 | 0 | 0 | 0 | 0 | 0
F11_Industrial_Food Products_Existing_Space Heating_Natural Gas_Gas Boiler - Burner Control Optimization_A_Achievable Economic TRC Potential | F11 | Industrial | Food Products | Existing | Space Heating | Natural Gas | Gas Boiler - Burner Control Optimization | A | Purchases (Cumulative) | Achievable Economic TRC Potential | 0 | 0 | 0 | 0 | 0 | 2.9635 | 7.6194 | 16.8762 | 33.0844 | 58.318 | 93.1963 | 137.4657 | 189.0084 | 243.6345 | 298.4692 | 349.1601 | 393.5205 | 429.8687 | 457.8873 | 478.5571 | 492.9661 | 502.5347 | 508.6017 | 512.282 | 514.7661 | 514.7661 | 514.7661 | 514.7661 | 514.7661 | 514.7661 | 514.7661
F1_Industrial_Food Products_Existing_Process_Natural Gas_Gas Boiler - Burner Control Optimization_A_Achievable Economic TRC Potential | F1 | Industrial | Food Products | Existing | Process | Natural Gas | Gas Boiler - Burner Control Optimization | A | Integrated Unit Energy Savings (kWh or therms) | Achievable Economic TRC Potential | 0 | 0 | 0 | 0 | 0 | 13.6931 | 13.6447 | 13.5957 | 13.5471 | 13.4982 | 13.447 | 13.4009 | 13.3574 | 13.311 | 13.275 | 13.2357 | 13.2035 | 13.1707 | 13.1372 | 13.1105 | 13.0814 | 13.0542 | 13.0273 | 13.0006 | 12.974 | 12.9719 | 12.9698 | 12.968 | 13.742 | 13.742 | 13.742
F2_Industrial_Food Products_Existing_Process_Natural Gas_Gas Boiler - Burner Control Optimization_A_Achievable Economic TRC Potential | F2 | Industrial | Food Products | Existing | Process | Natural Gas | Gas Boiler - Burner Control Optimization | A | Integrated Unit Summer Peak Savings (kW) | Achievable Economic TRC Potential | 0 | 0 | 0 | 0 | 0 | 0 | 0 | 0 | 0 | 0 | 0 | 0 | 0 | 0 | 0 | 0 | 0 | 0 | 0 | 0 | 0 | 0 | 0 | 0 | 0 | 0 | 0 | 0 | 0 | 0 | 0
F3_Industrial_Food Products_Existing_Process_Natural Gas_Gas Boiler - Burner Control Optimization_A_Achievable Economic TRC Potential | F3 | Industrial | Food Products | Existing | Process | Natural Gas | Gas Boiler - Burner Control Optimization | A | Integrated Unit Winter Peak Savings (kW) | Achievable Economic TRC Potential | 0 | 0 | 0 | 0 | 0 | 0 | 0 | 0 | 0 | 0 | 0 | 0 | 0 | 0 | 0 | 0 | 0 | 0 | 0 | 0 | 0 | 0 | 0 | 0 | 0 | 0 | 0 | 0 | 0 | 0 | 0
F4_Industrial_Food Products_Existing_Process_Natural Gas_Gas Boiler - Burner Control Optimization_A_Achievable Economic TRC Potential | F4 | Industrial | Food Products | Existing | Process | Natural Gas | Gas Boiler - Burner Control Optimization | A | Incremental Energy Savings (MWh or mTherms) | Achievable Economic TRC Potential | 0 | 0 | 0 | 0 | 0 | 0.096761 | 0.15148 | 0.30009 | 0.52356 | 0.81216 | 1.1183 | 1.4146 | 1.6416 | 1.7338 | 1.7357 | 1.5998 | 1.3966 | 1.1415 | 0.87768 | 0.64617 | 0.44945 | 0.29784 | 0.18846 | 0.11409 | 0.076847 | 0 | 0 | 0 | 0 | 0 | 0
F5_Industrial_Food Products_Existing_Process_Natural Gas_Gas Boiler - Burner Control Optimization_A_Achievable Economic TRC Potential | F5 | Industrial | Food Products | Existing | Process | Natural Gas | Gas Boiler - Burner Control Optimization | A | Incremental Summer Peak Savings (MW) | Achievable Economic TRC Potential | 0 | 0 | 0 | 0 | 0 | 0 | 0 | 0 | 0 | 0 | 0 | 0 | 0 | 0 | 0 | 0 | 0 | 0 | 0 | 0 | 0 | 0 | 0 | 0 | 0 | 0 | 0 | 0 | 0 | 0 | 0
F6_Industrial_Food Products_Existing_Process_Natural Gas_Gas Boiler - Burner Control Optimization_A_Achievable Economic TRC Potential | F6 | Industrial | Food Products | Existing | Process | Natural Gas | Gas Boiler - Burner Control Optimization | A | Incremental Winter Peak Savings (MW) | Achievable Economic TRC Potential | 0 | 0 | 0 | 0 | 0 | 0 | 0 | 0 | 0 | 0 | 0 | 0 | 0 | 0 | 0 | 0 | 0 | 0 | 0 | 0 | 0 | 0 | 0 | 0 | 0 | 0 | 0 | 0 | 0 | 0 | 0
F7_Industrial_Food Products_Existing_Process_Natural Gas_Gas Boiler - Burner Control Optimization_A_Achievable Economic TRC Potential | F7 | Industrial | Food Products | Existing | Process | Natural Gas | Gas Boiler - Burner Control Optimization | A | Cumulative Energy Savings (MWh or mTherms) | Achievable Economic TRC Potential | 0 | 0 | 0 | 0 | 0 | 0.096761 | 0.2479 | 0.5471 | 1.0687 | 1.877 | 2.9882 | 4.3925 | 6.0199 | 7.7328 | 9.4476 | 11.0194 | 12.3892 | 13.4999 | 14.3432 | 14.9604 | 15.3766 | 15.6425 | 15.7987 | 15.8803 | 15.9248 | 15.9221 | 15.9196 | 15.9174 | 0 | 0 | 0
F8_Industrial_Food Products_Existing_Process_Natural Gas_Gas Boiler - Burner Control Optimization_A_Achievable Economic TRC Potential | F8 | Industrial | Food Products | Existing | Process | Natural Gas | Gas Boiler - Burner Control Optimization | A | Cumulative Summer Peak Savings (MW) | Achievable Economic TRC Potential | 0 | 0 | 0 | 0 | 0 | 0 | 0 | 0 | 0 | 0 | 0 | 0 | 0 | 0 | 0 | 0 | 0 | 0 | 0 | 0 | 0 | 0 | 0 | 0 | 0 | 0 | 0 | 0 | 0 | 0 | 0
F9_Industrial_Food Products_Existing_Process_Natural Gas_Gas Boiler - Burner Control Optimization_A_Achievable Economic TRC Potential | F9 | Industrial | Food Products | Existing | Process | Natural Gas | Gas Boiler - Burner Control Optimization | A | Cumulative Winter Peak Savings (MW) | Achievable Economic TRC Potential | 0 | 0 | 0 | 0 | 0 | 0 | 0 | 0 | 0 | 0 | 0 | 0 | 0 | 0 | 0 | 0 | 0 | 0 | 0 | 0 | 0 | 0 | 0 | 0 | 0 | 0 | 0 | 0 | 0 | 0 | 0
F10_Industrial_Food Products_Existing_Process_Natural Gas_Gas Boiler - Burner Control Optimization_A_Achievable Economic TRC Potential | F10 | Industrial | Food Products | Existing | Process | Natural Gas | Gas Boiler - Burner Control Optimization | A | Purchases (Incremental) | Achievable Economic TRC Potential | 0 | 0 | 0 | 0 | 0 | 7.0664 | 11.1017 | 22.0724 | 38.6475 | 60.1681 | 83.1656 | 105.5579 | 122.9009 | 130.253 | 130.7503 | 120.8699 | 105.7749 | 86.6703 | 66.8089 | 49.286 | 34.3575 | 22.8159 | 14.4663 | 8.7757 | 5.9231 | 0 | 0 | 0 | 0 | 0 | 0
F11_Industrial_Food Products_Existing_Process_Natural Gas_Gas Boiler - Burner Control Optimization_A_Achievable Economic TRC Potential | F11 | Industrial | Food Products | Existing | Process | Natural Gas | Gas Boiler - Burner Control Optimization | A | Purchases (Cumulative) | Achievable Economic TRC Potential | 0 | 0 | 0 | 0 | 0 | 7.0664 | 18.1681 | 40.2404 | 78.888 | 139.0561 | 222.2217 | 327.7796 | 450.6805 | 580.9335 | 711.6838 | 832.5537 | 938.3286 | 1024.9989 | 1091.8078 | 1141.0938 | 1175.4513 | 1198.2672 | 1212.7335 | 1221.5092 | 1227.4323 | 1227.4323 | 1227.4323 | 1227.4323 | 1227.4323 | 1227.4323 | 1227.4323
F1_Industrial_Food Products_Existing_Space Heating_Natural Gas_HVAC - Demand Controlled Ventilation_A_Achievable Economic TRC Potential | F1 | Industrial | Food Products | Existing | Space Heating | Natural Gas | HVAC - Demand Controlled Ventilation | A | Integrated Unit Energy Savings (kWh or therms) | Achievable Economic TRC Potential | 0 | 0 | 0 | 0 | 0 | 0.045646 | 0.045155 | 0.044536 | 0.043886 | 0.043205 | 0.042496 | 0.041759 | 0.041015 | 0.040246 | 0.039453 | 0.038676 | 0.037923 | 0.037195 | 0.036502 | 0.03587 | 0.035277 | 0.034723 | 0.03422 | 0.033766 | 0.033348 | 0.033021 | 0.032731 | 0.032458 | 0.036718 | 0.036492 | 0.03628
F2_Industrial_Food Products_Existing_Space Heating_Natural Gas_HVAC - Demand Controlled Ventilation_A_Achievable Economic TRC Potential | F2 | Industrial | Food Products | Existing | Space Heating | Natural Gas | HVAC - Demand Controlled Ventilation | A | Integrated Unit Summer Peak Savings (kW) | Achievable Economic TRC Potential | 0 | 0 | 0 | 0 | 0 | 0 | 0 | 0 | 0 | 0 | 0 | 0 | 0 | 0 | 0 | 0 | 0 | 0 | 0 | 0 | 0 | 0 | 0 | 0 | 0 | 0 | 0 | 0 | 0 | 0 | 0
F3_Industrial_Food Products_Existing_Space Heating_Natural Gas_HVAC - Demand Controlled Ventilation_A_Achievable Economic TRC Potential | F3 | Industrial | Food Products | Existing | Space Heating | Natural Gas | HVAC - Demand Controlled Ventilation | A | Integrated Unit Winter Peak Savings (kW) | Achievable Economic TRC Potential | 0 | 0 | 0 | 0 | 0 | 0 | 0 | 0 | 0 | 0 | 0 | 0 | 0 | 0 | 0 | 0 | 0 | 0 | 0 | 0 | 0 | 0 | 0 | 0 | 0 | 0 | 0 | 0 | 0 | 0 | 0
F4_Industrial_Food Products_Existing_Space Heating_Natural Gas_HVAC - Demand Controlled Ventilation_A_Achievable Economic TRC Potential | F4 | Industrial | Food Products | Existing | Space Heating | Natural Gas | HVAC - Demand Controlled Ventilation | A | Incremental Energy Savings (MWh or mTherms) | Achievable Economic TRC Potential | 0 | 0 | 0 | 0 | 0 | 0 | 0 | 0 | 0 | 0 | 0 | 0 | 0 | 0 | 0 | 0 | 0 | 0 | 0 | 0 | 0 | 0 | 0 | 0 | 0 | 0 | 0 | 0 | 0 | 0 | 0
F5_Industrial_Food Products_Existing_Space Heating_Natural Gas_HVAC - Demand Controlled Ventilation_A_Achievable Economic TRC Potential | F5 | Industrial | Food Products | Existing | Space Heating | Natural Gas | HVAC - Demand Controlled Ventilation | A | Incremental Summer Peak Savings (MW) | Achievable Economic TRC Potential | 0 | 0 | 0 | 0 | 0 | 0 | 0 | 0 | 0 | 0 | 0 | 0 | 0 | 0 | 0 | 0 | 0 | 0 | 0 | 0 | 0 | 0 | 0 | 0 | 0 | 0 | 0 | 0 | 0 | 0 | 0
F6_Industrial_Food Products_Existing_Space Heating_Natural Gas_HVAC - Demand Controlled Ventilation_A_Achievable Economic TRC Potential | F6 | Industrial | Food Products | Existing | Space Heating | Natural Gas | HVAC - Demand Controlled Ventilation | A | Incremental Winter Peak Savings (MW) | Achievable Economic TRC Potential | 0 | 0 | 0 | 0 | 0 | 0 | 0 | 0 | 0 | 0 | 0 | 0 | 0 | 0 | 0 | 0 | 0 | 0 | 0 | 0 | 0 | 0 | 0 | 0 | 0 | 0 | 0 | 0 | 0 | 0 | 0
F7_Industrial_Food Products_Existing_Space Heating_Natural Gas_HVAC - Demand Controlled Ventilation_A_Achievable Economic TRC Potential | F7 | Industrial | Food Products | Existing | Space Heating | Natural Gas | HVAC - Demand Controlled Ventilation | A | Cumulative Energy Savings (MWh or mTherms) | Achievable Economic TRC Potential | 0 | 0 | 0 | 0 | 0 | 0 | 0 | 0 | 0 | 0 | 0 | 0 | 0 | 0 | 0 | 0 | 0 | 0 | 0 | 0 | 0 | 0 | 0 | 0 | 0 | 0 | 0 | 0 | 0 | 0 | 0
F8_Industrial_Food Products_Existing_Space Heating_Natural Gas_HVAC - Demand Controlled Ventilation_A_Achievable Economic TRC Potential | F8 | Industrial | Food Products | Existing | Space Heating | Natural Gas | HVAC - Demand Controlled Ventilation | A | Cumulative Summer Peak Savings (MW) | Achievable Economic TRC Potential | 0 | 0 | 0 | 0 | 0 | 0 | 0 | 0 | 0 | 0 | 0 | 0 | 0 | 0 | 0 | 0 | 0 | 0 | 0 | 0 | 0 | 0 | 0 | 0 | 0 | 0 | 0 | 0 | 0 | 0 | 0
F9_Industrial_Food Products_Existing_Space Heating_Natural Gas_HVAC - Demand Controlled Ventilation_A_Achievable Economic TRC Potential | F9 | Industrial | Food Products | Existing | Space Heating | Natural Gas | HVAC - Demand Controlled Ventilation | A | Cumulative Winter Peak Savings (MW) | Achievable Economic TRC Potential | 0 | 0 | 0 | 0 | 0 | 0 | 0 | 0 | 0 | 0 | 0 | 0 | 0 | 0 | 0 | 0 | 0 | 0 | 0 | 0 | 0 | 0 | 0 | 0 | 0 | 0 | 0 | 0 | 0 | 0 | 0
F10_Industrial_Food Products_Existing_Space Heating_Natural Gas_HVAC - Demand Controlled Ventilation_A_Achievable Economic TRC Potential | F10 | Industrial | Food Products | Existing | Space Heating | Natural Gas | HVAC - Demand Controlled Ventilation | A | Purchases (Incremental) | Achievable Economic TRC Potential | 0 | 0 | 0 | 0 | 0 | 0 | 0 | 0 | 0 | 0 | 0 | 0 | 0 | 0 | 0 | 0 | 0 | 0 | 0 | 0 | 0 | 0 | 0 | 0 | 0 | 0 | 0 | 0 | 0 | 0 | 0
F11_Industrial_Food Products_Existing_Space Heating_Natural Gas_HVAC - Demand Controlled Ventilation_A_Achievable Economic TRC Potential | F11 | Industrial | Food Products | Existing | Space Heating | Natural Gas | HVAC - Demand Controlled Ventilation | A | Purchases (Cumulative) | Achievable Economic TRC Potential | 0 | 0 | 0 | 0 | 0 | 0 | 0 | 0 | 0 | 0 | 0 | 0 | 0 | 0 | 0 | 0 | 0 | 0 | 0 | 0 | 0 | 0 | 0 | 0 | 0 | 0 | 0 | 0 | 0 | 0 | 0
F1_Industrial_Food Products_Existing_Space Heating_Natural Gas_Gas Boiler - Stack Economizer_A_Achievable Economic TRC Potential | F1 | Industrial | Food Products | Existing | Space Heating | Natural Gas | Gas Boiler - Stack Economizer | A | Integrated Unit Energy Savings (kWh or therms) | Achievable Economic TRC Potential | 0 | 0 | 0 | 0 | 0 | 0.93621 | 0.92966 | 0.92301 | 0.9161 | 0.90891 | 0.9016 | 0.89406 | 0.88629 | 0.87821 | 0.86935 | 0.86078 | 0.85211 | 0.84361 | 0.83527 | 0.82724 | 0.81956 | 0.8117 | 0.80457 | 0.79782 | 0.79121 | 0.7852 | 0.78005 | 0.77529 | 0.80876 | 0.80544 | 0.80241
F2_Industrial_Food Products_Existing_Space Heating_Natural Gas_Gas Boiler - Stack Economizer_A_Achievable Economic TRC Potential | F2 | Industrial | Food Products | Existing | Space Heating | Natural Gas | Gas Boiler - Stack Economizer | A | Integrated Unit Summer Peak Savings (kW) | Achievable Economic TRC Potential | 0 | 0 | 0 | 0 | 0 | 0 | 0 | 0 | 0 | 0 | 0 | 0 | 0 | 0 | 0 | 0 | 0 | 0 | 0 | 0 | 0 | 0 | 0 | 0 | 0 | 0 | 0 | 0 | 0 | 0 | 0
F3_Industrial_Food Products_Existing_Space Heating_Natural Gas_Gas Boiler - Stack Economizer_A_Achievable Economic TRC Potential | F3 | Industrial | Food Products | Existing | Space Heating | Natural Gas | Gas Boiler - Stack Economizer | A | Integrated Unit Winter Peak Savings (kW) | Achievable Economic TRC Potential | 0 | 0 | 0 | 0 | 0 | 0 | 0 | 0 | 0 | 0 | 0 | 0 | 0 | 0 | 0 | 0 | 0 | 0 | 0 | 0 | 0 | 0 | 0 | 0 | 0 | 0 | 0 | 0 | 0 | 0 | 0
F4_Industrial_Food Products_Existing_Space Heating_Natural Gas_Gas Boiler - Stack Economizer_A_Achievable Economic TRC Potential | F4 | Industrial | Food Products | Existing | Space Heating | Natural Gas | Gas Boiler - Stack Economizer | A | Incremental Energy Savings (MWh or mTherms) | Achievable Economic TRC Potential | 0 | 0 | 0 | 0 | 0 | 0.027427 | 0.027221 | 0.026866 | 0.02668 | 0.026492 | 0.023351 | 0.018474 | 0.014621 | 0.011406 | 0.0090673 | 0.0071138 | 0.0056345 | 0.0044401 | 0.0034856 | 0.002765 | 0.0021824 | 1.4685e-05 | 5.1798e-06 | 1.7451e-06 | 5.6255e-07 | 4.7315e-07 | 4.688e-07 | 4.6481e-07 | 4.8382e-07 | 4.809e-07 | 4.7827e-07
F5_Industrial_Food Products_Existing_Space Heating_Natural Gas_Gas Boiler - Stack Economizer_A_Achievable Economic TRC Potential | F5 | Industrial | Food Products | Existing | Space Heating | Natural Gas | Gas Boiler - Stack Economizer | A | Incremental Summer Peak Savings (MW) | Achievable Economic TRC Potential | 0 | 0 | 0 | 0 | 0 | 0 | 0 | 0 | 0 | 0 | 0 | 0 | 0 | 0 | 0 | 0 | 0 | 0 | 0 | 0 | 0 | 0 | 0 | 0 | 0 | 0 | 0 | 0 | 0 | 0 | 0
F6_Industrial_Food Products_Existing_Space Heating_Natural Gas_Gas Boiler - Stack Economizer_A_Achievable Economic TRC Potential | F6 | Industrial | Food Products | Existing | Space Heating | Natural Gas | Gas Boiler - Stack Economizer | A | Incremental Winter Peak Savings (MW) | Achievable Economic TRC Potential | 0 | 0 | 0 | 0 | 0 | 0 | 0 | 0 | 0 | 0 | 0 | 0 | 0 | 0 | 0 | 0 | 0 | 0 | 0 | 0 | 0 | 0 | 0 | 0 | 0 | 0 | 0 | 0 | 0 | 0 | 0
F7_Industrial_Food Products_Existing_Space Heating_Natural Gas_Gas Boiler - Stack Economizer_A_Achievable Economic TRC Potential | F7 | Industrial | Food Products | Existing | Space Heating | Natural Gas | Gas Boiler - Stack Economizer | A | Cumulative Energy Savings (MWh or mTherms) | Achievable Economic TRC Potential | 0 | 0 | 0 | 0 | 0 | 0.027427 | 0.054456 | 0.080933 | 0.10701 | 0.13266 | 0.15494 | 0.17212 | 0.18525 | 0.19496 | 0.20207 | 0.20719 | 0.21073 | 0.21307 | 0.21445 | 0.21515 | 0.21534 | 0.21329 | 0.21142 | 0.20965 | 0.20791 | 0.20633 | 0.20498 | 0.20373 | 0 | 0 | 0
F8_Industrial_Food Products_Existing_Space Heating_Natural Gas_Gas Boiler - Stack Economizer_A_Achievable Economic TRC Potential | F8 | Industrial | Food Products | Existing | Space Heating | Natural Gas | Gas Boiler - Stack Economizer | A | Cumulative Summer Peak Savings (MW) | Achievable Economic TRC Potential | 0 | 0 | 0 | 0 | 0 | 0 | 0 | 0 | 0 | 0 | 0 | 0 | 0 | 0 | 0 | 0 | 0 | 0 | 0 | 0 | 0 | 0 | 0 | 0 | 0 | 0 | 0 | 0 | 0 | 0 | 0
F9_Industrial_Food Products_Existing_Space Heating_Natural Gas_Gas Boiler - Stack Economizer_A_Achievable Economic TRC Potential | F9 | Industrial | Food Products | Existing | Space Heating | Natural Gas | Gas Boiler - Stack Economizer | A | Cumulative Winter Peak Savings (MW) | Achievable Economic TRC Potential | 0 | 0 | 0 | 0 | 0 | 0 | 0 | 0 | 0 | 0 | 0 | 0 | 0 | 0 | 0 | 0 | 0 | 0 | 0 | 0 | 0 | 0 | 0 | 0 | 0 | 0 | 0 | 0 | 0 | 0 | 0
F10_Industrial_Food Products_Existing_Space Heating_Natural Gas_Gas Boiler - Stack Economizer_A_Achievable Economic TRC Potential | F10 | Industrial | Food Products | Existing | Space Heating | Natural Gas | Gas Boiler - Stack Economizer | A | Purchases (Incremental) | Achievable Economic TRC Potential | 0 | 0 | 0 | 0 | 0 | 29.2963 | 29.2802 | 29.1075 | 29.1232 | 29.1473 | 25.8995 | 20.6629 | 16.4968 | 12.9879 | 10.43 | 8.2644 | 6.6124 | 5.2633 | 4.1731 | 3.3424 | 2.6629 | 0.018092 | 0.0064379 | 0.0021873 | 0.000711 | 0.00060259 | 0.00060098 | 0.00059953 | 0.00059822 | 0.00059706 | 0.00059604
F11_Industrial_Food Products_Existing_Space Heating_Natural Gas_Gas Boiler - Stack Economizer_A_Achievable Economic TRC Potential | F11 | Industrial | Food Products | Existing | Space Heating | Natural Gas | Gas Boiler - Stack Economizer | A | Purchases (Cumulative) | Achievable Economic TRC Potential | 0 | 0 | 0 | 0 | 0 | 29.2963 | 58.5764 | 87.6839 | 116.8072 | 145.9545 | 171.8539 | 192.5169 | 209.0137 | 222.0015 | 232.4315 | 240.6959 | 247.3083 | 252.5715 | 256.7446 | 260.087 | 262.7499 | 262.768 | 262.7744 | 262.7766 | 262.7773 | 262.7779 | 262.7785 | 262.7791 | 262.7797 | 262.7803 | 262.7809
F1_Industrial_Food Products_Existing_Process_Natural Gas_Gas Boiler - Stack Economizer_A_Achievable Economic TRC Potential | F1 | Industrial | Food Products | Existing | Process | Natural Gas | Gas Boiler - Stack Economizer | A | Integrated Unit Energy Savings (kWh or therms) | Achievable Economic TRC Potential | 0 | 0 | 0 | 0 | 0 | 45.4803 | 45.4729 | 45.4676 | 45.4636 | 45.4602 | 45.4567 | 45.454 | 45.4518 | 45.4493 | 45.4479 | 45.4461 | 45.4451 | 45.4441 | 45.4431 | 45.4427 | 45.442 | 45.4415 | 45.441 | 45.4406 | 45.4402 | 45.4401 | 45.4399 | 45.4398 | 45.4909 | 45.4909 | 45.4909
F2_Industrial_Food Products_Existing_Process_Natural Gas_Gas Boiler - Stack Economizer_A_Achievable Economic TRC Potential | F2 | Industrial | Food Products | Existing | Process | Natural Gas | Gas Boiler - Stack Economizer | A | Integrated Unit Summer Peak Savings (kW) | Achievable Economic TRC Potential | 0 | 0 | 0 | 0 | 0 | 0 | 0 | 0 | 0 | 0 | 0 | 0 | 0 | 0 | 0 | 0 | 0 | 0 | 0 | 0 | 0 | 0 | 0 | 0 | 0 | 0 | 0 | 0 | 0 | 0 | 0
F3_Industrial_Food Products_Existing_Process_Natural Gas_Gas Boiler - Stack Economizer_A_Achievable Economic TRC Potential | F3 | Industrial | Food Products | Existing | Process | Natural Gas | Gas Boiler - Stack Economizer | A | Integrated Unit Winter Peak Savings (kW) | Achievable Economic TRC Potential | 0 | 0 | 0 | 0 | 0 | 0 | 0 | 0 | 0 | 0 | 0 | 0 | 0 | 0 | 0 | 0 | 0 | 0 | 0 | 0 | 0 | 0 | 0 | 0 | 0 | 0 | 0 | 0 | 0 | 0 | 0
F4_Industrial_Food Products_Existing_Process_Natural Gas_Gas Boiler - Stack Economizer_A_Achievable Economic TRC Potential | F4 | Industrial | Food Products | Existing | Process | Natural Gas | Gas Boiler - Stack Economizer | A | Incremental Energy Savings (MWh or mTherms) | Achievable Economic TRC Potential | 0 | 0 | 0 | 0 | 0 | 3.177 | 3.1748 | 3.1557 | 3.1571 | 3.1595 | 2.8072 | 2.2395 | 1.7879 | 1.4075 | 1.1303 | 0.89556 | 0.71653 | 0.57032 | 0.45218 | 0.36217 | 0.28853 | 0.0019603 | 0.00069756 | 0.00023699 | 7.7037e-05 | 6.529e-05 | 6.5116e-05 | 6.4958e-05 | 6.4889e-05 | 6.4763e-05 | 6.4653e-05
F5_Industrial_Food Products_Existing_Process_Natural Gas_Gas Boiler - Stack Economizer_A_Achievable Economic TRC Potential | F5 | Industrial | Food Products | Existing | Process | Natural Gas | Gas Boiler - Stack Economizer | A | Incremental Summer Peak Savings (MW) | Achievable Economic TRC Potential | 0 | 0 | 0 | 0 | 0 | 0 | 0 | 0 | 0 | 0 | 0 | 0 | 0 | 0 | 0 | 0 | 0 | 0 | 0 | 0 | 0 | 0 | 0 | 0 | 0 | 0 | 0 | 0 | 0 | 0 | 0
F6_Industrial_Food Products_Existing_Process_Natural Gas_Gas Boiler - Stack Economizer_A_Achievable Economic TRC Potential | F6 | Industrial | Food Products | Existing | Process | Natural Gas | Gas Boiler - Stack Economizer | A | Incremental Winter Peak Savings (MW) | Achievable Economic TRC Potential | 0 | 0 | 0 | 0 | 0 | 0 | 0 | 0 | 0 | 0 | 0 | 0 | 0 | 0 | 0 | 0 | 0 | 0 | 0 | 0 | 0 | 0 | 0 | 0 | 0 | 0 | 0 | 0 | 0 | 0 | 0
F7_Industrial_Food Products_Existing_Process_Natural Gas_Gas Boiler - Stack Economizer_A_Achievable Economic TRC Potential | F7 | Industrial | Food Products | Existing | Process | Natural Gas | Gas Boiler - Stack Economizer | A | Cumulative Energy Savings (MWh or mTherms) | Achievable Economic TRC Potential | 0 | 0 | 0 | 0 | 0 | 3.177 | 6.3513 | 9.5063 | 12.6626 | 15.8211 | 18.6271 | 20.8655 | 22.6523 | 24.0586 | 25.1881 | 26.0827 | 26.7987 | 27.3684 | 27.82 | 28.1819 | 28.47 | 28.4716 | 28.472 | 28.472 | 28.4719 | 28.4718 | 28.4718 | 28.4718 | 0 | 0 | 0
F8_Industrial_Food Products_Existing_Process_Natural Gas_Gas Boiler - Stack Economizer_A_Achievable Economic TRC Potential | F8 | Industrial | Food Products | Existing | Process | Natural Gas | Gas Boiler - Stack Economizer | A | Cumulative Summer Peak Savings (MW) | Achievable Economic TRC Potential | 0 | 0 | 0 | 0 | 0 | 0 | 0 | 0 | 0 | 0 | 0 | 0 | 0 | 0 | 0 | 0 | 0 | 0 | 0 | 0 | 0 | 0 | 0 | 0 | 0 | 0 | 0 | 0 | 0 | 0 | 0
F9_Industrial_Food Products_Existing_Process_Natural Gas_Gas Boiler - Stack Economizer_A_Achievable Economic TRC Potential | F9 | Industrial | Food Products | Existing | Process | Natural Gas | Gas Boiler - Stack Economizer | A | Cumulative Winter Peak Savings (MW) | Achievable Economic TRC Potential | 0 | 0 | 0 | 0 | 0 | 0 | 0 | 0 | 0 | 0 | 0 | 0 | 0 | 0 | 0 | 0 | 0 | 0 | 0 | 0 | 0 | 0 | 0 | 0 | 0 | 0 | 0 | 0 | 0 | 0 | 0
F10_Industrial_Food Products_Existing_Process_Natural Gas_Gas Boiler - Stack Economizer_A_Achievable Economic TRC Potential | F10 | Industrial | Food Products | Existing | Process | Natural Gas | Gas Boiler - Stack Economizer | A | Purchases (Incremental) | Achievable Economic TRC Potential | 0 | 0 | 0 | 0 | 0 | 69.8554 | 69.817 | 69.4053 | 69.4428 | 69.5002 | 61.7559 | 49.2697 | 39.3357 | 30.9689 | 24.8697 | 19.706 | 15.7669 | 12.55 | 9.9504 | 7.9698 | 6.3495 | 0.04314 | 0.015351 | 0.0052155 | 0.0016953 | 0.0014368 | 0.001433 | 0.0014295 | 0.0014264 | 0.0014237 | 0.0014212
F11_Industrial_Food Products_Existing_Process_Natural Gas_Gas Boiler - Stack Economizer_A_Achievable Economic TRC Potential | F11 | Industrial | Food Products | Existing | Process | Natural Gas | Gas Boiler - Stack Economizer | A | Purchases (Cumulative) | Achievable Economic TRC Potential | 0 | 0 | 0 | 0 | 0 | 69.8554 | 139.6724 | 209.0776 | 278.5204 | 348.0207 | 409.7765 | 459.0462 | 498.3819 | 529.3508 | 554.2205 | 573.9265 | 589.6934 | 602.2434 | 612.1938 | 620.1636 | 626.5131 | 626.5562 | 626.5716 | 626.5768 | 626.5785 | 626.5799 | 626.5813 | 626.5828 | 626.5842 | 626.5856 | 626.587
F1_Industrial_Food Products_Existing_Space Heating_Natural Gas_Gas Furnace Tube Inserts_A_Achievable Economic TRC Potential | F1 | Industrial | Food Products | Existing | Space Heating | Natural Gas | Gas Furnace Tube Inserts | A | Integrated Unit Energy Savings (kWh or therms) | Achievable Economic TRC Potential | 0 | 0 | 0 | 0 | 0 | 0.086176 | 0.085373 | 0.084345 | 0.083282 | 0.082189 | 0.081092 | 0.079981 | 0.078903 | 0.077846 | 0.076747 | 0.075738 | 0.074759 | 0.073832 | 0.072952 | 0.072096 | 0.071273 | 0.070458 | 0.069674 | 0.068933 | 0.068229 | 0.067576 | 0.066996 | 0.066451 | 0.069231 | 0.068805 | 0.068405
F2_Industrial_Food Products_Existing_Space Heating_Natural Gas_Gas Furnace Tube Inserts_A_Achievable Economic TRC Potential | F2 | Industrial | Food Products | Existing | Space Heating | Natural Gas | Gas Furnace Tube Inserts | A | Integrated Unit Summer Peak Savings (kW) | Achievable Economic TRC Potential | 0 | 0 | 0 | 0 | 0 | 0 | 0 | 0 | 0 | 0 | 0 | 0 | 0 | 0 | 0 | 0 | 0 | 0 | 0 | 0 | 0 | 0 | 0 | 0 | 0 | 0 | 0 | 0 | 0 | 0 | 0
F3_Industrial_Food Products_Existing_Space Heating_Natural Gas_Gas Furnace Tube Inserts_A_Achievable Economic TRC Potential | F3 | Industrial | Food Products | Existing | Space Heating | Natural Gas | Gas Furnace Tube Inserts | A | Integrated Unit Winter Peak Savings (kW) | Achievable Economic TRC Potential | 0 | 0 | 0 | 0 | 0 | 0 | 0 | 0 | 0 | 0 | 0 | 0 | 0 | 0 | 0 | 0 | 0 | 0 | 0 | 0 | 0 | 0 | 0 | 0 | 0 | 0 | 0 | 0 | 0 | 0 | 0
F4_Industrial_Food Products_Existing_Space Heating_Natural Gas_Gas Furnace Tube Inserts_A_Achievable Economic TRC Potential | F4 | Industrial | Food Products | Existing | Space Heating | Natural Gas | Gas Furnace Tube Inserts | A | Incremental Energy Savings (MWh or mTherms) | Achievable Economic TRC Potential | 0 | 0 | 0 | 0 | 0 | 0 | 0 | 0 | 0 | 0 | 0 | 0 | 0 | 0 | 0 | 0 | 0 | 0 | 0 | 0 | 0 | 0 | 0 | 0 | 0 | 0 | 0 | 0 | 0 | 0 | 0
F5_Industrial_Food Products_Existing_Space Heating_Natural Gas_Gas Furnace Tube Inserts_A_Achievable Economic TRC Potential | F5 | Industrial | Food Products | Existing | Space Heating | Natural Gas | Gas Furnace Tube Inserts | A | Incremental Summer Peak Savings (MW) | Achievable Economic TRC Potential | 0 | 0 | 0 | 0 | 0 | 0 | 0 | 0 | 0 | 0 | 0 | 0 | 0 | 0 | 0 | 0 | 0 | 0 | 0 | 0 | 0 | 0 | 0 | 0 | 0 | 0 | 0 | 0 | 0 | 0 | 0
F6_Industrial_Food Products_Existing_Space Heating_Natural Gas_Gas Furnace Tube Inserts_A_Achievable Economic TRC Potential | F6 | Industrial | Food Products | Existing | Space Heating | Natural Gas | Gas Furnace Tube Inserts | A | Incremental Winter Peak Savings (MW) | Achievable Economic TRC Potential | 0 | 0 | 0 | 0 | 0 | 0 | 0 | 0 | 0 | 0 | 0 | 0 | 0 | 0 | 0 | 0 | 0 | 0 | 0 | 0 | 0 | 0 | 0 | 0 | 0 | 0 | 0 | 0 | 0 | 0 | 0
F7_Industrial_Food Products_Existing_Space Heating_Natural Gas_Gas Furnace Tube Inserts_A_Achievable Economic TRC Potential | F7 | Industrial | Food Products | Existing | Space Heating | Natural Gas | Gas Furnace Tube Inserts | A | Cumulative Energy Savings (MWh or mTherms) | Achievable Economic TRC Potential | 0 | 0 | 0 | 0 | 0 | 0 | 0 | 0 | 0 | 0 | 0 | 0 | 0 | 0 | 0 | 0 | 0 | 0 | 0 | 0 | 0 | 0 | 0 | 0 | 0 | 0 | 0 | 0 | 0 | 0 | 0
F8_Industrial_Food Products_Existing_Space Heating_Natural Gas_Gas Furnace Tube Inserts_A_Achievable Economic TRC Potential | F8 | Industrial | Food Products | Existing | Space Heating | Natural Gas | Gas Furnace Tube Inserts | A | Cumulative Summer Peak Savings (MW) | Achievable Economic TRC Potential | 0 | 0 | 0 | 0 | 0 | 0 | 0 | 0 | 0 | 0 | 0 | 0 | 0 | 0 | 0 | 0 | 0 | 0 | 0 | 0 | 0 | 0 | 0 | 0 | 0 | 0 | 0 | 0 | 0 | 0 | 0
F9_Industrial_Food Products_Existing_Space Heating_Natural Gas_Gas Furnace Tube Inserts_A_Achievable Economic TRC Potential | F9 | Industrial | Food Products | Existing | Space Heating | Natural Gas | Gas Furnace Tube Inserts | A | Cumulative Winter Peak Savings (MW) | Achievable Economic TRC Potential | 0 | 0 | 0 | 0 | 0 | 0 | 0 | 0 | 0 | 0 | 0 | 0 | 0 | 0 | 0 | 0 | 0 | 0 | 0 | 0 | 0 | 0 | 0 | 0 | 0 | 0 | 0 | 0 | 0 | 0 | 0
F10_Industrial_Food Products_Existing_Space Heating_Natural Gas_Gas Furnace Tube Inserts_A_Achievable Economic TRC Potential | F10 | Industrial | Food Products | Existing | Space Heating | Natural Gas | Gas Furnace Tube Inserts | A | Purchases (Incremental) | Achievable Economic TRC Potential | 0 | 0 | 0 | 0 | 0 | 0 | 0 | 0 | 0 | 0 | 0 | 0 | 0 | 0 | 0 | 0 | 0 | 0 | 0 | 0 | 0 | 0 | 0 | 0 | 0 | 0 | 0 | 0 | 0 | 0 | 0
F11_Industrial_Food Products_Existing_Space Heating_Natural Gas_Gas Furnace Tube Inserts_A_Achievable Economic TRC Potential | F11 | Industrial | Food Products | Existing | Space Heating | Natural Gas | Gas Furnace Tube Inserts | A | Purchases (Cumulative) | Achievable Economic TRC Potential | 0 | 0 | 0 | 0 | 0 | 0 | 0 | 0 | 0 | 0 | 0 | 0 | 0 | 0 | 0 | 0 | 0 | 0 | 0 | 0 | 0 | 0 | 0 | 0 | 0 | 0 | 0 | 0 | 0 | 0 | 0
F1_Industrial_Food Products_Existing_Space Heating_Natural Gas_Space Heating - Heat Recovery Ventilator_A_Achievable Economic TRC Potential | F1 | Industrial | Food Products | Existing | Space Heating | Natural Gas | Space Heating - Heat Recovery Ventilator | A | Integrated Unit Energy Savings (kWh or therms) | Achievable Economic TRC Potential | 0 | 0 | 0 | 0 | 0 | 0.013145 | 0.012953 | 0.012686 | 0.01235 | 0.011948 | 0.011486 | 0.011005 | 0.010527 | 0.010043 | 0.0096301 | 0.0092387 | 0.0089221 | 0.0086441 | 0.0084002 | 0.0082261 | 0.0080671 | 0.0079295 | 0.0078171 | 0.0077291 | 0.0076494 | 0.0075904 | 0.0075393 | 0.0074918 | 0 | 0 | 0
F2_Industrial_Food Products_Existing_Space Heating_Natural Gas_Space Heating - Heat Recovery Ventilator_A_Achievable Economic TRC Potential | F2 | Industrial | Food Products | Existing | Space Heating | Natural Gas | Space Heating - Heat Recovery Ventilator | A | Integrated Unit Summer Peak Savings (kW) | Achievable Economic TRC Potential | 0 | 0 | 0 | 0 | 0 | 0 | 0 | 0 | 0 | 0 | 0 | 0 | 0 | 0 | 0 | 0 | 0 | 0 | 0 | 0 | 0 | 0 | 0 | 0 | 0 | 0 | 0 | 0 | 0 | 0 | 0
F3_Industrial_Food Products_Existing_Space Heating_Natural Gas_Space Heating - Heat Recovery Ventilator_A_Achievable Economic TRC Potential | F3 | Industrial | Food Products | Existing | Space Heating | Natural Gas | Space Heating - Heat Recovery Ventilator | A | Integrated Unit Winter Peak Savings (kW) | Achievable Economic TRC Potential | 0 | 0 | 0 | 0 | 0 | 0 | 0 | 0 | 0 | 0 | 0 | 0 | 0 | 0 | 0 | 0 | 0 | 0 | 0 | 0 | 0 | 0 | 0 | 0 | 0 | 0 | 0 | 0 | 0 | 0 | 0
F4_Industrial_Food Products_Existing_Space Heating_Natural Gas_Space Heating - Heat Recovery Ventilator_A_Achievable Economic TRC Potential | F4 | Industrial | Food Products | Existing | Space Heating | Natural Gas | Space Heating - Heat Recovery Ventilator | A | Incremental Energy Savings (MWh or mTherms) | Achievable Economic TRC Potential | 0 | 0 | 0 | 0 | 0 | 0 | 0 | 0 | 0 | 0 | 0 | 0 | 0 | 0 | 0 | 0 | 0 | 0 | 0 | 0 | 0 | 0 | 0 | 0 | 0 | 0 | 0 | 0 | 0 | 0 | 0
F5_Industrial_Food Products_Existing_Space Heating_Natural Gas_Space Heating - Heat Recovery Ventilator_A_Achievable Economic TRC Potential | F5 | Industrial | Food Products | Existing | Space Heating | Natural Gas | Space Heating - Heat Recovery Ventilator | A | Incremental Summer Peak Savings (MW) | Achievable Economic TRC Potential | 0 | 0 | 0 | 0 | 0 | 0 | 0 | 0 | 0 | 0 | 0 | 0 | 0 | 0 | 0 | 0 | 0 | 0 | 0 | 0 | 0 | 0 | 0 | 0 | 0 | 0 | 0 | 0 | 0 | 0 | 0
F6_Industrial_Food Products_Existing_Space Heating_Natural Gas_Space Heating - Heat Recovery Ventilator_A_Achievable Economic TRC Potential | F6 | Industrial | Food Products | Existing | Space Heating | Natural Gas | Space Heating - Heat Recovery Ventilator | A | Incremental Winter Peak Savings (MW) | Achievable Economic TRC Potential | 0 | 0 | 0 | 0 | 0 | 0 | 0 | 0 | 0 | 0 | 0 | 0 | 0 | 0 | 0 | 0 | 0 | 0 | 0 | 0 | 0 | 0 | 0 | 0 | 0 | 0 | 0 | 0 | 0 | 0 | 0
F7_Industrial_Food Products_Existing_Space Heating_Natural Gas_Space Heating - Heat Recovery Ventilator_A_Achievable Economic TRC Potential | F7 | Industrial | Food Products | Existing | Space Heating | Natural Gas | Space Heating - Heat Recovery Ventilator | A | Cumulative Energy Savings (MWh or mTherms) | Achievable Economic TRC Potential | 0 | 0 | 0 | 0 | 0 | 0 | 0 | 0 | 0 | 0 | 0 | 0 | 0 | 0 | 0 | 0 | 0 | 0 | 0 | 0 | 0 | 0 | 0 | 0 | 0 | 0 | 0 | 0 | 0 | 0 | 0
F8_Industrial_Food Products_Existing_Space Heating_Natural Gas_Space Heating - Heat Recovery Ventilator_A_Achievable Economic TRC Potential | F8 | Industrial | Food Products | Existing | Space Heating | Natural Gas | Space Heating - Heat Recovery Ventilator | A | Cumulative Summer Peak Savings (MW) | Achievable Economic TRC Potential | 0 | 0 | 0 | 0 | 0 | 0 | 0 | 0 | 0 | 0 | 0 | 0 | 0 | 0 | 0 | 0 | 0 | 0 | 0 | 0 | 0 | 0 | 0 | 0 | 0 | 0 | 0 | 0 | 0 | 0 | 0
F9_Industrial_Food Products_Existing_Space Heating_Natural Gas_Space Heating - Heat Recovery Ventilator_A_Achievable Economic TRC Potential | F9 | Industrial | Food Products | Existing | Space Heating | Natural Gas | Space Heating - Heat Recovery Ventilator | A | Cumulative Winter Peak Savings (MW) | Achievable Economic TRC Potential | 0 | 0 | 0 | 0 | 0 | 0 | 0 | 0 | 0 | 0 | 0 | 0 | 0 | 0 | 0 | 0 | 0 | 0 | 0 | 0 | 0 | 0 | 0 | 0 | 0 | 0 | 0 | 0 | 0 | 0 | 0
F10_Industrial_Food Products_Existing_Space Heating_Natural Gas_Space Heating - Heat Recovery Ventilator_A_Achievable Economic TRC Potential | F10 | Industrial | Food Products | Existing | Space Heating | Natural Gas | Space Heating - Heat Recovery Ventilator | A | Purchases (Incremental) | Achievable Economic TRC Potential | 0 | 0 | 0 | 0 | 0 | 0 | 0 | 0 | 0 | 0 | 0 | 0 | 0 | 0 | 0 | 0 | 0 | 0 | 0 | 0 | 0 | 0 | 0 | 0 | 0 | 0 | 0 | 0 | 0 | 0 | 0
F11_Industrial_Food Products_Existing_Space Heating_Natural Gas_Space Heating - Heat Recovery Ventilator_A_Achievable Economic TRC Potential | F11 | Industrial | Food Products | Existing | Space Heating | Natural Gas | Space Heating - Heat Recovery Ventilator | A | Purchases (Cumulative) | Achievable Economic TRC Potential | 0 | 0 | 0 | 0 | 0 | 0 | 0 | 0 | 0 | 0 | 0 | 0 | 0 | 0 | 0 | 0 | 0 | 0 | 0 | 0 | 0 | 0 | 0 | 0 | 0 | 0 | 0 | 0 | 0 | 0 | 0
F1_Industrial_Food Products_Existing_Space Heating_Natural Gas_Thermostat - Programmable_A_Achievable Economic TRC Potential | F1 | Industrial | Food Products | Existing | Space Heating | Natural Gas | Thermostat - Programmable | A | Integrated Unit Energy Savings (kWh or therms) | Achievable Economic TRC Potential | 0 | 0 | 0 | 0 | 0 | 0.0065301 | 0.0064351 | 0.0063024 | 0.0061353 | 0.0059356 | 0.0057059 | 0.0054674 | 0.0052295 | 0.0049891 | 0.0047841 | 0.0045897 | 0.0044324 | 0.0042943 | 0.0041731 | 0.0040866 | 0.0040076 | 0.0039393 | 0.0038834 | 0.0038397 | 0.0038001 | 0.0037708 | 0.0037454 | 0.0037218 | 0 | 0 | 0
F2_Industrial_Food Products_Existing_Space Heating_Natural Gas_Thermostat - Programmable_A_Achievable Economic TRC Potential | F2 | Industrial | Food Products | Existing | Space Heating | Natural Gas | Thermostat - Programmable | A | Integrated Unit Summer Peak Savings (kW) | Achievable Economic TRC Potential | 0 | 0 | 0 | 0 | 0 | 0 | 0 | 0 | 0 | 0 | 0 | 0 | 0 | 0 | 0 | 0 | 0 | 0 | 0 | 0 | 0 | 0 | 0 | 0 | 0 | 0 | 0 | 0 | 0 | 0 | 0
F3_Industrial_Food Products_Existing_Space Heating_Natural Gas_Thermostat - Programmable_A_Achievable Economic TRC Potential | F3 | Industrial | Food Products | Existing | Space Heating | Natural Gas | Thermostat - Programmable | A | Integrated Unit Winter Peak Savings (kW) | Achievable Economic TRC Potential | 0 | 0 | 0 | 0 | 0 | 0 | 0 | 0 | 0 | 0 | 0 | 0 | 0 | 0 | 0 | 0 | 0 | 0 | 0 | 0 | 0 | 0 | 0 | 0 | 0 | 0 | 0 | 0 | 0 | 0 | 0
F4_Industrial_Food Products_Existing_Space Heating_Natural Gas_Thermostat - Programmable_A_Achievable Economic TRC Potential | F4 | Industrial | Food Products | Existing | Space Heating | Natural Gas | Thermostat - Programmable | A | Incremental Energy Savings (MWh or mTherms) | Achievable Economic TRC Potential | 0 | 0 | 0 | 0 | 0 | 0 | 0 | 0 | 0 | 0 | 0 | 0 | 0 | 0 | 0 | 0 | 0 | 0 | 0 | 0 | 0 | 0 | 0 | 0 | 0 | 0 | 0 | 0 | 0 | 0 | 0
F5_Industrial_Food Products_Existing_Space Heating_Natural Gas_Thermostat - Programmable_A_Achievable Economic TRC Potential | F5 | Industrial | Food Products | Existing | Space Heating | Natural Gas | Thermostat - Programmable | A | Incremental Summer Peak Savings (MW) | Achievable Economic TRC Potential | 0 | 0 | 0 | 0 | 0 | 0 | 0 | 0 | 0 | 0 | 0 | 0 | 0 | 0 | 0 | 0 | 0 | 0 | 0 | 0 | 0 | 0 | 0 | 0 | 0 | 0 | 0 | 0 | 0 | 0 | 0
F6_Industrial_Food Products_Existing_Space Heating_Natural Gas_Thermostat - Programmable_A_Achievable Economic TRC Potential | F6 | Industrial | Food Products | Existing | Space Heating | Natural Gas | Thermostat - Programmable | A | Incremental Winter Peak Savings (MW) | Achievable Economic TRC Potential | 0 | 0 | 0 | 0 | 0 | 0 | 0 | 0 | 0 | 0 | 0 | 0 | 0 | 0 | 0 | 0 | 0 | 0 | 0 | 0 | 0 | 0 | 0 | 0 | 0 | 0 | 0 | 0 | 0 | 0 | 0
F7_Industrial_Food Products_Existing_Space Heating_Natural Gas_Thermostat - Programmable_A_Achievable Economic TRC Potential | F7 | Industrial | Food Products | Existing | Space Heating | Natural Gas | Thermostat - Programmable | A | Cumulative Energy Savings (MWh or mTherms) | Achievable Economic TRC Potential | 0 | 0 | 0 | 0 | 0 | 0 | 0 | 0 | 0 | 0 | 0 | 0 | 0 | 0 | 0 | 0 | 0 | 0 | 0 | 0 | 0 | 0 | 0 | 0 | 0 | 0 | 0 | 0 | 0 | 0 | 0
F8_Industrial_Food Products_Existing_Space Heating_Natural Gas_Thermostat - Programmable_A_Achievable Economic TRC Potential | F8 | Industrial | Food Products | Existing | Space Heating | Natural Gas | Thermostat - Programmable | A | Cumulative Summer Peak Savings (MW) | Achievable Economic TRC Potential | 0 | 0 | 0 | 0 | 0 | 0 | 0 | 0 | 0 | 0 | 0 | 0 | 0 | 0 | 0 | 0 | 0 | 0 | 0 | 0 | 0 | 0 | 0 | 0 | 0 | 0 | 0 | 0 | 0 | 0 | 0
F9_Industrial_Food Products_Existing_Space Heating_Natural Gas_Thermostat - Programmable_A_Achievable Economic TRC Potential | F9 | Industrial | Food Products | Existing | Space Heating | Natural Gas | Thermostat - Programmable | A | Cumulative Winter Peak Savings (MW) | Achievable Economic TRC Potential | 0 | 0 | 0 | 0 | 0 | 0 | 0 | 0 | 0 | 0 | 0 | 0 | 0 | 0 | 0 | 0 | 0 | 0 | 0 | 0 | 0 | 0 | 0 | 0 | 0 | 0 | 0 | 0 | 0 | 0 | 0
F10_Industrial_Food Products_Existing_Space Heating_Natural Gas_Thermostat - Programmable_A_Achievable Economic TRC Potential | F10 | Industrial | Food Products | Existing | Space Heating | Natural Gas | Thermostat - Programmable | A | Purchases (Incremental) | Achievable Economic TRC Potential | 0 | 0 | 0 | 0 | 0 | 0 | 0 | 0 | 0 | 0 | 0 | 0 | 0 | 0 | 0 | 0 | 0 | 0 | 0 | 0 | 0 | 0 | 0 | 0 | 0 | 0 | 0 | 0 | 0 | 0 | 0
F11_Industrial_Food Products_Existing_Space Heating_Natural Gas_Thermostat - Programmable_A_Achievable Economic TRC Potential | F11 | Industrial | Food Products | Existing | Space Heating | Natural Gas | Thermostat - Programmable | A | Purchases (Cumulative) | Achievable Economic TRC Potential | 0 | 0 | 0 | 0 | 0 | 0 | 0 | 0 | 0 | 0 | 0 | 0 | 0 | 0 | 0 | 0 | 0 | 0 | 0 | 0 | 0 | 0 | 0 | 0 | 0 | 0 | 0 | 0 | 0 | 0 | 0
F1_Industrial_Food Products_Existing_Space Heating_Natural Gas_ENERGY STAR Connected Thermostat_A_Achievable Economic TRC Potential | F1 | Industrial | Food Products | Existing | Space Heating | Natural Gas | ENERGY STAR Connected Thermostat | A | Integrated Unit Energy Savings (kWh or therms) | Achievable Economic TRC Potential | 0 | 0 | 0 | 0 | 0 | 0.015372 | 0.015148 | 0.014836 | 0.014443 | 0.013973 | 0.013432 | 0.01287 | 0.01231 | 0.011744 | 0.011262 | 0.010804 | 0.010434 | 0.010109 | 0.0098236 | 0.00962 | 0.0094341 | 0.0092731 | 0.0091417 | 0.0090387 | 0.0089455 | 0.0088765 | 0.0088168 | 0.0087613 | 0 | 0 | 0
F2_Industrial_Food Products_Existing_Space Heating_Natural Gas_ENERGY STAR Connected Thermostat_A_Achievable Economic TRC Potential | F2 | Industrial | Food Products | Existing | Space Heating | Natural Gas | ENERGY STAR Connected Thermostat | A | Integrated Unit Summer Peak Savings (kW) | Achievable Economic TRC Potential | 0 | 0 | 0 | 0 | 0 | 0 | 0 | 0 | 0 | 0 | 0 | 0 | 0 | 0 | 0 | 0 | 0 | 0 | 0 | 0 | 0 | 0 | 0 | 0 | 0 | 0 | 0 | 0 | 0 | 0 | 0
F3_Industrial_Food Products_Existing_Space Heating_Natural Gas_ENERGY STAR Connected Thermostat_A_Achievable Economic TRC Potential | F3 | Industrial | Food Products | Existing | Space Heating | Natural Gas | ENERGY STAR Connected Thermostat | A | Integrated Unit Winter Peak Savings (kW) | Achievable Economic TRC Potential | 0 | 0 | 0 | 0 | 0 | 0 | 0 | 0 | 0 | 0 | 0 | 0 | 0 | 0 | 0 | 0 | 0 | 0 | 0 | 0 | 0 | 0 | 0 | 0 | 0 | 0 | 0 | 0 | 0 | 0 | 0
F4_Industrial_Food Products_Existing_Space Heating_Natural Gas_ENERGY STAR Connected Thermostat_A_Achievable Economic TRC Potential | F4 | Industrial | Food Products | Existing | Space Heating | Natural Gas | ENERGY STAR Connected Thermostat | A | Incremental Energy Savings (MWh or mTherms) | Achievable Economic TRC Potential | 0 | 0 | 0 | 0 | 0 | 0 | 0 | 0 | 0 | 0 | 0 | 0 | 0 | 0 | 0 | 0 | 0 | 0 | 0 | 0 | 0 | 0 | 0 | 0 | 0 | 0 | 0 | 0 | 0 | 0 | 0
F5_Industrial_Food Products_Existing_Space Heating_Natural Gas_ENERGY STAR Connected Thermostat_A_Achievable Economic TRC Potential | F5 | Industrial | Food Products | Existing | Space Heating | Natural Gas | ENERGY STAR Connected Thermostat | A | Incremental Summer Peak Savings (MW) | Achievable Economic TRC Potential | 0 | 0 | 0 | 0 | 0 | 0 | 0 | 0 | 0 | 0 | 0 | 0 | 0 | 0 | 0 | 0 | 0 | 0 | 0 | 0 | 0 | 0 | 0 | 0 | 0 | 0 | 0 | 0 | 0 | 0 | 0
F6_Industrial_Food Products_Existing_Space Heating_Natural Gas_ENERGY STAR Connected Thermostat_A_Achievable Economic TRC Potential | F6 | Industrial | Food Products | Existing | Space Heating | Natural Gas | ENERGY STAR Connected Thermostat | A | Incremental Winter Peak Savings (MW) | Achievable Economic TRC Potential | 0 | 0 | 0 | 0 | 0 | 0 | 0 | 0 | 0 | 0 | 0 | 0 | 0 | 0 | 0 | 0 | 0 | 0 | 0 | 0 | 0 | 0 | 0 | 0 | 0 | 0 | 0 | 0 | 0 | 0 | 0
F7_Industrial_Food Products_Existing_Space Heating_Natural Gas_ENERGY STAR Connected Thermostat_A_Achievable Economic TRC Potential | F7 | Industrial | Food Products | Existing | Space Heating | Natural Gas | ENERGY STAR Connected Thermostat | A | Cumulative Energy Savings (MWh or mTherms) | Achievable Economic TRC Potential | 0 | 0 | 0 | 0 | 0 | 0 | 0 | 0 | 0 | 0 | 0 | 0 | 0 | 0 | 0 | 0 | 0 | 0 | 0 | 0 | 0 | 0 | 0 | 0 | 0 | 0 | 0 | 0 | 0 | 0 | 0
F8_Industrial_Food Products_Existing_Space Heating_Natural Gas_ENERGY STAR Connected Thermostat_A_Achievable Economic TRC Potential | F8 | Industrial | Food Products | Existing | Space Heating | Natural Gas | ENERGY STAR Connected Thermostat | A | Cumulative Summer Peak Savings (MW) | Achievable Economic TRC Potential | 0 | 0 | 0 | 0 | 0 | 0 | 0 | 0 | 0 | 0 | 0 | 0 | 0 | 0 | 0 | 0 | 0 | 0 | 0 | 0 | 0 | 0 | 0 | 0 | 0 | 0 | 0 | 0 | 0 | 0 | 0
F9_Industrial_Food Products_Existing_Space Heating_Natural Gas_ENERGY STAR Connected Thermostat_A_Achievable Economic TRC Potential | F9 | Industrial | Food Products | Existing | Space Heating | Natural Gas | ENERGY STAR Connected Thermostat | A | Cumulative Winter Peak Savings (MW) | Achievable Economic TRC Potential | 0 | 0 | 0 | 0 | 0 | 0 | 0 | 0 | 0 | 0 | 0 | 0 | 0 | 0 | 0 | 0 | 0 | 0 | 0 | 0 | 0 | 0 | 0 | 0 | 0 | 0 | 0 | 0 | 0 | 0 | 0
F10_Industrial_Food Products_Existing_Space Heating_Natural Gas_ENERGY STAR Connected Thermostat_A_Achievable Economic TRC Potential | F10 | Industrial | Food Products | Existing | Space Heating | Natural Gas | ENERGY STAR Connected Thermostat | A | Purchases (Incremental) | Achievable Economic TRC Potential | 0 | 0 | 0 | 0 | 0 | 0 | 0 | 0 | 0 | 0 | 0 | 0 | 0 | 0 | 0 | 0 | 0 | 0 | 0 | 0 | 0 | 0 | 0 | 0 | 0 | 0 | 0 | 0 | 0 | 0 | 0
F11_Industrial_Food Products_Existing_Space Heating_Natural Gas_ENERGY STAR Connected Thermostat_A_Achievable Economic TRC Potential | F11 | Industrial | Food Products | Existing | Space Heating | Natural Gas | ENERGY STAR Connected Thermostat | A | Purchases (Cumulative) | Achievable Economic TRC Potential | 0 | 0 | 0 | 0 | 0 | 0 | 0 | 0 | 0 | 0 | 0 | 0 | 0 | 0 | 0 | 0 | 0 | 0 | 0 | 0 | 0 | 0 | 0 | 0 | 0 | 0 | 0 | 0 | 0 | 0 | 0
F1_Industrial_Food Products_Existing_Space Heating_Natural Gas_Destratification Fans (HVLS)_A_Achievable Economic TRC Potential | F1 | Industrial | Food Products | Existing | Space Heating | Natural Gas | Destratification Fans (HVLS) | A | Integrated Unit Energy Savings (kWh or therms) | Achievable Economic TRC Potential | 0 | 0 | 0 | 0 | 0 | 0.015372 | 0.015148 | 0.014836 | 0.014443 | 0.013973 | 0.013432 | 0.01287 | 0.01231 | 0.011744 | 0.011262 | 0.010804 | 0.010434 | 0.010109 | 0.0098236 | 0.00962 | 0.0094341 | 0.0092731 | 0.0091417 | 0.0090387 | 0.0089455 | 0.0088765 | 0.0088168 | 0.0087613 | 0 | 0 | 0
F2_Industrial_Food Products_Existing_Space Heating_Natural Gas_Destratification Fans (HVLS)_A_Achievable Economic TRC Potential | F2 | Industrial | Food Products | Existing | Space Heating | Natural Gas | Destratification Fans (HVLS) | A | Integrated Unit Summer Peak Savings (kW) | Achievable Economic TRC Potential | 0 | 0 | 0 | 0 | 0 | 0 | 0 | 0 | 0 | 0 | 0 | 0 | 0 | 0 | 0 | 0 | 0 | 0 | 0 | 0 | 0 | 0 | 0 | 0 | 0 | 0 | 0 | 0 | 0 | 0 | 0
F3_Industrial_Food Products_Existing_Space Heating_Natural Gas_Destratification Fans (HVLS)_A_Achievable Economic TRC Potential | F3 | Industrial | Food Products | Existing | Space Heating | Natural Gas | Destratification Fans (HVLS) | A | Integrated Unit Winter Peak Savings (kW) | Achievable Economic TRC Potential | 0 | 0 | 0 | 0 | 0 | 0 | 0 | 0 | 0 | 0 | 0 | 0 | 0 | 0 | 0 | 0 | 0 | 0 | 0 | 0 | 0 | 0 | 0 | 0 | 0 | 0 | 0 | 0 | 0 | 0 | 0
F4_Industrial_Food Products_Existing_Space Heating_Natural Gas_Destratification Fans (HVLS)_A_Achievable Economic TRC Potential | F4 | Industrial | Food Products | Existing | Space Heating | Natural Gas | Destratification Fans (HVLS) | A | Incremental Energy Savings (MWh or mTherms) | Achievable Economic TRC Potential | 0 | 0 | 0 | 0 | 0 | 0 | 0 | 0 | 0 | 0 | 0 | 0 | 0 | 0 | 0 | 0 | 0 | 0 | 0 | 0 | 0 | 0 | 0 | 0 | 0 | 0 | 0 | 0 | 0 | 0 | 0
F5_Industrial_Food Products_Existing_Space Heating_Natural Gas_Destratification Fans (HVLS)_A_Achievable Economic TRC Potential | F5 | Industrial | Food Products | Existing | Space Heating | Natural Gas | Destratification Fans (HVLS) | A | Incremental Summer Peak Savings (MW) | Achievable Economic TRC Potential | 0 | 0 | 0 | 0 | 0 | 0 | 0 | 0 | 0 | 0 | 0 | 0 | 0 | 0 | 0 | 0 | 0 | 0 | 0 | 0 | 0 | 0 | 0 | 0 | 0 | 0 | 0 | 0 | 0 | 0 | 0
F6_Industrial_Food Products_Existing_Space Heating_Natural Gas_Destratification Fans (HVLS)_A_Achievable Economic TRC Potential | F6 | Industrial | Food Products | Existing | Space Heating | Natural Gas | Destratification Fans (HVLS) | A | Incremental Winter Peak Savings (MW) | Achievable Economic TRC Potential | 0 | 0 | 0 | 0 | 0 | 0 | 0 | 0 | 0 | 0 | 0 | 0 | 0 | 0 | 0 | 0 | 0 | 0 | 0 | 0 | 0 | 0 | 0 | 0 | 0 | 0 | 0 | 0 | 0 | 0 | 0
F7_Industrial_Food Products_Existing_Space Heating_Natural Gas_Destratification Fans (HVLS)_A_Achievable Economic TRC Potential | F7 | Industrial | Food Products | Existing | Space Heating | Natural Gas | Destratification Fans (HVLS) | A | Cumulative Energy Savings (MWh or mTherms) | Achievable Economic TRC Potential | 0 | 0 | 0 | 0 | 0 | 0 | 0 | 0 | 0 | 0 | 0 | 0 | 0 | 0 | 0 | 0 | 0 | 0 | 0 | 0 | 0 | 0 | 0 | 0 | 0 | 0 | 0 | 0 | 0 | 0 | 0
F8_Industrial_Food Products_Existing_Space Heating_Natural Gas_Destratification Fans (HVLS)_A_Achievable Economic TRC Potential | F8 | Industrial | Food Products | Existing | Space Heating | Natural Gas | Destratification Fans (HVLS) | A | Cumulative Summer Peak Savings (MW) | Achievable Economic TRC Potential | 0 | 0 | 0 | 0 | 0 | 0 | 0 | 0 | 0 | 0 | 0 | 0 | 0 | 0 | 0 | 0 | 0 | 0 | 0 | 0 | 0 | 0 | 0 | 0 | 0 | 0 | 0 | 0 | 0 | 0 | 0
F9_Industrial_Food Products_Existing_Space Heating_Natural Gas_Destratification Fans (HVLS)_A_Achievable Economic TRC Potential | F9 | Industrial | Food Products | Existing | Space Heating | Natural Gas | Destratification Fans (HVLS) | A | Cumulative Winter Peak Savings (MW) | Achievable Economic TRC Potential | 0 | 0 | 0 | 0 | 0 | 0 | 0 | 0 | 0 | 0 | 0 | 0 | 0 | 0 | 0 | 0 | 0 | 0 | 0 | 0 | 0 | 0 | 0 | 0 | 0 | 0 | 0 | 0 | 0 | 0 | 0
F10_Industrial_Food Products_Existing_Space Heating_Natural Gas_Destratification Fans (HVLS)_A_Achievable Economic TRC Potential | F10 | Industrial | Food Products | Existing | Space Heating | Natural Gas | Destratification Fans (HVLS) | A | Purchases (Incremental) | Achievable Economic TRC Potential | 0 | 0 | 0 | 0 | 0 | 0 | 0 | 0 | 0 | 0 | 0 | 0 | 0 | 0 | 0 | 0 | 0 | 0 | 0 | 0 | 0 | 0 | 0 | 0 | 0 | 0 | 0 | 0 | 0 | 0 | 0
F11_Industrial_Food Products_Existing_Space Heating_Natural Gas_Destratification Fans (HVLS)_A_Achievable Economic TRC Potential | F11 | Industrial | Food Products | Existing | Space Heating | Natural Gas | Destratification Fans (HVLS) | A | Purchases (Cumulative) | Achievable Economic TRC Potential | 0 | 0 | 0 | 0 | 0 | 0 | 0 | 0 | 0 | 0 | 0 | 0 | 0 | 0 | 0 | 0 | 0 | 0 | 0 | 0 | 0 | 0 | 0 | 0 | 0 | 0 | 0 | 0 | 0 | 0 | 0
F1_Industrial_Food Products_Existing_Space Heating_Natural Gas_Gas Boiler - Insulate Steam Lines/Condensate Tank_A_Achievable Economic TRC Potential | F1 | Industrial | Food Products | Existing | Space Heating | Natural Gas | Gas Boiler - Insulate Steam Lines/Condensate Tank | A | Integrated Unit Energy Savings (kWh or therms) | Achievable Economic TRC Potential | 0 | 0 | 0 | 0 | 0 | 10.1713 | 10.0848 | 9.9948 | 9.8992 | 9.7968 | 9.687 | 9.57 | 9.4447 | 9.3073 | 9.1609 | 9.0102 | 8.8602 | 8.7113 | 8.5663 | 8.4361 | 8.3143 | 8.199 | 8.0994 | 8.0101 | 7.9264 | 7.8643 | 7.8109 | 7.7618 | 8.7988 | 8.7627 | 8.7297
F2_Industrial_Food Products_Existing_Space Heating_Natural Gas_Gas Boiler - Insulate Steam Lines/Condensate Tank_A_Achievable Economic TRC Potential | F2 | Industrial | Food Products | Existing | Space Heating | Natural Gas | Gas Boiler - Insulate Steam Lines/Condensate Tank | A | Integrated Unit Summer Peak Savings (kW) | Achievable Economic TRC Potential | 0 | 0 | 0 | 0 | 0 | 0 | 0 | 0 | 0 | 0 | 0 | 0 | 0 | 0 | 0 | 0 | 0 | 0 | 0 | 0 | 0 | 0 | 0 | 0 | 0 | 0 | 0 | 0 | 0 | 0 | 0
F3_Industrial_Food Products_Existing_Space Heating_Natural Gas_Gas Boiler - Insulate Steam Lines/Condensate Tank_A_Achievable Economic TRC Potential | F3 | Industrial | Food Products | Existing | Space Heating | Natural Gas | Gas Boiler - Insulate Steam Lines/Condensate Tank | A | Integrated Unit Winter Peak Savings (kW) | Achievable Economic TRC Potential | 0 | 0 | 0 | 0 | 0 | 0 | 0 | 0 | 0 | 0 | 0 | 0 | 0 | 0 | 0 | 0 | 0 | 0 | 0 | 0 | 0 | 0 | 0 | 0 | 0 | 0 | 0 | 0 | 0 | 0 | 0
F4_Industrial_Food Products_Existing_Space Heating_Natural Gas_Gas Boiler - Insulate Steam Lines/Condensate Tank_A_Achievable Economic TRC Potential | F4 | Industrial | Food Products | Existing | Space Heating | Natural Gas | Gas Boiler - Insulate Steam Lines/Condensate Tank | A | Incremental Energy Savings (MWh or mTherms) | Achievable Economic TRC Potential | 0 | 0 | 0 | 0 | 0 | 0.017028 | 0.016873 | 0.016624 | 0.016474 | 0.016317 | 0.015929 | 0.015694 | 0.015457 | 0.01499 | 0.014811 | 0.014428 | 0.01419 | 0.013881 | 0.013529 | 0.013339 | 0.013092 | 0.01286 | 0.012657 | 0.012475 | 0.012306 | 0 | 0 | 0 | 0 | 0 | 0
F5_Industrial_Food Products_Existing_Space Heating_Natural Gas_Gas Boiler - Insulate Steam Lines/Condensate Tank_A_Achievable Economic TRC Potential | F5 | Industrial | Food Products | Existing | Space Heating | Natural Gas | Gas Boiler - Insulate Steam Lines/Condensate Tank | A | Incremental Summer Peak Savings (MW) | Achievable Economic TRC Potential | 0 | 0 | 0 | 0 | 0 | 0 | 0 | 0 | 0 | 0 | 0 | 0 | 0 | 0 | 0 | 0 | 0 | 0 | 0 | 0 | 0 | 0 | 0 | 0 | 0 | 0 | 0 | 0 | 0 | 0 | 0
F6_Industrial_Food Products_Existing_Space Heating_Natural Gas_Gas Boiler - Insulate Steam Lines/Condensate Tank_A_Achievable Economic TRC Potential | F6 | Industrial | Food Products | Existing | Space Heating | Natural Gas | Gas Boiler - Insulate Steam Lines/Condensate Tank | A | Incremental Winter Peak Savings (MW) | Achievable Economic TRC Potential | 0 | 0 | 0 | 0 | 0 | 0 | 0 | 0 | 0 | 0 | 0 | 0 | 0 | 0 | 0 | 0 | 0 | 0 | 0 | 0 | 0 | 0 | 0 | 0 | 0 | 0 | 0 | 0 | 0 | 0 | 0
F7_Industrial_Food Products_Existing_Space Heating_Natural Gas_Gas Boiler - Insulate Steam Lines/Condensate Tank_A_Achievable Economic TRC Potential | F7 | Industrial | Food Products | Existing | Space Heating | Natural Gas | Gas Boiler - Insulate Steam Lines/Condensate Tank | A | Cumulative Energy Savings (MWh or mTherms) | Achievable Economic TRC Potential | 0 | 0 | 0 | 0 | 0 | 0.017028 | 0.033756 | 0.050079 | 0.066075 | 0.081708 | 0.096722 | 0.11125 | 0.12525 | 0.13842 | 0.15105 | 0.16299 | 0.17447 | 0.18542 | 0.19586 | 0.20622 | 0.21634 | 0.2262 | 0.23611 | 0.24598 | 0.25571 | 0.25371 | 0.25199 | 0.2504 | 0 | 0 | 0
F8_Industrial_Food Products_Existing_Space Heating_Natural Gas_Gas Boiler - Insulate Steam Lines/Condensate Tank_A_Achievable Economic TRC Potential | F8 | Industrial | Food Products | Existing | Space Heating | Natural Gas | Gas Boiler - Insulate Steam Lines/Condensate Tank | A | Cumulative Summer Peak Savings (MW) | Achievable Economic TRC Potential | 0 | 0 | 0 | 0 | 0 | 0 | 0 | 0 | 0 | 0 | 0 | 0 | 0 | 0 | 0 | 0 | 0 | 0 | 0 | 0 | 0 | 0 | 0 | 0 | 0 | 0 | 0 | 0 | 0 | 0 | 0
F9_Industrial_Food Products_Existing_Space Heating_Natural Gas_Gas Boiler - Insulate Steam Lines/Condensate Tank_A_Achievable Economic TRC Potential | F9 | Industrial | Food Products | Existing | Space Heating | Natural Gas | Gas Boiler - Insulate Steam Lines/Condensate Tank | A | Cumulative Winter Peak Savings (MW) | Achievable Economic TRC Potential | 0 | 0 | 0 | 0 | 0 | 0 | 0 | 0 | 0 | 0 | 0 | 0 | 0 | 0 | 0 | 0 | 0 | 0 | 0 | 0 | 0 | 0 | 0 | 0 | 0 | 0 | 0 | 0 | 0 | 0 | 0
F10_Industrial_Food Products_Existing_Space Heating_Natural Gas_Gas Boiler - Insulate Steam Lines/Condensate Tank_A_Achievable Economic TRC Potential | F10 | Industrial | Food Products | Existing | Space Heating | Natural Gas | Gas Boiler - Insulate Steam Lines/Condensate Tank | A | Purchases (Incremental) | Achievable Economic TRC Potential | 0 | 0 | 0 | 0 | 0 | 1.6741 | 1.6732 | 1.6633 | 1.6642 | 1.6656 | 1.6444 | 1.6399 | 1.6366 | 1.6106 | 1.6168 | 1.6013 | 1.6015 | 1.5935 | 1.5793 | 1.5811 | 1.5746 | 1.5685 | 1.5628 | 1.5575 | 1.5525 | 0 | 0 | 0 | 0 | 0 | 0
F11_Industrial_Food Products_Existing_Space Heating_Natural Gas_Gas Boiler - Insulate Steam Lines/Condensate Tank_A_Achievable Economic TRC Potential | F11 | Industrial | Food Products | Existing | Space Heating | Natural Gas | Gas Boiler - Insulate Steam Lines/Condensate Tank | A | Purchases (Cumulative) | Achievable Economic TRC Potential | 0 | 0 | 0 | 0 | 0 | 1.6741 | 3.3472 | 5.0105 | 6.6747 | 8.3403 | 9.9847 | 11.6246 | 13.2612 | 14.8718 | 16.4886 | 18.0899 | 19.6915 | 21.2849 | 22.8642 | 24.4453 | 26.0199 | 27.5884 | 29.1512 | 30.7086 | 32.2612 | 32.2612 | 32.2612 | 32.2612 | 32.2612 | 32.2612 | 32.2612
F1_Industrial_Food Products_Existing_Process_Natural Gas_Gas Boiler - Insulate Steam Lines/Condensate Tank_A_Achievable Economic TRC Potential | F1 | Industrial | Food Products | Existing | Process | Natural Gas | Gas Boiler - Insulate Steam Lines/Condensate Tank | A | Integrated Unit Energy Savings (kWh or therms) | Achievable Economic TRC Potential | 0 | 0 | 0 | 0 | 0 | 375.193 | 374.0591 | 372.9122 | 371.7732 | 370.6229 | 369.4147 | 368.3184 | 367.2803 | 366.1729 | 365.3123 | 364.3754 | 363.6119 | 362.8386 | 362.0514 | 361.4289 | 360.7477 | 360.1108 | 359.4801 | 358.8546 | 358.2336 | 358.1818 | 358.1342 | 358.0908 | 376.3371 | 376.3371 | 376.3371
F2_Industrial_Food Products_Existing_Process_Natural Gas_Gas Boiler - Insulate Steam Lines/Condensate Tank_A_Achievable Economic TRC Potential | F2 | Industrial | Food Products | Existing | Process | Natural Gas | Gas Boiler - Insulate Steam Lines/Condensate Tank | A | Integrated Unit Summer Peak Savings (kW) | Achievable Economic TRC Potential | 0 | 0 | 0 | 0 | 0 | 0 | 0 | 0 | 0 | 0 | 0 | 0 | 0 | 0 | 0 | 0 | 0 | 0 | 0 | 0 | 0 | 0 | 0 | 0 | 0 | 0 | 0 | 0 | 0 | 0 | 0
F3_Industrial_Food Products_Existing_Process_Natural Gas_Gas Boiler - Insulate Steam Lines/Condensate Tank_A_Achievable Economic TRC Potential | F3 | Industrial | Food Products | Existing | Process | Natural Gas | Gas Boiler - Insulate Steam Lines/Condensate Tank | A | Integrated Unit Winter Peak Savings (kW) | Achievable Economic TRC Potential | 0 | 0 | 0 | 0 | 0 | 0 | 0 | 0 | 0 | 0 | 0 | 0 | 0 | 0 | 0 | 0 | 0 | 0 | 0 | 0 | 0 | 0 | 0 | 0 | 0 | 0 | 0 | 0 | 0 | 0 | 0
F4_Industrial_Food Products_Existing_Process_Natural Gas_Gas Boiler - Insulate Steam Lines/Condensate Tank_A_Achievable Economic TRC Potential | F4 | Industrial | Food Products | Existing | Process | Natural Gas | Gas Boiler - Insulate Steam Lines/Condensate Tank | A | Incremental Energy Savings (MWh or mTherms) | Achievable Economic TRC Potential | 0 | 0 | 0 | 0 | 0 | 1.4977 | 1.4923 | 1.479 | 1.4753 | 1.4719 | 1.4485 | 1.4402 | 1.4333 | 1.4063 | 1.4083 | 1.3913 | 1.3886 | 1.3786 | 1.3634 | 1.3626 | 1.3544 | 1.3468 | 1.3395 | 1.3327 | 1.3262 | 0 | 0 | 0 | 0 | 0 | 0
F5_Industrial_Food Products_Existing_Process_Natural Gas_Gas Boiler - Insulate Steam Lines/Condensate Tank_A_Achievable Economic TRC Potential | F5 | Industrial | Food Products | Existing | Process | Natural Gas | Gas Boiler - Insulate Steam Lines/Condensate Tank | A | Incremental Summer Peak Savings (MW) | Achievable Economic TRC Potential | 0 | 0 | 0 | 0 | 0 | 0 | 0 | 0 | 0 | 0 | 0 | 0 | 0 | 0 | 0 | 0 | 0 | 0 | 0 | 0 | 0 | 0 | 0 | 0 | 0 | 0 | 0 | 0 | 0 | 0 | 0
F6_Industrial_Food Products_Existing_Process_Natural Gas_Gas Boiler - Insulate Steam Lines/Condensate Tank_A_Achievable Economic TRC Potential | F6 | Industrial | Food Products | Existing | Process | Natural Gas | Gas Boiler - Insulate Steam Lines/Condensate Tank | A | Incremental Winter Peak Savings (MW) | Achievable Economic TRC Potential | 0 | 0 | 0 | 0 | 0 | 0 | 0 | 0 | 0 | 0 | 0 | 0 | 0 | 0 | 0 | 0 | 0 | 0 | 0 | 0 | 0 | 0 | 0 | 0 | 0 | 0 | 0 | 0 | 0 | 0 | 0
F7_Industrial_Food Products_Existing_Process_Natural Gas_Gas Boiler - Insulate Steam Lines/Condensate Tank_A_Achievable Economic TRC Potential | F7 | Industrial | Food Products | Existing | Process | Natural Gas | Gas Boiler - Insulate Steam Lines/Condensate Tank | A | Cumulative Energy Savings (MWh or mTherms) | Achievable Economic TRC Potential | 0 | 0 | 0 | 0 | 0 | 1.4977 | 2.9855 | 4.4553 | 5.917 | 7.3706 | 8.795 | 10.2092 | 11.6136 | 12.9849 | 14.3627 | 15.7171 | 17.0728 | 18.4151 | 19.7385 | 21.0672 | 22.3819 | 23.6892 | 24.9873 | 26.2765 | 27.5571 | 27.5532 | 27.5495 | 27.5462 | 0 | 0 | 0
F8_Industrial_Food Products_Existing_Process_Natural Gas_Gas Boiler - Insulate Steam Lines/Condensate Tank_A_Achievable Economic TRC Potential | F8 | Industrial | Food Products | Existing | Process | Natural Gas | Gas Boiler - Insulate Steam Lines/Condensate Tank | A | Cumulative Summer Peak Savings (MW) | Achievable Economic TRC Potential | 0 | 0 | 0 | 0 | 0 | 0 | 0 | 0 | 0 | 0 | 0 | 0 | 0 | 0 | 0 | 0 | 0 | 0 | 0 | 0 | 0 | 0 | 0 | 0 | 0 | 0 | 0 | 0 | 0 | 0 | 0
F9_Industrial_Food Products_Existing_Process_Natural Gas_Gas Boiler - Insulate Steam Lines/Condensate Tank_A_Achievable Economic TRC Potential | F9 | Industrial | Food Products | Existing | Process | Natural Gas | Gas Boiler - Insulate Steam Lines/Condensate Tank | A | Cumulative Winter Peak Savings (MW) | Achievable Economic TRC Potential | 0 | 0 | 0 | 0 | 0 | 0 | 0 | 0 | 0 | 0 | 0 | 0 | 0 | 0 | 0 | 0 | 0 | 0 | 0 | 0 | 0 | 0 | 0 | 0 | 0 | 0 | 0 | 0 | 0 | 0 | 0
F10_Industrial_Food Products_Existing_Process_Natural Gas_Gas Boiler - Insulate Steam Lines/Condensate Tank_A_Achievable Economic TRC Potential | F10 | Industrial | Food Products | Existing | Process | Natural Gas | Gas Boiler - Insulate Steam Lines/Condensate Tank | A | Purchases (Incremental) | Achievable Economic TRC Potential | 0 | 0 | 0 | 0 | 0 | 3.9917 | 3.9896 | 3.966 | 3.9682 | 3.9715 | 3.921 | 3.9103 | 3.9024 | 3.8404 | 3.8551 | 3.8183 | 3.8188 | 3.7996 | 3.7657 | 3.7701 | 3.7546 | 3.74 | 3.7263 | 3.7137 | 3.7019 | 0 | 0 | 0 | 0 | 0 | 0
F11_Industrial_Food Products_Existing_Process_Natural Gas_Gas Boiler - Insulate Steam Lines/Condensate Tank_A_Achievable Economic TRC Potential | F11 | Industrial | Food Products | Existing | Process | Natural Gas | Gas Boiler - Insulate Steam Lines/Condensate Tank | A | Purchases (Cumulative) | Achievable Economic TRC Potential | 0 | 0 | 0 | 0 | 0 | 3.9917 | 7.9813 | 11.9473 | 15.9155 | 19.887 | 23.808 | 27.7183 | 31.6207 | 35.4611 | 39.3161 | 43.1344 | 46.9532 | 50.7528 | 54.5185 | 58.2886 | 62.0432 | 65.7831 | 69.5094 | 73.2231 | 76.9251 | 76.9251 | 76.9251 | 76.9251 | 76.9251 | 76.9251 | 76.9251
F1_Industrial_Food Products_Existing_Space Heating_Natural Gas_Gas Boiler - Insulate Hot Water Lines_A_Achievable Economic TRC Potential | F1 | Industrial | Food Products | Existing | Space Heating | Natural Gas | Gas Boiler - Insulate Hot Water Lines | A | Integrated Unit Energy Savings (kWh or therms) | Achievable Economic TRC Potential | 0 | 0 | 0 | 0 | 0 | 11.4996 | 11.4061 | 11.3109 | 11.2125 | 11.1105 | 11.0058 | 10.8988 | 10.7889 | 10.6737 | 10.5515 | 10.4314 | 10.3119 | 10.1944 | 10.0788 | 9.9697 | 9.8644 | 9.7578 | 9.6609 | 9.5691 | 9.4794 | 9.4067 | 9.3444 | 9.2869 | 9.9454 | 9.9046 | 9.8673
F2_Industrial_Food Products_Existing_Space Heating_Natural Gas_Gas Boiler - Insulate Hot Water Lines_A_Achievable Economic TRC Potential | F2 | Industrial | Food Products | Existing | Space Heating | Natural Gas | Gas Boiler - Insulate Hot Water Lines | A | Integrated Unit Summer Peak Savings (kW) | Achievable Economic TRC Potential | 0 | 0 | 0 | 0 | 0 | 0 | 0 | 0 | 0 | 0 | 0 | 0 | 0 | 0 | 0 | 0 | 0 | 0 | 0 | 0 | 0 | 0 | 0 | 0 | 0 | 0 | 0 | 0 | 0 | 0 | 0
F3_Industrial_Food Products_Existing_Space Heating_Natural Gas_Gas Boiler - Insulate Hot Water Lines_A_Achievable Economic TRC Potential | F3 | Industrial | Food Products | Existing | Space Heating | Natural Gas | Gas Boiler - Insulate Hot Water Lines | A | Integrated Unit Winter Peak Savings (kW) | Achievable Economic TRC Potential | 0 | 0 | 0 | 0 | 0 | 0 | 0 | 0 | 0 | 0 | 0 | 0 | 0 | 0 | 0 | 0 | 0 | 0 | 0 | 0 | 0 | 0 | 0 | 0 | 0 | 0 | 0 | 0 | 0 | 0 | 0
F4_Industrial_Food Products_Existing_Space Heating_Natural Gas_Gas Boiler - Insulate Hot Water Lines_A_Achievable Economic TRC Potential | F4 | Industrial | Food Products | Existing | Space Heating | Natural Gas | Gas Boiler - Insulate Hot Water Lines | A | Incremental Energy Savings (MWh or mTherms) | Achievable Economic TRC Potential | 0 | 0 | 0 | 0 | 0 | 0.038503 | 0.038168 | 0.037627 | 0.037319 | 0.037011 | 0.036196 | 0.035746 | 0.035314 | 0.034382 | 0.034118 | 0.033408 | 0.03303 | 0.032489 | 0.031834 | 0.031527 | 0.031065 | 0.03061 | 0.030195 | 0.029807 | 0.029434 | 0 | 0 | 0 | 0 | 0 | 0
F5_Industrial_Food Products_Existing_Space Heating_Natural Gas_Gas Boiler - Insulate Hot Water Lines_A_Achievable Economic TRC Potential | F5 | Industrial | Food Products | Existing | Space Heating | Natural Gas | Gas Boiler - Insulate Hot Water Lines | A | Incremental Summer Peak Savings (MW) | Achievable Economic TRC Potential | 0 | 0 | 0 | 0 | 0 | 0 | 0 | 0 | 0 | 0 | 0 | 0 | 0 | 0 | 0 | 0 | 0 | 0 | 0 | 0 | 0 | 0 | 0 | 0 | 0 | 0 | 0 | 0 | 0 | 0 | 0
F6_Industrial_Food Products_Existing_Space Heating_Natural Gas_Gas Boiler - Insulate Hot Water Lines_A_Achievable Economic TRC Potential | F6 | Industrial | Food Products | Existing | Space Heating | Natural Gas | Gas Boiler - Insulate Hot Water Lines | A | Incremental Winter Peak Savings (MW) | Achievable Economic TRC Potential | 0 | 0 | 0 | 0 | 0 | 0 | 0 | 0 | 0 | 0 | 0 | 0 | 0 | 0 | 0 | 0 | 0 | 0 | 0 | 0 | 0 | 0 | 0 | 0 | 0 | 0 | 0 | 0 | 0 | 0 | 0
F7_Industrial_Food Products_Existing_Space Heating_Natural Gas_Gas Boiler - Insulate Hot Water Lines_A_Achievable Economic TRC Potential | F7 | Industrial | Food Products | Existing | Space Heating | Natural Gas | Gas Boiler - Insulate Hot Water Lines | A | Cumulative Energy Savings (MWh or mTherms) | Achievable Economic TRC Potential | 0 | 0 | 0 | 0 | 0 | 0.038503 | 0.076358 | 0.11335 | 0.14968 | 0.18533 | 0.21978 | 0.25339 | 0.28615 | 0.31747 | 0.34796 | 0.37741 | 0.40611 | 0.43398 | 0.46089 | 0.48742 | 0.51334 | 0.53841 | 0.56325 | 0.58771 | 0.61164 | 0.60694 | 0.60292 | 0.59921 | 0 | 0 | 0
F8_Industrial_Food Products_Existing_Space Heating_Natural Gas_Gas Boiler - Insulate Hot Water Lines_A_Achievable Economic TRC Potential | F8 | Industrial | Food Products | Existing | Space Heating | Natural Gas | Gas Boiler - Insulate Hot Water Lines | A | Cumulative Summer Peak Savings (MW) | Achievable Economic TRC Potential | 0 | 0 | 0 | 0 | 0 | 0 | 0 | 0 | 0 | 0 | 0 | 0 | 0 | 0 | 0 | 0 | 0 | 0 | 0 | 0 | 0 | 0 | 0 | 0 | 0 | 0 | 0 | 0 | 0 | 0 | 0
F9_Industrial_Food Products_Existing_Space Heating_Natural Gas_Gas Boiler - Insulate Hot Water Lines_A_Achievable Economic TRC Potential | F9 | Industrial | Food Products | Existing | Space Heating | Natural Gas | Gas Boiler - Insulate Hot Water Lines | A | Cumulative Winter Peak Savings (MW) | Achievable Economic TRC Potential | 0 | 0 | 0 | 0 | 0 | 0 | 0 | 0 | 0 | 0 | 0 | 0 | 0 | 0 | 0 | 0 | 0 | 0 | 0 | 0 | 0 | 0 | 0 | 0 | 0 | 0 | 0 | 0 | 0 | 0 | 0
F10_Industrial_Food Products_Existing_Space Heating_Natural Gas_Gas Boiler - Insulate Hot Water Lines_A_Achievable Economic TRC Potential | F10 | Industrial | Food Products | Existing | Space Heating | Natural Gas | Gas Boiler - Insulate Hot Water Lines | A | Purchases (Incremental) | Achievable Economic TRC Potential | 0 | 0 | 0 | 0 | 0 | 3.3482 | 3.3463 | 3.3266 | 3.3284 | 3.3311 | 3.2888 | 3.2798 | 3.2732 | 3.2212 | 3.2335 | 3.2027 | 3.2031 | 3.187 | 3.1585 | 3.1623 | 3.1492 | 3.137 | 3.1255 | 3.1149 | 3.1051 | 0 | 0 | 0 | 0 | 0 | 0
F11_Industrial_Food Products_Existing_Space Heating_Natural Gas_Gas Boiler - Insulate Hot Water Lines_A_Achievable Economic TRC Potential | F11 | Industrial | Food Products | Existing | Space Heating | Natural Gas | Gas Boiler - Insulate Hot Water Lines | A | Purchases (Cumulative) | Achievable Economic TRC Potential | 0 | 0 | 0 | 0 | 0 | 3.3482 | 6.6945 | 10.0211 | 13.3494 | 16.6806 | 19.9694 | 23.2492 | 26.5224 | 29.7436 | 32.9771 | 36.1798 | 39.3829 | 42.5699 | 45.7284 | 48.8907 | 52.0399 | 55.1768 | 58.3024 | 61.4173 | 64.5224 | 64.5224 | 64.5224 | 64.5224 | 64.5224 | 64.5224 | 64.5224
F1_Industrial_Food Products_Existing_Process_Natural Gas_Gas Boiler - Insulate Hot Water Lines_A_Achievable Economic TRC Potential | F1 | Industrial | Food Products | Existing | Process | Natural Gas | Gas Boiler - Insulate Hot Water Lines | A | Integrated Unit Energy Savings (kWh or therms) | Achievable Economic TRC Potential | 0 | 0 | 0 | 0 | 0 | 424.5526 | 423.7358 | 422.9074 | 422.0796 | 421.2361 | 420.3368 | 419.5059 | 418.7109 | 417.8645 | 417.2077 | 416.5051 | 415.9462 | 415.3921 | 414.8365 | 414.4086 | 413.9395 | 413.5021 | 413.0707 | 412.6439 | 412.221 | 412.183 | 412.148 | 412.1162 | 425.3792 | 425.3792 | 425.3792
F2_Industrial_Food Products_Existing_Process_Natural Gas_Gas Boiler - Insulate Hot Water Lines_A_Achievable Economic TRC Potential | F2 | Industrial | Food Products | Existing | Process | Natural Gas | Gas Boiler - Insulate Hot Water Lines | A | Integrated Unit Summer Peak Savings (kW) | Achievable Economic TRC Potential | 0 | 0 | 0 | 0 | 0 | 0 | 0 | 0 | 0 | 0 | 0 | 0 | 0 | 0 | 0 | 0 | 0 | 0 | 0 | 0 | 0 | 0 | 0 | 0 | 0 | 0 | 0 | 0 | 0 | 0 | 0
F3_Industrial_Food Products_Existing_Process_Natural Gas_Gas Boiler - Insulate Hot Water Lines_A_Achievable Economic TRC Potential | F3 | Industrial | Food Products | Existing | Process | Natural Gas | Gas Boiler - Insulate Hot Water Lines | A | Integrated Unit Winter Peak Savings (kW) | Achievable Economic TRC Potential | 0 | 0 | 0 | 0 | 0 | 0 | 0 | 0 | 0 | 0 | 0 | 0 | 0 | 0 | 0 | 0 | 0 | 0 | 0 | 0 | 0 | 0 | 0 | 0 | 0 | 0 | 0 | 0 | 0 | 0 | 0
F4_Industrial_Food Products_Existing_Process_Natural Gas_Gas Boiler - Insulate Hot Water Lines_A_Achievable Economic TRC Potential | F4 | Industrial | Food Products | Existing | Process | Natural Gas | Gas Boiler - Insulate Hot Water Lines | A | Incremental Energy Savings (MWh or mTherms) | Achievable Economic TRC Potential | 0 | 0 | 0 | 0 | 0 | 3.3894 | 3.381 | 3.3545 | 3.3498 | 3.3458 | 3.2963 | 3.2808 | 3.2679 | 3.2095 | 3.2167 | 3.1807 | 3.1768 | 3.1566 | 3.1243 | 3.1248 | 3.1083 | 3.093 | 3.0785 | 3.0648 | 3.052 | 0 | 0 | 0 | 0 | 0 | 0
F5_Industrial_Food Products_Existing_Process_Natural Gas_Gas Boiler - Insulate Hot Water Lines_A_Achievable Economic TRC Potential | F5 | Industrial | Food Products | Existing | Process | Natural Gas | Gas Boiler - Insulate Hot Water Lines | A | Incremental Summer Peak Savings (MW) | Achievable Economic TRC Potential | 0 | 0 | 0 | 0 | 0 | 0 | 0 | 0 | 0 | 0 | 0 | 0 | 0 | 0 | 0 | 0 | 0 | 0 | 0 | 0 | 0 | 0 | 0 | 0 | 0 | 0 | 0 | 0 | 0 | 0 | 0
F6_Industrial_Food Products_Existing_Process_Natural Gas_Gas Boiler - Insulate Hot Water Lines_A_Achievable Economic TRC Potential | F6 | Industrial | Food Products | Existing | Process | Natural Gas | Gas Boiler - Insulate Hot Water Lines | A | Incremental Winter Peak Savings (MW) | Achievable Economic TRC Potential | 0 | 0 | 0 | 0 | 0 | 0 | 0 | 0 | 0 | 0 | 0 | 0 | 0 | 0 | 0 | 0 | 0 | 0 | 0 | 0 | 0 | 0 | 0 | 0 | 0 | 0 | 0 | 0 | 0 | 0 | 0
F7_Industrial_Food Products_Existing_Process_Natural Gas_Gas Boiler - Insulate Hot Water Lines_A_Achievable Economic TRC Potential | F7 | Industrial | Food Products | Existing | Process | Natural Gas | Gas Boiler - Insulate Hot Water Lines | A | Cumulative Energy Savings (MWh or mTherms) | Achievable Economic TRC Potential | 0 | 0 | 0 | 0 | 0 | 3.3894 | 6.7639 | 10.1052 | 13.4352 | 16.7542 | 20.0147 | 23.256 | 26.4798 | 29.6358 | 32.806 | 35.9314 | 39.06 | 42.1646 | 45.2325 | 48.3106 | 51.3642 | 54.4029 | 57.4246 | 60.4301 | 63.4202 | 63.4144 | 63.409 | 63.4041 | 0 | 0 | 0
F8_Industrial_Food Products_Existing_Process_Natural Gas_Gas Boiler - Insulate Hot Water Lines_A_Achievable Economic TRC Potential | F8 | Industrial | Food Products | Existing | Process | Natural Gas | Gas Boiler - Insulate Hot Water Lines | A | Cumulative Summer Peak Savings (MW) | Achievable Economic TRC Potential | 0 | 0 | 0 | 0 | 0 | 0 | 0 | 0 | 0 | 0 | 0 | 0 | 0 | 0 | 0 | 0 | 0 | 0 | 0 | 0 | 0 | 0 | 0 | 0 | 0 | 0 | 0 | 0 | 0 | 0 | 0
F9_Industrial_Food Products_Existing_Process_Natural Gas_Gas Boiler - Insulate Hot Water Lines_A_Achievable Economic TRC Potential | F9 | Industrial | Food Products | Existing | Process | Natural Gas | Gas Boiler - Insulate Hot Water Lines | A | Cumulative Winter Peak Savings (MW) | Achievable Economic TRC Potential | 0 | 0 | 0 | 0 | 0 | 0 | 0 | 0 | 0 | 0 | 0 | 0 | 0 | 0 | 0 | 0 | 0 | 0 | 0 | 0 | 0 | 0 | 0 | 0 | 0 | 0 | 0 | 0 | 0 | 0 | 0
F10_Industrial_Food Products_Existing_Process_Natural Gas_Gas Boiler - Insulate Hot Water Lines_A_Achievable Economic TRC Potential | F10 | Industrial | Food Products | Existing | Process | Natural Gas | Gas Boiler - Insulate Hot Water Lines | A | Purchases (Incremental) | Achievable Economic TRC Potential | 0 | 0 | 0 | 0 | 0 | 7.9835 | 7.9791 | 7.9321 | 7.9363 | 7.9429 | 7.842 | 7.8206 | 7.8047 | 7.6808 | 7.7101 | 7.6366 | 7.6376 | 7.5991 | 7.5314 | 7.5403 | 7.5091 | 7.4799 | 7.4526 | 7.4273 | 7.4039 | 0 | 0 | 0 | 0 | 0 | 0
F11_Industrial_Food Products_Existing_Process_Natural Gas_Gas Boiler - Insulate Hot Water Lines_A_Achievable Economic TRC Potential | F11 | Industrial | Food Products | Existing | Process | Natural Gas | Gas Boiler - Insulate Hot Water Lines | A | Purchases (Cumulative) | Achievable Economic TRC Potential | 0 | 0 | 0 | 0 | 0 | 7.9835 | 15.9626 | 23.8947 | 31.831 | 39.7739 | 47.616 | 55.4366 | 63.2413 | 70.9221 | 78.6323 | 86.2689 | 93.9064 | 101.5056 | 109.037 | 116.5772 | 124.0864 | 131.5663 | 139.0189 | 146.4462 | 153.8501 | 153.8501 | 153.8501 | 153.8501 | 153.8501 | 153.8501 | 153.8501
F1_Industrial_Food Products_Existing_Process_Natural Gas_Process - Insulate Heated Process Fluids_A_Achievable Economic TRC Potential | F1 | Industrial | Food Products | Existing | Process | Natural Gas | Process - Insulate Heated Process Fluids | A | Integrated Unit Energy Savings (kWh or therms) | Achievable Economic TRC Potential | 0 | 0 | 0 | 0 | 0 | 274.8944 | 274.1888 | 273.4744 | 272.7634 | 272.0433 | 271.276 | 270.562 | 269.8722 | 269.1297 | 268.5389 | 267.896 | 267.3634 | 266.8233 | 266.2727 | 265.8283 | 265.3438 | 264.8799 | 264.4203 | 263.9641 | 263.511 | 263.4763 | 263.4444 | 263.4154 | 275.607 | 275.607 | 275.607
F2_Industrial_Food Products_Existing_Process_Natural Gas_Process - Insulate Heated Process Fluids_A_Achievable Economic TRC Potential | F2 | Industrial | Food Products | Existing | Process | Natural Gas | Process - Insulate Heated Process Fluids | A | Integrated Unit Summer Peak Savings (kW) | Achievable Economic TRC Potential | 0 | 0 | 0 | 0 | 0 | 0 | 0 | 0 | 0 | 0 | 0 | 0 | 0 | 0 | 0 | 0 | 0 | 0 | 0 | 0 | 0 | 0 | 0 | 0 | 0 | 0 | 0 | 0 | 0 | 0 | 0
F3_Industrial_Food Products_Existing_Process_Natural Gas_Process - Insulate Heated Process Fluids_A_Achievable Economic TRC Potential | F3 | Industrial | Food Products | Existing | Process | Natural Gas | Process - Insulate Heated Process Fluids | A | Integrated Unit Winter Peak Savings (kW) | Achievable Economic TRC Potential | 0 | 0 | 0 | 0 | 0 | 0 | 0 | 0 | 0 | 0 | 0 | 0 | 0 | 0 | 0 | 0 | 0 | 0 | 0 | 0 | 0 | 0 | 0 | 0 | 0 | 0 | 0 | 0 | 0 | 0 | 0
F4_Industrial_Food Products_Existing_Process_Natural Gas_Process - Insulate Heated Process Fluids_A_Achievable Economic TRC Potential | F4 | Industrial | Food Products | Existing | Process | Natural Gas | Process - Insulate Heated Process Fluids | A | Incremental Energy Savings (MWh or mTherms) | Achievable Economic TRC Potential | 0 | 0 | 0 | 0 | 0 | 2.4004 | 2.3929 | 2.3726 | 2.3677 | 2.3634 | 2.0941 | 1.6663 | 1.327 | 1.0418 | 0.83481 | 0.6599 | 0.52694 | 0.41858 | 0.33119 | 0.26482 | 0.2106 | 0.0014284 | 0.00050739 | 0.00017209 | 5.5843e-05 | 4.7322e-05 | 4.719e-05 | 4.707e-05 | 4.9142e-05 | 4.9046e-05 | 4.8963e-05
F5_Industrial_Food Products_Existing_Process_Natural Gas_Process - Insulate Heated Process Fluids_A_Achievable Economic TRC Potential | F5 | Industrial | Food Products | Existing | Process | Natural Gas | Process - Insulate Heated Process Fluids | A | Incremental Summer Peak Savings (MW) | Achievable Economic TRC Potential | 0 | 0 | 0 | 0 | 0 | 0 | 0 | 0 | 0 | 0 | 0 | 0 | 0 | 0 | 0 | 0 | 0 | 0 | 0 | 0 | 0 | 0 | 0 | 0 | 0 | 0 | 0 | 0 | 0 | 0 | 0
F6_Industrial_Food Products_Existing_Process_Natural Gas_Process - Insulate Heated Process Fluids_A_Achievable Economic TRC Potential | F6 | Industrial | Food Products | Existing | Process | Natural Gas | Process - Insulate Heated Process Fluids | A | Incremental Winter Peak Savings (MW) | Achievable Economic TRC Potential | 0 | 0 | 0 | 0 | 0 | 0 | 0 | 0 | 0 | 0 | 0 | 0 | 0 | 0 | 0 | 0 | 0 | 0 | 0 | 0 | 0 | 0 | 0 | 0 | 0 | 0 | 0 | 0 | 0 | 0 | 0
F7_Industrial_Food Products_Existing_Process_Natural Gas_Process - Insulate Heated Process Fluids_A_Achievable Economic TRC Potential | F7 | Industrial | Food Products | Existing | Process | Natural Gas | Process - Insulate Heated Process Fluids | A | Cumulative Energy Savings (MWh or mTherms) | Achievable Economic TRC Potential | 0 | 0 | 0 | 0 | 0 | 2.4004 | 4.7871 | 7.1472 | 9.4963 | 11.8346 | 13.8953 | 15.5251 | 16.8124 | 17.808 | 18.6037 | 19.2191 | 19.7078 | 20.0866 | 20.3763 | 20.6071 | 20.7802 | 20.7453 | 20.7098 | 20.6742 | 20.6388 | 20.6361 | 20.6337 | 20.6314 | 0 | 0 | 0
F8_Industrial_Food Products_Existing_Process_Natural Gas_Process - Insulate Heated Process Fluids_A_Achievable Economic TRC Potential | F8 | Industrial | Food Products | Existing | Process | Natural Gas | Process - Insulate Heated Process Fluids | A | Cumulative Summer Peak Savings (MW) | Achievable Economic TRC Potential | 0 | 0 | 0 | 0 | 0 | 0 | 0 | 0 | 0 | 0 | 0 | 0 | 0 | 0 | 0 | 0 | 0 | 0 | 0 | 0 | 0 | 0 | 0 | 0 | 0 | 0 | 0 | 0 | 0 | 0 | 0
F9_Industrial_Food Products_Existing_Process_Natural Gas_Process - Insulate Heated Process Fluids_A_Achievable Economic TRC Potential | F9 | Industrial | Food Products | Existing | Process | Natural Gas | Process - Insulate Heated Process Fluids | A | Cumulative Winter Peak Savings (MW) | Achievable Economic TRC Potential | 0 | 0 | 0 | 0 | 0 | 0 | 0 | 0 | 0 | 0 | 0 | 0 | 0 | 0 | 0 | 0 | 0 | 0 | 0 | 0 | 0 | 0 | 0 | 0 | 0 | 0 | 0 | 0 | 0 | 0 | 0
F10_Industrial_Food Products_Existing_Process_Natural Gas_Process - Insulate Heated Process Fluids_A_Achievable Economic TRC Potential | F10 | Industrial | Food Products | Existing | Process | Natural Gas | Process - Insulate Heated Process Fluids | A | Purchases (Incremental) | Achievable Economic TRC Potential | 0 | 0 | 0 | 0 | 0 | 8.7319 | 8.7271 | 8.6757 | 8.6803 | 8.6875 | 7.7195 | 6.1587 | 4.917 | 3.8711 | 3.1087 | 2.4633 | 1.9709 | 1.5688 | 1.2438 | 0.99622 | 0.79368 | 0.0053925 | 0.0019189 | 0.00065194 | 0.00021192 | 0.00017961 | 0.00017913 | 0.00017869 | 0.0001783 | 0.00017796 | 0.00017765
F11_Industrial_Food Products_Existing_Process_Natural Gas_Process - Insulate Heated Process Fluids_A_Achievable Economic TRC Potential | F11 | Industrial | Food Products | Existing | Process | Natural Gas | Process - Insulate Heated Process Fluids | A | Purchases (Cumulative) | Achievable Economic TRC Potential | 0 | 0 | 0 | 0 | 0 | 8.7319 | 17.459 | 26.1347 | 34.8151 | 43.5026 | 51.2221 | 57.3808 | 62.2977 | 66.1689 | 69.2776 | 71.7408 | 73.7117 | 75.2804 | 76.5242 | 77.5205 | 78.3141 | 78.3195 | 78.3214 | 78.3221 | 78.3223 | 78.3225 | 78.3227 | 78.3228 | 78.323 | 78.3232 | 78.3234
F1_Industrial_Food Products_Existing_Process_Natural Gas_Process Heat Recovery_A_Achievable Economic TRC Potential | F1 | Industrial | Food Products | Existing | Process | Natural Gas | Process Heat Recovery | A | Integrated Unit Energy Savings (kWh or therms) | Achievable Economic TRC Potential | 0 | 0 | 0 | 0 | 0 | 3.2242 | 3.2127 | 3.201 | 3.1892 | 3.1772 | 3.1645 | 3.1527 | 3.1414 | 3.1294 | 3.1198 | 3.1095 | 3.101 | 3.0925 | 3.084 | 3.0774 | 3.0702 | 3.0636 | 3.0571 | 3.0507 | 3.0444 | 3.0439 | 3.0434 | 3.0429 | 0 | 0 | 0
F2_Industrial_Food Products_Existing_Process_Natural Gas_Process Heat Recovery_A_Achievable Economic TRC Potential | F2 | Industrial | Food Products | Existing | Process | Natural Gas | Process Heat Recovery | A | Integrated Unit Summer Peak Savings (kW) | Achievable Economic TRC Potential | 0 | 0 | 0 | 0 | 0 | 0 | 0 | 0 | 0 | 0 | 0 | 0 | 0 | 0 | 0 | 0 | 0 | 0 | 0 | 0 | 0 | 0 | 0 | 0 | 0 | 0 | 0 | 0 | 0 | 0 | 0
F3_Industrial_Food Products_Existing_Process_Natural Gas_Process Heat Recovery_A_Achievable Economic TRC Potential | F3 | Industrial | Food Products | Existing | Process | Natural Gas | Process Heat Recovery | A | Integrated Unit Winter Peak Savings (kW) | Achievable Economic TRC Potential | 0 | 0 | 0 | 0 | 0 | 0 | 0 | 0 | 0 | 0 | 0 | 0 | 0 | 0 | 0 | 0 | 0 | 0 | 0 | 0 | 0 | 0 | 0 | 0 | 0 | 0 | 0 | 0 | 0 | 0 | 0
F4_Industrial_Food Products_Existing_Process_Natural Gas_Process Heat Recovery_A_Achievable Economic TRC Potential | F4 | Industrial | Food Products | Existing | Process | Natural Gas | Process Heat Recovery | A | Incremental Energy Savings (MWh or mTherms) | Achievable Economic TRC Potential | 0 | 0 | 0 | 0 | 0 | 0 | 0 | 0 | 0 | 0 | 0 | 0 | 0 | 0 | 0 | 0 | 0 | 0 | 0 | 0 | 0 | 0 | 0 | 0 | 0 | 0 | 0 | 0 | 0 | 0 | 0
F5_Industrial_Food Products_Existing_Process_Natural Gas_Process Heat Recovery_A_Achievable Economic TRC Potential | F5 | Industrial | Food Products | Existing | Process | Natural Gas | Process Heat Recovery | A | Incremental Summer Peak Savings (MW) | Achievable Economic TRC Potential | 0 | 0 | 0 | 0 | 0 | 0 | 0 | 0 | 0 | 0 | 0 | 0 | 0 | 0 | 0 | 0 | 0 | 0 | 0 | 0 | 0 | 0 | 0 | 0 | 0 | 0 | 0 | 0 | 0 | 0 | 0
F6_Industrial_Food Products_Existing_Process_Natural Gas_Process Heat Recovery_A_Achievable Economic TRC Potential | F6 | Industrial | Food Products | Existing | Process | Natural Gas | Process Heat Recovery | A | Incremental Winter Peak Savings (MW) | Achievable Economic TRC Potential | 0 | 0 | 0 | 0 | 0 | 0 | 0 | 0 | 0 | 0 | 0 | 0 | 0 | 0 | 0 | 0 | 0 | 0 | 0 | 0 | 0 | 0 | 0 | 0 | 0 | 0 | 0 | 0 | 0 | 0 | 0
F7_Industrial_Food Products_Existing_Process_Natural Gas_Process Heat Recovery_A_Achievable Economic TRC Potential | F7 | Industrial | Food Products | Existing | Process | Natural Gas | Process Heat Recovery | A | Cumulative Energy Savings (MWh or mTherms) | Achievable Economic TRC Potential | 0 | 0 | 0 | 0 | 0 | 0 | 0 | 0 | 0 | 0 | 0 | 0 | 0 | 0 | 0 | 0 | 0 | 0 | 0 | 0 | 0 | 0 | 0 | 0 | 0 | 0 | 0 | 0 | 0 | 0 | 0
F8_Industrial_Food Products_Existing_Process_Natural Gas_Process Heat Recovery_A_Achievable Economic TRC Potential | F8 | Industrial | Food Products | Existing | Process | Natural Gas | Process Heat Recovery | A | Cumulative Summer Peak Savings (MW) | Achievable Economic TRC Potential | 0 | 0 | 0 | 0 | 0 | 0 | 0 | 0 | 0 | 0 | 0 | 0 | 0 | 0 | 0 | 0 | 0 | 0 | 0 | 0 | 0 | 0 | 0 | 0 | 0 | 0 | 0 | 0 | 0 | 0 | 0
F9_Industrial_Food Products_Existing_Process_Natural Gas_Process Heat Recovery_A_Achievable Economic TRC Potential | F9 | Industrial | Food Products | Existing | Process | Natural Gas | Process Heat Recovery | A | Cumulative Winter Peak Savings (MW) | Achievable Economic TRC Potential | 0 | 0 | 0 | 0 | 0 | 0 | 0 | 0 | 0 | 0 | 0 | 0 | 0 | 0 | 0 | 0 | 0 | 0 | 0 | 0 | 0 | 0 | 0 | 0 | 0 | 0 | 0 | 0 | 0 | 0 | 0
F10_Industrial_Food Products_Existing_Process_Natural Gas_Process Heat Recovery_A_Achievable Economic TRC Potential | F10 | Industrial | Food Products | Existing | Process | Natural Gas | Process Heat Recovery | A | Purchases (Incremental) | Achievable Economic TRC Potential | 0 | 0 | 0 | 0 | 0 | 0 | 0 | 0 | 0 | 0 | 0 | 0 | 0 | 0 | 0 | 0 | 0 | 0 | 0 | 0 | 0 | 0 | 0 | 0 | 0 | 0 | 0 | 0 | 0 | 0 | 0
F11_Industrial_Food Products_Existing_Process_Natural Gas_Process Heat Recovery_A_Achievable Economic TRC Potential | F11 | Industrial | Food Products | Existing | Process | Natural Gas | Process Heat Recovery | A | Purchases (Cumulative) | Achievable Economic TRC Potential | 0 | 0 | 0 | 0 | 0 | 0 | 0 | 0 | 0 | 0 | 0 | 0 | 0 | 0 | 0 | 0 | 0 | 0 | 0 | 0 | 0 | 0 | 0 | 0 | 0 | 0 | 0 | 0 | 0 | 0 | 0
F1_Industrial_Food Products_Existing_Space Heating_Natural Gas_Building Automation System_A_Achievable Economic TRC Potential | F1 | Industrial | Food Products | Existing | Space Heating | Natural Gas | Building Automation System | A | Integrated Unit Energy Savings (kWh or therms) | Achievable Economic TRC Potential | 0 | 0 | 0 | 0 | 0 | 0.015445 | 0.015347 | 0.015228 | 0.015099 | 0.014962 | 0.014815 | 0.014663 | 0.014506 | 0.014341 | 0.014164 | 0.01399 | 0.013817 | 0.013653 | 0.013497 | 0.013352 | 0.013213 | 0.013075 | 0.012954 | 0.012842 | 0.012736 | 0.012652 | 0.01258 | 0.012513 | 0 | 0 | 0
F2_Industrial_Food Products_Existing_Space Heating_Natural Gas_Building Automation System_A_Achievable Economic TRC Potential | F2 | Industrial | Food Products | Existing | Space Heating | Natural Gas | Building Automation System | A | Integrated Unit Summer Peak Savings (kW) | Achievable Economic TRC Potential | 0 | 0 | 0 | 0 | 0 | 0 | 0 | 0 | 0 | 0 | 0 | 0 | 0 | 0 | 0 | 0 | 0 | 0 | 0 | 0 | 0 | 0 | 0 | 0 | 0 | 0 | 0 | 0 | 0 | 0 | 0
F3_Industrial_Food Products_Existing_Space Heating_Natural Gas_Building Automation System_A_Achievable Economic TRC Potential | F3 | Industrial | Food Products | Existing | Space Heating | Natural Gas | Building Automation System | A | Integrated Unit Winter Peak Savings (kW) | Achievable Economic TRC Potential | 0 | 0 | 0 | 0 | 0 | 0 | 0 | 0 | 0 | 0 | 0 | 0 | 0 | 0 | 0 | 0 | 0 | 0 | 0 | 0 | 0 | 0 | 0 | 0 | 0 | 0 | 0 | 0 | 0 | 0 | 0
F4_Industrial_Food Products_Existing_Space Heating_Natural Gas_Building Automation System_A_Achievable Economic TRC Potential | F4 | Industrial | Food Products | Existing | Space Heating | Natural Gas | Building Automation System | A | Incremental Energy Savings (MWh or mTherms) | Achievable Economic TRC Potential | 0 | 0 | 0 | 0 | 0 | 0.043542 | 0.086437 | 0.15138 | 0.24431 | 0.36774 | 0.51492 | 0.69131 | 0.88479 | 1.0647 | 1.2448 | 1.3663 | 1.4357 | 1.4174 | 1.3091 | 1.1399 | 0.9291 | 0.70031 | 0.4786 | 0.30209 | 0.19477 | 0 | 0 | 0 | 0 | 0 | 0
F5_Industrial_Food Products_Existing_Space Heating_Natural Gas_Building Automation System_A_Achievable Economic TRC Potential | F5 | Industrial | Food Products | Existing | Space Heating | Natural Gas | Building Automation System | A | Incremental Summer Peak Savings (MW) | Achievable Economic TRC Potential | 0 | 0 | 0 | 0 | 0 | 0 | 0 | 0 | 0 | 0 | 0 | 0 | 0 | 0 | 0 | 0 | 0 | 0 | 0 | 0 | 0 | 0 | 0 | 0 | 0 | 0 | 0 | 0 | 0 | 0 | 0
F6_Industrial_Food Products_Existing_Space Heating_Natural Gas_Building Automation System_A_Achievable Economic TRC Potential | F6 | Industrial | Food Products | Existing | Space Heating | Natural Gas | Building Automation System | A | Incremental Winter Peak Savings (MW) | Achievable Economic TRC Potential | 0 | 0 | 0 | 0 | 0 | 0 | 0 | 0 | 0 | 0 | 0 | 0 | 0 | 0 | 0 | 0 | 0 | 0 | 0 | 0 | 0 | 0 | 0 | 0 | 0 | 0 | 0 | 0 | 0 | 0 | 0
F7_Industrial_Food Products_Existing_Space Heating_Natural Gas_Building Automation System_A_Achievable Economic TRC Potential | F7 | Industrial | Food Products | Existing | Space Heating | Natural Gas | Building Automation System | A | Cumulative Energy Savings (MWh or mTherms) | Achievable Economic TRC Potential | 0 | 0 | 0 | 0 | 0 | 0.043542 | 0.1297 | 0.28008 | 0.52203 | 0.885 | 1.3913 | 2.0682 | 2.9309 | 3.9622 | 5.1582 | 6.4611 | 7.8172 | 9.1419 | 10.3462 | 11.3749 | 12.1861 | 12.7587 | 13.1195 | 13.3077 | 13.3928 | 13.3046 | 13.2289 | 13.1582 | 0 | 0 | 0
F8_Industrial_Food Products_Existing_Space Heating_Natural Gas_Building Automation System_A_Achievable Economic TRC Potential | F8 | Industrial | Food Products | Existing | Space Heating | Natural Gas | Building Automation System | A | Cumulative Summer Peak Savings (MW) | Achievable Economic TRC Potential | 0 | 0 | 0 | 0 | 0 | 0 | 0 | 0 | 0 | 0 | 0 | 0 | 0 | 0 | 0 | 0 | 0 | 0 | 0 | 0 | 0 | 0 | 0 | 0 | 0 | 0 | 0 | 0 | 0 | 0 | 0
F9_Industrial_Food Products_Existing_Space Heating_Natural Gas_Building Automation System_A_Achievable Economic TRC Potential | F9 | Industrial | Food Products | Existing | Space Heating | Natural Gas | Building Automation System | A | Cumulative Winter Peak Savings (MW) | Achievable Economic TRC Potential | 0 | 0 | 0 | 0 | 0 | 0 | 0 | 0 | 0 | 0 | 0 | 0 | 0 | 0 | 0 | 0 | 0 | 0 | 0 | 0 | 0 | 0 | 0 | 0 | 0 | 0 | 0 | 0 | 0 | 0 | 0
F10_Industrial_Food Products_Existing_Space Heating_Natural Gas_Building Automation System_A_Achievable Economic TRC Potential | F10 | Industrial | Food Products | Existing | Space Heating | Natural Gas | Building Automation System | A | Purchases (Incremental) | Achievable Economic TRC Potential | 0 | 0 | 0 | 0 | 0 | 2819.1981 | 5632.2992 | 9941.4262 | 16179.8351 | 24579.037 | 34755.3982 | 47147.6941 | 60996.3392 | 74243.9667 | 87885.5472 | 97661.5752 | 103907.0112 | 103815.6574 | 96990.8264 | 85377.6437 | 70314.3938 | 53560.7019 | 36945.3776 | 23523.7774 | 15293.215 | 0 | 0 | 0 | 0 | 0 | 0
F11_Industrial_Food Products_Existing_Space Heating_Natural Gas_Building Automation System_A_Achievable Economic TRC Potential | F11 | Industrial | Food Products | Existing | Space Heating | Natural Gas | Building Automation System | A | Purchases (Cumulative) | Achievable Economic TRC Potential | 0 | 0 | 0 | 0 | 0 | 2819.1981 | 8451.4972 | 18392.9235 | 34572.7586 | 59151.7956 | 93907.1938 | 141054.8879 | 202051.227 | 276295.1937 | 364180.741 | 461842.3161 | 565749.3273 | 669564.9848 | 766555.8111 | 851933.4549 | 922247.8487 | 975808.5506 | 1012753.9282 | 1036277.7057 | 1051570.9206 | 1051570.9206 | 1051570.9206 | 1051570.9206 | 1051570.9206 | 1051570.9206 | 1051570.9206
F1_Industrial_Food Products_Existing_Space Heating_Natural Gas_Steam System Efficiency Improvements_A_Achievable Economic TRC Potential | F1 | Industrial | Food Products | Existing | Space Heating | Natural Gas | Steam System Efficiency Improvements | A | Integrated Unit Energy Savings (kWh or therms) | Achievable Economic TRC Potential | 0 | 0 | 0 | 0 | 0 | 0.13775 | 0.13676 | 0.13575 | 0.13471 | 0.13362 | 0.13252 | 0.13139 | 0.13022 | 0.12901 | 0.12769 | 0.12641 | 0.12512 | 0.12385 | 0.12261 | 0.12142 | 0.12027 | 0.1191 | 0.11804 | 0.11703 | 0.11605 | 0.11517 | 0.11441 | 0.11371 | 0.11902 | 0.11854 | 0.11809
F2_Industrial_Food Products_Existing_Space Heating_Natural Gas_Steam System Efficiency Improvements_A_Achievable Economic TRC Potential | F2 | Industrial | Food Products | Existing | Space Heating | Natural Gas | Steam System Efficiency Improvements | A | Integrated Unit Summer Peak Savings (kW) | Achievable Economic TRC Potential | 0 | 0 | 0 | 0 | 0 | 0 | 0 | 0 | 0 | 0 | 0 | 0 | 0 | 0 | 0 | 0 | 0 | 0 | 0 | 0 | 0 | 0 | 0 | 0 | 0 | 0 | 0 | 0 | 0 | 0 | 0
F3_Industrial_Food Products_Existing_Space Heating_Natural Gas_Steam System Efficiency Improvements_A_Achievable Economic TRC Potential | F3 | Industrial | Food Products | Existing | Space Heating | Natural Gas | Steam System Efficiency Improvements | A | Integrated Unit Winter Peak Savings (kW) | Achievable Economic TRC Potential | 0 | 0 | 0 | 0 | 0 | 0 | 0 | 0 | 0 | 0 | 0 | 0 | 0 | 0 | 0 | 0 | 0 | 0 | 0 | 0 | 0 | 0 | 0 | 0 | 0 | 0 | 0 | 0 | 0 | 0 | 0
F4_Industrial_Food Products_Existing_Space Heating_Natural Gas_Steam System Efficiency Improvements_A_Achievable Economic TRC Potential | F4 | Industrial | Food Products | Existing | Space Heating | Natural Gas | Steam System Efficiency Improvements | A | Incremental Energy Savings (MWh or mTherms) | Achievable Economic TRC Potential | 0 | 0 | 0 | 0 | 0 | 0.0027523 | 0.005459 | 0.0095646 | 0.015447 | 0.023277 | 0.032642 | 0.043902 | 0.056294 | 0.067883 | 0.079534 | 0.087495 | 0.092139 | 0.091126 | 0.08428 | 0.073466 | 0.059934 | 0.04521 | 0.030907 | 0.019511 | 0.012578 | 0 | 0 | 0 | 0 | 0 | 0
F5_Industrial_Food Products_Existing_Space Heating_Natural Gas_Steam System Efficiency Improvements_A_Achievable Economic TRC Potential | F5 | Industrial | Food Products | Existing | Space Heating | Natural Gas | Steam System Efficiency Improvements | A | Incremental Summer Peak Savings (MW) | Achievable Economic TRC Potential | 0 | 0 | 0 | 0 | 0 | 0 | 0 | 0 | 0 | 0 | 0 | 0 | 0 | 0 | 0 | 0 | 0 | 0 | 0 | 0 | 0 | 0 | 0 | 0 | 0 | 0 | 0 | 0 | 0 | 0 | 0
F6_Industrial_Food Products_Existing_Space Heating_Natural Gas_Steam System Efficiency Improvements_A_Achievable Economic TRC Potential | F6 | Industrial | Food Products | Existing | Space Heating | Natural Gas | Steam System Efficiency Improvements | A | Incremental Winter Peak Savings (MW) | Achievable Economic TRC Potential | 0 | 0 | 0 | 0 | 0 | 0 | 0 | 0 | 0 | 0 | 0 | 0 | 0 | 0 | 0 | 0 | 0 | 0 | 0 | 0 | 0 | 0 | 0 | 0 | 0 | 0 | 0 | 0 | 0 | 0 | 0
F7_Industrial_Food Products_Existing_Space Heating_Natural Gas_Steam System Efficiency Improvements_A_Achievable Economic TRC Potential | F7 | Industrial | Food Products | Existing | Space Heating | Natural Gas | Steam System Efficiency Improvements | A | Cumulative Energy Savings (MWh or mTherms) | Achievable Economic TRC Potential | 0 | 0 | 0 | 0 | 0 | 0.0027523 | 0.0081915 | 0.017696 | 0.033006 | 0.056017 | 0.088197 | 0.13135 | 0.18648 | 0.25262 | 0.32957 | 0.41376 | 0.50168 | 0.58772 | 0.6661 | 0.73308 | 0.7861 | 0.82366 | 0.84723 | 0.85953 | 0.86487 | 0.85829 | 0.85265 | 0.84744 | 0 | 0 | 0
F8_Industrial_Food Products_Existing_Space Heating_Natural Gas_Steam System Efficiency Improvements_A_Achievable Economic TRC Potential | F8 | Industrial | Food Products | Existing | Space Heating | Natural Gas | Steam System Efficiency Improvements | A | Cumulative Summer Peak Savings (MW) | Achievable Economic TRC Potential | 0 | 0 | 0 | 0 | 0 | 0 | 0 | 0 | 0 | 0 | 0 | 0 | 0 | 0 | 0 | 0 | 0 | 0 | 0 | 0 | 0 | 0 | 0 | 0 | 0 | 0 | 0 | 0 | 0 | 0 | 0
F9_Industrial_Food Products_Existing_Space Heating_Natural Gas_Steam System Efficiency Improvements_A_Achievable Economic TRC Potential | F9 | Industrial | Food Products | Existing | Space Heating | Natural Gas | Steam System Efficiency Improvements | A | Cumulative Winter Peak Savings (MW) | Achievable Economic TRC Potential | 0 | 0 | 0 | 0 | 0 | 0 | 0 | 0 | 0 | 0 | 0 | 0 | 0 | 0 | 0 | 0 | 0 | 0 | 0 | 0 | 0 | 0 | 0 | 0 | 0 | 0 | 0 | 0 | 0 | 0 | 0
F10_Industrial_Food Products_Existing_Space Heating_Natural Gas_Steam System Efficiency Improvements_A_Achievable Economic TRC Potential | F10 | Industrial | Food Products | Existing | Space Heating | Natural Gas | Steam System Efficiency Improvements | A | Purchases (Incremental) | Achievable Economic TRC Potential | 0 | 0 | 0 | 0 | 0 | 19.98 | 39.9168 | 70.4561 | 114.6685 | 174.1946 | 246.3158 | 334.1415 | 432.2885 | 526.1761 | 622.8556 | 692.1395 | 736.4017 | 735.7543 | 687.3859 | 605.0818 | 498.3267 | 379.5912 | 261.8364 | 166.7159 | 108.3849 | 0 | 0 | 0 | 0 | 0 | 0
F11_Industrial_Food Products_Existing_Space Heating_Natural Gas_Steam System Efficiency Improvements_A_Achievable Economic TRC Potential | F11 | Industrial | Food Products | Existing | Space Heating | Natural Gas | Steam System Efficiency Improvements | A | Purchases (Cumulative) | Achievable Economic TRC Potential | 0 | 0 | 0 | 0 | 0 | 19.98 | 59.8968 | 130.3529 | 245.0214 | 419.216 | 665.5318 | 999.6732 | 1431.9618 | 1958.1378 | 2580.9935 | 3273.133 | 4009.5347 | 4745.2889 | 5432.6748 | 6037.7566 | 6536.0833 | 6915.6746 | 7177.511 | 7344.2269 | 7452.6117 | 7452.6117 | 7452.6117 | 7452.6117 | 7452.6117 | 7452.6117 | 7452.6117
F1_Industrial_Food Products_Existing_Process_Natural Gas_Steam System Efficiency Improvements_A_Achievable Economic TRC Potential | F1 | Industrial | Food Products | Existing | Process | Natural Gas | Steam System Efficiency Improvements | A | Integrated Unit Energy Savings (kWh or therms) | Achievable Economic TRC Potential | 0 | 0 | 0 | 0 | 0 | 5.0866 | 5.0827 | 5.079 | 5.0755 | 5.0721 | 5.0687 | 5.0662 | 5.0641 | 5.0621 | 5.0609 | 5.0595 | 5.0587 | 5.0579 | 5.057 | 5.0567 | 5.0562 | 5.056 | 5.0558 | 5.0557 | 5.0556 | 5.0554 | 5.0554 | 5.0553 | 5.0908 | 5.0908 | 5.0908
F2_Industrial_Food Products_Existing_Process_Natural Gas_Steam System Efficiency Improvements_A_Achievable Economic TRC Potential | F2 | Industrial | Food Products | Existing | Process | Natural Gas | Steam System Efficiency Improvements | A | Integrated Unit Summer Peak Savings (kW) | Achievable Economic TRC Potential | 0 | 0 | 0 | 0 | 0 | 0 | 0 | 0 | 0 | 0 | 0 | 0 | 0 | 0 | 0 | 0 | 0 | 0 | 0 | 0 | 0 | 0 | 0 | 0 | 0 | 0 | 0 | 0 | 0 | 0 | 0
F3_Industrial_Food Products_Existing_Process_Natural Gas_Steam System Efficiency Improvements_A_Achievable Economic TRC Potential | F3 | Industrial | Food Products | Existing | Process | Natural Gas | Steam System Efficiency Improvements | A | Integrated Unit Winter Peak Savings (kW) | Achievable Economic TRC Potential | 0 | 0 | 0 | 0 | 0 | 0 | 0 | 0 | 0 | 0 | 0 | 0 | 0 | 0 | 0 | 0 | 0 | 0 | 0 | 0 | 0 | 0 | 0 | 0 | 0 | 0 | 0 | 0 | 0 | 0 | 0
F4_Industrial_Food Products_Existing_Process_Natural Gas_Steam System Efficiency Improvements_A_Achievable Economic TRC Potential | F4 | Industrial | Food Products | Existing | Process | Natural Gas | Steam System Efficiency Improvements | A | Incremental Energy Savings (MWh or mTherms) | Achievable Economic TRC Potential | 0 | 0 | 0 | 0 | 0 | 0.0062482 | 0.012473 | 0.022 | 0.035781 | 0.054319 | 0.076758 | 0.10407 | 0.13459 | 0.16375 | 0.1938 | 0.2153 | 0.22903 | 0.22879 | 0.21371 | 0.18811 | 0.15491 | 0.11799 | 0.081387 | 0.051819 | 0.033688 | 0 | 0 | 0 | 0 | 0 | 0
F5_Industrial_Food Products_Existing_Process_Natural Gas_Steam System Efficiency Improvements_A_Achievable Economic TRC Potential | F5 | Industrial | Food Products | Existing | Process | Natural Gas | Steam System Efficiency Improvements | A | Incremental Summer Peak Savings (MW) | Achievable Economic TRC Potential | 0 | 0 | 0 | 0 | 0 | 0 | 0 | 0 | 0 | 0 | 0 | 0 | 0 | 0 | 0 | 0 | 0 | 0 | 0 | 0 | 0 | 0 | 0 | 0 | 0 | 0 | 0 | 0 | 0 | 0 | 0
F6_Industrial_Food Products_Existing_Process_Natural Gas_Steam System Efficiency Improvements_A_Achievable Economic TRC Potential | F6 | Industrial | Food Products | Existing | Process | Natural Gas | Steam System Efficiency Improvements | A | Incremental Winter Peak Savings (MW) | Achievable Economic TRC Potential | 0 | 0 | 0 | 0 | 0 | 0 | 0 | 0 | 0 | 0 | 0 | 0 | 0 | 0 | 0 | 0 | 0 | 0 | 0 | 0 | 0 | 0 | 0 | 0 | 0 | 0 | 0 | 0 | 0 | 0 | 0
F7_Industrial_Food Products_Existing_Process_Natural Gas_Steam System Efficiency Improvements_A_Achievable Economic TRC Potential | F7 | Industrial | Food Products | Existing | Process | Natural Gas | Steam System Efficiency Improvements | A | Cumulative Energy Savings (MWh or mTherms) | Achievable Economic TRC Potential | 0 | 0 | 0 | 0 | 0 | 0.0062482 | 0.018717 | 0.040704 | 0.076457 | 0.13072 | 0.2074 | 0.31137 | 0.44583 | 0.6094 | 0.80306 | 1.0181 | 1.247 | 1.4756 | 1.6891 | 1.877 | 2.0318 | 2.1497 | 2.231 | 2.2828 | 2.3164 | 2.3163 | 2.3163 | 2.3163 | 0 | 0 | 0
F8_Industrial_Food Products_Existing_Process_Natural Gas_Steam System Efficiency Improvements_A_Achievable Economic TRC Potential | F8 | Industrial | Food Products | Existing | Process | Natural Gas | Steam System Efficiency Improvements | A | Cumulative Summer Peak Savings (MW) | Achievable Economic TRC Potential | 0 | 0 | 0 | 0 | 0 | 0 | 0 | 0 | 0 | 0 | 0 | 0 | 0 | 0 | 0 | 0 | 0 | 0 | 0 | 0 | 0 | 0 | 0 | 0 | 0 | 0 | 0 | 0 | 0 | 0 | 0
F9_Industrial_Food Products_Existing_Process_Natural Gas_Steam System Efficiency Improvements_A_Achievable Economic TRC Potential | F9 | Industrial | Food Products | Existing | Process | Natural Gas | Steam System Efficiency Improvements | A | Cumulative Winter Peak Savings (MW) | Achievable Economic TRC Potential | 0 | 0 | 0 | 0 | 0 | 0 | 0 | 0 | 0 | 0 | 0 | 0 | 0 | 0 | 0 | 0 | 0 | 0 | 0 | 0 | 0 | 0 | 0 | 0 | 0 | 0 | 0 | 0 | 0 | 0 | 0
F10_Industrial_Food Products_Existing_Process_Natural Gas_Steam System Efficiency Improvements_A_Achievable Economic TRC Potential | F10 | Industrial | Food Products | Existing | Process | Natural Gas | Steam System Efficiency Improvements | A | Purchases (Incremental) | Achievable Economic TRC Potential | 0 | 0 | 0 | 0 | 0 | 1.2284 | 2.4541 | 4.3316 | 7.0498 | 10.7095 | 15.1435 | 20.543 | 26.5771 | 32.3493 | 38.2932 | 42.5528 | 45.274 | 45.2342 | 42.2605 | 37.2005 | 30.6372 | 23.3373 | 16.0977 | 10.2497 | 6.6635 | 0 | 0 | 0 | 0 | 0 | 0
F11_Industrial_Food Products_Existing_Process_Natural Gas_Steam System Efficiency Improvements_A_Achievable Economic TRC Potential | F11 | Industrial | Food Products | Existing | Process | Natural Gas | Steam System Efficiency Improvements | A | Purchases (Cumulative) | Achievable Economic TRC Potential | 0 | 0 | 0 | 0 | 0 | 1.2284 | 3.6825 | 8.0141 | 15.0639 | 25.7734 | 40.9169 | 61.46 | 88.0371 | 120.3864 | 158.6796 | 201.2324 | 246.5064 | 291.7406 | 334.0011 | 371.2016 | 401.8387 | 425.176 | 441.2738 | 451.5235 | 458.187 | 458.187 | 458.187 | 458.187 | 458.187 | 458.187 | 458.187
F1_Industrial_Food Products_Existing_Space Heating_Natural Gas_Strategic Energy Management_A_Achievable Economic TRC Potential | F1 | Industrial | Food Products | Existing | Space Heating | Natural Gas | Strategic Energy Management | A | Integrated Unit Energy Savings (kWh or therms) | Achievable Economic TRC Potential | 0 | 0 | 0 | 0 | 0 | 7.846 | 7.8041 | 7.7517 | 7.6947 | 7.6327 | 7.5672 | 7.4977 | 7.4259 | 7.3508 | 7.2679 | 7.1871 | 7.1058 | 7.0289 | 6.956 | 6.8877 | 6.8233 | 6.7586 | 6.703 | 6.6516 | 6.6035 | 6.5604 | 6.5234 | 6.4888 | 0 | 0 | 0
F2_Industrial_Food Products_Existing_Space Heating_Natural Gas_Strategic Energy Management_A_Achievable Economic TRC Potential | F2 | Industrial | Food Products | Existing | Space Heating | Natural Gas | Strategic Energy Management | A | Integrated Unit Summer Peak Savings (kW) | Achievable Economic TRC Potential | 0 | 0 | 0 | 0 | 0 | 0 | 0 | 0 | 0 | 0 | 0 | 0 | 0 | 0 | 0 | 0 | 0 | 0 | 0 | 0 | 0 | 0 | 0 | 0 | 0 | 0 | 0 | 0 | 0 | 0 | 0
F3_Industrial_Food Products_Existing_Space Heating_Natural Gas_Strategic Energy Management_A_Achievable Economic TRC Potential | F3 | Industrial | Food Products | Existing | Space Heating | Natural Gas | Strategic Energy Management | A | Integrated Unit Winter Peak Savings (kW) | Achievable Economic TRC Potential | 0 | 0 | 0 | 0 | 0 | 0 | 0 | 0 | 0 | 0 | 0 | 0 | 0 | 0 | 0 | 0 | 0 | 0 | 0 | 0 | 0 | 0 | 0 | 0 | 0 | 0 | 0 | 0 | 0 | 0 | 0
F4_Industrial_Food Products_Existing_Space Heating_Natural Gas_Strategic Energy Management_A_Achievable Economic TRC Potential | F4 | Industrial | Food Products | Existing | Space Heating | Natural Gas | Strategic Energy Management | A | Incremental Energy Savings (MWh or mTherms) | Achievable Economic TRC Potential | 0 | 0 | 0 | 0 | 0 | 0.27407 | 0.27246 | 0.26904 | 0.2672 | 0.26527 | 0.25965 | 0.25656 | 0.25359 | 0.24704 | 0.24519 | 0.24015 | 0.23746 | 0.23371 | 0.22922 | 0.22724 | 0.22418 | 0.2212 | 0.21858 | 0.21616 | 0.21392 | 0 | 0 | 0 | 0 | 0 | 0
F5_Industrial_Food Products_Existing_Space Heating_Natural Gas_Strategic Energy Management_A_Achievable Economic TRC Potential | F5 | Industrial | Food Products | Existing | Space Heating | Natural Gas | Strategic Energy Management | A | Incremental Summer Peak Savings (MW) | Achievable Economic TRC Potential | 0 | 0 | 0 | 0 | 0 | 0 | 0 | 0 | 0 | 0 | 0 | 0 | 0 | 0 | 0 | 0 | 0 | 0 | 0 | 0 | 0 | 0 | 0 | 0 | 0 | 0 | 0 | 0 | 0 | 0 | 0
F6_Industrial_Food Products_Existing_Space Heating_Natural Gas_Strategic Energy Management_A_Achievable Economic TRC Potential | F6 | Industrial | Food Products | Existing | Space Heating | Natural Gas | Strategic Energy Management | A | Incremental Winter Peak Savings (MW) | Achievable Economic TRC Potential | 0 | 0 | 0 | 0 | 0 | 0 | 0 | 0 | 0 | 0 | 0 | 0 | 0 | 0 | 0 | 0 | 0 | 0 | 0 | 0 | 0 | 0 | 0 | 0 | 0 | 0 | 0 | 0 | 0 | 0 | 0
F7_Industrial_Food Products_Existing_Space Heating_Natural Gas_Strategic Energy Management_A_Achievable Economic TRC Potential | F7 | Industrial | Food Products | Existing | Space Heating | Natural Gas | Strategic Energy Management | A | Cumulative Energy Savings (MWh or mTherms) | Achievable Economic TRC Potential | 0 | 0 | 0 | 0 | 0 | 0.27407 | 0.54507 | 0.81045 | 1.0717 | 1.3283 | 1.5766 | 1.8187 | 2.0548 | 2.2811 | 2.5005 | 2.7129 | 2.9197 | 3.1218 | 3.3186 | 3.5133 | 3.7046 | 3.8907 | 4.0773 | 4.2621 | 4.4452 | 4.4162 | 4.3913 | 4.3681 | 0 | 0 | 0
F8_Industrial_Food Products_Existing_Space Heating_Natural Gas_Strategic Energy Management_A_Achievable Economic TRC Potential | F8 | Industrial | Food Products | Existing | Space Heating | Natural Gas | Strategic Energy Management | A | Cumulative Summer Peak Savings (MW) | Achievable Economic TRC Potential | 0 | 0 | 0 | 0 | 0 | 0 | 0 | 0 | 0 | 0 | 0 | 0 | 0 | 0 | 0 | 0 | 0 | 0 | 0 | 0 | 0 | 0 | 0 | 0 | 0 | 0 | 0 | 0 | 0 | 0 | 0
F9_Industrial_Food Products_Existing_Space Heating_Natural Gas_Strategic Energy Management_A_Achievable Economic TRC Potential | F9 | Industrial | Food Products | Existing | Space Heating | Natural Gas | Strategic Energy Management | A | Cumulative Winter Peak Savings (MW) | Achievable Economic TRC Potential | 0 | 0 | 0 | 0 | 0 | 0 | 0 | 0 | 0 | 0 | 0 | 0 | 0 | 0 | 0 | 0 | 0 | 0 | 0 | 0 | 0 | 0 | 0 | 0 | 0 | 0 | 0 | 0 | 0 | 0 | 0
F10_Industrial_Food Products_Existing_Space Heating_Natural Gas_Strategic Energy Management_A_Achievable Economic TRC Potential | F10 | Industrial | Food Products | Existing | Space Heating | Natural Gas | Strategic Energy Management | A | Purchases (Incremental) | Achievable Economic TRC Potential | 0 | 0 | 0 | 0 | 0 | 34.9315 | 34.9124 | 34.7065 | 34.7252 | 34.754 | 34.3126 | 34.2188 | 34.1494 | 33.6071 | 33.7354 | 33.4137 | 33.418 | 33.2498 | 32.9532 | 32.9923 | 32.8558 | 32.7281 | 32.6088 | 32.498 | 32.3955 | 0 | 0 | 0 | 0 | 0 | 0
F11_Industrial_Food Products_Existing_Space Heating_Natural Gas_Strategic Energy Management_A_Achievable Economic TRC Potential | F11 | Industrial | Food Products | Existing | Space Heating | Natural Gas | Strategic Energy Management | A | Purchases (Cumulative) | Achievable Economic TRC Potential | 0 | 0 | 0 | 0 | 0 | 34.9315 | 69.8439 | 104.5504 | 139.2756 | 174.0296 | 208.3422 | 242.561 | 276.7104 | 310.3175 | 344.0529 | 377.4666 | 410.8846 | 444.1344 | 477.0877 | 510.08 | 542.9358 | 575.6639 | 608.2727 | 640.7707 | 673.1662 | 673.1662 | 673.1662 | 673.1662 | 673.1662 | 673.1662 | 673.1662
F1_Industrial_Food Products_Existing_Process_Natural Gas_Strategic Energy Management_A_Achievable Economic TRC Potential | F1 | Industrial | Food Products | Existing | Process | Natural Gas | Strategic Energy Management | A | Integrated Unit Energy Savings (kWh or therms) | Achievable Economic TRC Potential | 0 | 0 | 0 | 0 | 0 | 30.18 | 30.1544 | 30.1299 | 30.1065 | 30.0834 | 30.0605 | 30.0423 | 30.0268 | 30.0109 | 30.0003 | 29.9884 | 29.9797 | 29.9708 | 29.9618 | 29.956 | 29.9496 | 29.9452 | 29.9411 | 29.9373 | 29.9336 | 29.9328 | 29.9321 | 29.9314 | 0 | 0 | 0
F2_Industrial_Food Products_Existing_Process_Natural Gas_Strategic Energy Management_A_Achievable Economic TRC Potential | F2 | Industrial | Food Products | Existing | Process | Natural Gas | Strategic Energy Management | A | Integrated Unit Summer Peak Savings (kW) | Achievable Economic TRC Potential | 0 | 0 | 0 | 0 | 0 | 0 | 0 | 0 | 0 | 0 | 0 | 0 | 0 | 0 | 0 | 0 | 0 | 0 | 0 | 0 | 0 | 0 | 0 | 0 | 0 | 0 | 0 | 0 | 0 | 0 | 0
F3_Industrial_Food Products_Existing_Process_Natural Gas_Strategic Energy Management_A_Achievable Economic TRC Potential | F3 | Industrial | Food Products | Existing | Process | Natural Gas | Strategic Energy Management | A | Integrated Unit Winter Peak Savings (kW) | Achievable Economic TRC Potential | 0 | 0 | 0 | 0 | 0 | 0 | 0 | 0 | 0 | 0 | 0 | 0 | 0 | 0 | 0 | 0 | 0 | 0 | 0 | 0 | 0 | 0 | 0 | 0 | 0 | 0 | 0 | 0 | 0 | 0 | 0
F4_Industrial_Food Products_Existing_Process_Natural Gas_Strategic Energy Management_A_Achievable Economic TRC Potential | F4 | Industrial | Food Products | Existing | Process | Natural Gas | Strategic Energy Management | A | Incremental Energy Savings (MWh or mTherms) | Achievable Economic TRC Potential | 0 | 0 | 0 | 0 | 0 | 4.337 | 4.3309 | 4.3019 | 4.3008 | 4.3011 | 4.2432 | 4.2291 | 4.2183 | 4.1491 | 4.1635 | 4.1222 | 4.1215 | 4.0995 | 4.0618 | 4.0658 | 4.0481 | 4.0318 | 4.0165 | 4.0024 | 3.9893 | 0 | 0 | 0 | 0 | 0 | 0
F5_Industrial_Food Products_Existing_Process_Natural Gas_Strategic Energy Management_A_Achievable Economic TRC Potential | F5 | Industrial | Food Products | Existing | Process | Natural Gas | Strategic Energy Management | A | Incremental Summer Peak Savings (MW) | Achievable Economic TRC Potential | 0 | 0 | 0 | 0 | 0 | 0 | 0 | 0 | 0 | 0 | 0 | 0 | 0 | 0 | 0 | 0 | 0 | 0 | 0 | 0 | 0 | 0 | 0 | 0 | 0 | 0 | 0 | 0 | 0 | 0 | 0
F6_Industrial_Food Products_Existing_Process_Natural Gas_Strategic Energy Management_A_Achievable Economic TRC Potential | F6 | Industrial | Food Products | Existing | Process | Natural Gas | Strategic Energy Management | A | Incremental Winter Peak Savings (MW) | Achievable Economic TRC Potential | 0 | 0 | 0 | 0 | 0 | 0 | 0 | 0 | 0 | 0 | 0 | 0 | 0 | 0 | 0 | 0 | 0 | 0 | 0 | 0 | 0 | 0 | 0 | 0 | 0 | 0 | 0 | 0 | 0 | 0 | 0
F7_Industrial_Food Products_Existing_Process_Natural Gas_Strategic Energy Management_A_Achievable Economic TRC Potential | F7 | Industrial | Food Products | Existing | Process | Natural Gas | Strategic Energy Management | A | Cumulative Energy Savings (MWh or mTherms) | Achievable Economic TRC Potential | 0 | 0 | 0 | 0 | 0 | 4.337 | 8.6642 | 12.959 | 17.2498 | 21.5376 | 25.7645 | 29.978 | 34.1808 | 38.3119 | 42.4619 | 46.5672 | 50.6752 | 54.7597 | 58.805 | 62.8594 | 66.894 | 70.9159 | 74.9228 | 78.9156 | 82.8953 | 82.8931 | 82.891 | 82.8892 | 0 | 0 | 0
F8_Industrial_Food Products_Existing_Process_Natural Gas_Strategic Energy Management_A_Achievable Economic TRC Potential | F8 | Industrial | Food Products | Existing | Process | Natural Gas | Strategic Energy Management | A | Cumulative Summer Peak Savings (MW) | Achievable Economic TRC Potential | 0 | 0 | 0 | 0 | 0 | 0 | 0 | 0 | 0 | 0 | 0 | 0 | 0 | 0 | 0 | 0 | 0 | 0 | 0 | 0 | 0 | 0 | 0 | 0 | 0 | 0 | 0 | 0 | 0 | 0 | 0
F9_Industrial_Food Products_Existing_Process_Natural Gas_Strategic Energy Management_A_Achievable Economic TRC Potential | F9 | Industrial | Food Products | Existing | Process | Natural Gas | Strategic Energy Management | A | Cumulative Winter Peak Savings (MW) | Achievable Economic TRC Potential | 0 | 0 | 0 | 0 | 0 | 0 | 0 | 0 | 0 | 0 | 0 | 0 | 0 | 0 | 0 | 0 | 0 | 0 | 0 | 0 | 0 | 0 | 0 | 0 | 0 | 0 | 0 | 0 | 0 | 0 | 0
F10_Industrial_Food Products_Existing_Process_Natural Gas_Strategic Energy Management_A_Achievable Economic TRC Potential | F10 | Industrial | Food Products | Existing | Process | Natural Gas | Strategic Energy Management | A | Purchases (Incremental) | Achievable Economic TRC Potential | 0 | 0 | 0 | 0 | 0 | 143.703 | 143.6241 | 142.7771 | 142.8543 | 142.9724 | 141.1568 | 140.7711 | 140.4852 | 138.2544 | 138.7822 | 137.4588 | 137.4766 | 136.7847 | 135.5646 | 135.7252 | 135.1639 | 134.6382 | 134.1476 | 133.6918 | 133.2702 | 0 | 0 | 0 | 0 | 0 | 0
F11_Industrial_Food Products_Existing_Process_Natural Gas_Strategic Energy Management_A_Achievable Economic TRC Potential | F11 | Industrial | Food Products | Existing | Process | Natural Gas | Strategic Energy Management | A | Purchases (Cumulative) | Achievable Economic TRC Potential | 0 | 0 | 0 | 0 | 0 | 143.703 | 287.3271 | 430.1042 | 572.9584 | 715.9309 | 857.0877 | 997.8587 | 1138.344 | 1276.5984 | 1415.3806 | 1552.8394 | 1690.316 | 1827.1007 | 1962.6653 | 2098.3904 | 2233.5544 | 2368.1926 | 2502.3402 | 2636.032 | 2769.3021 | 2769.3021 | 2769.3021 | 2769.3021 | 2769.3021 | 2769.3021 | 2769.3021
F1_Industrial_Food Products_Existing_Miscellaneous_Natural Gas_Strategic Energy Management_A_Achievable Economic TRC Potential | F1 | Industrial | Food Products | Existing | Miscellaneous | Natural Gas | Strategic Energy Management | A | Integrated Unit Energy Savings (kWh or therms) | Achievable Economic TRC Potential | 0 | 0 | 0 | 0 | 0 | 2.7925 | 2.7925 | 2.7925 | 2.7925 | 2.7925 | 2.7925 | 2.7925 | 2.7925 | 2.7925 | 2.7925 | 2.7925 | 2.7925 | 2.7925 | 2.7925 | 2.7925 | 2.7925 | 2.7925 | 2.7925 | 2.7925 | 2.7925 | 2.7925 | 2.7925 | 2.7925 | 0 | 0 | 0
F2_Industrial_Food Products_Existing_Miscellaneous_Natural Gas_Strategic Energy Management_A_Achievable Economic TRC Potential | F2 | Industrial | Food Products | Existing | Miscellaneous | Natural Gas | Strategic Energy Management | A | Integrated Unit Summer Peak Savings (kW) | Achievable Economic TRC Potential | 0 | 0 | 0 | 0 | 0 | 0 | 0 | 0 | 0 | 0 | 0 | 0 | 0 | 0 | 0 | 0 | 0 | 0 | 0 | 0 | 0 | 0 | 0 | 0 | 0 | 0 | 0 | 0 | 0 | 0 | 0
F3_Industrial_Food Products_Existing_Miscellaneous_Natural Gas_Strategic Energy Management_A_Achievable Economic TRC Potential | F3 | Industrial | Food Products | Existing | Miscellaneous | Natural Gas | Strategic Energy Management | A | Integrated Unit Winter Peak Savings (kW) | Achievable Economic TRC Potential | 0 | 0 | 0 | 0 | 0 | 0 | 0 | 0 | 0 | 0 | 0 | 0 | 0 | 0 | 0 | 0 | 0 | 0 | 0 | 0 | 0 | 0 | 0 | 0 | 0 | 0 | 0 | 0 | 0 | 0 | 0
F4_Industrial_Food Products_Existing_Miscellaneous_Natural Gas_Strategic Energy Management_A_Achievable Economic TRC Potential | F4 | Industrial | Food Products | Existing | Miscellaneous | Natural Gas | Strategic Energy Management | A | Incremental Energy Savings (MWh or mTherms) | Achievable Economic TRC Potential | 0 | 0 | 0 | 0 | 0 | 0.10032 | 0.10027 | 0.099676 | 0.09973 | 0.099812 | 0.098545 | 0.098275 | 0.098076 | 0.096518 | 0.096887 | 0.095963 | 0.095975 | 0.095492 | 0.094641 | 0.094753 | 0.094361 | 0.093994 | 0.093651 | 0.093333 | 0.093039 | 0 | 0 | 0 | 0 | 0 | 0
F5_Industrial_Food Products_Existing_Miscellaneous_Natural Gas_Strategic Energy Management_A_Achievable Economic TRC Potential | F5 | Industrial | Food Products | Existing | Miscellaneous | Natural Gas | Strategic Energy Management | A | Incremental Summer Peak Savings (MW) | Achievable Economic TRC Potential | 0 | 0 | 0 | 0 | 0 | 0 | 0 | 0 | 0 | 0 | 0 | 0 | 0 | 0 | 0 | 0 | 0 | 0 | 0 | 0 | 0 | 0 | 0 | 0 | 0 | 0 | 0 | 0 | 0 | 0 | 0
F6_Industrial_Food Products_Existing_Miscellaneous_Natural Gas_Strategic Energy Management_A_Achievable Economic TRC Potential | F6 | Industrial | Food Products | Existing | Miscellaneous | Natural Gas | Strategic Energy Management | A | Incremental Winter Peak Savings (MW) | Achievable Economic TRC Potential | 0 | 0 | 0 | 0 | 0 | 0 | 0 | 0 | 0 | 0 | 0 | 0 | 0 | 0 | 0 | 0 | 0 | 0 | 0 | 0 | 0 | 0 | 0 | 0 | 0 | 0 | 0 | 0 | 0 | 0 | 0
F7_Industrial_Food Products_Existing_Miscellaneous_Natural Gas_Strategic Energy Management_A_Achievable Economic TRC Potential | F7 | Industrial | Food Products | Existing | Miscellaneous | Natural Gas | Strategic Energy Management | A | Cumulative Energy Savings (MWh or mTherms) | Achievable Economic TRC Potential | 0 | 0 | 0 | 0 | 0 | 0.10032 | 0.20059 | 0.30027 | 0.39999 | 0.49981 | 0.59835 | 0.69663 | 0.7947 | 0.89122 | 0.98811 | 1.0841 | 1.18 | 1.2755 | 1.3702 | 1.4649 | 1.5593 | 1.6533 | 1.7469 | 1.8403 | 1.9333 | 1.9333 | 1.9333 | 1.9333 | 0 | 0 | 0
F8_Industrial_Food Products_Existing_Miscellaneous_Natural Gas_Strategic Energy Management_A_Achievable Economic TRC Potential | F8 | Industrial | Food Products | Existing | Miscellaneous | Natural Gas | Strategic Energy Management | A | Cumulative Summer Peak Savings (MW) | Achievable Economic TRC Potential | 0 | 0 | 0 | 0 | 0 | 0 | 0 | 0 | 0 | 0 | 0 | 0 | 0 | 0 | 0 | 0 | 0 | 0 | 0 | 0 | 0 | 0 | 0 | 0 | 0 | 0 | 0 | 0 | 0 | 0 | 0
F9_Industrial_Food Products_Existing_Miscellaneous_Natural Gas_Strategic Energy Management_A_Achievable Economic TRC Potential | F9 | Industrial | Food Products | Existing | Miscellaneous | Natural Gas | Strategic Energy Management | A | Cumulative Winter Peak Savings (MW) | Achievable Economic TRC Potential | 0 | 0 | 0 | 0 | 0 | 0 | 0 | 0 | 0 | 0 | 0 | 0 | 0 | 0 | 0 | 0 | 0 | 0 | 0 | 0 | 0 | 0 | 0 | 0 | 0 | 0 | 0 | 0 | 0 | 0 | 0
F10_Industrial_Food Products_Existing_Miscellaneous_Natural Gas_Strategic Energy Management_A_Achievable Economic TRC Potential | F10 | Industrial | Food Products | Existing | Miscellaneous | Natural Gas | Strategic Energy Management | A | Purchases (Incremental) | Achievable Economic TRC Potential | 0 | 0 | 0 | 0 | 0 | 35.9257 | 35.906 | 35.6943 | 35.7136 | 35.7431 | 35.2892 | 35.1928 | 35.1213 | 34.5636 | 34.6956 | 34.3647 | 34.3692 | 34.1962 | 33.8911 | 33.9313 | 33.791 | 33.6596 | 33.5369 | 33.4229 | 33.3175 | 0 | 0 | 0 | 0 | 0 | 0
F11_Industrial_Food Products_Existing_Miscellaneous_Natural Gas_Strategic Energy Management_A_Achievable Economic TRC Potential | F11 | Industrial | Food Products | Existing | Miscellaneous | Natural Gas | Strategic Energy Management | A | Purchases (Cumulative) | Achievable Economic TRC Potential | 0 | 0 | 0 | 0 | 0 | 35.9257 | 71.8318 | 107.526 | 143.2396 | 178.9827 | 214.2719 | 249.4647 | 284.586 | 319.1496 | 353.8452 | 388.2098 | 422.579 | 456.7752 | 490.6663 | 524.5976 | 558.3886 | 592.0481 | 625.585 | 659.008 | 692.3255 | 692.3255 | 692.3255 | 692.3255 | 692.3255 | 692.3255 | 692.3255
F1_Industrial_Food Products_Existing_Space Heating_Natural Gas_Commissioning_A_Achievable Economic TRC Potential | F1 | Industrial | Food Products | Existing | Space Heating | Natural Gas | Commissioning | A | Integrated Unit Energy Savings (kWh or therms) | Achievable Economic TRC Potential | 0 | 0 | 0 | 0 | 0 | 10.6478 | 10.5938 | 10.5256 | 10.4511 | 10.3701 | 10.2846 | 10.1938 | 10.1001 | 10.0023 | 9.8939 | 9.7888 | 9.6827 | 9.5827 | 9.4881 | 9.3987 | 9.3145 | 9.2293 | 9.1559 | 9.0877 | 9.0238 | 8.9651 | 8.9147 | 8.8676 | 0 | 0 | 0
F2_Industrial_Food Products_Existing_Space Heating_Natural Gas_Commissioning_A_Achievable Economic TRC Potential | F2 | Industrial | Food Products | Existing | Space Heating | Natural Gas | Commissioning | A | Integrated Unit Summer Peak Savings (kW) | Achievable Economic TRC Potential | 0 | 0 | 0 | 0 | 0 | 0 | 0 | 0 | 0 | 0 | 0 | 0 | 0 | 0 | 0 | 0 | 0 | 0 | 0 | 0 | 0 | 0 | 0 | 0 | 0 | 0 | 0 | 0 | 0 | 0 | 0
F3_Industrial_Food Products_Existing_Space Heating_Natural Gas_Commissioning_A_Achievable Economic TRC Potential | F3 | Industrial | Food Products | Existing | Space Heating | Natural Gas | Commissioning | A | Integrated Unit Winter Peak Savings (kW) | Achievable Economic TRC Potential | 0 | 0 | 0 | 0 | 0 | 0 | 0 | 0 | 0 | 0 | 0 | 0 | 0 | 0 | 0 | 0 | 0 | 0 | 0 | 0 | 0 | 0 | 0 | 0 | 0 | 0 | 0 | 0 | 0 | 0 | 0
F4_Industrial_Food Products_Existing_Space Heating_Natural Gas_Commissioning_A_Achievable Economic TRC Potential | F4 | Industrial | Food Products | Existing | Space Heating | Natural Gas | Commissioning | A | Incremental Energy Savings (MWh or mTherms) | Achievable Economic TRC Potential | 0 | 0 | 0 | 0 | 0 | 0 | 0 | 0 | 0 | 0 | 0 | 0 | 0 | 0 | 0 | 0 | 0 | 0 | 0 | 0 | 0 | 0 | 0 | 0 | 0 | 0 | 0 | 0 | 0 | 0 | 0
F5_Industrial_Food Products_Existing_Space Heating_Natural Gas_Commissioning_A_Achievable Economic TRC Potential | F5 | Industrial | Food Products | Existing | Space Heating | Natural Gas | Commissioning | A | Incremental Summer Peak Savings (MW) | Achievable Economic TRC Potential | 0 | 0 | 0 | 0 | 0 | 0 | 0 | 0 | 0 | 0 | 0 | 0 | 0 | 0 | 0 | 0 | 0 | 0 | 0 | 0 | 0 | 0 | 0 | 0 | 0 | 0 | 0 | 0 | 0 | 0 | 0
F6_Industrial_Food Products_Existing_Space Heating_Natural Gas_Commissioning_A_Achievable Economic TRC Potential | F6 | Industrial | Food Products | Existing | Space Heating | Natural Gas | Commissioning | A | Incremental Winter Peak Savings (MW) | Achievable Economic TRC Potential | 0 | 0 | 0 | 0 | 0 | 0 | 0 | 0 | 0 | 0 | 0 | 0 | 0 | 0 | 0 | 0 | 0 | 0 | 0 | 0 | 0 | 0 | 0 | 0 | 0 | 0 | 0 | 0 | 0 | 0 | 0
F7_Industrial_Food Products_Existing_Space Heating_Natural Gas_Commissioning_A_Achievable Economic TRC Potential | F7 | Industrial | Food Products | Existing | Space Heating | Natural Gas | Commissioning | A | Cumulative Energy Savings (MWh or mTherms) | Achievable Economic TRC Potential | 0 | 0 | 0 | 0 | 0 | 0 | 0 | 0 | 0 | 0 | 0 | 0 | 0 | 0 | 0 | 0 | 0 | 0 | 0 | 0 | 0 | 0 | 0 | 0 | 0 | 0 | 0 | 0 | 0 | 0 | 0
F8_Industrial_Food Products_Existing_Space Heating_Natural Gas_Commissioning_A_Achievable Economic TRC Potential | F8 | Industrial | Food Products | Existing | Space Heating | Natural Gas | Commissioning | A | Cumulative Summer Peak Savings (MW) | Achievable Economic TRC Potential | 0 | 0 | 0 | 0 | 0 | 0 | 0 | 0 | 0 | 0 | 0 | 0 | 0 | 0 | 0 | 0 | 0 | 0 | 0 | 0 | 0 | 0 | 0 | 0 | 0 | 0 | 0 | 0 | 0 | 0 | 0
F9_Industrial_Food Products_Existing_Space Heating_Natural Gas_Commissioning_A_Achievable Economic TRC Potential | F9 | Industrial | Food Products | Existing | Space Heating | Natural Gas | Commissioning | A | Cumulative Winter Peak Savings (MW) | Achievable Economic TRC Potential | 0 | 0 | 0 | 0 | 0 | 0 | 0 | 0 | 0 | 0 | 0 | 0 | 0 | 0 | 0 | 0 | 0 | 0 | 0 | 0 | 0 | 0 | 0 | 0 | 0 | 0 | 0 | 0 | 0 | 0 | 0
F10_Industrial_Food Products_Existing_Space Heating_Natural Gas_Commissioning_A_Achievable Economic TRC Potential | F10 | Industrial | Food Products | Existing | Space Heating | Natural Gas | Commissioning | A | Purchases (Incremental) | Achievable Economic TRC Potential | 0 | 0 | 0 | 0 | 0 | 0 | 0 | 0 | 0 | 0 | 0 | 0 | 0 | 0 | 0 | 0 | 0 | 0 | 0 | 0 | 0 | 0 | 0 | 0 | 0 | 0 | 0 | 0 | 0 | 0 | 0
F11_Industrial_Food Products_Existing_Space Heating_Natural Gas_Commissioning_A_Achievable Economic TRC Potential | F11 | Industrial | Food Products | Existing | Space Heating | Natural Gas | Commissioning | A | Purchases (Cumulative) | Achievable Economic TRC Potential | 0 | 0 | 0 | 0 | 0 | 0 | 0 | 0 | 0 | 0 | 0 | 0 | 0 | 0 | 0 | 0 | 0 | 0 | 0 | 0 | 0 | 0 | 0 | 0 | 0 | 0 | 0 | 0 | 0 | 0 | 0
F1_Industrial_Food Products_Existing_Process_Natural Gas_Commissioning_A_Achievable Economic TRC Potential | F1 | Industrial | Food Products | Existing | Process | Natural Gas | Commissioning | A | Integrated Unit Energy Savings (kWh or therms) | Achievable Economic TRC Potential | 0 | 0 | 0 | 0 | 0 | 168.6012 | 168.6012 | 168.6012 | 168.6012 | 168.6012 | 168.6012 | 168.6012 | 168.6012 | 168.6012 | 168.6012 | 168.6012 | 168.6012 | 168.6012 | 168.6012 | 168.6012 | 168.6012 | 168.6012 | 168.6012 | 168.6012 | 168.6012 | 168.6012 | 168.6012 | 168.6012 | 0 | 0 | 0
F2_Industrial_Food Products_Existing_Process_Natural Gas_Commissioning_A_Achievable Economic TRC Potential | F2 | Industrial | Food Products | Existing | Process | Natural Gas | Commissioning | A | Integrated Unit Summer Peak Savings (kW) | Achievable Economic TRC Potential | 0 | 0 | 0 | 0 | 0 | 0 | 0 | 0 | 0 | 0 | 0 | 0 | 0 | 0 | 0 | 0 | 0 | 0 | 0 | 0 | 0 | 0 | 0 | 0 | 0 | 0 | 0 | 0 | 0 | 0 | 0
F3_Industrial_Food Products_Existing_Process_Natural Gas_Commissioning_A_Achievable Economic TRC Potential | F3 | Industrial | Food Products | Existing | Process | Natural Gas | Commissioning | A | Integrated Unit Winter Peak Savings (kW) | Achievable Economic TRC Potential | 0 | 0 | 0 | 0 | 0 | 0 | 0 | 0 | 0 | 0 | 0 | 0 | 0 | 0 | 0 | 0 | 0 | 0 | 0 | 0 | 0 | 0 | 0 | 0 | 0 | 0 | 0 | 0 | 0 | 0 | 0
F4_Industrial_Food Products_Existing_Process_Natural Gas_Commissioning_A_Achievable Economic TRC Potential | F4 | Industrial | Food Products | Existing | Process | Natural Gas | Commissioning | A | Incremental Energy Savings (MWh or mTherms) | Achievable Economic TRC Potential | 0 | 0 | 0 | 0 | 0 | 0 | 0 | 0 | 0 | 0 | 0 | 0 | 0 | 0 | 0 | 0 | 0 | 0 | 0 | 0 | 0 | 0 | 0 | 0 | 0 | 0 | 0 | 0 | 0 | 0 | 0
F5_Industrial_Food Products_Existing_Process_Natural Gas_Commissioning_A_Achievable Economic TRC Potential | F5 | Industrial | Food Products | Existing | Process | Natural Gas | Commissioning | A | Incremental Summer Peak Savings (MW) | Achievable Economic TRC Potential | 0 | 0 | 0 | 0 | 0 | 0 | 0 | 0 | 0 | 0 | 0 | 0 | 0 | 0 | 0 | 0 | 0 | 0 | 0 | 0 | 0 | 0 | 0 | 0 | 0 | 0 | 0 | 0 | 0 | 0 | 0
F6_Industrial_Food Products_Existing_Process_Natural Gas_Commissioning_A_Achievable Economic TRC Potential | F6 | Industrial | Food Products | Existing | Process | Natural Gas | Commissioning | A | Incremental Winter Peak Savings (MW) | Achievable Economic TRC Potential | 0 | 0 | 0 | 0 | 0 | 0 | 0 | 0 | 0 | 0 | 0 | 0 | 0 | 0 | 0 | 0 | 0 | 0 | 0 | 0 | 0 | 0 | 0 | 0 | 0 | 0 | 0 | 0 | 0 | 0 | 0
F7_Industrial_Food Products_Existing_Process_Natural Gas_Commissioning_A_Achievable Economic TRC Potential | F7 | Industrial | Food Products | Existing | Process | Natural Gas | Commissioning | A | Cumulative Energy Savings (MWh or mTherms) | Achievable Economic TRC Potential | 0 | 0 | 0 | 0 | 0 | 0 | 0 | 0 | 0 | 0 | 0 | 0 | 0 | 0 | 0 | 0 | 0 | 0 | 0 | 0 | 0 | 0 | 0 | 0 | 0 | 0 | 0 | 0 | 0 | 0 | 0
F8_Industrial_Food Products_Existing_Process_Natural Gas_Commissioning_A_Achievable Economic TRC Potential | F8 | Industrial | Food Products | Existing | Process | Natural Gas | Commissioning | A | Cumulative Summer Peak Savings (MW) | Achievable Economic TRC Potential | 0 | 0 | 0 | 0 | 0 | 0 | 0 | 0 | 0 | 0 | 0 | 0 | 0 | 0 | 0 | 0 | 0 | 0 | 0 | 0 | 0 | 0 | 0 | 0 | 0 | 0 | 0 | 0 | 0 | 0 | 0
F9_Industrial_Food Products_Existing_Process_Natural Gas_Commissioning_A_Achievable Economic TRC Potential | F9 | Industrial | Food Products | Existing | Process | Natural Gas | Commissioning | A | Cumulative Winter Peak Savings (MW) | Achievable Economic TRC Potential | 0 | 0 | 0 | 0 | 0 | 0 | 0 | 0 | 0 | 0 | 0 | 0 | 0 | 0 | 0 | 0 | 0 | 0 | 0 | 0 | 0 | 0 | 0 | 0 | 0 | 0 | 0 | 0 | 0 | 0 | 0
F10_Industrial_Food Products_Existing_Process_Natural Gas_Commissioning_A_Achievable Economic TRC Potential | F10 | Industrial | Food Products | Existing | Process | Natural Gas | Commissioning | A | Purchases (Incremental) | Achievable Economic TRC Potential | 0 | 0 | 0 | 0 | 0 | 0 | 0 | 0 | 0 | 0 | 0 | 0 | 0 | 0 | 0 | 0 | 0 | 0 | 0 | 0 | 0 | 0 | 0 | 0 | 0 | 0 | 0 | 0 | 0 | 0 | 0
F11_Industrial_Food Products_Existing_Process_Natural Gas_Commissioning_A_Achievable Economic TRC Potential | F11 | Industrial | Food Products | Existing | Process | Natural Gas | Commissioning | A | Purchases (Cumulative) | Achievable Economic TRC Potential | 0 | 0 | 0 | 0 | 0 | 0 | 0 | 0 | 0 | 0 | 0 | 0 | 0 | 0 | 0 | 0 | 0 | 0 | 0 | 0 | 0 | 0 | 0 | 0 | 0 | 0 | 0 | 0 | 0 | 0 | 0
F1_Industrial_Food Products_Existing_Space Heating_Natural Gas_Retrocommissioning_A_Achievable Economic TRC Potential | F1 | Industrial | Food Products | Existing | Space Heating | Natural Gas | Retrocommissioning | A | Integrated Unit Energy Savings (kWh or therms) | Achievable Economic TRC Potential | 0 | 0 | 0 | 0 | 0 | 1.4787 | 1.4711 | 1.4614 | 1.451 | 1.4396 | 1.4276 | 1.4149 | 1.4018 | 1.3881 | 1.373 | 1.3584 | 1.3436 | 1.3297 | 1.3166 | 1.3042 | 1.2924 | 1.2806 | 1.2704 | 1.261 | 1.2521 | 1.2439 | 1.237 | 1.2304 | 0 | 0 | 0
F2_Industrial_Food Products_Existing_Space Heating_Natural Gas_Retrocommissioning_A_Achievable Economic TRC Potential | F2 | Industrial | Food Products | Existing | Space Heating | Natural Gas | Retrocommissioning | A | Integrated Unit Summer Peak Savings (kW) | Achievable Economic TRC Potential | 0 | 0 | 0 | 0 | 0 | 0 | 0 | 0 | 0 | 0 | 0 | 0 | 0 | 0 | 0 | 0 | 0 | 0 | 0 | 0 | 0 | 0 | 0 | 0 | 0 | 0 | 0 | 0 | 0 | 0 | 0
F3_Industrial_Food Products_Existing_Space Heating_Natural Gas_Retrocommissioning_A_Achievable Economic TRC Potential | F3 | Industrial | Food Products | Existing | Space Heating | Natural Gas | Retrocommissioning | A | Integrated Unit Winter Peak Savings (kW) | Achievable Economic TRC Potential | 0 | 0 | 0 | 0 | 0 | 0 | 0 | 0 | 0 | 0 | 0 | 0 | 0 | 0 | 0 | 0 | 0 | 0 | 0 | 0 | 0 | 0 | 0 | 0 | 0 | 0 | 0 | 0 | 0 | 0 | 0
F4_Industrial_Food Products_Existing_Space Heating_Natural Gas_Retrocommissioning_A_Achievable Economic TRC Potential | F4 | Industrial | Food Products | Existing | Space Heating | Natural Gas | Retrocommissioning | A | Incremental Energy Savings (MWh or mTherms) | Achievable Economic TRC Potential | 0 | 0 | 0 | 0 | 0 | 0.041319 | 0.041082 | 0.040573 | 0.040303 | 0.04002 | 0.039183 | 0.038728 | 0.038292 | 0.037317 | 0.037052 | 0.036307 | 0.035918 | 0.035367 | 0.034705 | 0.034418 | 0.033968 | 0.033526 | 0.033138 | 0.03278 | 0.032446 | 0 | 0 | 0 | 0 | 0 | 0
F5_Industrial_Food Products_Existing_Space Heating_Natural Gas_Retrocommissioning_A_Achievable Economic TRC Potential | F5 | Industrial | Food Products | Existing | Space Heating | Natural Gas | Retrocommissioning | A | Incremental Summer Peak Savings (MW) | Achievable Economic TRC Potential | 0 | 0 | 0 | 0 | 0 | 0 | 0 | 0 | 0 | 0 | 0 | 0 | 0 | 0 | 0 | 0 | 0 | 0 | 0 | 0 | 0 | 0 | 0 | 0 | 0 | 0 | 0 | 0 | 0 | 0 | 0
F6_Industrial_Food Products_Existing_Space Heating_Natural Gas_Retrocommissioning_A_Achievable Economic TRC Potential | F6 | Industrial | Food Products | Existing | Space Heating | Natural Gas | Retrocommissioning | A | Incremental Winter Peak Savings (MW) | Achievable Economic TRC Potential | 0 | 0 | 0 | 0 | 0 | 0 | 0 | 0 | 0 | 0 | 0 | 0 | 0 | 0 | 0 | 0 | 0 | 0 | 0 | 0 | 0 | 0 | 0 | 0 | 0 | 0 | 0 | 0 | 0 | 0 | 0
F7_Industrial_Food Products_Existing_Space Heating_Natural Gas_Retrocommissioning_A_Achievable Economic TRC Potential | F7 | Industrial | Food Products | Existing | Space Heating | Natural Gas | Retrocommissioning | A | Cumulative Energy Savings (MWh or mTherms) | Achievable Economic TRC Potential | 0 | 0 | 0 | 0 | 0 | 0.041319 | 0.082187 | 0.12222 | 0.16165 | 0.2004 | 0.23791 | 0.27452 | 0.31027 | 0.34457 | 0.37787 | 0.41015 | 0.44162 | 0.47241 | 0.50244 | 0.53212 | 0.56131 | 0.5897 | 0.61815 | 0.64633 | 0.67423 | 0.66983 | 0.66607 | 0.66255 | 0 | 0 | 0
F8_Industrial_Food Products_Existing_Space Heating_Natural Gas_Retrocommissioning_A_Achievable Economic TRC Potential | F8 | Industrial | Food Products | Existing | Space Heating | Natural Gas | Retrocommissioning | A | Cumulative Summer Peak Savings (MW) | Achievable Economic TRC Potential | 0 | 0 | 0 | 0 | 0 | 0 | 0 | 0 | 0 | 0 | 0 | 0 | 0 | 0 | 0 | 0 | 0 | 0 | 0 | 0 | 0 | 0 | 0 | 0 | 0 | 0 | 0 | 0 | 0 | 0 | 0
F9_Industrial_Food Products_Existing_Space Heating_Natural Gas_Retrocommissioning_A_Achievable Economic TRC Potential | F9 | Industrial | Food Products | Existing | Space Heating | Natural Gas | Retrocommissioning | A | Cumulative Winter Peak Savings (MW) | Achievable Economic TRC Potential | 0 | 0 | 0 | 0 | 0 | 0 | 0 | 0 | 0 | 0 | 0 | 0 | 0 | 0 | 0 | 0 | 0 | 0 | 0 | 0 | 0 | 0 | 0 | 0 | 0 | 0 | 0 | 0 | 0 | 0 | 0
F10_Industrial_Food Products_Existing_Space Heating_Natural Gas_Retrocommissioning_A_Achievable Economic TRC Potential | F10 | Industrial | Food Products | Existing | Space Heating | Natural Gas | Retrocommissioning | A | Purchases (Incremental) | Achievable Economic TRC Potential | 0 | 0 | 0 | 0 | 0 | 27.9422 | 27.9269 | 27.7622 | 27.7772 | 27.8002 | 27.4472 | 27.3722 | 27.3166 | 26.8828 | 26.9854 | 26.7281 | 26.7316 | 26.597 | 26.3598 | 26.391 | 26.2819 | 26.1797 | 26.0843 | 25.9956 | 25.9136 | 0 | 0 | 0 | 0 | 0 | 0
F11_Industrial_Food Products_Existing_Space Heating_Natural Gas_Retrocommissioning_A_Achievable Economic TRC Potential | F11 | Industrial | Food Products | Existing | Space Heating | Natural Gas | Retrocommissioning | A | Purchases (Cumulative) | Achievable Economic TRC Potential | 0 | 0 | 0 | 0 | 0 | 27.9422 | 55.8692 | 83.6314 | 111.4086 | 139.2088 | 166.6559 | 194.0281 | 221.3447 | 248.2275 | 275.2129 | 301.941 | 328.6726 | 355.2696 | 381.6294 | 408.0204 | 434.3022 | 460.4819 | 486.5661 | 512.5618 | 538.4754 | 538.4754 | 538.4754 | 538.4754 | 538.4754 | 538.4754 | 538.4754
F1_Industrial_Food Products_Existing_Process_Natural Gas_Retrocommissioning_A_Achievable Economic TRC Potential | F1 | Industrial | Food Products | Existing | Process | Natural Gas | Retrocommissioning | A | Integrated Unit Energy Savings (kWh or therms) | Achievable Economic TRC Potential | 0 | 0 | 0 | 0 | 0 | 0 | 0 | 0 | 0 | 0 | 0 | 0 | 0 | 0 | 0 | 0 | 0 | 0 | 0 | 0 | 0 | 0 | 0 | 0 | 0 | 0 | 0 | 0 | 0 | 0 | 0
F2_Industrial_Food Products_Existing_Process_Natural Gas_Retrocommissioning_A_Achievable Economic TRC Potential | F2 | Industrial | Food Products | Existing | Process | Natural Gas | Retrocommissioning | A | Integrated Unit Summer Peak Savings (kW) | Achievable Economic TRC Potential | 0 | 0 | 0 | 0 | 0 | 0 | 0 | 0 | 0 | 0 | 0 | 0 | 0 | 0 | 0 | 0 | 0 | 0 | 0 | 0 | 0 | 0 | 0 | 0 | 0 | 0 | 0 | 0 | 0 | 0 | 0
F3_Industrial_Food Products_Existing_Process_Natural Gas_Retrocommissioning_A_Achievable Economic TRC Potential | F3 | Industrial | Food Products | Existing | Process | Natural Gas | Retrocommissioning | A | Integrated Unit Winter Peak Savings (kW) | Achievable Economic TRC Potential | 0 | 0 | 0 | 0 | 0 | 0 | 0 | 0 | 0 | 0 | 0 | 0 | 0 | 0 | 0 | 0 | 0 | 0 | 0 | 0 | 0 | 0 | 0 | 0 | 0 | 0 | 0 | 0 | 0 | 0 | 0
F4_Industrial_Food Products_Existing_Process_Natural Gas_Retrocommissioning_A_Achievable Economic TRC Potential | F4 | Industrial | Food Products | Existing | Process | Natural Gas | Retrocommissioning | A | Incremental Energy Savings (MWh or mTherms) | Achievable Economic TRC Potential | 0 | 0 | 0 | 0 | 0 | 0 | 0 | 0 | 0 | 0 | 0 | 0 | 0 | 0 | 0 | 0 | 0 | 0 | 0 | 0 | 0 | 0 | 0 | 0 | 0 | 0 | 0 | 0 | 0 | 0 | 0
F5_Industrial_Food Products_Existing_Process_Natural Gas_Retrocommissioning_A_Achievable Economic TRC Potential | F5 | Industrial | Food Products | Existing | Process | Natural Gas | Retrocommissioning | A | Incremental Summer Peak Savings (MW) | Achievable Economic TRC Potential | 0 | 0 | 0 | 0 | 0 | 0 | 0 | 0 | 0 | 0 | 0 | 0 | 0 | 0 | 0 | 0 | 0 | 0 | 0 | 0 | 0 | 0 | 0 | 0 | 0 | 0 | 0 | 0 | 0 | 0 | 0
F6_Industrial_Food Products_Existing_Process_Natural Gas_Retrocommissioning_A_Achievable Economic TRC Potential | F6 | Industrial | Food Products | Existing | Process | Natural Gas | Retrocommissioning | A | Incremental Winter Peak Savings (MW) | Achievable Economic TRC Potential | 0 | 0 | 0 | 0 | 0 | 0 | 0 | 0 | 0 | 0 | 0 | 0 | 0 | 0 | 0 | 0 | 0 | 0 | 0 | 0 | 0 | 0 | 0 | 0 | 0 | 0 | 0 | 0 | 0 | 0 | 0
F7_Industrial_Food Products_Existing_Process_Natural Gas_Retrocommissioning_A_Achievable Economic TRC Potential | F7 | Industrial | Food Products | Existing | Process | Natural Gas | Retrocommissioning | A | Cumulative Energy Savings (MWh or mTherms) | Achievable Economic TRC Potential | 0 | 0 | 0 | 0 | 0 | 0 | 0 | 0 | 0 | 0 | 0 | 0 | 0 | 0 | 0 | 0 | 0 | 0 | 0 | 0 | 0 | 0 | 0 | 0 | 0 | 0 | 0 | 0 | 0 | 0 | 0
F8_Industrial_Food Products_Existing_Process_Natural Gas_Retrocommissioning_A_Achievable Economic TRC Potential | F8 | Industrial | Food Products | Existing | Process | Natural Gas | Retrocommissioning | A | Cumulative Summer Peak Savings (MW) | Achievable Economic TRC Potential | 0 | 0 | 0 | 0 | 0 | 0 | 0 | 0 | 0 | 0 | 0 | 0 | 0 | 0 | 0 | 0 | 0 | 0 | 0 | 0 | 0 | 0 | 0 | 0 | 0 | 0 | 0 | 0 | 0 | 0 | 0
F9_Industrial_Food Products_Existing_Process_Natural Gas_Retrocommissioning_A_Achievable Economic TRC Potential | F9 | Industrial | Food Products | Existing | Process | Natural Gas | Retrocommissioning | A | Cumulative Winter Peak Savings (MW) | Achievable Economic TRC Potential | 0 | 0 | 0 | 0 | 0 | 0 | 0 | 0 | 0 | 0 | 0 | 0 | 0 | 0 | 0 | 0 | 0 | 0 | 0 | 0 | 0 | 0 | 0 | 0 | 0 | 0 | 0 | 0 | 0 | 0 | 0
F10_Industrial_Food Products_Existing_Process_Natural Gas_Retrocommissioning_A_Achievable Economic TRC Potential | F10 | Industrial | Food Products | Existing | Process | Natural Gas | Retrocommissioning | A | Purchases (Incremental) | Achievable Economic TRC Potential | 0 | 0 | 0 | 0 | 0 | 27.9422 | 27.9269 | 27.7622 | 27.7772 | 27.8002 | 27.4472 | 27.3722 | 27.3166 | 26.8828 | 26.9854 | 26.7281 | 26.7316 | 26.597 | 26.3598 | 26.391 | 26.2819 | 26.1797 | 26.0843 | 25.9956 | 25.9136 | 0 | 0 | 0 | 0 | 0 | 0
F11_Industrial_Food Products_Existing_Process_Natural Gas_Retrocommissioning_A_Achievable Economic TRC Potential | F11 | Industrial | Food Products | Existing | Process | Natural Gas | Retrocommissioning | A | Purchases (Cumulative) | Achievable Economic TRC Potential | 0 | 0 | 0 | 0 | 0 | 27.9422 | 55.8692 | 83.6314 | 111.4086 | 139.2088 | 166.6559 | 194.0281 | 221.3447 | 248.2275 | 275.2129 | 301.941 | 328.6726 | 355.2696 | 381.6294 | 408.0204 | 434.3022 | 460.4819 | 486.5661 | 512.5618 | 538.4754 | 538.4754 | 538.4754 | 538.4754 | 538.4754 | 538.4754 | 538.4754
F1_Industrial_Food Products_New_Space Heating_Natural Gas_Insulation - Roof/Ceiling_A_Achievable Economic TRC Potential | F1 | Industrial | Food Products | New | Space Heating | Natural Gas | Insulation - Roof/Ceiling | A | Integrated Unit Energy Savings (kWh or therms) | Achievable Economic TRC Potential | 0 | 0 | 0 | 0 | 0 | 0.09365 | 0.092093 | 0.090798 | 0.08967 | 0.088646 | 0.087715 | 0.086596 | 0.085378 | 0.084131 | 0.082886 | 0.081744 | 0.080699 | 0.079809 | 0.078673 | 0.077799 | 0.077142 | 0.076634 | 0.076367 | 0.076212 | 0.07614 | 0.076125 | 0.076132 | 0.076163 | 0 | 0 | 0
F2_Industrial_Food Products_New_Space Heating_Natural Gas_Insulation - Roof/Ceiling_A_Achievable Economic TRC Potential | F2 | Industrial | Food Products | New | Space Heating | Natural Gas | Insulation - Roof/Ceiling | A | Integrated Unit Summer Peak Savings (kW) | Achievable Economic TRC Potential | 0 | 0 | 0 | 0 | 0 | 0 | 0 | 0 | 0 | 0 | 0 | 0 | 0 | 0 | 0 | 0 | 0 | 0 | 0 | 0 | 0 | 0 | 0 | 0 | 0 | 0 | 0 | 0 | 0 | 0 | 0
F3_Industrial_Food Products_New_Space Heating_Natural Gas_Insulation - Roof/Ceiling_A_Achievable Economic TRC Potential | F3 | Industrial | Food Products | New | Space Heating | Natural Gas | Insulation - Roof/Ceiling | A | Integrated Unit Winter Peak Savings (kW) | Achievable Economic TRC Potential | 0 | 0 | 0 | 0 | 0 | 0 | 0 | 0 | 0 | 0 | 0 | 0 | 0 | 0 | 0 | 0 | 0 | 0 | 0 | 0 | 0 | 0 | 0 | 0 | 0 | 0 | 0 | 0 | 0 | 0 | 0
F4_Industrial_Food Products_New_Space Heating_Natural Gas_Insulation - Roof/Ceiling_A_Achievable Economic TRC Potential | F4 | Industrial | Food Products | New | Space Heating | Natural Gas | Insulation - Roof/Ceiling | A | Incremental Energy Savings (MWh or mTherms) | Achievable Economic TRC Potential | 0 | 0 | 0 | 0 | 0 | 0 | 0 | 0 | 0 | 0 | 0 | 0 | 0 | 0 | 0 | 0 | 0 | 0 | 0 | 0 | 0 | 0 | 0 | 0 | 0 | 0 | 0 | 0 | 0 | 0 | 0
F5_Industrial_Food Products_New_Space Heating_Natural Gas_Insulation - Roof/Ceiling_A_Achievable Economic TRC Potential | F5 | Industrial | Food Products | New | Space Heating | Natural Gas | Insulation - Roof/Ceiling | A | Incremental Summer Peak Savings (MW) | Achievable Economic TRC Potential | 0 | 0 | 0 | 0 | 0 | 0 | 0 | 0 | 0 | 0 | 0 | 0 | 0 | 0 | 0 | 0 | 0 | 0 | 0 | 0 | 0 | 0 | 0 | 0 | 0 | 0 | 0 | 0 | 0 | 0 | 0
F6_Industrial_Food Products_New_Space Heating_Natural Gas_Insulation - Roof/Ceiling_A_Achievable Economic TRC Potential | F6 | Industrial | Food Products | New | Space Heating | Natural Gas | Insulation - Roof/Ceiling | A | Incremental Winter Peak Savings (MW) | Achievable Economic TRC Potential | 0 | 0 | 0 | 0 | 0 | 0 | 0 | 0 | 0 | 0 | 0 | 0 | 0 | 0 | 0 | 0 | 0 | 0 | 0 | 0 | 0 | 0 | 0 | 0 | 0 | 0 | 0 | 0 | 0 | 0 | 0
F7_Industrial_Food Products_New_Space Heating_Natural Gas_Insulation - Roof/Ceiling_A_Achievable Economic TRC Potential | F7 | Industrial | Food Products | New | Space Heating | Natural Gas | Insulation - Roof/Ceiling | A | Cumulative Energy Savings (MWh or mTherms) | Achievable Economic TRC Potential | 0 | 0 | 0 | 0 | 0 | 0 | 0 | 0 | 0 | 0 | 0 | 0 | 0 | 0 | 0 | 0 | 0 | 0 | 0 | 0 | 0 | 0 | 0 | 0 | 0 | 0 | 0 | 0 | 0 | 0 | 0
F8_Industrial_Food Products_New_Space Heating_Natural Gas_Insulation - Roof/Ceiling_A_Achievable Economic TRC Potential | F8 | Industrial | Food Products | New | Space Heating | Natural Gas | Insulation - Roof/Ceiling | A | Cumulative Summer Peak Savings (MW) | Achievable Economic TRC Potential | 0 | 0 | 0 | 0 | 0 | 0 | 0 | 0 | 0 | 0 | 0 | 0 | 0 | 0 | 0 | 0 | 0 | 0 | 0 | 0 | 0 | 0 | 0 | 0 | 0 | 0 | 0 | 0 | 0 | 0 | 0
F9_Industrial_Food Products_New_Space Heating_Natural Gas_Insulation - Roof/Ceiling_A_Achievable Economic TRC Potential | F9 | Industrial | Food Products | New | Space Heating | Natural Gas | Insulation - Roof/Ceiling | A | Cumulative Winter Peak Savings (MW) | Achievable Economic TRC Potential | 0 | 0 | 0 | 0 | 0 | 0 | 0 | 0 | 0 | 0 | 0 | 0 | 0 | 0 | 0 | 0 | 0 | 0 | 0 | 0 | 0 | 0 | 0 | 0 | 0 | 0 | 0 | 0 | 0 | 0 | 0
F10_Industrial_Food Products_New_Space Heating_Natural Gas_Insulation - Roof/Ceiling_A_Achievable Economic TRC Potential | F10 | Industrial | Food Products | New | Space Heating | Natural Gas | Insulation - Roof/Ceiling | A | Purchases (Incremental) | Achievable Economic TRC Potential | 0 | 0 | 0 | 0 | 0 | 0 | 0 | 0 | 0 | 0 | 0 | 0 | 0 | 0 | 0 | 0 | 0 | 0 | 0 | 0 | 0 | 0 | 0 | 0 | 0 | 0 | 0 | 0 | 0 | 0 | 0
F11_Industrial_Food Products_New_Space Heating_Natural Gas_Insulation - Roof/Ceiling_A_Achievable Economic TRC Potential | F11 | Industrial | Food Products | New | Space Heating | Natural Gas | Insulation - Roof/Ceiling | A | Purchases (Cumulative) | Achievable Economic TRC Potential | 0 | 0 | 0 | 0 | 0 | 0 | 0 | 0 | 0 | 0 | 0 | 0 | 0 | 0 | 0 | 0 | 0 | 0 | 0 | 0 | 0 | 0 | 0 | 0 | 0 | 0 | 0 | 0 | 0 | 0 | 0
F1_Industrial_Food Products_New_Space Heating_Natural Gas_Insulation - Wall Cavity_A_Achievable Economic TRC Potential | F1 | Industrial | Food Products | New | Space Heating | Natural Gas | Insulation - Wall Cavity | A | Integrated Unit Energy Savings (kWh or therms) | Achievable Economic TRC Potential | 0 | 0 | 0 | 0 | 0 | 0.016866 | 0.016585 | 0.016352 | 0.016149 | 0.015964 | 0.015797 | 0.015595 | 0.015376 | 0.015151 | 0.014927 | 0.014721 | 0.014533 | 0.014373 | 0.014168 | 0.014011 | 0.013893 | 0.013801 | 0.013753 | 0.013725 | 0.013712 | 0.013709 | 0.013711 | 0.013716 | 0 | 0 | 0
F2_Industrial_Food Products_New_Space Heating_Natural Gas_Insulation - Wall Cavity_A_Achievable Economic TRC Potential | F2 | Industrial | Food Products | New | Space Heating | Natural Gas | Insulation - Wall Cavity | A | Integrated Unit Summer Peak Savings (kW) | Achievable Economic TRC Potential | 0 | 0 | 0 | 0 | 0 | 0 | 0 | 0 | 0 | 0 | 0 | 0 | 0 | 0 | 0 | 0 | 0 | 0 | 0 | 0 | 0 | 0 | 0 | 0 | 0 | 0 | 0 | 0 | 0 | 0 | 0
F3_Industrial_Food Products_New_Space Heating_Natural Gas_Insulation - Wall Cavity_A_Achievable Economic TRC Potential | F3 | Industrial | Food Products | New | Space Heating | Natural Gas | Insulation - Wall Cavity | A | Integrated Unit Winter Peak Savings (kW) | Achievable Economic TRC Potential | 0 | 0 | 0 | 0 | 0 | 0 | 0 | 0 | 0 | 0 | 0 | 0 | 0 | 0 | 0 | 0 | 0 | 0 | 0 | 0 | 0 | 0 | 0 | 0 | 0 | 0 | 0 | 0 | 0 | 0 | 0
F4_Industrial_Food Products_New_Space Heating_Natural Gas_Insulation - Wall Cavity_A_Achievable Economic TRC Potential | F4 | Industrial | Food Products | New | Space Heating | Natural Gas | Insulation - Wall Cavity | A | Incremental Energy Savings (MWh or mTherms) | Achievable Economic TRC Potential | 0 | 0 | 0 | 0 | 0 | 0 | 0 | 0 | 0 | 0 | 0 | 0 | 0 | 0 | 0 | 0 | 0 | 0 | 0 | 0 | 0 | 0 | 0 | 0 | 0 | 0 | 0 | 0 | 0 | 0 | 0
F5_Industrial_Food Products_New_Space Heating_Natural Gas_Insulation - Wall Cavity_A_Achievable Economic TRC Potential | F5 | Industrial | Food Products | New | Space Heating | Natural Gas | Insulation - Wall Cavity | A | Incremental Summer Peak Savings (MW) | Achievable Economic TRC Potential | 0 | 0 | 0 | 0 | 0 | 0 | 0 | 0 | 0 | 0 | 0 | 0 | 0 | 0 | 0 | 0 | 0 | 0 | 0 | 0 | 0 | 0 | 0 | 0 | 0 | 0 | 0 | 0 | 0 | 0 | 0
F6_Industrial_Food Products_New_Space Heating_Natural Gas_Insulation - Wall Cavity_A_Achievable Economic TRC Potential | F6 | Industrial | Food Products | New | Space Heating | Natural Gas | Insulation - Wall Cavity | A | Incremental Winter Peak Savings (MW) | Achievable Economic TRC Potential | 0 | 0 | 0 | 0 | 0 | 0 | 0 | 0 | 0 | 0 | 0 | 0 | 0 | 0 | 0 | 0 | 0 | 0 | 0 | 0 | 0 | 0 | 0 | 0 | 0 | 0 | 0 | 0 | 0 | 0 | 0
F7_Industrial_Food Products_New_Space Heating_Natural Gas_Insulation - Wall Cavity_A_Achievable Economic TRC Potential | F7 | Industrial | Food Products | New | Space Heating | Natural Gas | Insulation - Wall Cavity | A | Cumulative Energy Savings (MWh or mTherms) | Achievable Economic TRC Potential | 0 | 0 | 0 | 0 | 0 | 0 | 0 | 0 | 0 | 0 | 0 | 0 | 0 | 0 | 0 | 0 | 0 | 0 | 0 | 0 | 0 | 0 | 0 | 0 | 0 | 0 | 0 | 0 | 0 | 0 | 0
F8_Industrial_Food Products_New_Space Heating_Natural Gas_Insulation - Wall Cavity_A_Achievable Economic TRC Potential | F8 | Industrial | Food Products | New | Space Heating | Natural Gas | Insulation - Wall Cavity | A | Cumulative Summer Peak Savings (MW) | Achievable Economic TRC Potential | 0 | 0 | 0 | 0 | 0 | 0 | 0 | 0 | 0 | 0 | 0 | 0 | 0 | 0 | 0 | 0 | 0 | 0 | 0 | 0 | 0 | 0 | 0 | 0 | 0 | 0 | 0 | 0 | 0 | 0 | 0
F9_Industrial_Food Products_New_Space Heating_Natural Gas_Insulation - Wall Cavity_A_Achievable Economic TRC Potential | F9 | Industrial | Food Products | New | Space Heating | Natural Gas | Insulation - Wall Cavity | A | Cumulative Winter Peak Savings (MW) | Achievable Economic TRC Potential | 0 | 0 | 0 | 0 | 0 | 0 | 0 | 0 | 0 | 0 | 0 | 0 | 0 | 0 | 0 | 0 | 0 | 0 | 0 | 0 | 0 | 0 | 0 | 0 | 0 | 0 | 0 | 0 | 0 | 0 | 0
F10_Industrial_Food Products_New_Space Heating_Natural Gas_Insulation - Wall Cavity_A_Achievable Economic TRC Potential | F10 | Industrial | Food Products | New | Space Heating | Natural Gas | Insulation - Wall Cavity | A | Purchases (Incremental) | Achievable Economic TRC Potential | 0 | 0 | 0 | 0 | 0 | 0 | 0 | 0 | 0 | 0 | 0 | 0 | 0 | 0 | 0 | 0 | 0 | 0 | 0 | 0 | 0 | 0 | 0 | 0 | 0 | 0 | 0 | 0 | 0 | 0 | 0
F11_Industrial_Food Products_New_Space Heating_Natural Gas_Insulation - Wall Cavity_A_Achievable Economic TRC Potential | F11 | Industrial | Food Products | New | Space Heating | Natural Gas | Insulation - Wall Cavity | A | Purchases (Cumulative) | Achievable Economic TRC Potential | 0 | 0 | 0 | 0 | 0 | 0 | 0 | 0 | 0 | 0 | 0 | 0 | 0 | 0 | 0 | 0 | 0 | 0 | 0 | 0 | 0 | 0 | 0 | 0 | 0 | 0 | 0 | 0 | 0 | 0 | 0
F1_Industrial_Food Products_New_Space Heating_Natural Gas_Insulation - Ducting_A_Achievable Economic TRC Potential | F1 | Industrial | Food Products | New | Space Heating | Natural Gas | Insulation - Ducting | A | Integrated Unit Energy Savings (kWh or therms) | Achievable Economic TRC Potential | 0 | 0 | 0 | 0 | 0 | 0 | 0 | 0 | 0 | 0 | 0 | 0 | 0 | 0 | 0 | 0 | 0 | 0 | 0 | 0 | 0 | 0 | 0 | 0 | 0 | 0 | 0 | 0 | 0 | 0 | 0
F2_Industrial_Food Products_New_Space Heating_Natural Gas_Insulation - Ducting_A_Achievable Economic TRC Potential | F2 | Industrial | Food Products | New | Space Heating | Natural Gas | Insulation - Ducting | A | Integrated Unit Summer Peak Savings (kW) | Achievable Economic TRC Potential | 0 | 0 | 0 | 0 | 0 | 0 | 0 | 0 | 0 | 0 | 0 | 0 | 0 | 0 | 0 | 0 | 0 | 0 | 0 | 0 | 0 | 0 | 0 | 0 | 0 | 0 | 0 | 0 | 0 | 0 | 0
F3_Industrial_Food Products_New_Space Heating_Natural Gas_Insulation - Ducting_A_Achievable Economic TRC Potential | F3 | Industrial | Food Products | New | Space Heating | Natural Gas | Insulation - Ducting | A | Integrated Unit Winter Peak Savings (kW) | Achievable Economic TRC Potential | 0 | 0 | 0 | 0 | 0 | 0 | 0 | 0 | 0 | 0 | 0 | 0 | 0 | 0 | 0 | 0 | 0 | 0 | 0 | 0 | 0 | 0 | 0 | 0 | 0 | 0 | 0 | 0 | 0 | 0 | 0
F4_Industrial_Food Products_New_Space Heating_Natural Gas_Insulation - Ducting_A_Achievable Economic TRC Potential | F4 | Industrial | Food Products | New | Space Heating | Natural Gas | Insulation - Ducting | A | Incremental Energy Savings (MWh or mTherms) | Achievable Economic TRC Potential | 0 | 0 | 0 | 0 | 0 | 0 | 0 | 0 | 0 | 0 | 0 | 0 | 0 | 0 | 0 | 0 | 0 | 0 | 0 | 0 | 0 | 0 | 0 | 0 | 0 | 0 | 0 | 0 | 0 | 0 | 0
F5_Industrial_Food Products_New_Space Heating_Natural Gas_Insulation - Ducting_A_Achievable Economic TRC Potential | F5 | Industrial | Food Products | New | Space Heating | Natural Gas | Insulation - Ducting | A | Incremental Summer Peak Savings (MW) | Achievable Economic TRC Potential | 0 | 0 | 0 | 0 | 0 | 0 | 0 | 0 | 0 | 0 | 0 | 0 | 0 | 0 | 0 | 0 | 0 | 0 | 0 | 0 | 0 | 0 | 0 | 0 | 0 | 0 | 0 | 0 | 0 | 0 | 0
F6_Industrial_Food Products_New_Space Heating_Natural Gas_Insulation - Ducting_A_Achievable Economic TRC Potential | F6 | Industrial | Food Products | New | Space Heating | Natural Gas | Insulation - Ducting | A | Incremental Winter Peak Savings (MW) | Achievable Economic TRC Potential | 0 | 0 | 0 | 0 | 0 | 0 | 0 | 0 | 0 | 0 | 0 | 0 | 0 | 0 | 0 | 0 | 0 | 0 | 0 | 0 | 0 | 0 | 0 | 0 | 0 | 0 | 0 | 0 | 0 | 0 | 0
F7_Industrial_Food Products_New_Space Heating_Natural Gas_Insulation - Ducting_A_Achievable Economic TRC Potential | F7 | Industrial | Food Products | New | Space Heating | Natural Gas | Insulation - Ducting | A | Cumulative Energy Savings (MWh or mTherms) | Achievable Economic TRC Potential | 0 | 0 | 0 | 0 | 0 | 0 | 0 | 0 | 0 | 0 | 0 | 0 | 0 | 0 | 0 | 0 | 0 | 0 | 0 | 0 | 0 | 0 | 0 | 0 | 0 | 0 | 0 | 0 | 0 | 0 | 0
F8_Industrial_Food Products_New_Space Heating_Natural Gas_Insulation - Ducting_A_Achievable Economic TRC Potential | F8 | Industrial | Food Products | New | Space Heating | Natural Gas | Insulation - Ducting | A | Cumulative Summer Peak Savings (MW) | Achievable Economic TRC Potential | 0 | 0 | 0 | 0 | 0 | 0 | 0 | 0 | 0 | 0 | 0 | 0 | 0 | 0 | 0 | 0 | 0 | 0 | 0 | 0 | 0 | 0 | 0 | 0 | 0 | 0 | 0 | 0 | 0 | 0 | 0
F9_Industrial_Food Products_New_Space Heating_Natural Gas_Insulation - Ducting_A_Achievable Economic TRC Potential | F9 | Industrial | Food Products | New | Space Heating | Natural Gas | Insulation - Ducting | A | Cumulative Winter Peak Savings (MW) | Achievable Economic TRC Potential | 0 | 0 | 0 | 0 | 0 | 0 | 0 | 0 | 0 | 0 | 0 | 0 | 0 | 0 | 0 | 0 | 0 | 0 | 0 | 0 | 0 | 0 | 0 | 0 | 0 | 0 | 0 | 0 | 0 | 0 | 0
F10_Industrial_Food Products_New_Space Heating_Natural Gas_Insulation - Ducting_A_Achievable Economic TRC Potential | F10 | Industrial | Food Products | New | Space Heating | Natural Gas | Insulation - Ducting | A | Purchases (Incremental) | Achievable Economic TRC Potential | 0 | 0 | 0 | 0 | 0 | 0 | 0 | 0 | 0 | 0 | 0 | 0 | 0 | 0 | 0 | 0 | 0 | 0 | 0 | 0 | 0 | 0 | 0 | 0 | 0 | 0 | 0 | 0 | 0 | 0 | 0
F11_Industrial_Food Products_New_Space Heating_Natural Gas_Insulation - Ducting_A_Achievable Economic TRC Potential | F11 | Industrial | Food Products | New | Space Heating | Natural Gas | Insulation - Ducting | A | Purchases (Cumulative) | Achievable Economic TRC Potential | 0 | 0 | 0 | 0 | 0 | 0 | 0 | 0 | 0 | 0 | 0 | 0 | 0 | 0 | 0 | 0 | 0 | 0 | 0 | 0 | 0 | 0 | 0 | 0 | 0 | 0 | 0 | 0 | 0 | 0 | 0
F1_Industrial_Food Products_New_Space Heating_Natural Gas_HVAC - Duct Repair and Sealing_A_Achievable Economic TRC Potential | F1 | Industrial | Food Products | New | Space Heating | Natural Gas | HVAC - Duct Repair and Sealing | A | Integrated Unit Energy Savings (kWh or therms) | Achievable Economic TRC Potential | 0 | 0 | 0 | 0 | 0 | 0 | 0 | 0 | 0 | 0 | 0 | 0 | 0 | 0 | 0 | 0 | 0 | 0 | 0 | 0 | 0 | 0 | 0 | 0 | 0 | 0 | 0 | 0 | 0 | 0 | 0
F2_Industrial_Food Products_New_Space Heating_Natural Gas_HVAC - Duct Repair and Sealing_A_Achievable Economic TRC Potential | F2 | Industrial | Food Products | New | Space Heating | Natural Gas | HVAC - Duct Repair and Sealing | A | Integrated Unit Summer Peak Savings (kW) | Achievable Economic TRC Potential | 0 | 0 | 0 | 0 | 0 | 0 | 0 | 0 | 0 | 0 | 0 | 0 | 0 | 0 | 0 | 0 | 0 | 0 | 0 | 0 | 0 | 0 | 0 | 0 | 0 | 0 | 0 | 0 | 0 | 0 | 0
F3_Industrial_Food Products_New_Space Heating_Natural Gas_HVAC - Duct Repair and Sealing_A_Achievable Economic TRC Potential | F3 | Industrial | Food Products | New | Space Heating | Natural Gas | HVAC - Duct Repair and Sealing | A | Integrated Unit Winter Peak Savings (kW) | Achievable Economic TRC Potential | 0 | 0 | 0 | 0 | 0 | 0 | 0 | 0 | 0 | 0 | 0 | 0 | 0 | 0 | 0 | 0 | 0 | 0 | 0 | 0 | 0 | 0 | 0 | 0 | 0 | 0 | 0 | 0 | 0 | 0 | 0
F4_Industrial_Food Products_New_Space Heating_Natural Gas_HVAC - Duct Repair and Sealing_A_Achievable Economic TRC Potential | F4 | Industrial | Food Products | New | Space Heating | Natural Gas | HVAC - Duct Repair and Sealing | A | Incremental Energy Savings (MWh or mTherms) | Achievable Economic TRC Potential | 0 | 0 | 0 | 0 | 0 | 0 | 0 | 0 | 0 | 0 | 0 | 0 | 0 | 0 | 0 | 0 | 0 | 0 | 0 | 0 | 0 | 0 | 0 | 0 | 0 | 0 | 0 | 0 | 0 | 0 | 0
F5_Industrial_Food Products_New_Space Heating_Natural Gas_HVAC - Duct Repair and Sealing_A_Achievable Economic TRC Potential | F5 | Industrial | Food Products | New | Space Heating | Natural Gas | HVAC - Duct Repair and Sealing | A | Incremental Summer Peak Savings (MW) | Achievable Economic TRC Potential | 0 | 0 | 0 | 0 | 0 | 0 | 0 | 0 | 0 | 0 | 0 | 0 | 0 | 0 | 0 | 0 | 0 | 0 | 0 | 0 | 0 | 0 | 0 | 0 | 0 | 0 | 0 | 0 | 0 | 0 | 0
F6_Industrial_Food Products_New_Space Heating_Natural Gas_HVAC - Duct Repair and Sealing_A_Achievable Economic TRC Potential | F6 | Industrial | Food Products | New | Space Heating | Natural Gas | HVAC - Duct Repair and Sealing | A | Incremental Winter Peak Savings (MW) | Achievable Economic TRC Potential | 0 | 0 | 0 | 0 | 0 | 0 | 0 | 0 | 0 | 0 | 0 | 0 | 0 | 0 | 0 | 0 | 0 | 0 | 0 | 0 | 0 | 0 | 0 | 0 | 0 | 0 | 0 | 0 | 0 | 0 | 0
F7_Industrial_Food Products_New_Space Heating_Natural Gas_HVAC - Duct Repair and Sealing_A_Achievable Economic TRC Potential | F7 | Industrial | Food Products | New | Space Heating | Natural Gas | HVAC - Duct Repair and Sealing | A | Cumulative Energy Savings (MWh or mTherms) | Achievable Economic TRC Potential | 0 | 0 | 0 | 0 | 0 | 0 | 0 | 0 | 0 | 0 | 0 | 0 | 0 | 0 | 0 | 0 | 0 | 0 | 0 | 0 | 0 | 0 | 0 | 0 | 0 | 0 | 0 | 0 | 0 | 0 | 0
F8_Industrial_Food Products_New_Space Heating_Natural Gas_HVAC - Duct Repair and Sealing_A_Achievable Economic TRC Potential | F8 | Industrial | Food Products | New | Space Heating | Natural Gas | HVAC - Duct Repair and Sealing | A | Cumulative Summer Peak Savings (MW) | Achievable Economic TRC Potential | 0 | 0 | 0 | 0 | 0 | 0 | 0 | 0 | 0 | 0 | 0 | 0 | 0 | 0 | 0 | 0 | 0 | 0 | 0 | 0 | 0 | 0 | 0 | 0 | 0 | 0 | 0 | 0 | 0 | 0 | 0
F9_Industrial_Food Products_New_Space Heating_Natural Gas_HVAC - Duct Repair and Sealing_A_Achievable Economic TRC Potential | F9 | Industrial | Food Products | New | Space Heating | Natural Gas | HVAC - Duct Repair and Sealing | A | Cumulative Winter Peak Savings (MW) | Achievable Economic TRC Potential | 0 | 0 | 0 | 0 | 0 | 0 | 0 | 0 | 0 | 0 | 0 | 0 | 0 | 0 | 0 | 0 | 0 | 0 | 0 | 0 | 0 | 0 | 0 | 0 | 0 | 0 | 0 | 0 | 0 | 0 | 0
F10_Industrial_Food Products_New_Space Heating_Natural Gas_HVAC - Duct Repair and Sealing_A_Achievable Economic TRC Potential | F10 | Industrial | Food Products | New | Space Heating | Natural Gas | HVAC - Duct Repair and Sealing | A | Purchases (Incremental) | Achievable Economic TRC Potential | 0 | 0 | 0 | 0 | 0 | 0 | 0 | 0 | 0 | 0 | 0 | 0 | 0 | 0 | 0 | 0 | 0 | 0 | 0 | 0 | 0 | 0 | 0 | 0 | 0 | 0 | 0 | 0 | 0 | 0 | 0
F11_Industrial_Food Products_New_Space Heating_Natural Gas_HVAC - Duct Repair and Sealing_A_Achievable Economic TRC Potential | F11 | Industrial | Food Products | New | Space Heating | Natural Gas | HVAC - Duct Repair and Sealing | A | Purchases (Cumulative) | Achievable Economic TRC Potential | 0 | 0 | 0 | 0 | 0 | 0 | 0 | 0 | 0 | 0 | 0 | 0 | 0 | 0 | 0 | 0 | 0 | 0 | 0 | 0 | 0 | 0 | 0 | 0 | 0 | 0 | 0 | 0 | 0 | 0 | 0
F1_Industrial_Food Products_New_Space Heating_Natural Gas_Windows - High Efficiency_A_Achievable Economic TRC Potential | F1 | Industrial | Food Products | New | Space Heating | Natural Gas | Windows - High Efficiency | A | Integrated Unit Energy Savings (kWh or therms) | Achievable Economic TRC Potential | 0 | 0 | 0 | 0 | 0 | 0.0053525 | 0.0052635 | 0.0051895 | 0.0051251 | 0.0050665 | 0.0050133 | 0.0049493 | 0.0048797 | 0.0048085 | 0.0047373 | 0.004672 | 0.0046123 | 0.0045614 | 0.0044965 | 0.0044466 | 0.004409 | 0.00438 | 0.0043647 | 0.0043559 | 0.0043518 | 0.0043509 | 0.0043513 | 0.004353 | 0 | 0 | 0
F2_Industrial_Food Products_New_Space Heating_Natural Gas_Windows - High Efficiency_A_Achievable Economic TRC Potential | F2 | Industrial | Food Products | New | Space Heating | Natural Gas | Windows - High Efficiency | A | Integrated Unit Summer Peak Savings (kW) | Achievable Economic TRC Potential | 0 | 0 | 0 | 0 | 0 | 0 | 0 | 0 | 0 | 0 | 0 | 0 | 0 | 0 | 0 | 0 | 0 | 0 | 0 | 0 | 0 | 0 | 0 | 0 | 0 | 0 | 0 | 0 | 0 | 0 | 0
F3_Industrial_Food Products_New_Space Heating_Natural Gas_Windows - High Efficiency_A_Achievable Economic TRC Potential | F3 | Industrial | Food Products | New | Space Heating | Natural Gas | Windows - High Efficiency | A | Integrated Unit Winter Peak Savings (kW) | Achievable Economic TRC Potential | 0 | 0 | 0 | 0 | 0 | 0 | 0 | 0 | 0 | 0 | 0 | 0 | 0 | 0 | 0 | 0 | 0 | 0 | 0 | 0 | 0 | 0 | 0 | 0 | 0 | 0 | 0 | 0 | 0 | 0 | 0
F4_Industrial_Food Products_New_Space Heating_Natural Gas_Windows - High Efficiency_A_Achievable Economic TRC Potential | F4 | Industrial | Food Products | New | Space Heating | Natural Gas | Windows - High Efficiency | A | Incremental Energy Savings (MWh or mTherms) | Achievable Economic TRC Potential | 0 | 0 | 0 | 0 | 0 | 0 | 0 | 0 | 0 | 0 | 0 | 0 | 0 | 0 | 0 | 0 | 0 | 0 | 0 | 0 | 0 | 0 | 0 | 0 | 0 | 0 | 0 | 0 | 0 | 0 | 0
F5_Industrial_Food Products_New_Space Heating_Natural Gas_Windows - High Efficiency_A_Achievable Economic TRC Potential | F5 | Industrial | Food Products | New | Space Heating | Natural Gas | Windows - High Efficiency | A | Incremental Summer Peak Savings (MW) | Achievable Economic TRC Potential | 0 | 0 | 0 | 0 | 0 | 0 | 0 | 0 | 0 | 0 | 0 | 0 | 0 | 0 | 0 | 0 | 0 | 0 | 0 | 0 | 0 | 0 | 0 | 0 | 0 | 0 | 0 | 0 | 0 | 0 | 0
F6_Industrial_Food Products_New_Space Heating_Natural Gas_Windows - High Efficiency_A_Achievable Economic TRC Potential | F6 | Industrial | Food Products | New | Space Heating | Natural Gas | Windows - High Efficiency | A | Incremental Winter Peak Savings (MW) | Achievable Economic TRC Potential | 0 | 0 | 0 | 0 | 0 | 0 | 0 | 0 | 0 | 0 | 0 | 0 | 0 | 0 | 0 | 0 | 0 | 0 | 0 | 0 | 0 | 0 | 0 | 0 | 0 | 0 | 0 | 0 | 0 | 0 | 0
F7_Industrial_Food Products_New_Space Heating_Natural Gas_Windows - High Efficiency_A_Achievable Economic TRC Potential | F7 | Industrial | Food Products | New | Space Heating | Natural Gas | Windows - High Efficiency | A | Cumulative Energy Savings (MWh or mTherms) | Achievable Economic TRC Potential | 0 | 0 | 0 | 0 | 0 | 0 | 0 | 0 | 0 | 0 | 0 | 0 | 0 | 0 | 0 | 0 | 0 | 0 | 0 | 0 | 0 | 0 | 0 | 0 | 0 | 0 | 0 | 0 | 0 | 0 | 0
F8_Industrial_Food Products_New_Space Heating_Natural Gas_Windows - High Efficiency_A_Achievable Economic TRC Potential | F8 | Industrial | Food Products | New | Space Heating | Natural Gas | Windows - High Efficiency | A | Cumulative Summer Peak Savings (MW) | Achievable Economic TRC Potential | 0 | 0 | 0 | 0 | 0 | 0 | 0 | 0 | 0 | 0 | 0 | 0 | 0 | 0 | 0 | 0 | 0 | 0 | 0 | 0 | 0 | 0 | 0 | 0 | 0 | 0 | 0 | 0 | 0 | 0 | 0
F9_Industrial_Food Products_New_Space Heating_Natural Gas_Windows - High Efficiency_A_Achievable Economic TRC Potential | F9 | Industrial | Food Products | New | Space Heating | Natural Gas | Windows - High Efficiency | A | Cumulative Winter Peak Savings (MW) | Achievable Economic TRC Potential | 0 | 0 | 0 | 0 | 0 | 0 | 0 | 0 | 0 | 0 | 0 | 0 | 0 | 0 | 0 | 0 | 0 | 0 | 0 | 0 | 0 | 0 | 0 | 0 | 0 | 0 | 0 | 0 | 0 | 0 | 0
F10_Industrial_Food Products_New_Space Heating_Natural Gas_Windows - High Efficiency_A_Achievable Economic TRC Potential | F10 | Industrial | Food Products | New | Space Heating | Natural Gas | Windows - High Efficiency | A | Purchases (Incremental) | Achievable Economic TRC Potential | 0 | 0 | 0 | 0 | 0 | 0 | 0 | 0 | 0 | 0 | 0 | 0 | 0 | 0 | 0 | 0 | 0 | 0 | 0 | 0 | 0 | 0 | 0 | 0 | 0 | 0 | 0 | 0 | 0 | 0 | 0
F11_Industrial_Food Products_New_Space Heating_Natural Gas_Windows - High Efficiency_A_Achievable Economic TRC Potential | F11 | Industrial | Food Products | New | Space Heating | Natural Gas | Windows - High Efficiency | A | Purchases (Cumulative) | Achievable Economic TRC Potential | 0 | 0 | 0 | 0 | 0 | 0 | 0 | 0 | 0 | 0 | 0 | 0 | 0 | 0 | 0 | 0 | 0 | 0 | 0 | 0 | 0 | 0 | 0 | 0 | 0 | 0 | 0 | 0 | 0 | 0 | 0
F1_Industrial_Food Products_New_Space Heating_Natural Gas_Gas Boiler - Maintenance_A_Achievable Economic TRC Potential | F1 | Industrial | Food Products | New | Space Heating | Natural Gas | Gas Boiler - Maintenance | A | Integrated Unit Energy Savings (kWh or therms) | Achievable Economic TRC Potential | 0 | 0 | 0 | 0 | 0 | 0 | 0 | 0 | 0 | 0 | 0 | 0 | 0 | 0 | 0 | 0 | 0 | 0 | 0 | 0 | 0 | 0 | 0 | 0 | 0 | 0 | 0 | 0 | 0 | 0 | 0
F2_Industrial_Food Products_New_Space Heating_Natural Gas_Gas Boiler - Maintenance_A_Achievable Economic TRC Potential | F2 | Industrial | Food Products | New | Space Heating | Natural Gas | Gas Boiler - Maintenance | A | Integrated Unit Summer Peak Savings (kW) | Achievable Economic TRC Potential | 0 | 0 | 0 | 0 | 0 | 0 | 0 | 0 | 0 | 0 | 0 | 0 | 0 | 0 | 0 | 0 | 0 | 0 | 0 | 0 | 0 | 0 | 0 | 0 | 0 | 0 | 0 | 0 | 0 | 0 | 0
F3_Industrial_Food Products_New_Space Heating_Natural Gas_Gas Boiler - Maintenance_A_Achievable Economic TRC Potential | F3 | Industrial | Food Products | New | Space Heating | Natural Gas | Gas Boiler - Maintenance | A | Integrated Unit Winter Peak Savings (kW) | Achievable Economic TRC Potential | 0 | 0 | 0 | 0 | 0 | 0 | 0 | 0 | 0 | 0 | 0 | 0 | 0 | 0 | 0 | 0 | 0 | 0 | 0 | 0 | 0 | 0 | 0 | 0 | 0 | 0 | 0 | 0 | 0 | 0 | 0
F4_Industrial_Food Products_New_Space Heating_Natural Gas_Gas Boiler - Maintenance_A_Achievable Economic TRC Potential | F4 | Industrial | Food Products | New | Space Heating | Natural Gas | Gas Boiler - Maintenance | A | Incremental Energy Savings (MWh or mTherms) | Achievable Economic TRC Potential | 0 | 0 | 0 | 0 | 0 | 0 | 0 | 0 | 0 | 0 | 0 | 0 | 0 | 0 | 0 | 0 | 0 | 0 | 0 | 0 | 0 | 0 | 0 | 0 | 0 | 0 | 0 | 0 | 0 | 0 | 0
F5_Industrial_Food Products_New_Space Heating_Natural Gas_Gas Boiler - Maintenance_A_Achievable Economic TRC Potential | F5 | Industrial | Food Products | New | Space Heating | Natural Gas | Gas Boiler - Maintenance | A | Incremental Summer Peak Savings (MW) | Achievable Economic TRC Potential | 0 | 0 | 0 | 0 | 0 | 0 | 0 | 0 | 0 | 0 | 0 | 0 | 0 | 0 | 0 | 0 | 0 | 0 | 0 | 0 | 0 | 0 | 0 | 0 | 0 | 0 | 0 | 0 | 0 | 0 | 0
F6_Industrial_Food Products_New_Space Heating_Natural Gas_Gas Boiler - Maintenance_A_Achievable Economic TRC Potential | F6 | Industrial | Food Products | New | Space Heating | Natural Gas | Gas Boiler - Maintenance | A | Incremental Winter Peak Savings (MW) | Achievable Economic TRC Potential | 0 | 0 | 0 | 0 | 0 | 0 | 0 | 0 | 0 | 0 | 0 | 0 | 0 | 0 | 0 | 0 | 0 | 0 | 0 | 0 | 0 | 0 | 0 | 0 | 0 | 0 | 0 | 0 | 0 | 0 | 0
F7_Industrial_Food Products_New_Space Heating_Natural Gas_Gas Boiler - Maintenance_A_Achievable Economic TRC Potential | F7 | Industrial | Food Products | New | Space Heating | Natural Gas | Gas Boiler - Maintenance | A | Cumulative Energy Savings (MWh or mTherms) | Achievable Economic TRC Potential | 0 | 0 | 0 | 0 | 0 | 0 | 0 | 0 | 0 | 0 | 0 | 0 | 0 | 0 | 0 | 0 | 0 | 0 | 0 | 0 | 0 | 0 | 0 | 0 | 0 | 0 | 0 | 0 | 0 | 0 | 0
F8_Industrial_Food Products_New_Space Heating_Natural Gas_Gas Boiler - Maintenance_A_Achievable Economic TRC Potential | F8 | Industrial | Food Products | New | Space Heating | Natural Gas | Gas Boiler - Maintenance | A | Cumulative Summer Peak Savings (MW) | Achievable Economic TRC Potential | 0 | 0 | 0 | 0 | 0 | 0 | 0 | 0 | 0 | 0 | 0 | 0 | 0 | 0 | 0 | 0 | 0 | 0 | 0 | 0 | 0 | 0 | 0 | 0 | 0 | 0 | 0 | 0 | 0 | 0 | 0
F9_Industrial_Food Products_New_Space Heating_Natural Gas_Gas Boiler - Maintenance_A_Achievable Economic TRC Potential | F9 | Industrial | Food Products | New | Space Heating | Natural Gas | Gas Boiler - Maintenance | A | Cumulative Winter Peak Savings (MW) | Achievable Economic TRC Potential | 0 | 0 | 0 | 0 | 0 | 0 | 0 | 0 | 0 | 0 | 0 | 0 | 0 | 0 | 0 | 0 | 0 | 0 | 0 | 0 | 0 | 0 | 0 | 0 | 0 | 0 | 0 | 0 | 0 | 0 | 0
F10_Industrial_Food Products_New_Space Heating_Natural Gas_Gas Boiler - Maintenance_A_Achievable Economic TRC Potential | F10 | Industrial | Food Products | New | Space Heating | Natural Gas | Gas Boiler - Maintenance | A | Purchases (Incremental) | Achievable Economic TRC Potential | 0 | 0 | 0 | 0 | 0 | 0 | 0 | 0 | 0 | 0 | 0 | 0 | 0 | 0 | 0 | 0 | 0 | 0 | 0 | 0 | 0 | 0 | 0 | 0 | 0 | 0 | 0 | 0 | 0 | 0 | 0
F11_Industrial_Food Products_New_Space Heating_Natural Gas_Gas Boiler - Maintenance_A_Achievable Economic TRC Potential | F11 | Industrial | Food Products | New | Space Heating | Natural Gas | Gas Boiler - Maintenance | A | Purchases (Cumulative) | Achievable Economic TRC Potential | 0 | 0 | 0 | 0 | 0 | 0 | 0 | 0 | 0 | 0 | 0 | 0 | 0 | 0 | 0 | 0 | 0 | 0 | 0 | 0 | 0 | 0 | 0 | 0 | 0 | 0 | 0 | 0 | 0 | 0 | 0
F1_Industrial_Food Products_New_Process_Natural Gas_Gas Boiler - Maintenance_A_Achievable Economic TRC Potential | F1 | Industrial | Food Products | New | Process | Natural Gas | Gas Boiler - Maintenance | A | Integrated Unit Energy Savings (kWh or therms) | Achievable Economic TRC Potential | 0 | 0 | 0 | 0 | 0 | 34.75 | 34.75 | 34.75 | 34.75 | 34.75 | 34.75 | 34.75 | 34.75 | 34.75 | 34.75 | 34.75 | 34.75 | 34.75 | 34.75 | 34.75 | 34.75 | 34.75 | 34.75 | 34.75 | 34.75 | 34.75 | 34.75 | 34.75 | 34.75 | 34.75 | 34.75
F2_Industrial_Food Products_New_Process_Natural Gas_Gas Boiler - Maintenance_A_Achievable Economic TRC Potential | F2 | Industrial | Food Products | New | Process | Natural Gas | Gas Boiler - Maintenance | A | Integrated Unit Summer Peak Savings (kW) | Achievable Economic TRC Potential | 0 | 0 | 0 | 0 | 0 | 0 | 0 | 0 | 0 | 0 | 0 | 0 | 0 | 0 | 0 | 0 | 0 | 0 | 0 | 0 | 0 | 0 | 0 | 0 | 0 | 0 | 0 | 0 | 0 | 0 | 0
F3_Industrial_Food Products_New_Process_Natural Gas_Gas Boiler - Maintenance_A_Achievable Economic TRC Potential | F3 | Industrial | Food Products | New | Process | Natural Gas | Gas Boiler - Maintenance | A | Integrated Unit Winter Peak Savings (kW) | Achievable Economic TRC Potential | 0 | 0 | 0 | 0 | 0 | 0 | 0 | 0 | 0 | 0 | 0 | 0 | 0 | 0 | 0 | 0 | 0 | 0 | 0 | 0 | 0 | 0 | 0 | 0 | 0 | 0 | 0 | 0 | 0 | 0 | 0
F4_Industrial_Food Products_New_Process_Natural Gas_Gas Boiler - Maintenance_A_Achievable Economic TRC Potential | F4 | Industrial | Food Products | New | Process | Natural Gas | Gas Boiler - Maintenance | A | Incremental Energy Savings (MWh or mTherms) | Achievable Economic TRC Potential | 0 | 0 | 0 | 0 | 0 | 0.06644 | 0.055172 | 0.044146 | 0.06644 | 0.055172 | 0.044146 | 0.06644 | 0.055172 | 0.044146 | 0.06644 | 0.055172 | 0.044146 | 0.06644 | 0.055172 | 0.044146 | 0.06644 | 0.055172 | 0.044146 | 0.06644 | 0.055172 | 0.044146 | 0.06644 | 0.055172 | 0.044146 | 0.06644 | 0.055172
F5_Industrial_Food Products_New_Process_Natural Gas_Gas Boiler - Maintenance_A_Achievable Economic TRC Potential | F5 | Industrial | Food Products | New | Process | Natural Gas | Gas Boiler - Maintenance | A | Incremental Summer Peak Savings (MW) | Achievable Economic TRC Potential | 0 | 0 | 0 | 0 | 0 | 0 | 0 | 0 | 0 | 0 | 0 | 0 | 0 | 0 | 0 | 0 | 0 | 0 | 0 | 0 | 0 | 0 | 0 | 0 | 0 | 0 | 0 | 0 | 0 | 0 | 0
F6_Industrial_Food Products_New_Process_Natural Gas_Gas Boiler - Maintenance_A_Achievable Economic TRC Potential | F6 | Industrial | Food Products | New | Process | Natural Gas | Gas Boiler - Maintenance | A | Incremental Winter Peak Savings (MW) | Achievable Economic TRC Potential | 0 | 0 | 0 | 0 | 0 | 0 | 0 | 0 | 0 | 0 | 0 | 0 | 0 | 0 | 0 | 0 | 0 | 0 | 0 | 0 | 0 | 0 | 0 | 0 | 0 | 0 | 0 | 0 | 0 | 0 | 0
F7_Industrial_Food Products_New_Process_Natural Gas_Gas Boiler - Maintenance_A_Achievable Economic TRC Potential | F7 | Industrial | Food Products | New | Process | Natural Gas | Gas Boiler - Maintenance | A | Cumulative Energy Savings (MWh or mTherms) | Achievable Economic TRC Potential | 0 | 0 | 0 | 0 | 0 | 0.06644 | 0.12161 | 0.16576 | 0.16576 | 0.16576 | 0.16576 | 0.16576 | 0.16576 | 0.16576 | 0.16576 | 0.16576 | 0.16576 | 0.16576 | 0.16576 | 0.16576 | 0.16576 | 0.16576 | 0.16576 | 0.16576 | 0.16576 | 0.16576 | 0.16576 | 0.16576 | 0 | 0 | 0
F8_Industrial_Food Products_New_Process_Natural Gas_Gas Boiler - Maintenance_A_Achievable Economic TRC Potential | F8 | Industrial | Food Products | New | Process | Natural Gas | Gas Boiler - Maintenance | A | Cumulative Summer Peak Savings (MW) | Achievable Economic TRC Potential | 0 | 0 | 0 | 0 | 0 | 0 | 0 | 0 | 0 | 0 | 0 | 0 | 0 | 0 | 0 | 0 | 0 | 0 | 0 | 0 | 0 | 0 | 0 | 0 | 0 | 0 | 0 | 0 | 0 | 0 | 0
F9_Industrial_Food Products_New_Process_Natural Gas_Gas Boiler - Maintenance_A_Achievable Economic TRC Potential | F9 | Industrial | Food Products | New | Process | Natural Gas | Gas Boiler - Maintenance | A | Cumulative Winter Peak Savings (MW) | Achievable Economic TRC Potential | 0 | 0 | 0 | 0 | 0 | 0 | 0 | 0 | 0 | 0 | 0 | 0 | 0 | 0 | 0 | 0 | 0 | 0 | 0 | 0 | 0 | 0 | 0 | 0 | 0 | 0 | 0 | 0 | 0 | 0 | 0
F10_Industrial_Food Products_New_Process_Natural Gas_Gas Boiler - Maintenance_A_Achievable Economic TRC Potential | F10 | Industrial | Food Products | New | Process | Natural Gas | Gas Boiler - Maintenance | A | Purchases (Incremental) | Achievable Economic TRC Potential | 0 | 0 | 0 | 0 | 0 | 1.9119 | 1.5877 | 1.2704 | 1.9119 | 1.5877 | 1.2704 | 1.9119 | 1.5877 | 1.2704 | 1.9119 | 1.5877 | 1.2704 | 1.9119 | 1.5877 | 1.2704 | 1.9119 | 1.5877 | 1.2704 | 1.9119 | 1.5877 | 1.2704 | 1.9119 | 1.5877 | 1.2704 | 1.9119 | 1.5877
F11_Industrial_Food Products_New_Process_Natural Gas_Gas Boiler - Maintenance_A_Achievable Economic TRC Potential | F11 | Industrial | Food Products | New | Process | Natural Gas | Gas Boiler - Maintenance | A | Purchases (Cumulative) | Achievable Economic TRC Potential | 0 | 0 | 0 | 0 | 0 | 1.9119 | 3.4996 | 4.77 | 4.77 | 4.77 | 4.77 | 4.77 | 4.77 | 4.77 | 4.77 | 4.77 | 4.77 | 4.77 | 4.77 | 4.77 | 4.77 | 4.77 | 4.77 | 4.77 | 4.77 | 4.77 | 4.77 | 4.77 | 4.77 | 4.77 | 4.77
F1_Industrial_Food Products_New_Space Heating_Natural Gas_Gas Furnace - Maintenance_A_Achievable Economic TRC Potential | F1 | Industrial | Food Products | New | Space Heating | Natural Gas | Gas Furnace - Maintenance | A | Integrated Unit Energy Savings (kWh or therms) | Achievable Economic TRC Potential | 0 | 0 | 0 | 0 | 0 | 0 | 0 | 0 | 0 | 0 | 0 | 0 | 0 | 0 | 0 | 0 | 0 | 0 | 0 | 0 | 0 | 0 | 0 | 0 | 0 | 0 | 0 | 0 | 0 | 0 | 0
F2_Industrial_Food Products_New_Space Heating_Natural Gas_Gas Furnace - Maintenance_A_Achievable Economic TRC Potential | F2 | Industrial | Food Products | New | Space Heating | Natural Gas | Gas Furnace - Maintenance | A | Integrated Unit Summer Peak Savings (kW) | Achievable Economic TRC Potential | 0 | 0 | 0 | 0 | 0 | 0 | 0 | 0 | 0 | 0 | 0 | 0 | 0 | 0 | 0 | 0 | 0 | 0 | 0 | 0 | 0 | 0 | 0 | 0 | 0 | 0 | 0 | 0 | 0 | 0 | 0
F3_Industrial_Food Products_New_Space Heating_Natural Gas_Gas Furnace - Maintenance_A_Achievable Economic TRC Potential | F3 | Industrial | Food Products | New | Space Heating | Natural Gas | Gas Furnace - Maintenance | A | Integrated Unit Winter Peak Savings (kW) | Achievable Economic TRC Potential | 0 | 0 | 0 | 0 | 0 | 0 | 0 | 0 | 0 | 0 | 0 | 0 | 0 | 0 | 0 | 0 | 0 | 0 | 0 | 0 | 0 | 0 | 0 | 0 | 0 | 0 | 0 | 0 | 0 | 0 | 0
F4_Industrial_Food Products_New_Space Heating_Natural Gas_Gas Furnace - Maintenance_A_Achievable Economic TRC Potential | F4 | Industrial | Food Products | New | Space Heating | Natural Gas | Gas Furnace - Maintenance | A | Incremental Energy Savings (MWh or mTherms) | Achievable Economic TRC Potential | 0 | 0 | 0 | 0 | 0 | 0 | 0 | 0 | 0 | 0 | 0 | 0 | 0 | 0 | 0 | 0 | 0 | 0 | 0 | 0 | 0 | 0 | 0 | 0 | 0 | 0 | 0 | 0 | 0 | 0 | 0
F5_Industrial_Food Products_New_Space Heating_Natural Gas_Gas Furnace - Maintenance_A_Achievable Economic TRC Potential | F5 | Industrial | Food Products | New | Space Heating | Natural Gas | Gas Furnace - Maintenance | A | Incremental Summer Peak Savings (MW) | Achievable Economic TRC Potential | 0 | 0 | 0 | 0 | 0 | 0 | 0 | 0 | 0 | 0 | 0 | 0 | 0 | 0 | 0 | 0 | 0 | 0 | 0 | 0 | 0 | 0 | 0 | 0 | 0 | 0 | 0 | 0 | 0 | 0 | 0
F6_Industrial_Food Products_New_Space Heating_Natural Gas_Gas Furnace - Maintenance_A_Achievable Economic TRC Potential | F6 | Industrial | Food Products | New | Space Heating | Natural Gas | Gas Furnace - Maintenance | A | Incremental Winter Peak Savings (MW) | Achievable Economic TRC Potential | 0 | 0 | 0 | 0 | 0 | 0 | 0 | 0 | 0 | 0 | 0 | 0 | 0 | 0 | 0 | 0 | 0 | 0 | 0 | 0 | 0 | 0 | 0 | 0 | 0 | 0 | 0 | 0 | 0 | 0 | 0
F7_Industrial_Food Products_New_Space Heating_Natural Gas_Gas Furnace - Maintenance_A_Achievable Economic TRC Potential | F7 | Industrial | Food Products | New | Space Heating | Natural Gas | Gas Furnace - Maintenance | A | Cumulative Energy Savings (MWh or mTherms) | Achievable Economic TRC Potential | 0 | 0 | 0 | 0 | 0 | 0 | 0 | 0 | 0 | 0 | 0 | 0 | 0 | 0 | 0 | 0 | 0 | 0 | 0 | 0 | 0 | 0 | 0 | 0 | 0 | 0 | 0 | 0 | 0 | 0 | 0
F8_Industrial_Food Products_New_Space Heating_Natural Gas_Gas Furnace - Maintenance_A_Achievable Economic TRC Potential | F8 | Industrial | Food Products | New | Space Heating | Natural Gas | Gas Furnace - Maintenance | A | Cumulative Summer Peak Savings (MW) | Achievable Economic TRC Potential | 0 | 0 | 0 | 0 | 0 | 0 | 0 | 0 | 0 | 0 | 0 | 0 | 0 | 0 | 0 | 0 | 0 | 0 | 0 | 0 | 0 | 0 | 0 | 0 | 0 | 0 | 0 | 0 | 0 | 0 | 0
F9_Industrial_Food Products_New_Space Heating_Natural Gas_Gas Furnace - Maintenance_A_Achievable Economic TRC Potential | F9 | Industrial | Food Products | New | Space Heating | Natural Gas | Gas Furnace - Maintenance | A | Cumulative Winter Peak Savings (MW) | Achievable Economic TRC Potential | 0 | 0 | 0 | 0 | 0 | 0 | 0 | 0 | 0 | 0 | 0 | 0 | 0 | 0 | 0 | 0 | 0 | 0 | 0 | 0 | 0 | 0 | 0 | 0 | 0 | 0 | 0 | 0 | 0 | 0 | 0
F10_Industrial_Food Products_New_Space Heating_Natural Gas_Gas Furnace - Maintenance_A_Achievable Economic TRC Potential | F10 | Industrial | Food Products | New | Space Heating | Natural Gas | Gas Furnace - Maintenance | A | Purchases (Incremental) | Achievable Economic TRC Potential | 0 | 0 | 0 | 0 | 0 | 0 | 0 | 0 | 0 | 0 | 0 | 0 | 0 | 0 | 0 | 0 | 0 | 0 | 0 | 0 | 0 | 0 | 0 | 0 | 0 | 0 | 0 | 0 | 0 | 0 | 0
F11_Industrial_Food Products_New_Space Heating_Natural Gas_Gas Furnace - Maintenance_A_Achievable Economic TRC Potential | F11 | Industrial | Food Products | New | Space Heating | Natural Gas | Gas Furnace - Maintenance | A | Purchases (Cumulative) | Achievable Economic TRC Potential | 0 | 0 | 0 | 0 | 0 | 0 | 0 | 0 | 0 | 0 | 0 | 0 | 0 | 0 | 0 | 0 | 0 | 0 | 0 | 0 | 0 | 0 | 0 | 0 | 0 | 0 | 0 | 0 | 0 | 0 | 0
F1_Industrial_Food Products_New_Space Heating_Natural Gas_Gas Boiler - Hot Water Reset_A_Achievable Economic TRC Potential | F1 | Industrial | Food Products | New | Space Heating | Natural Gas | Gas Boiler - Hot Water Reset | A | Integrated Unit Energy Savings (kWh or therms) | Achievable Economic TRC Potential | 0 | 0 | 0 | 0 | 0 | 0 | 0 | 0 | 0 | 0 | 0 | 0 | 0 | 0 | 0 | 0 | 0 | 0 | 0 | 0 | 0 | 0 | 0 | 0 | 0 | 0 | 0 | 0 | 0 | 0 | 0
F2_Industrial_Food Products_New_Space Heating_Natural Gas_Gas Boiler - Hot Water Reset_A_Achievable Economic TRC Potential | F2 | Industrial | Food Products | New | Space Heating | Natural Gas | Gas Boiler - Hot Water Reset | A | Integrated Unit Summer Peak Savings (kW) | Achievable Economic TRC Potential | 0 | 0 | 0 | 0 | 0 | 0 | 0 | 0 | 0 | 0 | 0 | 0 | 0 | 0 | 0 | 0 | 0 | 0 | 0 | 0 | 0 | 0 | 0 | 0 | 0 | 0 | 0 | 0 | 0 | 0 | 0
F3_Industrial_Food Products_New_Space Heating_Natural Gas_Gas Boiler - Hot Water Reset_A_Achievable Economic TRC Potential | F3 | Industrial | Food Products | New | Space Heating | Natural Gas | Gas Boiler - Hot Water Reset | A | Integrated Unit Winter Peak Savings (kW) | Achievable Economic TRC Potential | 0 | 0 | 0 | 0 | 0 | 0 | 0 | 0 | 0 | 0 | 0 | 0 | 0 | 0 | 0 | 0 | 0 | 0 | 0 | 0 | 0 | 0 | 0 | 0 | 0 | 0 | 0 | 0 | 0 | 0 | 0
F4_Industrial_Food Products_New_Space Heating_Natural Gas_Gas Boiler - Hot Water Reset_A_Achievable Economic TRC Potential | F4 | Industrial | Food Products | New | Space Heating | Natural Gas | Gas Boiler - Hot Water Reset | A | Incremental Energy Savings (MWh or mTherms) | Achievable Economic TRC Potential | 0 | 0 | 0 | 0 | 0 | 0 | 0 | 0 | 0 | 0 | 0 | 0 | 0 | 0 | 0 | 0 | 0 | 0 | 0 | 0 | 0 | 0 | 0 | 0 | 0 | 0 | 0 | 0 | 0 | 0 | 0
F5_Industrial_Food Products_New_Space Heating_Natural Gas_Gas Boiler - Hot Water Reset_A_Achievable Economic TRC Potential | F5 | Industrial | Food Products | New | Space Heating | Natural Gas | Gas Boiler - Hot Water Reset | A | Incremental Summer Peak Savings (MW) | Achievable Economic TRC Potential | 0 | 0 | 0 | 0 | 0 | 0 | 0 | 0 | 0 | 0 | 0 | 0 | 0 | 0 | 0 | 0 | 0 | 0 | 0 | 0 | 0 | 0 | 0 | 0 | 0 | 0 | 0 | 0 | 0 | 0 | 0
F6_Industrial_Food Products_New_Space Heating_Natural Gas_Gas Boiler - Hot Water Reset_A_Achievable Economic TRC Potential | F6 | Industrial | Food Products | New | Space Heating | Natural Gas | Gas Boiler - Hot Water Reset | A | Incremental Winter Peak Savings (MW) | Achievable Economic TRC Potential | 0 | 0 | 0 | 0 | 0 | 0 | 0 | 0 | 0 | 0 | 0 | 0 | 0 | 0 | 0 | 0 | 0 | 0 | 0 | 0 | 0 | 0 | 0 | 0 | 0 | 0 | 0 | 0 | 0 | 0 | 0
F7_Industrial_Food Products_New_Space Heating_Natural Gas_Gas Boiler - Hot Water Reset_A_Achievable Economic TRC Potential | F7 | Industrial | Food Products | New | Space Heating | Natural Gas | Gas Boiler - Hot Water Reset | A | Cumulative Energy Savings (MWh or mTherms) | Achievable Economic TRC Potential | 0 | 0 | 0 | 0 | 0 | 0 | 0 | 0 | 0 | 0 | 0 | 0 | 0 | 0 | 0 | 0 | 0 | 0 | 0 | 0 | 0 | 0 | 0 | 0 | 0 | 0 | 0 | 0 | 0 | 0 | 0
F8_Industrial_Food Products_New_Space Heating_Natural Gas_Gas Boiler - Hot Water Reset_A_Achievable Economic TRC Potential | F8 | Industrial | Food Products | New | Space Heating | Natural Gas | Gas Boiler - Hot Water Reset | A | Cumulative Summer Peak Savings (MW) | Achievable Economic TRC Potential | 0 | 0 | 0 | 0 | 0 | 0 | 0 | 0 | 0 | 0 | 0 | 0 | 0 | 0 | 0 | 0 | 0 | 0 | 0 | 0 | 0 | 0 | 0 | 0 | 0 | 0 | 0 | 0 | 0 | 0 | 0
F9_Industrial_Food Products_New_Space Heating_Natural Gas_Gas Boiler - Hot Water Reset_A_Achievable Economic TRC Potential | F9 | Industrial | Food Products | New | Space Heating | Natural Gas | Gas Boiler - Hot Water Reset | A | Cumulative Winter Peak Savings (MW) | Achievable Economic TRC Potential | 0 | 0 | 0 | 0 | 0 | 0 | 0 | 0 | 0 | 0 | 0 | 0 | 0 | 0 | 0 | 0 | 0 | 0 | 0 | 0 | 0 | 0 | 0 | 0 | 0 | 0 | 0 | 0 | 0 | 0 | 0
F10_Industrial_Food Products_New_Space Heating_Natural Gas_Gas Boiler - Hot Water Reset_A_Achievable Economic TRC Potential | F10 | Industrial | Food Products | New | Space Heating | Natural Gas | Gas Boiler - Hot Water Reset | A | Purchases (Incremental) | Achievable Economic TRC Potential | 0 | 0 | 0 | 0 | 0 | 0 | 0 | 0 | 0 | 0 | 0 | 0 | 0 | 0 | 0 | 0 | 0 | 0 | 0 | 0 | 0 | 0 | 0 | 0 | 0 | 0 | 0 | 0 | 0 | 0 | 0
F11_Industrial_Food Products_New_Space Heating_Natural Gas_Gas Boiler - Hot Water Reset_A_Achievable Economic TRC Potential | F11 | Industrial | Food Products | New | Space Heating | Natural Gas | Gas Boiler - Hot Water Reset | A | Purchases (Cumulative) | Achievable Economic TRC Potential | 0 | 0 | 0 | 0 | 0 | 0 | 0 | 0 | 0 | 0 | 0 | 0 | 0 | 0 | 0 | 0 | 0 | 0 | 0 | 0 | 0 | 0 | 0 | 0 | 0 | 0 | 0 | 0 | 0 | 0 | 0
F1_Industrial_Food Products_New_Process_Natural Gas_Gas Boiler - Hot Water Reset_A_Achievable Economic TRC Potential | F1 | Industrial | Food Products | New | Process | Natural Gas | Gas Boiler - Hot Water Reset | A | Integrated Unit Energy Savings (kWh or therms) | Achievable Economic TRC Potential | 0 | 0 | 0 | 0 | 0 | 63.0844 | 63.0044 | 62.9346 | 62.8735 | 62.8157 | 62.7908 | 62.7734 | 62.7617 | 62.7541 | 62.7491 | 62.7467 | 62.7459 | 62.7468 | 62.749 | 62.7522 | 62.7601 | 62.7673 | 62.7739 | 62.7798 | 62.7853 | 62.8002 | 62.814 | 62.8267 | 63.1817 | 63.1817 | 63.1817
F2_Industrial_Food Products_New_Process_Natural Gas_Gas Boiler - Hot Water Reset_A_Achievable Economic TRC Potential | F2 | Industrial | Food Products | New | Process | Natural Gas | Gas Boiler - Hot Water Reset | A | Integrated Unit Summer Peak Savings (kW) | Achievable Economic TRC Potential | 0 | 0 | 0 | 0 | 0 | 0 | 0 | 0 | 0 | 0 | 0 | 0 | 0 | 0 | 0 | 0 | 0 | 0 | 0 | 0 | 0 | 0 | 0 | 0 | 0 | 0 | 0 | 0 | 0 | 0 | 0
F3_Industrial_Food Products_New_Process_Natural Gas_Gas Boiler - Hot Water Reset_A_Achievable Economic TRC Potential | F3 | Industrial | Food Products | New | Process | Natural Gas | Gas Boiler - Hot Water Reset | A | Integrated Unit Winter Peak Savings (kW) | Achievable Economic TRC Potential | 0 | 0 | 0 | 0 | 0 | 0 | 0 | 0 | 0 | 0 | 0 | 0 | 0 | 0 | 0 | 0 | 0 | 0 | 0 | 0 | 0 | 0 | 0 | 0 | 0 | 0 | 0 | 0 | 0 | 0 | 0
F4_Industrial_Food Products_New_Process_Natural Gas_Gas Boiler - Hot Water Reset_A_Achievable Economic TRC Potential | F4 | Industrial | Food Products | New | Process | Natural Gas | Gas Boiler - Hot Water Reset | A | Incremental Energy Savings (MWh or mTherms) | Achievable Economic TRC Potential | 0 | 0 | 0 | 0 | 0 | 0.11723 | 0.17032 | 0.24063 | 0.31647 | 0.40329 | 0.52119 | 0.6256 | 0.69399 | 0.70566 | 0.65029 | 0.53719 | 0.3778 | 0.23231 | 0.11806 | 0.052549 | 0.020058 | 0.11664 | 0.1697 | 0.24004 | 0.31603 | 0.40319 | 0.52138 | 0.62614 | 0.69864 | 0.71047 | 0.65477
F5_Industrial_Food Products_New_Process_Natural Gas_Gas Boiler - Hot Water Reset_A_Achievable Economic TRC Potential | F5 | Industrial | Food Products | New | Process | Natural Gas | Gas Boiler - Hot Water Reset | A | Incremental Summer Peak Savings (MW) | Achievable Economic TRC Potential | 0 | 0 | 0 | 0 | 0 | 0 | 0 | 0 | 0 | 0 | 0 | 0 | 0 | 0 | 0 | 0 | 0 | 0 | 0 | 0 | 0 | 0 | 0 | 0 | 0 | 0 | 0 | 0 | 0 | 0 | 0
F6_Industrial_Food Products_New_Process_Natural Gas_Gas Boiler - Hot Water Reset_A_Achievable Economic TRC Potential | F6 | Industrial | Food Products | New | Process | Natural Gas | Gas Boiler - Hot Water Reset | A | Incremental Winter Peak Savings (MW) | Achievable Economic TRC Potential | 0 | 0 | 0 | 0 | 0 | 0 | 0 | 0 | 0 | 0 | 0 | 0 | 0 | 0 | 0 | 0 | 0 | 0 | 0 | 0 | 0 | 0 | 0 | 0 | 0 | 0 | 0 | 0 | 0 | 0 | 0
F7_Industrial_Food Products_New_Process_Natural Gas_Gas Boiler - Hot Water Reset_A_Achievable Economic TRC Potential | F7 | Industrial | Food Products | New | Process | Natural Gas | Gas Boiler - Hot Water Reset | A | Cumulative Energy Savings (MWh or mTherms) | Achievable Economic TRC Potential | 0 | 0 | 0 | 0 | 0 | 0.11723 | 0.2874 | 0.52772 | 0.84368 | 1.2462 | 1.7669 | 2.392 | 3.0855 | 3.7908 | 4.4408 | 4.9778 | 5.3556 | 5.588 | 5.7062 | 5.7591 | 5.7798 | 5.7805 | 5.7811 | 5.7817 | 5.7822 | 5.7835 | 5.7848 | 5.786 | 0 | 0 | 0
F8_Industrial_Food Products_New_Process_Natural Gas_Gas Boiler - Hot Water Reset_A_Achievable Economic TRC Potential | F8 | Industrial | Food Products | New | Process | Natural Gas | Gas Boiler - Hot Water Reset | A | Cumulative Summer Peak Savings (MW) | Achievable Economic TRC Potential | 0 | 0 | 0 | 0 | 0 | 0 | 0 | 0 | 0 | 0 | 0 | 0 | 0 | 0 | 0 | 0 | 0 | 0 | 0 | 0 | 0 | 0 | 0 | 0 | 0 | 0 | 0 | 0 | 0 | 0 | 0
F9_Industrial_Food Products_New_Process_Natural Gas_Gas Boiler - Hot Water Reset_A_Achievable Economic TRC Potential | F9 | Industrial | Food Products | New | Process | Natural Gas | Gas Boiler - Hot Water Reset | A | Cumulative Winter Peak Savings (MW) | Achievable Economic TRC Potential | 0 | 0 | 0 | 0 | 0 | 0 | 0 | 0 | 0 | 0 | 0 | 0 | 0 | 0 | 0 | 0 | 0 | 0 | 0 | 0 | 0 | 0 | 0 | 0 | 0 | 0 | 0 | 0 | 0 | 0 | 0
F10_Industrial_Food Products_New_Process_Natural Gas_Gas Boiler - Hot Water Reset_A_Achievable Economic TRC Potential | F10 | Industrial | Food Products | New | Process | Natural Gas | Gas Boiler - Hot Water Reset | A | Purchases (Incremental) | Achievable Economic TRC Potential | 0 | 0 | 0 | 0 | 0 | 1.8584 | 2.7033 | 3.8235 | 5.0334 | 6.4202 | 8.3004 | 9.9661 | 11.0576 | 11.2449 | 10.3633 | 8.5613 | 6.0211 | 3.7024 | 1.8814 | 0.8374 | 0.31959 | 1.8584 | 2.7033 | 3.8235 | 5.0334 | 6.4202 | 8.3004 | 9.9661 | 11.0576 | 11.2449 | 10.3633
F11_Industrial_Food Products_New_Process_Natural Gas_Gas Boiler - Hot Water Reset_A_Achievable Economic TRC Potential | F11 | Industrial | Food Products | New | Process | Natural Gas | Gas Boiler - Hot Water Reset | A | Purchases (Cumulative) | Achievable Economic TRC Potential | 0 | 0 | 0 | 0 | 0 | 1.8584 | 4.5616 | 8.3852 | 13.4186 | 19.8388 | 28.1392 | 38.1053 | 49.1629 | 60.4078 | 70.771 | 79.3323 | 85.3534 | 89.0558 | 90.9372 | 91.7746 | 92.0942 | 92.0942 | 92.0942 | 92.0942 | 92.0942 | 92.0942 | 92.0942 | 92.0942 | 92.0942 | 92.0942 | 92.0942
F1_Industrial_Food Products_New_Space Heating_Natural Gas_Steam Trap Maintenance_A_Achievable Economic TRC Potential | F1 | Industrial | Food Products | New | Space Heating | Natural Gas | Steam Trap Maintenance | A | Integrated Unit Energy Savings (kWh or therms) | Achievable Economic TRC Potential | 0 | 0 | 0 | 0 | 0 | 0 | 0 | 0 | 0 | 0 | 0 | 0 | 0 | 0 | 0 | 0 | 0 | 0 | 0 | 0 | 0 | 0 | 0 | 0 | 0 | 0 | 0 | 0 | 0 | 0 | 0
F2_Industrial_Food Products_New_Space Heating_Natural Gas_Steam Trap Maintenance_A_Achievable Economic TRC Potential | F2 | Industrial | Food Products | New | Space Heating | Natural Gas | Steam Trap Maintenance | A | Integrated Unit Summer Peak Savings (kW) | Achievable Economic TRC Potential | 0 | 0 | 0 | 0 | 0 | 0 | 0 | 0 | 0 | 0 | 0 | 0 | 0 | 0 | 0 | 0 | 0 | 0 | 0 | 0 | 0 | 0 | 0 | 0 | 0 | 0 | 0 | 0 | 0 | 0 | 0
F3_Industrial_Food Products_New_Space Heating_Natural Gas_Steam Trap Maintenance_A_Achievable Economic TRC Potential | F3 | Industrial | Food Products | New | Space Heating | Natural Gas | Steam Trap Maintenance | A | Integrated Unit Winter Peak Savings (kW) | Achievable Economic TRC Potential | 0 | 0 | 0 | 0 | 0 | 0 | 0 | 0 | 0 | 0 | 0 | 0 | 0 | 0 | 0 | 0 | 0 | 0 | 0 | 0 | 0 | 0 | 0 | 0 | 0 | 0 | 0 | 0 | 0 | 0 | 0
F4_Industrial_Food Products_New_Space Heating_Natural Gas_Steam Trap Maintenance_A_Achievable Economic TRC Potential | F4 | Industrial | Food Products | New | Space Heating | Natural Gas | Steam Trap Maintenance | A | Incremental Energy Savings (MWh or mTherms) | Achievable Economic TRC Potential | 0 | 0 | 0 | 0 | 0 | 0 | 0 | 0 | 0 | 0 | 0 | 0 | 0 | 0 | 0 | 0 | 0 | 0 | 0 | 0 | 0 | 0 | 0 | 0 | 0 | 0 | 0 | 0 | 0 | 0 | 0
F5_Industrial_Food Products_New_Space Heating_Natural Gas_Steam Trap Maintenance_A_Achievable Economic TRC Potential | F5 | Industrial | Food Products | New | Space Heating | Natural Gas | Steam Trap Maintenance | A | Incremental Summer Peak Savings (MW) | Achievable Economic TRC Potential | 0 | 0 | 0 | 0 | 0 | 0 | 0 | 0 | 0 | 0 | 0 | 0 | 0 | 0 | 0 | 0 | 0 | 0 | 0 | 0 | 0 | 0 | 0 | 0 | 0 | 0 | 0 | 0 | 0 | 0 | 0
F6_Industrial_Food Products_New_Space Heating_Natural Gas_Steam Trap Maintenance_A_Achievable Economic TRC Potential | F6 | Industrial | Food Products | New | Space Heating | Natural Gas | Steam Trap Maintenance | A | Incremental Winter Peak Savings (MW) | Achievable Economic TRC Potential | 0 | 0 | 0 | 0 | 0 | 0 | 0 | 0 | 0 | 0 | 0 | 0 | 0 | 0 | 0 | 0 | 0 | 0 | 0 | 0 | 0 | 0 | 0 | 0 | 0 | 0 | 0 | 0 | 0 | 0 | 0
F7_Industrial_Food Products_New_Space Heating_Natural Gas_Steam Trap Maintenance_A_Achievable Economic TRC Potential | F7 | Industrial | Food Products | New | Space Heating | Natural Gas | Steam Trap Maintenance | A | Cumulative Energy Savings (MWh or mTherms) | Achievable Economic TRC Potential | 0 | 0 | 0 | 0 | 0 | 0 | 0 | 0 | 0 | 0 | 0 | 0 | 0 | 0 | 0 | 0 | 0 | 0 | 0 | 0 | 0 | 0 | 0 | 0 | 0 | 0 | 0 | 0 | 0 | 0 | 0
F8_Industrial_Food Products_New_Space Heating_Natural Gas_Steam Trap Maintenance_A_Achievable Economic TRC Potential | F8 | Industrial | Food Products | New | Space Heating | Natural Gas | Steam Trap Maintenance | A | Cumulative Summer Peak Savings (MW) | Achievable Economic TRC Potential | 0 | 0 | 0 | 0 | 0 | 0 | 0 | 0 | 0 | 0 | 0 | 0 | 0 | 0 | 0 | 0 | 0 | 0 | 0 | 0 | 0 | 0 | 0 | 0 | 0 | 0 | 0 | 0 | 0 | 0 | 0
F9_Industrial_Food Products_New_Space Heating_Natural Gas_Steam Trap Maintenance_A_Achievable Economic TRC Potential | F9 | Industrial | Food Products | New | Space Heating | Natural Gas | Steam Trap Maintenance | A | Cumulative Winter Peak Savings (MW) | Achievable Economic TRC Potential | 0 | 0 | 0 | 0 | 0 | 0 | 0 | 0 | 0 | 0 | 0 | 0 | 0 | 0 | 0 | 0 | 0 | 0 | 0 | 0 | 0 | 0 | 0 | 0 | 0 | 0 | 0 | 0 | 0 | 0 | 0
F10_Industrial_Food Products_New_Space Heating_Natural Gas_Steam Trap Maintenance_A_Achievable Economic TRC Potential | F10 | Industrial | Food Products | New | Space Heating | Natural Gas | Steam Trap Maintenance | A | Purchases (Incremental) | Achievable Economic TRC Potential | 0 | 0 | 0 | 0 | 0 | 0 | 0 | 0 | 0 | 0 | 0 | 0 | 0 | 0 | 0 | 0 | 0 | 0 | 0 | 0 | 0 | 0 | 0 | 0 | 0 | 0 | 0 | 0 | 0 | 0 | 0
F11_Industrial_Food Products_New_Space Heating_Natural Gas_Steam Trap Maintenance_A_Achievable Economic TRC Potential | F11 | Industrial | Food Products | New | Space Heating | Natural Gas | Steam Trap Maintenance | A | Purchases (Cumulative) | Achievable Economic TRC Potential | 0 | 0 | 0 | 0 | 0 | 0 | 0 | 0 | 0 | 0 | 0 | 0 | 0 | 0 | 0 | 0 | 0 | 0 | 0 | 0 | 0 | 0 | 0 | 0 | 0 | 0 | 0 | 0 | 0 | 0 | 0
F1_Industrial_Food Products_New_Process_Natural Gas_Steam Trap Maintenance_A_Achievable Economic TRC Potential | F1 | Industrial | Food Products | New | Process | Natural Gas | Steam Trap Maintenance | A | Integrated Unit Energy Savings (kWh or therms) | Achievable Economic TRC Potential | 0 | 0 | 0 | 0 | 0 | 44.6095 | 44.5838 | 44.5621 | 44.5443 | 44.5272 | 44.5134 | 44.5042 | 44.4986 | 44.4954 | 44.494 | 44.4939 | 44.4949 | 44.4968 | 44.4995 | 44.5028 | 44.5094 | 44.5153 | 44.5207 | 44.5257 | 44.5302 | 44.5344 | 44.5382 | 44.5418 | 44.6416 | 44.6416 | 44.6416
F2_Industrial_Food Products_New_Process_Natural Gas_Steam Trap Maintenance_A_Achievable Economic TRC Potential | F2 | Industrial | Food Products | New | Process | Natural Gas | Steam Trap Maintenance | A | Integrated Unit Summer Peak Savings (kW) | Achievable Economic TRC Potential | 0 | 0 | 0 | 0 | 0 | 0 | 0 | 0 | 0 | 0 | 0 | 0 | 0 | 0 | 0 | 0 | 0 | 0 | 0 | 0 | 0 | 0 | 0 | 0 | 0 | 0 | 0 | 0 | 0 | 0 | 0
F3_Industrial_Food Products_New_Process_Natural Gas_Steam Trap Maintenance_A_Achievable Economic TRC Potential | F3 | Industrial | Food Products | New | Process | Natural Gas | Steam Trap Maintenance | A | Integrated Unit Winter Peak Savings (kW) | Achievable Economic TRC Potential | 0 | 0 | 0 | 0 | 0 | 0 | 0 | 0 | 0 | 0 | 0 | 0 | 0 | 0 | 0 | 0 | 0 | 0 | 0 | 0 | 0 | 0 | 0 | 0 | 0 | 0 | 0 | 0 | 0 | 0 | 0
F4_Industrial_Food Products_New_Process_Natural Gas_Steam Trap Maintenance_A_Achievable Economic TRC Potential | F4 | Industrial | Food Products | New | Process | Natural Gas | Steam Trap Maintenance | A | Incremental Energy Savings (MWh or mTherms) | Achievable Economic TRC Potential | 0 | 0 | 0 | 0 | 0 | 0 | 0 | 0 | 0 | 0 | 0 | 0 | 0 | 0 | 0 | 0 | 0 | 0 | 0 | 0 | 0 | 0 | 0 | 0 | 0 | 0 | 0 | 0 | 0 | 0 | 0
F5_Industrial_Food Products_New_Process_Natural Gas_Steam Trap Maintenance_A_Achievable Economic TRC Potential | F5 | Industrial | Food Products | New | Process | Natural Gas | Steam Trap Maintenance | A | Incremental Summer Peak Savings (MW) | Achievable Economic TRC Potential | 0 | 0 | 0 | 0 | 0 | 0 | 0 | 0 | 0 | 0 | 0 | 0 | 0 | 0 | 0 | 0 | 0 | 0 | 0 | 0 | 0 | 0 | 0 | 0 | 0 | 0 | 0 | 0 | 0 | 0 | 0
F6_Industrial_Food Products_New_Process_Natural Gas_Steam Trap Maintenance_A_Achievable Economic TRC Potential | F6 | Industrial | Food Products | New | Process | Natural Gas | Steam Trap Maintenance | A | Incremental Winter Peak Savings (MW) | Achievable Economic TRC Potential | 0 | 0 | 0 | 0 | 0 | 0 | 0 | 0 | 0 | 0 | 0 | 0 | 0 | 0 | 0 | 0 | 0 | 0 | 0 | 0 | 0 | 0 | 0 | 0 | 0 | 0 | 0 | 0 | 0 | 0 | 0
F7_Industrial_Food Products_New_Process_Natural Gas_Steam Trap Maintenance_A_Achievable Economic TRC Potential | F7 | Industrial | Food Products | New | Process | Natural Gas | Steam Trap Maintenance | A | Cumulative Energy Savings (MWh or mTherms) | Achievable Economic TRC Potential | 0 | 0 | 0 | 0 | 0 | 0 | 0 | 0 | 0 | 0 | 0 | 0 | 0 | 0 | 0 | 0 | 0 | 0 | 0 | 0 | 0 | 0 | 0 | 0 | 0 | 0 | 0 | 0 | 0 | 0 | 0
F8_Industrial_Food Products_New_Process_Natural Gas_Steam Trap Maintenance_A_Achievable Economic TRC Potential | F8 | Industrial | Food Products | New | Process | Natural Gas | Steam Trap Maintenance | A | Cumulative Summer Peak Savings (MW) | Achievable Economic TRC Potential | 0 | 0 | 0 | 0 | 0 | 0 | 0 | 0 | 0 | 0 | 0 | 0 | 0 | 0 | 0 | 0 | 0 | 0 | 0 | 0 | 0 | 0 | 0 | 0 | 0 | 0 | 0 | 0 | 0 | 0 | 0
F9_Industrial_Food Products_New_Process_Natural Gas_Steam Trap Maintenance_A_Achievable Economic TRC Potential | F9 | Industrial | Food Products | New | Process | Natural Gas | Steam Trap Maintenance | A | Cumulative Winter Peak Savings (MW) | Achievable Economic TRC Potential | 0 | 0 | 0 | 0 | 0 | 0 | 0 | 0 | 0 | 0 | 0 | 0 | 0 | 0 | 0 | 0 | 0 | 0 | 0 | 0 | 0 | 0 | 0 | 0 | 0 | 0 | 0 | 0 | 0 | 0 | 0
F10_Industrial_Food Products_New_Process_Natural Gas_Steam Trap Maintenance_A_Achievable Economic TRC Potential | F10 | Industrial | Food Products | New | Process | Natural Gas | Steam Trap Maintenance | A | Purchases (Incremental) | Achievable Economic TRC Potential | 0 | 0 | 0 | 0 | 0 | 0 | 0 | 0 | 0 | 0 | 0 | 0 | 0 | 0 | 0 | 0 | 0 | 0 | 0 | 0 | 0 | 0 | 0 | 0 | 0 | 0 | 0 | 0 | 0 | 0 | 0
F11_Industrial_Food Products_New_Process_Natural Gas_Steam Trap Maintenance_A_Achievable Economic TRC Potential | F11 | Industrial | Food Products | New | Process | Natural Gas | Steam Trap Maintenance | A | Purchases (Cumulative) | Achievable Economic TRC Potential | 0 | 0 | 0 | 0 | 0 | 0 | 0 | 0 | 0 | 0 | 0 | 0 | 0 | 0 | 0 | 0 | 0 | 0 | 0 | 0 | 0 | 0 | 0 | 0 | 0 | 0 | 0 | 0 | 0 | 0 | 0
F1_Industrial_Food Products_New_Space Heating_Natural Gas_Gas Boiler - High Turndown_A_Achievable Economic TRC Potential | F1 | Industrial | Food Products | New | Space Heating | Natural Gas | Gas Boiler - High Turndown | A | Integrated Unit Energy Savings (kWh or therms) | Achievable Economic TRC Potential | 0 | 0 | 0 | 0 | 0 | 0 | 0 | 0 | 0 | 0 | 0 | 0 | 0 | 0 | 0 | 0 | 0 | 0 | 0 | 0 | 0 | 0 | 0 | 0 | 0 | 0 | 0 | 0 | 0 | 0 | 0
F2_Industrial_Food Products_New_Space Heating_Natural Gas_Gas Boiler - High Turndown_A_Achievable Economic TRC Potential | F2 | Industrial | Food Products | New | Space Heating | Natural Gas | Gas Boiler - High Turndown | A | Integrated Unit Summer Peak Savings (kW) | Achievable Economic TRC Potential | 0 | 0 | 0 | 0 | 0 | 0 | 0 | 0 | 0 | 0 | 0 | 0 | 0 | 0 | 0 | 0 | 0 | 0 | 0 | 0 | 0 | 0 | 0 | 0 | 0 | 0 | 0 | 0 | 0 | 0 | 0
F3_Industrial_Food Products_New_Space Heating_Natural Gas_Gas Boiler - High Turndown_A_Achievable Economic TRC Potential | F3 | Industrial | Food Products | New | Space Heating | Natural Gas | Gas Boiler - High Turndown | A | Integrated Unit Winter Peak Savings (kW) | Achievable Economic TRC Potential | 0 | 0 | 0 | 0 | 0 | 0 | 0 | 0 | 0 | 0 | 0 | 0 | 0 | 0 | 0 | 0 | 0 | 0 | 0 | 0 | 0 | 0 | 0 | 0 | 0 | 0 | 0 | 0 | 0 | 0 | 0
F4_Industrial_Food Products_New_Space Heating_Natural Gas_Gas Boiler - High Turndown_A_Achievable Economic TRC Potential | F4 | Industrial | Food Products | New | Space Heating | Natural Gas | Gas Boiler - High Turndown | A | Incremental Energy Savings (MWh or mTherms) | Achievable Economic TRC Potential | 0 | 0 | 0 | 0 | 0 | 0 | 0 | 0 | 0 | 0 | 0 | 0 | 0 | 0 | 0 | 0 | 0 | 0 | 0 | 0 | 0 | 0 | 0 | 0 | 0 | 0 | 0 | 0 | 0 | 0 | 0
F5_Industrial_Food Products_New_Space Heating_Natural Gas_Gas Boiler - High Turndown_A_Achievable Economic TRC Potential | F5 | Industrial | Food Products | New | Space Heating | Natural Gas | Gas Boiler - High Turndown | A | Incremental Summer Peak Savings (MW) | Achievable Economic TRC Potential | 0 | 0 | 0 | 0 | 0 | 0 | 0 | 0 | 0 | 0 | 0 | 0 | 0 | 0 | 0 | 0 | 0 | 0 | 0 | 0 | 0 | 0 | 0 | 0 | 0 | 0 | 0 | 0 | 0 | 0 | 0
F6_Industrial_Food Products_New_Space Heating_Natural Gas_Gas Boiler - High Turndown_A_Achievable Economic TRC Potential | F6 | Industrial | Food Products | New | Space Heating | Natural Gas | Gas Boiler - High Turndown | A | Incremental Winter Peak Savings (MW) | Achievable Economic TRC Potential | 0 | 0 | 0 | 0 | 0 | 0 | 0 | 0 | 0 | 0 | 0 | 0 | 0 | 0 | 0 | 0 | 0 | 0 | 0 | 0 | 0 | 0 | 0 | 0 | 0 | 0 | 0 | 0 | 0 | 0 | 0
F7_Industrial_Food Products_New_Space Heating_Natural Gas_Gas Boiler - High Turndown_A_Achievable Economic TRC Potential | F7 | Industrial | Food Products | New | Space Heating | Natural Gas | Gas Boiler - High Turndown | A | Cumulative Energy Savings (MWh or mTherms) | Achievable Economic TRC Potential | 0 | 0 | 0 | 0 | 0 | 0 | 0 | 0 | 0 | 0 | 0 | 0 | 0 | 0 | 0 | 0 | 0 | 0 | 0 | 0 | 0 | 0 | 0 | 0 | 0 | 0 | 0 | 0 | 0 | 0 | 0
F8_Industrial_Food Products_New_Space Heating_Natural Gas_Gas Boiler - High Turndown_A_Achievable Economic TRC Potential | F8 | Industrial | Food Products | New | Space Heating | Natural Gas | Gas Boiler - High Turndown | A | Cumulative Summer Peak Savings (MW) | Achievable Economic TRC Potential | 0 | 0 | 0 | 0 | 0 | 0 | 0 | 0 | 0 | 0 | 0 | 0 | 0 | 0 | 0 | 0 | 0 | 0 | 0 | 0 | 0 | 0 | 0 | 0 | 0 | 0 | 0 | 0 | 0 | 0 | 0
F9_Industrial_Food Products_New_Space Heating_Natural Gas_Gas Boiler - High Turndown_A_Achievable Economic TRC Potential | F9 | Industrial | Food Products | New | Space Heating | Natural Gas | Gas Boiler - High Turndown | A | Cumulative Winter Peak Savings (MW) | Achievable Economic TRC Potential | 0 | 0 | 0 | 0 | 0 | 0 | 0 | 0 | 0 | 0 | 0 | 0 | 0 | 0 | 0 | 0 | 0 | 0 | 0 | 0 | 0 | 0 | 0 | 0 | 0 | 0 | 0 | 0 | 0 | 0 | 0
F10_Industrial_Food Products_New_Space Heating_Natural Gas_Gas Boiler - High Turndown_A_Achievable Economic TRC Potential | F10 | Industrial | Food Products | New | Space Heating | Natural Gas | Gas Boiler - High Turndown | A | Purchases (Incremental) | Achievable Economic TRC Potential | 0 | 0 | 0 | 0 | 0 | 0 | 0 | 0 | 0 | 0 | 0 | 0 | 0 | 0 | 0 | 0 | 0 | 0 | 0 | 0 | 0 | 0 | 0 | 0 | 0 | 0 | 0 | 0 | 0 | 0 | 0
F11_Industrial_Food Products_New_Space Heating_Natural Gas_Gas Boiler - High Turndown_A_Achievable Economic TRC Potential | F11 | Industrial | Food Products | New | Space Heating | Natural Gas | Gas Boiler - High Turndown | A | Purchases (Cumulative) | Achievable Economic TRC Potential | 0 | 0 | 0 | 0 | 0 | 0 | 0 | 0 | 0 | 0 | 0 | 0 | 0 | 0 | 0 | 0 | 0 | 0 | 0 | 0 | 0 | 0 | 0 | 0 | 0 | 0 | 0 | 0 | 0 | 0 | 0
F1_Industrial_Food Products_New_Process_Natural Gas_Gas Boiler - High Turndown_A_Achievable Economic TRC Potential | F1 | Industrial | Food Products | New | Process | Natural Gas | Gas Boiler - High Turndown | A | Integrated Unit Energy Savings (kWh or therms) | Achievable Economic TRC Potential | 0 | 0 | 0 | 0 | 0 | 47.2533 | 47.1407 | 47.0391 | 46.9457 | 46.8556 | 46.7914 | 46.7361 | 46.6888 | 46.6493 | 46.6171 | 46.593 | 46.5762 | 46.5653 | 46.5583 | 46.5534 | 46.5525 | 46.5526 | 46.5514 | 46.5491 | 46.5457 | 46.5771 | 46.6061 | 46.6331 | 47.3863 | 47.3863 | 47.3863
F2_Industrial_Food Products_New_Process_Natural Gas_Gas Boiler - High Turndown_A_Achievable Economic TRC Potential | F2 | Industrial | Food Products | New | Process | Natural Gas | Gas Boiler - High Turndown | A | Integrated Unit Summer Peak Savings (kW) | Achievable Economic TRC Potential | 0 | 0 | 0 | 0 | 0 | 0 | 0 | 0 | 0 | 0 | 0 | 0 | 0 | 0 | 0 | 0 | 0 | 0 | 0 | 0 | 0 | 0 | 0 | 0 | 0 | 0 | 0 | 0 | 0 | 0 | 0
F3_Industrial_Food Products_New_Process_Natural Gas_Gas Boiler - High Turndown_A_Achievable Economic TRC Potential | F3 | Industrial | Food Products | New | Process | Natural Gas | Gas Boiler - High Turndown | A | Integrated Unit Winter Peak Savings (kW) | Achievable Economic TRC Potential | 0 | 0 | 0 | 0 | 0 | 0 | 0 | 0 | 0 | 0 | 0 | 0 | 0 | 0 | 0 | 0 | 0 | 0 | 0 | 0 | 0 | 0 | 0 | 0 | 0 | 0 | 0 | 0 | 0 | 0 | 0
F4_Industrial_Food Products_New_Process_Natural Gas_Gas Boiler - High Turndown_A_Achievable Economic TRC Potential | F4 | Industrial | Food Products | New | Process | Natural Gas | Gas Boiler - High Turndown | A | Incremental Energy Savings (MWh or mTherms) | Achievable Economic TRC Potential | 0 | 0 | 0 | 0 | 0 | 0.13402 | 0.1584 | 0.18269 | 0.20676 | 0.23077 | 0.22936 | 0.20059 | 0.17411 | 0.15018 | 0.12872 | 0.10988 | 0.093377 | 0.079089 | 0.066768 | 0.056188 | 0.13203 | 0.15642 | 0.18079 | 0.20501 | 0.22924 | 0.22831 | 0.20003 | 0.1739 | 0.15255 | 0.13085 | 0.11175
F5_Industrial_Food Products_New_Process_Natural Gas_Gas Boiler - High Turndown_A_Achievable Economic TRC Potential | F5 | Industrial | Food Products | New | Process | Natural Gas | Gas Boiler - High Turndown | A | Incremental Summer Peak Savings (MW) | Achievable Economic TRC Potential | 0 | 0 | 0 | 0 | 0 | 0 | 0 | 0 | 0 | 0 | 0 | 0 | 0 | 0 | 0 | 0 | 0 | 0 | 0 | 0 | 0 | 0 | 0 | 0 | 0 | 0 | 0 | 0 | 0 | 0 | 0
F6_Industrial_Food Products_New_Process_Natural Gas_Gas Boiler - High Turndown_A_Achievable Economic TRC Potential | F6 | Industrial | Food Products | New | Process | Natural Gas | Gas Boiler - High Turndown | A | Incremental Winter Peak Savings (MW) | Achievable Economic TRC Potential | 0 | 0 | 0 | 0 | 0 | 0 | 0 | 0 | 0 | 0 | 0 | 0 | 0 | 0 | 0 | 0 | 0 | 0 | 0 | 0 | 0 | 0 | 0 | 0 | 0 | 0 | 0 | 0 | 0 | 0 | 0
F7_Industrial_Food Products_New_Process_Natural Gas_Gas Boiler - High Turndown_A_Achievable Economic TRC Potential | F7 | Industrial | Food Products | New | Process | Natural Gas | Gas Boiler - High Turndown | A | Cumulative Energy Savings (MWh or mTherms) | Achievable Economic TRC Potential | 0 | 0 | 0 | 0 | 0 | 0.13402 | 0.29209 | 0.47415 | 0.67997 | 0.90943 | 1.1375 | 1.3368 | 1.5095 | 1.6584 | 1.786 | 1.895 | 1.9877 | 2.0663 | 2.1327 | 2.1887 | 2.1887 | 2.1887 | 2.1886 | 2.1885 | 2.1883 | 2.1898 | 2.1912 | 2.1925 | 0 | 0 | 0
F8_Industrial_Food Products_New_Process_Natural Gas_Gas Boiler - High Turndown_A_Achievable Economic TRC Potential | F8 | Industrial | Food Products | New | Process | Natural Gas | Gas Boiler - High Turndown | A | Cumulative Summer Peak Savings (MW) | Achievable Economic TRC Potential | 0 | 0 | 0 | 0 | 0 | 0 | 0 | 0 | 0 | 0 | 0 | 0 | 0 | 0 | 0 | 0 | 0 | 0 | 0 | 0 | 0 | 0 | 0 | 0 | 0 | 0 | 0 | 0 | 0 | 0 | 0
F9_Industrial_Food Products_New_Process_Natural Gas_Gas Boiler - High Turndown_A_Achievable Economic TRC Potential | F9 | Industrial | Food Products | New | Process | Natural Gas | Gas Boiler - High Turndown | A | Cumulative Winter Peak Savings (MW) | Achievable Economic TRC Potential | 0 | 0 | 0 | 0 | 0 | 0 | 0 | 0 | 0 | 0 | 0 | 0 | 0 | 0 | 0 | 0 | 0 | 0 | 0 | 0 | 0 | 0 | 0 | 0 | 0 | 0 | 0 | 0 | 0 | 0 | 0
F10_Industrial_Food Products_New_Process_Natural Gas_Gas Boiler - High Turndown_A_Achievable Economic TRC Potential | F10 | Industrial | Food Products | New | Process | Natural Gas | Gas Boiler - High Turndown | A | Purchases (Incremental) | Achievable Economic TRC Potential | 0 | 0 | 0 | 0 | 0 | 2.8362 | 3.3601 | 3.8837 | 4.4042 | 4.9251 | 4.9017 | 4.2919 | 3.7291 | 3.2193 | 2.7613 | 2.3582 | 2.0048 | 1.6985 | 1.4341 | 1.207 | 2.8362 | 3.3601 | 3.8837 | 4.4042 | 4.9251 | 4.9017 | 4.2919 | 3.7291 | 3.2193 | 2.7613 | 2.3582
F11_Industrial_Food Products_New_Process_Natural Gas_Gas Boiler - High Turndown_A_Achievable Economic TRC Potential | F11 | Industrial | Food Products | New | Process | Natural Gas | Gas Boiler - High Turndown | A | Purchases (Cumulative) | Achievable Economic TRC Potential | 0 | 0 | 0 | 0 | 0 | 2.8362 | 6.1962 | 10.0799 | 14.4842 | 19.4092 | 24.3109 | 28.6028 | 32.3319 | 35.5512 | 38.3125 | 40.6707 | 42.6755 | 44.374 | 45.8081 | 47.015 | 47.015 | 47.015 | 47.015 | 47.015 | 47.015 | 47.015 | 47.015 | 47.015 | 47.015 | 47.015 | 47.015
F1_Industrial_Food Products_New_Space Heating_Natural Gas_Gas Boiler - Burner Control Optimization_A_Achievable Economic TRC Potential | F1 | Industrial | Food Products | New | Space Heating | Natural Gas | Gas Boiler - Burner Control Optimization | A | Integrated Unit Energy Savings (kWh or therms) | Achievable Economic TRC Potential | 0 | 0 | 0 | 0 | 0 | 0 | 0 | 0 | 0 | 0 | 0 | 0 | 0 | 0 | 0 | 0 | 0 | 0 | 0 | 0 | 0 | 0 | 0 | 0 | 0 | 0 | 0 | 0 | 0 | 0 | 0
F2_Industrial_Food Products_New_Space Heating_Natural Gas_Gas Boiler - Burner Control Optimization_A_Achievable Economic TRC Potential | F2 | Industrial | Food Products | New | Space Heating | Natural Gas | Gas Boiler - Burner Control Optimization | A | Integrated Unit Summer Peak Savings (kW) | Achievable Economic TRC Potential | 0 | 0 | 0 | 0 | 0 | 0 | 0 | 0 | 0 | 0 | 0 | 0 | 0 | 0 | 0 | 0 | 0 | 0 | 0 | 0 | 0 | 0 | 0 | 0 | 0 | 0 | 0 | 0 | 0 | 0 | 0
F3_Industrial_Food Products_New_Space Heating_Natural Gas_Gas Boiler - Burner Control Optimization_A_Achievable Economic TRC Potential | F3 | Industrial | Food Products | New | Space Heating | Natural Gas | Gas Boiler - Burner Control Optimization | A | Integrated Unit Winter Peak Savings (kW) | Achievable Economic TRC Potential | 0 | 0 | 0 | 0 | 0 | 0 | 0 | 0 | 0 | 0 | 0 | 0 | 0 | 0 | 0 | 0 | 0 | 0 | 0 | 0 | 0 | 0 | 0 | 0 | 0 | 0 | 0 | 0 | 0 | 0 | 0
F4_Industrial_Food Products_New_Space Heating_Natural Gas_Gas Boiler - Burner Control Optimization_A_Achievable Economic TRC Potential | F4 | Industrial | Food Products | New | Space Heating | Natural Gas | Gas Boiler - Burner Control Optimization | A | Incremental Energy Savings (MWh or mTherms) | Achievable Economic TRC Potential | 0 | 0 | 0 | 0 | 0 | 0 | 0 | 0 | 0 | 0 | 0 | 0 | 0 | 0 | 0 | 0 | 0 | 0 | 0 | 0 | 0 | 0 | 0 | 0 | 0 | 0 | 0 | 0 | 0 | 0 | 0
F5_Industrial_Food Products_New_Space Heating_Natural Gas_Gas Boiler - Burner Control Optimization_A_Achievable Economic TRC Potential | F5 | Industrial | Food Products | New | Space Heating | Natural Gas | Gas Boiler - Burner Control Optimization | A | Incremental Summer Peak Savings (MW) | Achievable Economic TRC Potential | 0 | 0 | 0 | 0 | 0 | 0 | 0 | 0 | 0 | 0 | 0 | 0 | 0 | 0 | 0 | 0 | 0 | 0 | 0 | 0 | 0 | 0 | 0 | 0 | 0 | 0 | 0 | 0 | 0 | 0 | 0
F6_Industrial_Food Products_New_Space Heating_Natural Gas_Gas Boiler - Burner Control Optimization_A_Achievable Economic TRC Potential | F6 | Industrial | Food Products | New | Space Heating | Natural Gas | Gas Boiler - Burner Control Optimization | A | Incremental Winter Peak Savings (MW) | Achievable Economic TRC Potential | 0 | 0 | 0 | 0 | 0 | 0 | 0 | 0 | 0 | 0 | 0 | 0 | 0 | 0 | 0 | 0 | 0 | 0 | 0 | 0 | 0 | 0 | 0 | 0 | 0 | 0 | 0 | 0 | 0 | 0 | 0
F7_Industrial_Food Products_New_Space Heating_Natural Gas_Gas Boiler - Burner Control Optimization_A_Achievable Economic TRC Potential | F7 | Industrial | Food Products | New | Space Heating | Natural Gas | Gas Boiler - Burner Control Optimization | A | Cumulative Energy Savings (MWh or mTherms) | Achievable Economic TRC Potential | 0 | 0 | 0 | 0 | 0 | 0 | 0 | 0 | 0 | 0 | 0 | 0 | 0 | 0 | 0 | 0 | 0 | 0 | 0 | 0 | 0 | 0 | 0 | 0 | 0 | 0 | 0 | 0 | 0 | 0 | 0
F8_Industrial_Food Products_New_Space Heating_Natural Gas_Gas Boiler - Burner Control Optimization_A_Achievable Economic TRC Potential | F8 | Industrial | Food Products | New | Space Heating | Natural Gas | Gas Boiler - Burner Control Optimization | A | Cumulative Summer Peak Savings (MW) | Achievable Economic TRC Potential | 0 | 0 | 0 | 0 | 0 | 0 | 0 | 0 | 0 | 0 | 0 | 0 | 0 | 0 | 0 | 0 | 0 | 0 | 0 | 0 | 0 | 0 | 0 | 0 | 0 | 0 | 0 | 0 | 0 | 0 | 0
F9_Industrial_Food Products_New_Space Heating_Natural Gas_Gas Boiler - Burner Control Optimization_A_Achievable Economic TRC Potential | F9 | Industrial | Food Products | New | Space Heating | Natural Gas | Gas Boiler - Burner Control Optimization | A | Cumulative Winter Peak Savings (MW) | Achievable Economic TRC Potential | 0 | 0 | 0 | 0 | 0 | 0 | 0 | 0 | 0 | 0 | 0 | 0 | 0 | 0 | 0 | 0 | 0 | 0 | 0 | 0 | 0 | 0 | 0 | 0 | 0 | 0 | 0 | 0 | 0 | 0 | 0
F10_Industrial_Food Products_New_Space Heating_Natural Gas_Gas Boiler - Burner Control Optimization_A_Achievable Economic TRC Potential | F10 | Industrial | Food Products | New | Space Heating | Natural Gas | Gas Boiler - Burner Control Optimization | A | Purchases (Incremental) | Achievable Economic TRC Potential | 0 | 0 | 0 | 0 | 0 | 0 | 0 | 0 | 0 | 0 | 0 | 0 | 0 | 0 | 0 | 0 | 0 | 0 | 0 | 0 | 0 | 0 | 0 | 0 | 0 | 0 | 0 | 0 | 0 | 0 | 0
F11_Industrial_Food Products_New_Space Heating_Natural Gas_Gas Boiler - Burner Control Optimization_A_Achievable Economic TRC Potential | F11 | Industrial | Food Products | New | Space Heating | Natural Gas | Gas Boiler - Burner Control Optimization | A | Purchases (Cumulative) | Achievable Economic TRC Potential | 0 | 0 | 0 | 0 | 0 | 0 | 0 | 0 | 0 | 0 | 0 | 0 | 0 | 0 | 0 | 0 | 0 | 0 | 0 | 0 | 0 | 0 | 0 | 0 | 0 | 0 | 0 | 0 | 0 | 0 | 0
F1_Industrial_Food Products_New_Process_Natural Gas_Gas Boiler - Burner Control Optimization_A_Achievable Economic TRC Potential | F1 | Industrial | Food Products | New | Process | Natural Gas | Gas Boiler - Burner Control Optimization | A | Integrated Unit Energy Savings (kWh or therms) | Achievable Economic TRC Potential | 0 | 0 | 0 | 0 | 0 | 13.7002 | 13.6649 | 13.633 | 13.6037 | 13.5755 | 13.5553 | 13.5382 | 13.5239 | 13.5121 | 13.5027 | 13.4958 | 13.4911 | 13.4883 | 13.4866 | 13.4856 | 13.486 | 13.4867 | 13.4869 | 13.4868 | 13.4863 | 13.4958 | 13.5046 | 13.5128 | 13.742 | 13.742 | 13.742
F2_Industrial_Food Products_New_Process_Natural Gas_Gas Boiler - Burner Control Optimization_A_Achievable Economic TRC Potential | F2 | Industrial | Food Products | New | Process | Natural Gas | Gas Boiler - Burner Control Optimization | A | Integrated Unit Summer Peak Savings (kW) | Achievable Economic TRC Potential | 0 | 0 | 0 | 0 | 0 | 0 | 0 | 0 | 0 | 0 | 0 | 0 | 0 | 0 | 0 | 0 | 0 | 0 | 0 | 0 | 0 | 0 | 0 | 0 | 0 | 0 | 0 | 0 | 0 | 0 | 0
F3_Industrial_Food Products_New_Process_Natural Gas_Gas Boiler - Burner Control Optimization_A_Achievable Economic TRC Potential | F3 | Industrial | Food Products | New | Process | Natural Gas | Gas Boiler - Burner Control Optimization | A | Integrated Unit Winter Peak Savings (kW) | Achievable Economic TRC Potential | 0 | 0 | 0 | 0 | 0 | 0 | 0 | 0 | 0 | 0 | 0 | 0 | 0 | 0 | 0 | 0 | 0 | 0 | 0 | 0 | 0 | 0 | 0 | 0 | 0 | 0 | 0 | 0 | 0 | 0 | 0
F4_Industrial_Food Products_New_Process_Natural Gas_Gas Boiler - Burner Control Optimization_A_Achievable Economic TRC Potential | F4 | Industrial | Food Products | New | Process | Natural Gas | Gas Boiler - Burner Control Optimization | A | Incremental Energy Savings (MWh or mTherms) | Achievable Economic TRC Potential | 0 | 0 | 0 | 0 | 0 | 0.010482 | 0.019469 | 0.044902 | 0.088919 | 0.15435 | 0.23861 | 0.33196 | 0.42019 | 0.48788 | 0.52272 | 0.52056 | 0.48387 | 0.4219 | 0.34628 | 0.26841 | 0.1972 | 0.13765 | 0.091515 | 0.058079 | 0.040926 | 0.04445 | 0.088271 | 0.15364 | 0.2419 | 0.33696 | 0.42697
F5_Industrial_Food Products_New_Process_Natural Gas_Gas Boiler - Burner Control Optimization_A_Achievable Economic TRC Potential | F5 | Industrial | Food Products | New | Process | Natural Gas | Gas Boiler - Burner Control Optimization | A | Incremental Summer Peak Savings (MW) | Achievable Economic TRC Potential | 0 | 0 | 0 | 0 | 0 | 0 | 0 | 0 | 0 | 0 | 0 | 0 | 0 | 0 | 0 | 0 | 0 | 0 | 0 | 0 | 0 | 0 | 0 | 0 | 0 | 0 | 0 | 0 | 0 | 0 | 0
F6_Industrial_Food Products_New_Process_Natural Gas_Gas Boiler - Burner Control Optimization_A_Achievable Economic TRC Potential | F6 | Industrial | Food Products | New | Process | Natural Gas | Gas Boiler - Burner Control Optimization | A | Incremental Winter Peak Savings (MW) | Achievable Economic TRC Potential | 0 | 0 | 0 | 0 | 0 | 0 | 0 | 0 | 0 | 0 | 0 | 0 | 0 | 0 | 0 | 0 | 0 | 0 | 0 | 0 | 0 | 0 | 0 | 0 | 0 | 0 | 0 | 0 | 0 | 0 | 0
F7_Industrial_Food Products_New_Process_Natural Gas_Gas Boiler - Burner Control Optimization_A_Achievable Economic TRC Potential | F7 | Industrial | Food Products | New | Process | Natural Gas | Gas Boiler - Burner Control Optimization | A | Cumulative Energy Savings (MWh or mTherms) | Achievable Economic TRC Potential | 0 | 0 | 0 | 0 | 0 | 0.010482 | 0.029924 | 0.074756 | 0.16351 | 0.31753 | 0.55566 | 0.88692 | 1.3062 | 1.7929 | 2.3144 | 2.8338 | 3.3167 | 3.7379 | 4.0837 | 4.3518 | 4.5491 | 4.687 | 4.7786 | 4.8263 | 4.8478 | 4.8513 | 4.8544 | 4.8574 | 0 | 0 | 0
F8_Industrial_Food Products_New_Process_Natural Gas_Gas Boiler - Burner Control Optimization_A_Achievable Economic TRC Potential | F8 | Industrial | Food Products | New | Process | Natural Gas | Gas Boiler - Burner Control Optimization | A | Cumulative Summer Peak Savings (MW) | Achievable Economic TRC Potential | 0 | 0 | 0 | 0 | 0 | 0 | 0 | 0 | 0 | 0 | 0 | 0 | 0 | 0 | 0 | 0 | 0 | 0 | 0 | 0 | 0 | 0 | 0 | 0 | 0 | 0 | 0 | 0 | 0 | 0 | 0
F9_Industrial_Food Products_New_Process_Natural Gas_Gas Boiler - Burner Control Optimization_A_Achievable Economic TRC Potential | F9 | Industrial | Food Products | New | Process | Natural Gas | Gas Boiler - Burner Control Optimization | A | Cumulative Winter Peak Savings (MW) | Achievable Economic TRC Potential | 0 | 0 | 0 | 0 | 0 | 0 | 0 | 0 | 0 | 0 | 0 | 0 | 0 | 0 | 0 | 0 | 0 | 0 | 0 | 0 | 0 | 0 | 0 | 0 | 0 | 0 | 0 | 0 | 0 | 0 | 0
F10_Industrial_Food Products_New_Process_Natural Gas_Gas Boiler - Burner Control Optimization_A_Achievable Economic TRC Potential | F10 | Industrial | Food Products | New | Process | Natural Gas | Gas Boiler - Burner Control Optimization | A | Purchases (Incremental) | Achievable Economic TRC Potential | 0 | 0 | 0 | 0 | 0 | 0.76507 | 1.4248 | 3.2936 | 6.5363 | 11.37 | 17.6027 | 24.5204 | 31.0701 | 36.1072 | 38.7123 | 38.5721 | 35.8659 | 31.2788 | 25.6761 | 19.9038 | 14.6227 | 10.2065 | 6.7855 | 4.3064 | 3.0346 | 3.2936 | 6.5363 | 11.37 | 17.6027 | 24.5204 | 31.0701
F11_Industrial_Food Products_New_Process_Natural Gas_Gas Boiler - Burner Control Optimization_A_Achievable Economic TRC Potential | F11 | Industrial | Food Products | New | Process | Natural Gas | Gas Boiler - Burner Control Optimization | A | Purchases (Cumulative) | Achievable Economic TRC Potential | 0 | 0 | 0 | 0 | 0 | 0.76507 | 2.1898 | 5.4834 | 12.0198 | 23.3898 | 40.9925 | 65.5128 | 96.583 | 132.6902 | 171.4025 | 209.9747 | 245.8405 | 277.1193 | 302.7954 | 322.6992 | 337.3219 | 347.5284 | 354.3139 | 357.8552 | 359.4651 | 359.4651 | 359.4651 | 359.4651 | 359.4651 | 359.4651 | 359.4651
F1_Industrial_Food Products_New_Space Heating_Natural Gas_HVAC - Demand Controlled Ventilation_A_Achievable Economic TRC Potential | F1 | Industrial | Food Products | New | Space Heating | Natural Gas | HVAC - Demand Controlled Ventilation | A | Integrated Unit Energy Savings (kWh or therms) | Achievable Economic TRC Potential | 0 | 0 | 0 | 0 | 0 | 0 | 0 | 0 | 0 | 0 | 0 | 0 | 0 | 0 | 0 | 0 | 0 | 0 | 0 | 0 | 0 | 0 | 0 | 0 | 0 | 0 | 0 | 0 | 0 | 0 | 0
F2_Industrial_Food Products_New_Space Heating_Natural Gas_HVAC - Demand Controlled Ventilation_A_Achievable Economic TRC Potential | F2 | Industrial | Food Products | New | Space Heating | Natural Gas | HVAC - Demand Controlled Ventilation | A | Integrated Unit Summer Peak Savings (kW) | Achievable Economic TRC Potential | 0 | 0 | 0 | 0 | 0 | 0 | 0 | 0 | 0 | 0 | 0 | 0 | 0 | 0 | 0 | 0 | 0 | 0 | 0 | 0 | 0 | 0 | 0 | 0 | 0 | 0 | 0 | 0 | 0 | 0 | 0
F3_Industrial_Food Products_New_Space Heating_Natural Gas_HVAC - Demand Controlled Ventilation_A_Achievable Economic TRC Potential | F3 | Industrial | Food Products | New | Space Heating | Natural Gas | HVAC - Demand Controlled Ventilation | A | Integrated Unit Winter Peak Savings (kW) | Achievable Economic TRC Potential | 0 | 0 | 0 | 0 | 0 | 0 | 0 | 0 | 0 | 0 | 0 | 0 | 0 | 0 | 0 | 0 | 0 | 0 | 0 | 0 | 0 | 0 | 0 | 0 | 0 | 0 | 0 | 0 | 0 | 0 | 0
F4_Industrial_Food Products_New_Space Heating_Natural Gas_HVAC - Demand Controlled Ventilation_A_Achievable Economic TRC Potential | F4 | Industrial | Food Products | New | Space Heating | Natural Gas | HVAC - Demand Controlled Ventilation | A | Incremental Energy Savings (MWh or mTherms) | Achievable Economic TRC Potential | 0 | 0 | 0 | 0 | 0 | 0 | 0 | 0 | 0 | 0 | 0 | 0 | 0 | 0 | 0 | 0 | 0 | 0 | 0 | 0 | 0 | 0 | 0 | 0 | 0 | 0 | 0 | 0 | 0 | 0 | 0
F5_Industrial_Food Products_New_Space Heating_Natural Gas_HVAC - Demand Controlled Ventilation_A_Achievable Economic TRC Potential | F5 | Industrial | Food Products | New | Space Heating | Natural Gas | HVAC - Demand Controlled Ventilation | A | Incremental Summer Peak Savings (MW) | Achievable Economic TRC Potential | 0 | 0 | 0 | 0 | 0 | 0 | 0 | 0 | 0 | 0 | 0 | 0 | 0 | 0 | 0 | 0 | 0 | 0 | 0 | 0 | 0 | 0 | 0 | 0 | 0 | 0 | 0 | 0 | 0 | 0 | 0
F6_Industrial_Food Products_New_Space Heating_Natural Gas_HVAC - Demand Controlled Ventilation_A_Achievable Economic TRC Potential | F6 | Industrial | Food Products | New | Space Heating | Natural Gas | HVAC - Demand Controlled Ventilation | A | Incremental Winter Peak Savings (MW) | Achievable Economic TRC Potential | 0 | 0 | 0 | 0 | 0 | 0 | 0 | 0 | 0 | 0 | 0 | 0 | 0 | 0 | 0 | 0 | 0 | 0 | 0 | 0 | 0 | 0 | 0 | 0 | 0 | 0 | 0 | 0 | 0 | 0 | 0
F7_Industrial_Food Products_New_Space Heating_Natural Gas_HVAC - Demand Controlled Ventilation_A_Achievable Economic TRC Potential | F7 | Industrial | Food Products | New | Space Heating | Natural Gas | HVAC - Demand Controlled Ventilation | A | Cumulative Energy Savings (MWh or mTherms) | Achievable Economic TRC Potential | 0 | 0 | 0 | 0 | 0 | 0 | 0 | 0 | 0 | 0 | 0 | 0 | 0 | 0 | 0 | 0 | 0 | 0 | 0 | 0 | 0 | 0 | 0 | 0 | 0 | 0 | 0 | 0 | 0 | 0 | 0
F8_Industrial_Food Products_New_Space Heating_Natural Gas_HVAC - Demand Controlled Ventilation_A_Achievable Economic TRC Potential | F8 | Industrial | Food Products | New | Space Heating | Natural Gas | HVAC - Demand Controlled Ventilation | A | Cumulative Summer Peak Savings (MW) | Achievable Economic TRC Potential | 0 | 0 | 0 | 0 | 0 | 0 | 0 | 0 | 0 | 0 | 0 | 0 | 0 | 0 | 0 | 0 | 0 | 0 | 0 | 0 | 0 | 0 | 0 | 0 | 0 | 0 | 0 | 0 | 0 | 0 | 0
F9_Industrial_Food Products_New_Space Heating_Natural Gas_HVAC - Demand Controlled Ventilation_A_Achievable Economic TRC Potential | F9 | Industrial | Food Products | New | Space Heating | Natural Gas | HVAC - Demand Controlled Ventilation | A | Cumulative Winter Peak Savings (MW) | Achievable Economic TRC Potential | 0 | 0 | 0 | 0 | 0 | 0 | 0 | 0 | 0 | 0 | 0 | 0 | 0 | 0 | 0 | 0 | 0 | 0 | 0 | 0 | 0 | 0 | 0 | 0 | 0 | 0 | 0 | 0 | 0 | 0 | 0
F10_Industrial_Food Products_New_Space Heating_Natural Gas_HVAC - Demand Controlled Ventilation_A_Achievable Economic TRC Potential | F10 | Industrial | Food Products | New | Space Heating | Natural Gas | HVAC - Demand Controlled Ventilation | A | Purchases (Incremental) | Achievable Economic TRC Potential | 0 | 0 | 0 | 0 | 0 | 0 | 0 | 0 | 0 | 0 | 0 | 0 | 0 | 0 | 0 | 0 | 0 | 0 | 0 | 0 | 0 | 0 | 0 | 0 | 0 | 0 | 0 | 0 | 0 | 0 | 0
F11_Industrial_Food Products_New_Space Heating_Natural Gas_HVAC - Demand Controlled Ventilation_A_Achievable Economic TRC Potential | F11 | Industrial | Food Products | New | Space Heating | Natural Gas | HVAC - Demand Controlled Ventilation | A | Purchases (Cumulative) | Achievable Economic TRC Potential | 0 | 0 | 0 | 0 | 0 | 0 | 0 | 0 | 0 | 0 | 0 | 0 | 0 | 0 | 0 | 0 | 0 | 0 | 0 | 0 | 0 | 0 | 0 | 0 | 0 | 0 | 0 | 0 | 0 | 0 | 0
F1_Industrial_Food Products_New_Space Heating_Natural Gas_Gas Boiler - Stack Economizer_A_Achievable Economic TRC Potential | F1 | Industrial | Food Products | New | Space Heating | Natural Gas | Gas Boiler - Stack Economizer | A | Integrated Unit Energy Savings (kWh or therms) | Achievable Economic TRC Potential | 0 | 0 | 0 | 0 | 0 | 0 | 0 | 0 | 0 | 0 | 0 | 0 | 0 | 0 | 0 | 0 | 0 | 0 | 0 | 0 | 0 | 0 | 0 | 0 | 0 | 0 | 0 | 0 | 0 | 0 | 0
F2_Industrial_Food Products_New_Space Heating_Natural Gas_Gas Boiler - Stack Economizer_A_Achievable Economic TRC Potential | F2 | Industrial | Food Products | New | Space Heating | Natural Gas | Gas Boiler - Stack Economizer | A | Integrated Unit Summer Peak Savings (kW) | Achievable Economic TRC Potential | 0 | 0 | 0 | 0 | 0 | 0 | 0 | 0 | 0 | 0 | 0 | 0 | 0 | 0 | 0 | 0 | 0 | 0 | 0 | 0 | 0 | 0 | 0 | 0 | 0 | 0 | 0 | 0 | 0 | 0 | 0
F3_Industrial_Food Products_New_Space Heating_Natural Gas_Gas Boiler - Stack Economizer_A_Achievable Economic TRC Potential | F3 | Industrial | Food Products | New | Space Heating | Natural Gas | Gas Boiler - Stack Economizer | A | Integrated Unit Winter Peak Savings (kW) | Achievable Economic TRC Potential | 0 | 0 | 0 | 0 | 0 | 0 | 0 | 0 | 0 | 0 | 0 | 0 | 0 | 0 | 0 | 0 | 0 | 0 | 0 | 0 | 0 | 0 | 0 | 0 | 0 | 0 | 0 | 0 | 0 | 0 | 0
F4_Industrial_Food Products_New_Space Heating_Natural Gas_Gas Boiler - Stack Economizer_A_Achievable Economic TRC Potential | F4 | Industrial | Food Products | New | Space Heating | Natural Gas | Gas Boiler - Stack Economizer | A | Incremental Energy Savings (MWh or mTherms) | Achievable Economic TRC Potential | 0 | 0 | 0 | 0 | 0 | 0 | 0 | 0 | 0 | 0 | 0 | 0 | 0 | 0 | 0 | 0 | 0 | 0 | 0 | 0 | 0 | 0 | 0 | 0 | 0 | 0 | 0 | 0 | 0 | 0 | 0
F5_Industrial_Food Products_New_Space Heating_Natural Gas_Gas Boiler - Stack Economizer_A_Achievable Economic TRC Potential | F5 | Industrial | Food Products | New | Space Heating | Natural Gas | Gas Boiler - Stack Economizer | A | Incremental Summer Peak Savings (MW) | Achievable Economic TRC Potential | 0 | 0 | 0 | 0 | 0 | 0 | 0 | 0 | 0 | 0 | 0 | 0 | 0 | 0 | 0 | 0 | 0 | 0 | 0 | 0 | 0 | 0 | 0 | 0 | 0 | 0 | 0 | 0 | 0 | 0 | 0
F6_Industrial_Food Products_New_Space Heating_Natural Gas_Gas Boiler - Stack Economizer_A_Achievable Economic TRC Potential | F6 | Industrial | Food Products | New | Space Heating | Natural Gas | Gas Boiler - Stack Economizer | A | Incremental Winter Peak Savings (MW) | Achievable Economic TRC Potential | 0 | 0 | 0 | 0 | 0 | 0 | 0 | 0 | 0 | 0 | 0 | 0 | 0 | 0 | 0 | 0 | 0 | 0 | 0 | 0 | 0 | 0 | 0 | 0 | 0 | 0 | 0 | 0 | 0 | 0 | 0
F7_Industrial_Food Products_New_Space Heating_Natural Gas_Gas Boiler - Stack Economizer_A_Achievable Economic TRC Potential | F7 | Industrial | Food Products | New | Space Heating | Natural Gas | Gas Boiler - Stack Economizer | A | Cumulative Energy Savings (MWh or mTherms) | Achievable Economic TRC Potential | 0 | 0 | 0 | 0 | 0 | 0 | 0 | 0 | 0 | 0 | 0 | 0 | 0 | 0 | 0 | 0 | 0 | 0 | 0 | 0 | 0 | 0 | 0 | 0 | 0 | 0 | 0 | 0 | 0 | 0 | 0
F8_Industrial_Food Products_New_Space Heating_Natural Gas_Gas Boiler - Stack Economizer_A_Achievable Economic TRC Potential | F8 | Industrial | Food Products | New | Space Heating | Natural Gas | Gas Boiler - Stack Economizer | A | Cumulative Summer Peak Savings (MW) | Achievable Economic TRC Potential | 0 | 0 | 0 | 0 | 0 | 0 | 0 | 0 | 0 | 0 | 0 | 0 | 0 | 0 | 0 | 0 | 0 | 0 | 0 | 0 | 0 | 0 | 0 | 0 | 0 | 0 | 0 | 0 | 0 | 0 | 0
F9_Industrial_Food Products_New_Space Heating_Natural Gas_Gas Boiler - Stack Economizer_A_Achievable Economic TRC Potential | F9 | Industrial | Food Products | New | Space Heating | Natural Gas | Gas Boiler - Stack Economizer | A | Cumulative Winter Peak Savings (MW) | Achievable Economic TRC Potential | 0 | 0 | 0 | 0 | 0 | 0 | 0 | 0 | 0 | 0 | 0 | 0 | 0 | 0 | 0 | 0 | 0 | 0 | 0 | 0 | 0 | 0 | 0 | 0 | 0 | 0 | 0 | 0 | 0 | 0 | 0
F10_Industrial_Food Products_New_Space Heating_Natural Gas_Gas Boiler - Stack Economizer_A_Achievable Economic TRC Potential | F10 | Industrial | Food Products | New | Space Heating | Natural Gas | Gas Boiler - Stack Economizer | A | Purchases (Incremental) | Achievable Economic TRC Potential | 0 | 0 | 0 | 0 | 0 | 0 | 0 | 0 | 0 | 0 | 0 | 0 | 0 | 0 | 0 | 0 | 0 | 0 | 0 | 0 | 0 | 0 | 0 | 0 | 0 | 0 | 0 | 0 | 0 | 0 | 0
F11_Industrial_Food Products_New_Space Heating_Natural Gas_Gas Boiler - Stack Economizer_A_Achievable Economic TRC Potential | F11 | Industrial | Food Products | New | Space Heating | Natural Gas | Gas Boiler - Stack Economizer | A | Purchases (Cumulative) | Achievable Economic TRC Potential | 0 | 0 | 0 | 0 | 0 | 0 | 0 | 0 | 0 | 0 | 0 | 0 | 0 | 0 | 0 | 0 | 0 | 0 | 0 | 0 | 0 | 0 | 0 | 0 | 0 | 0 | 0 | 0 | 0 | 0 | 0
F1_Industrial_Food Products_New_Process_Natural Gas_Gas Boiler - Stack Economizer_A_Achievable Economic TRC Potential | F1 | Industrial | Food Products | New | Process | Natural Gas | Gas Boiler - Stack Economizer | A | Integrated Unit Energy Savings (kWh or therms) | Achievable Economic TRC Potential | 0 | 0 | 0 | 0 | 0 | 45.4856 | 45.4827 | 45.4812 | 45.4824 | 45.4833 | 45.484 | 45.4846 | 45.4851 | 45.4855 | 45.4859 | 45.4862 | 45.4865 | 45.4867 | 45.4869 | 45.4871 | 45.4873 | 45.4874 | 45.4876 | 45.4877 | 45.4878 | 45.488 | 45.4881 | 45.4882 | 45.4909 | 45.4909 | 45.4909
F2_Industrial_Food Products_New_Process_Natural Gas_Gas Boiler - Stack Economizer_A_Achievable Economic TRC Potential | F2 | Industrial | Food Products | New | Process | Natural Gas | Gas Boiler - Stack Economizer | A | Integrated Unit Summer Peak Savings (kW) | Achievable Economic TRC Potential | 0 | 0 | 0 | 0 | 0 | 0 | 0 | 0 | 0 | 0 | 0 | 0 | 0 | 0 | 0 | 0 | 0 | 0 | 0 | 0 | 0 | 0 | 0 | 0 | 0 | 0 | 0 | 0 | 0 | 0 | 0
F3_Industrial_Food Products_New_Process_Natural Gas_Gas Boiler - Stack Economizer_A_Achievable Economic TRC Potential | F3 | Industrial | Food Products | New | Process | Natural Gas | Gas Boiler - Stack Economizer | A | Integrated Unit Winter Peak Savings (kW) | Achievable Economic TRC Potential | 0 | 0 | 0 | 0 | 0 | 0 | 0 | 0 | 0 | 0 | 0 | 0 | 0 | 0 | 0 | 0 | 0 | 0 | 0 | 0 | 0 | 0 | 0 | 0 | 0 | 0 | 0 | 0 | 0 | 0 | 0
F4_Industrial_Food Products_New_Process_Natural Gas_Gas Boiler - Stack Economizer_A_Achievable Economic TRC Potential | F4 | Industrial | Food Products | New | Process | Natural Gas | Gas Boiler - Stack Economizer | A | Incremental Energy Savings (MWh or mTherms) | Achievable Economic TRC Potential | 0 | 0 | 0 | 0 | 0 | 0.34401 | 0.40753 | 0.47103 | 0.53417 | 0.59735 | 0.59453 | 0.52057 | 0.45232 | 0.39049 | 0.33493 | 0.28604 | 0.24318 | 0.20602 | 0.17395 | 0.1464 | 0.34402 | 0.40758 | 0.47109 | 0.53424 | 0.59741 | 0.59458 | 0.52061 | 0.45235 | 0.39053 | 0.33497 | 0.28607
F5_Industrial_Food Products_New_Process_Natural Gas_Gas Boiler - Stack Economizer_A_Achievable Economic TRC Potential | F5 | Industrial | Food Products | New | Process | Natural Gas | Gas Boiler - Stack Economizer | A | Incremental Summer Peak Savings (MW) | Achievable Economic TRC Potential | 0 | 0 | 0 | 0 | 0 | 0 | 0 | 0 | 0 | 0 | 0 | 0 | 0 | 0 | 0 | 0 | 0 | 0 | 0 | 0 | 0 | 0 | 0 | 0 | 0 | 0 | 0 | 0 | 0 | 0 | 0
F6_Industrial_Food Products_New_Process_Natural Gas_Gas Boiler - Stack Economizer_A_Achievable Economic TRC Potential | F6 | Industrial | Food Products | New | Process | Natural Gas | Gas Boiler - Stack Economizer | A | Incremental Winter Peak Savings (MW) | Achievable Economic TRC Potential | 0 | 0 | 0 | 0 | 0 | 0 | 0 | 0 | 0 | 0 | 0 | 0 | 0 | 0 | 0 | 0 | 0 | 0 | 0 | 0 | 0 | 0 | 0 | 0 | 0 | 0 | 0 | 0 | 0 | 0 | 0
F7_Industrial_Food Products_New_Process_Natural Gas_Gas Boiler - Stack Economizer_A_Achievable Economic TRC Potential | F7 | Industrial | Food Products | New | Process | Natural Gas | Gas Boiler - Stack Economizer | A | Cumulative Energy Savings (MWh or mTherms) | Achievable Economic TRC Potential | 0 | 0 | 0 | 0 | 0 | 0.34401 | 0.75152 | 1.2225 | 1.7567 | 2.3541 | 2.9487 | 3.4693 | 3.9217 | 4.3122 | 4.6471 | 4.9332 | 5.1764 | 5.3825 | 5.5564 | 5.7029 | 5.7029 | 5.7029 | 5.7029 | 5.7029 | 5.703 | 5.703 | 5.703 | 5.703 | 0 | 0 | 0
F8_Industrial_Food Products_New_Process_Natural Gas_Gas Boiler - Stack Economizer_A_Achievable Economic TRC Potential | F8 | Industrial | Food Products | New | Process | Natural Gas | Gas Boiler - Stack Economizer | A | Cumulative Summer Peak Savings (MW) | Achievable Economic TRC Potential | 0 | 0 | 0 | 0 | 0 | 0 | 0 | 0 | 0 | 0 | 0 | 0 | 0 | 0 | 0 | 0 | 0 | 0 | 0 | 0 | 0 | 0 | 0 | 0 | 0 | 0 | 0 | 0 | 0 | 0 | 0
F9_Industrial_Food Products_New_Process_Natural Gas_Gas Boiler - Stack Economizer_A_Achievable Economic TRC Potential | F9 | Industrial | Food Products | New | Process | Natural Gas | Gas Boiler - Stack Economizer | A | Cumulative Winter Peak Savings (MW) | Achievable Economic TRC Potential | 0 | 0 | 0 | 0 | 0 | 0 | 0 | 0 | 0 | 0 | 0 | 0 | 0 | 0 | 0 | 0 | 0 | 0 | 0 | 0 | 0 | 0 | 0 | 0 | 0 | 0 | 0 | 0 | 0 | 0 | 0
F10_Industrial_Food Products_New_Process_Natural Gas_Gas Boiler - Stack Economizer_A_Achievable Economic TRC Potential | F10 | Industrial | Food Products | New | Process | Natural Gas | Gas Boiler - Stack Economizer | A | Purchases (Incremental) | Achievable Economic TRC Potential | 0 | 0 | 0 | 0 | 0 | 7.5631 | 8.9602 | 10.3565 | 11.7446 | 13.1335 | 13.0711 | 11.445 | 9.9443 | 8.5848 | 7.3634 | 6.2886 | 5.3462 | 4.5292 | 3.8242 | 3.2185 | 7.5631 | 8.9602 | 10.3565 | 11.7446 | 13.1335 | 13.0711 | 11.445 | 9.9443 | 8.5848 | 7.3634 | 6.2886
F11_Industrial_Food Products_New_Process_Natural Gas_Gas Boiler - Stack Economizer_A_Achievable Economic TRC Potential | F11 | Industrial | Food Products | New | Process | Natural Gas | Gas Boiler - Stack Economizer | A | Purchases (Cumulative) | Achievable Economic TRC Potential | 0 | 0 | 0 | 0 | 0 | 7.5631 | 16.5233 | 26.8798 | 38.6244 | 51.7579 | 64.8291 | 76.2741 | 86.2184 | 94.8033 | 102.1666 | 108.4552 | 113.8014 | 118.3306 | 122.1548 | 125.3733 | 125.3733 | 125.3733 | 125.3733 | 125.3733 | 125.3733 | 125.3733 | 125.3733 | 125.3733 | 125.3733 | 125.3733 | 125.3733
F1_Industrial_Food Products_New_Space Heating_Natural Gas_Gas Furnace Tube Inserts_A_Achievable Economic TRC Potential | F1 | Industrial | Food Products | New | Space Heating | Natural Gas | Gas Furnace Tube Inserts | A | Integrated Unit Energy Savings (kWh or therms) | Achievable Economic TRC Potential | 0 | 0 | 0 | 0 | 0 | 0 | 0 | 0 | 0 | 0 | 0 | 0 | 0 | 0 | 0 | 0 | 0 | 0 | 0 | 0 | 0 | 0 | 0 | 0 | 0 | 0 | 0 | 0 | 0 | 0 | 0
F2_Industrial_Food Products_New_Space Heating_Natural Gas_Gas Furnace Tube Inserts_A_Achievable Economic TRC Potential | F2 | Industrial | Food Products | New | Space Heating | Natural Gas | Gas Furnace Tube Inserts | A | Integrated Unit Summer Peak Savings (kW) | Achievable Economic TRC Potential | 0 | 0 | 0 | 0 | 0 | 0 | 0 | 0 | 0 | 0 | 0 | 0 | 0 | 0 | 0 | 0 | 0 | 0 | 0 | 0 | 0 | 0 | 0 | 0 | 0 | 0 | 0 | 0 | 0 | 0 | 0
F3_Industrial_Food Products_New_Space Heating_Natural Gas_Gas Furnace Tube Inserts_A_Achievable Economic TRC Potential | F3 | Industrial | Food Products | New | Space Heating | Natural Gas | Gas Furnace Tube Inserts | A | Integrated Unit Winter Peak Savings (kW) | Achievable Economic TRC Potential | 0 | 0 | 0 | 0 | 0 | 0 | 0 | 0 | 0 | 0 | 0 | 0 | 0 | 0 | 0 | 0 | 0 | 0 | 0 | 0 | 0 | 0 | 0 | 0 | 0 | 0 | 0 | 0 | 0 | 0 | 0
F4_Industrial_Food Products_New_Space Heating_Natural Gas_Gas Furnace Tube Inserts_A_Achievable Economic TRC Potential | F4 | Industrial | Food Products | New | Space Heating | Natural Gas | Gas Furnace Tube Inserts | A | Incremental Energy Savings (MWh or mTherms) | Achievable Economic TRC Potential | 0 | 0 | 0 | 0 | 0 | 0 | 0 | 0 | 0 | 0 | 0 | 0 | 0 | 0 | 0 | 0 | 0 | 0 | 0 | 0 | 0 | 0 | 0 | 0 | 0 | 0 | 0 | 0 | 0 | 0 | 0
F5_Industrial_Food Products_New_Space Heating_Natural Gas_Gas Furnace Tube Inserts_A_Achievable Economic TRC Potential | F5 | Industrial | Food Products | New | Space Heating | Natural Gas | Gas Furnace Tube Inserts | A | Incremental Summer Peak Savings (MW) | Achievable Economic TRC Potential | 0 | 0 | 0 | 0 | 0 | 0 | 0 | 0 | 0 | 0 | 0 | 0 | 0 | 0 | 0 | 0 | 0 | 0 | 0 | 0 | 0 | 0 | 0 | 0 | 0 | 0 | 0 | 0 | 0 | 0 | 0
F6_Industrial_Food Products_New_Space Heating_Natural Gas_Gas Furnace Tube Inserts_A_Achievable Economic TRC Potential | F6 | Industrial | Food Products | New | Space Heating | Natural Gas | Gas Furnace Tube Inserts | A | Incremental Winter Peak Savings (MW) | Achievable Economic TRC Potential | 0 | 0 | 0 | 0 | 0 | 0 | 0 | 0 | 0 | 0 | 0 | 0 | 0 | 0 | 0 | 0 | 0 | 0 | 0 | 0 | 0 | 0 | 0 | 0 | 0 | 0 | 0 | 0 | 0 | 0 | 0
F7_Industrial_Food Products_New_Space Heating_Natural Gas_Gas Furnace Tube Inserts_A_Achievable Economic TRC Potential | F7 | Industrial | Food Products | New | Space Heating | Natural Gas | Gas Furnace Tube Inserts | A | Cumulative Energy Savings (MWh or mTherms) | Achievable Economic TRC Potential | 0 | 0 | 0 | 0 | 0 | 0 | 0 | 0 | 0 | 0 | 0 | 0 | 0 | 0 | 0 | 0 | 0 | 0 | 0 | 0 | 0 | 0 | 0 | 0 | 0 | 0 | 0 | 0 | 0 | 0 | 0
F8_Industrial_Food Products_New_Space Heating_Natural Gas_Gas Furnace Tube Inserts_A_Achievable Economic TRC Potential | F8 | Industrial | Food Products | New | Space Heating | Natural Gas | Gas Furnace Tube Inserts | A | Cumulative Summer Peak Savings (MW) | Achievable Economic TRC Potential | 0 | 0 | 0 | 0 | 0 | 0 | 0 | 0 | 0 | 0 | 0 | 0 | 0 | 0 | 0 | 0 | 0 | 0 | 0 | 0 | 0 | 0 | 0 | 0 | 0 | 0 | 0 | 0 | 0 | 0 | 0
F9_Industrial_Food Products_New_Space Heating_Natural Gas_Gas Furnace Tube Inserts_A_Achievable Economic TRC Potential | F9 | Industrial | Food Products | New | Space Heating | Natural Gas | Gas Furnace Tube Inserts | A | Cumulative Winter Peak Savings (MW) | Achievable Economic TRC Potential | 0 | 0 | 0 | 0 | 0 | 0 | 0 | 0 | 0 | 0 | 0 | 0 | 0 | 0 | 0 | 0 | 0 | 0 | 0 | 0 | 0 | 0 | 0 | 0 | 0 | 0 | 0 | 0 | 0 | 0 | 0
F10_Industrial_Food Products_New_Space Heating_Natural Gas_Gas Furnace Tube Inserts_A_Achievable Economic TRC Potential | F10 | Industrial | Food Products | New | Space Heating | Natural Gas | Gas Furnace Tube Inserts | A | Purchases (Incremental) | Achievable Economic TRC Potential | 0 | 0 | 0 | 0 | 0 | 0 | 0 | 0 | 0 | 0 | 0 | 0 | 0 | 0 | 0 | 0 | 0 | 0 | 0 | 0 | 0 | 0 | 0 | 0 | 0 | 0 | 0 | 0 | 0 | 0 | 0
F11_Industrial_Food Products_New_Space Heating_Natural Gas_Gas Furnace Tube Inserts_A_Achievable Economic TRC Potential | F11 | Industrial | Food Products | New | Space Heating | Natural Gas | Gas Furnace Tube Inserts | A | Purchases (Cumulative) | Achievable Economic TRC Potential | 0 | 0 | 0 | 0 | 0 | 0 | 0 | 0 | 0 | 0 | 0 | 0 | 0 | 0 | 0 | 0 | 0 | 0 | 0 | 0 | 0 | 0 | 0 | 0 | 0 | 0 | 0 | 0 | 0 | 0 | 0
F1_Industrial_Food Products_New_Space Heating_Natural Gas_Space Heating - Heat Recovery Ventilator_A_Achievable Economic TRC Potential | F1 | Industrial | Food Products | New | Space Heating | Natural Gas | Space Heating - Heat Recovery Ventilator | A | Integrated Unit Energy Savings (kWh or therms) | Achievable Economic TRC Potential | 0 | 0 | 0 | 0 | 0 | 0.012436 | 0.012229 | 0.012057 | 0.011908 | 0.011772 | 0.011648 | 0.011499 | 0.011338 | 0.011172 | 0.011007 | 0.010855 | 0.010716 | 0.010598 | 0.010447 | 0.010331 | 0.010244 | 0.010177 | 0.010141 | 0.01012 | 0.010111 | 0.010109 | 0.01011 | 0.010114 | 0 | 0 | 0
F2_Industrial_Food Products_New_Space Heating_Natural Gas_Space Heating - Heat Recovery Ventilator_A_Achievable Economic TRC Potential | F2 | Industrial | Food Products | New | Space Heating | Natural Gas | Space Heating - Heat Recovery Ventilator | A | Integrated Unit Summer Peak Savings (kW) | Achievable Economic TRC Potential | 0 | 0 | 0 | 0 | 0 | 0 | 0 | 0 | 0 | 0 | 0 | 0 | 0 | 0 | 0 | 0 | 0 | 0 | 0 | 0 | 0 | 0 | 0 | 0 | 0 | 0 | 0 | 0 | 0 | 0 | 0
F3_Industrial_Food Products_New_Space Heating_Natural Gas_Space Heating - Heat Recovery Ventilator_A_Achievable Economic TRC Potential | F3 | Industrial | Food Products | New | Space Heating | Natural Gas | Space Heating - Heat Recovery Ventilator | A | Integrated Unit Winter Peak Savings (kW) | Achievable Economic TRC Potential | 0 | 0 | 0 | 0 | 0 | 0 | 0 | 0 | 0 | 0 | 0 | 0 | 0 | 0 | 0 | 0 | 0 | 0 | 0 | 0 | 0 | 0 | 0 | 0 | 0 | 0 | 0 | 0 | 0 | 0 | 0
F4_Industrial_Food Products_New_Space Heating_Natural Gas_Space Heating - Heat Recovery Ventilator_A_Achievable Economic TRC Potential | F4 | Industrial | Food Products | New | Space Heating | Natural Gas | Space Heating - Heat Recovery Ventilator | A | Incremental Energy Savings (MWh or mTherms) | Achievable Economic TRC Potential | 0 | 0 | 0 | 0 | 0 | 0 | 0 | 0 | 0 | 0 | 0 | 0 | 0 | 0 | 0 | 0 | 0 | 0 | 0 | 0 | 0 | 0 | 0 | 0 | 0 | 0 | 0 | 0 | 0 | 0 | 0
F5_Industrial_Food Products_New_Space Heating_Natural Gas_Space Heating - Heat Recovery Ventilator_A_Achievable Economic TRC Potential | F5 | Industrial | Food Products | New | Space Heating | Natural Gas | Space Heating - Heat Recovery Ventilator | A | Incremental Summer Peak Savings (MW) | Achievable Economic TRC Potential | 0 | 0 | 0 | 0 | 0 | 0 | 0 | 0 | 0 | 0 | 0 | 0 | 0 | 0 | 0 | 0 | 0 | 0 | 0 | 0 | 0 | 0 | 0 | 0 | 0 | 0 | 0 | 0 | 0 | 0 | 0
F6_Industrial_Food Products_New_Space Heating_Natural Gas_Space Heating - Heat Recovery Ventilator_A_Achievable Economic TRC Potential | F6 | Industrial | Food Products | New | Space Heating | Natural Gas | Space Heating - Heat Recovery Ventilator | A | Incremental Winter Peak Savings (MW) | Achievable Economic TRC Potential | 0 | 0 | 0 | 0 | 0 | 0 | 0 | 0 | 0 | 0 | 0 | 0 | 0 | 0 | 0 | 0 | 0 | 0 | 0 | 0 | 0 | 0 | 0 | 0 | 0 | 0 | 0 | 0 | 0 | 0 | 0
F7_Industrial_Food Products_New_Space Heating_Natural Gas_Space Heating - Heat Recovery Ventilator_A_Achievable Economic TRC Potential | F7 | Industrial | Food Products | New | Space Heating | Natural Gas | Space Heating - Heat Recovery Ventilator | A | Cumulative Energy Savings (MWh or mTherms) | Achievable Economic TRC Potential | 0 | 0 | 0 | 0 | 0 | 0 | 0 | 0 | 0 | 0 | 0 | 0 | 0 | 0 | 0 | 0 | 0 | 0 | 0 | 0 | 0 | 0 | 0 | 0 | 0 | 0 | 0 | 0 | 0 | 0 | 0
F8_Industrial_Food Products_New_Space Heating_Natural Gas_Space Heating - Heat Recovery Ventilator_A_Achievable Economic TRC Potential | F8 | Industrial | Food Products | New | Space Heating | Natural Gas | Space Heating - Heat Recovery Ventilator | A | Cumulative Summer Peak Savings (MW) | Achievable Economic TRC Potential | 0 | 0 | 0 | 0 | 0 | 0 | 0 | 0 | 0 | 0 | 0 | 0 | 0 | 0 | 0 | 0 | 0 | 0 | 0 | 0 | 0 | 0 | 0 | 0 | 0 | 0 | 0 | 0 | 0 | 0 | 0
F9_Industrial_Food Products_New_Space Heating_Natural Gas_Space Heating - Heat Recovery Ventilator_A_Achievable Economic TRC Potential | F9 | Industrial | Food Products | New | Space Heating | Natural Gas | Space Heating - Heat Recovery Ventilator | A | Cumulative Winter Peak Savings (MW) | Achievable Economic TRC Potential | 0 | 0 | 0 | 0 | 0 | 0 | 0 | 0 | 0 | 0 | 0 | 0 | 0 | 0 | 0 | 0 | 0 | 0 | 0 | 0 | 0 | 0 | 0 | 0 | 0 | 0 | 0 | 0 | 0 | 0 | 0
F10_Industrial_Food Products_New_Space Heating_Natural Gas_Space Heating - Heat Recovery Ventilator_A_Achievable Economic TRC Potential | F10 | Industrial | Food Products | New | Space Heating | Natural Gas | Space Heating - Heat Recovery Ventilator | A | Purchases (Incremental) | Achievable Economic TRC Potential | 0 | 0 | 0 | 0 | 0 | 0 | 0 | 0 | 0 | 0 | 0 | 0 | 0 | 0 | 0 | 0 | 0 | 0 | 0 | 0 | 0 | 0 | 0 | 0 | 0 | 0 | 0 | 0 | 0 | 0 | 0
F11_Industrial_Food Products_New_Space Heating_Natural Gas_Space Heating - Heat Recovery Ventilator_A_Achievable Economic TRC Potential | F11 | Industrial | Food Products | New | Space Heating | Natural Gas | Space Heating - Heat Recovery Ventilator | A | Purchases (Cumulative) | Achievable Economic TRC Potential | 0 | 0 | 0 | 0 | 0 | 0 | 0 | 0 | 0 | 0 | 0 | 0 | 0 | 0 | 0 | 0 | 0 | 0 | 0 | 0 | 0 | 0 | 0 | 0 | 0 | 0 | 0 | 0 | 0 | 0 | 0
F1_Industrial_Food Products_New_Space Heating_Natural Gas_Thermostat - Programmable_A_Achievable Economic TRC Potential | F1 | Industrial | Food Products | New | Space Heating | Natural Gas | Thermostat - Programmable | A | Integrated Unit Energy Savings (kWh or therms) | Achievable Economic TRC Potential | 0 | 0 | 0 | 0 | 0 | 0.006178 | 0.0060754 | 0.0059899 | 0.0059155 | 0.0058479 | 0.0057865 | 0.0057127 | 0.0056324 | 0.0055501 | 0.005468 | 0.0053926 | 0.0053237 | 0.0052649 | 0.0051901 | 0.0051324 | 0.005089 | 0.0050555 | 0.0050379 | 0.0050277 | 0.0050229 | 0.005022 | 0.0050224 | 0.0050244 | 0 | 0 | 0
F2_Industrial_Food Products_New_Space Heating_Natural Gas_Thermostat - Programmable_A_Achievable Economic TRC Potential | F2 | Industrial | Food Products | New | Space Heating | Natural Gas | Thermostat - Programmable | A | Integrated Unit Summer Peak Savings (kW) | Achievable Economic TRC Potential | 0 | 0 | 0 | 0 | 0 | 0 | 0 | 0 | 0 | 0 | 0 | 0 | 0 | 0 | 0 | 0 | 0 | 0 | 0 | 0 | 0 | 0 | 0 | 0 | 0 | 0 | 0 | 0 | 0 | 0 | 0
F3_Industrial_Food Products_New_Space Heating_Natural Gas_Thermostat - Programmable_A_Achievable Economic TRC Potential | F3 | Industrial | Food Products | New | Space Heating | Natural Gas | Thermostat - Programmable | A | Integrated Unit Winter Peak Savings (kW) | Achievable Economic TRC Potential | 0 | 0 | 0 | 0 | 0 | 0 | 0 | 0 | 0 | 0 | 0 | 0 | 0 | 0 | 0 | 0 | 0 | 0 | 0 | 0 | 0 | 0 | 0 | 0 | 0 | 0 | 0 | 0 | 0 | 0 | 0
F4_Industrial_Food Products_New_Space Heating_Natural Gas_Thermostat - Programmable_A_Achievable Economic TRC Potential | F4 | Industrial | Food Products | New | Space Heating | Natural Gas | Thermostat - Programmable | A | Incremental Energy Savings (MWh or mTherms) | Achievable Economic TRC Potential | 0 | 0 | 0 | 0 | 0 | 0 | 0 | 0 | 0 | 0 | 0 | 0 | 0 | 0 | 0 | 0 | 0 | 0 | 0 | 0 | 0 | 0 | 0 | 0 | 0 | 0 | 0 | 0 | 0 | 0 | 0
F5_Industrial_Food Products_New_Space Heating_Natural Gas_Thermostat - Programmable_A_Achievable Economic TRC Potential | F5 | Industrial | Food Products | New | Space Heating | Natural Gas | Thermostat - Programmable | A | Incremental Summer Peak Savings (MW) | Achievable Economic TRC Potential | 0 | 0 | 0 | 0 | 0 | 0 | 0 | 0 | 0 | 0 | 0 | 0 | 0 | 0 | 0 | 0 | 0 | 0 | 0 | 0 | 0 | 0 | 0 | 0 | 0 | 0 | 0 | 0 | 0 | 0 | 0
F6_Industrial_Food Products_New_Space Heating_Natural Gas_Thermostat - Programmable_A_Achievable Economic TRC Potential | F6 | Industrial | Food Products | New | Space Heating | Natural Gas | Thermostat - Programmable | A | Incremental Winter Peak Savings (MW) | Achievable Economic TRC Potential | 0 | 0 | 0 | 0 | 0 | 0 | 0 | 0 | 0 | 0 | 0 | 0 | 0 | 0 | 0 | 0 | 0 | 0 | 0 | 0 | 0 | 0 | 0 | 0 | 0 | 0 | 0 | 0 | 0 | 0 | 0
F7_Industrial_Food Products_New_Space Heating_Natural Gas_Thermostat - Programmable_A_Achievable Economic TRC Potential | F7 | Industrial | Food Products | New | Space Heating | Natural Gas | Thermostat - Programmable | A | Cumulative Energy Savings (MWh or mTherms) | Achievable Economic TRC Potential | 0 | 0 | 0 | 0 | 0 | 0 | 0 | 0 | 0 | 0 | 0 | 0 | 0 | 0 | 0 | 0 | 0 | 0 | 0 | 0 | 0 | 0 | 0 | 0 | 0 | 0 | 0 | 0 | 0 | 0 | 0
F8_Industrial_Food Products_New_Space Heating_Natural Gas_Thermostat - Programmable_A_Achievable Economic TRC Potential | F8 | Industrial | Food Products | New | Space Heating | Natural Gas | Thermostat - Programmable | A | Cumulative Summer Peak Savings (MW) | Achievable Economic TRC Potential | 0 | 0 | 0 | 0 | 0 | 0 | 0 | 0 | 0 | 0 | 0 | 0 | 0 | 0 | 0 | 0 | 0 | 0 | 0 | 0 | 0 | 0 | 0 | 0 | 0 | 0 | 0 | 0 | 0 | 0 | 0
F9_Industrial_Food Products_New_Space Heating_Natural Gas_Thermostat - Programmable_A_Achievable Economic TRC Potential | F9 | Industrial | Food Products | New | Space Heating | Natural Gas | Thermostat - Programmable | A | Cumulative Winter Peak Savings (MW) | Achievable Economic TRC Potential | 0 | 0 | 0 | 0 | 0 | 0 | 0 | 0 | 0 | 0 | 0 | 0 | 0 | 0 | 0 | 0 | 0 | 0 | 0 | 0 | 0 | 0 | 0 | 0 | 0 | 0 | 0 | 0 | 0 | 0 | 0
F10_Industrial_Food Products_New_Space Heating_Natural Gas_Thermostat - Programmable_A_Achievable Economic TRC Potential | F10 | Industrial | Food Products | New | Space Heating | Natural Gas | Thermostat - Programmable | A | Purchases (Incremental) | Achievable Economic TRC Potential | 0 | 0 | 0 | 0 | 0 | 0 | 0 | 0 | 0 | 0 | 0 | 0 | 0 | 0 | 0 | 0 | 0 | 0 | 0 | 0 | 0 | 0 | 0 | 0 | 0 | 0 | 0 | 0 | 0 | 0 | 0
F11_Industrial_Food Products_New_Space Heating_Natural Gas_Thermostat - Programmable_A_Achievable Economic TRC Potential | F11 | Industrial | Food Products | New | Space Heating | Natural Gas | Thermostat - Programmable | A | Purchases (Cumulative) | Achievable Economic TRC Potential | 0 | 0 | 0 | 0 | 0 | 0 | 0 | 0 | 0 | 0 | 0 | 0 | 0 | 0 | 0 | 0 | 0 | 0 | 0 | 0 | 0 | 0 | 0 | 0 | 0 | 0 | 0 | 0 | 0 | 0 | 0
F1_Industrial_Food Products_New_Space Heating_Natural Gas_ENERGY STAR Connected Thermostat_A_Achievable Economic TRC Potential | F1 | Industrial | Food Products | New | Space Heating | Natural Gas | ENERGY STAR Connected Thermostat | A | Integrated Unit Energy Savings (kWh or therms) | Achievable Economic TRC Potential | 0 | 0 | 0 | 0 | 0 | 0.014543 | 0.014301 | 0.0141 | 0.013925 | 0.013766 | 0.013622 | 0.013448 | 0.013259 | 0.013065 | 0.012872 | 0.012694 | 0.012532 | 0.012394 | 0.012217 | 0.012082 | 0.01198 | 0.011901 | 0.011859 | 0.011835 | 0.011824 | 0.011822 | 0.011823 | 0.011828 | 0 | 0 | 0
F2_Industrial_Food Products_New_Space Heating_Natural Gas_ENERGY STAR Connected Thermostat_A_Achievable Economic TRC Potential | F2 | Industrial | Food Products | New | Space Heating | Natural Gas | ENERGY STAR Connected Thermostat | A | Integrated Unit Summer Peak Savings (kW) | Achievable Economic TRC Potential | 0 | 0 | 0 | 0 | 0 | 0 | 0 | 0 | 0 | 0 | 0 | 0 | 0 | 0 | 0 | 0 | 0 | 0 | 0 | 0 | 0 | 0 | 0 | 0 | 0 | 0 | 0 | 0 | 0 | 0 | 0
F3_Industrial_Food Products_New_Space Heating_Natural Gas_ENERGY STAR Connected Thermostat_A_Achievable Economic TRC Potential | F3 | Industrial | Food Products | New | Space Heating | Natural Gas | ENERGY STAR Connected Thermostat | A | Integrated Unit Winter Peak Savings (kW) | Achievable Economic TRC Potential | 0 | 0 | 0 | 0 | 0 | 0 | 0 | 0 | 0 | 0 | 0 | 0 | 0 | 0 | 0 | 0 | 0 | 0 | 0 | 0 | 0 | 0 | 0 | 0 | 0 | 0 | 0 | 0 | 0 | 0 | 0
F4_Industrial_Food Products_New_Space Heating_Natural Gas_ENERGY STAR Connected Thermostat_A_Achievable Economic TRC Potential | F4 | Industrial | Food Products | New | Space Heating | Natural Gas | ENERGY STAR Connected Thermostat | A | Incremental Energy Savings (MWh or mTherms) | Achievable Economic TRC Potential | 0 | 0 | 0 | 0 | 0 | 0 | 0 | 0 | 0 | 0 | 0 | 0 | 0 | 0 | 0 | 0 | 0 | 0 | 0 | 0 | 0 | 0 | 0 | 0 | 0 | 0 | 0 | 0 | 0 | 0 | 0
F5_Industrial_Food Products_New_Space Heating_Natural Gas_ENERGY STAR Connected Thermostat_A_Achievable Economic TRC Potential | F5 | Industrial | Food Products | New | Space Heating | Natural Gas | ENERGY STAR Connected Thermostat | A | Incremental Summer Peak Savings (MW) | Achievable Economic TRC Potential | 0 | 0 | 0 | 0 | 0 | 0 | 0 | 0 | 0 | 0 | 0 | 0 | 0 | 0 | 0 | 0 | 0 | 0 | 0 | 0 | 0 | 0 | 0 | 0 | 0 | 0 | 0 | 0 | 0 | 0 | 0
F6_Industrial_Food Products_New_Space Heating_Natural Gas_ENERGY STAR Connected Thermostat_A_Achievable Economic TRC Potential | F6 | Industrial | Food Products | New | Space Heating | Natural Gas | ENERGY STAR Connected Thermostat | A | Incremental Winter Peak Savings (MW) | Achievable Economic TRC Potential | 0 | 0 | 0 | 0 | 0 | 0 | 0 | 0 | 0 | 0 | 0 | 0 | 0 | 0 | 0 | 0 | 0 | 0 | 0 | 0 | 0 | 0 | 0 | 0 | 0 | 0 | 0 | 0 | 0 | 0 | 0
F7_Industrial_Food Products_New_Space Heating_Natural Gas_ENERGY STAR Connected Thermostat_A_Achievable Economic TRC Potential | F7 | Industrial | Food Products | New | Space Heating | Natural Gas | ENERGY STAR Connected Thermostat | A | Cumulative Energy Savings (MWh or mTherms) | Achievable Economic TRC Potential | 0 | 0 | 0 | 0 | 0 | 0 | 0 | 0 | 0 | 0 | 0 | 0 | 0 | 0 | 0 | 0 | 0 | 0 | 0 | 0 | 0 | 0 | 0 | 0 | 0 | 0 | 0 | 0 | 0 | 0 | 0
F8_Industrial_Food Products_New_Space Heating_Natural Gas_ENERGY STAR Connected Thermostat_A_Achievable Economic TRC Potential | F8 | Industrial | Food Products | New | Space Heating | Natural Gas | ENERGY STAR Connected Thermostat | A | Cumulative Summer Peak Savings (MW) | Achievable Economic TRC Potential | 0 | 0 | 0 | 0 | 0 | 0 | 0 | 0 | 0 | 0 | 0 | 0 | 0 | 0 | 0 | 0 | 0 | 0 | 0 | 0 | 0 | 0 | 0 | 0 | 0 | 0 | 0 | 0 | 0 | 0 | 0
F9_Industrial_Food Products_New_Space Heating_Natural Gas_ENERGY STAR Connected Thermostat_A_Achievable Economic TRC Potential | F9 | Industrial | Food Products | New | Space Heating | Natural Gas | ENERGY STAR Connected Thermostat | A | Cumulative Winter Peak Savings (MW) | Achievable Economic TRC Potential | 0 | 0 | 0 | 0 | 0 | 0 | 0 | 0 | 0 | 0 | 0 | 0 | 0 | 0 | 0 | 0 | 0 | 0 | 0 | 0 | 0 | 0 | 0 | 0 | 0 | 0 | 0 | 0 | 0 | 0 | 0
F10_Industrial_Food Products_New_Space Heating_Natural Gas_ENERGY STAR Connected Thermostat_A_Achievable Economic TRC Potential | F10 | Industrial | Food Products | New | Space Heating | Natural Gas | ENERGY STAR Connected Thermostat | A | Purchases (Incremental) | Achievable Economic TRC Potential | 0 | 0 | 0 | 0 | 0 | 0 | 0 | 0 | 0 | 0 | 0 | 0 | 0 | 0 | 0 | 0 | 0 | 0 | 0 | 0 | 0 | 0 | 0 | 0 | 0 | 0 | 0 | 0 | 0 | 0 | 0
F11_Industrial_Food Products_New_Space Heating_Natural Gas_ENERGY STAR Connected Thermostat_A_Achievable Economic TRC Potential | F11 | Industrial | Food Products | New | Space Heating | Natural Gas | ENERGY STAR Connected Thermostat | A | Purchases (Cumulative) | Achievable Economic TRC Potential | 0 | 0 | 0 | 0 | 0 | 0 | 0 | 0 | 0 | 0 | 0 | 0 | 0 | 0 | 0 | 0 | 0 | 0 | 0 | 0 | 0 | 0 | 0 | 0 | 0 | 0 | 0 | 0 | 0 | 0 | 0
F1_Industrial_Food Products_New_Space Heating_Natural Gas_Destratification Fans (HVLS)_A_Achievable Economic TRC Potential | F1 | Industrial | Food Products | New | Space Heating | Natural Gas | Destratification Fans (HVLS) | A | Integrated Unit Energy Savings (kWh or therms) | Achievable Economic TRC Potential | 0 | 0 | 0 | 0 | 0 | 0.014543 | 0.014301 | 0.0141 | 0.013925 | 0.013766 | 0.013622 | 0.013448 | 0.013259 | 0.013065 | 0.012872 | 0.012694 | 0.012532 | 0.012394 | 0.012217 | 0.012082 | 0.01198 | 0.011901 | 0.011859 | 0.011835 | 0.011824 | 0.011822 | 0.011823 | 0.011828 | 0 | 0 | 0
F2_Industrial_Food Products_New_Space Heating_Natural Gas_Destratification Fans (HVLS)_A_Achievable Economic TRC Potential | F2 | Industrial | Food Products | New | Space Heating | Natural Gas | Destratification Fans (HVLS) | A | Integrated Unit Summer Peak Savings (kW) | Achievable Economic TRC Potential | 0 | 0 | 0 | 0 | 0 | 0 | 0 | 0 | 0 | 0 | 0 | 0 | 0 | 0 | 0 | 0 | 0 | 0 | 0 | 0 | 0 | 0 | 0 | 0 | 0 | 0 | 0 | 0 | 0 | 0 | 0
F3_Industrial_Food Products_New_Space Heating_Natural Gas_Destratification Fans (HVLS)_A_Achievable Economic TRC Potential | F3 | Industrial | Food Products | New | Space Heating | Natural Gas | Destratification Fans (HVLS) | A | Integrated Unit Winter Peak Savings (kW) | Achievable Economic TRC Potential | 0 | 0 | 0 | 0 | 0 | 0 | 0 | 0 | 0 | 0 | 0 | 0 | 0 | 0 | 0 | 0 | 0 | 0 | 0 | 0 | 0 | 0 | 0 | 0 | 0 | 0 | 0 | 0 | 0 | 0 | 0
F4_Industrial_Food Products_New_Space Heating_Natural Gas_Destratification Fans (HVLS)_A_Achievable Economic TRC Potential | F4 | Industrial | Food Products | New | Space Heating | Natural Gas | Destratification Fans (HVLS) | A | Incremental Energy Savings (MWh or mTherms) | Achievable Economic TRC Potential | 0 | 0 | 0 | 0 | 0 | 0 | 0 | 0 | 0 | 0 | 0 | 0 | 0 | 0 | 0 | 0 | 0 | 0 | 0 | 0 | 0 | 0 | 0 | 0 | 0 | 0 | 0 | 0 | 0 | 0 | 0
F5_Industrial_Food Products_New_Space Heating_Natural Gas_Destratification Fans (HVLS)_A_Achievable Economic TRC Potential | F5 | Industrial | Food Products | New | Space Heating | Natural Gas | Destratification Fans (HVLS) | A | Incremental Summer Peak Savings (MW) | Achievable Economic TRC Potential | 0 | 0 | 0 | 0 | 0 | 0 | 0 | 0 | 0 | 0 | 0 | 0 | 0 | 0 | 0 | 0 | 0 | 0 | 0 | 0 | 0 | 0 | 0 | 0 | 0 | 0 | 0 | 0 | 0 | 0 | 0
F6_Industrial_Food Products_New_Space Heating_Natural Gas_Destratification Fans (HVLS)_A_Achievable Economic TRC Potential | F6 | Industrial | Food Products | New | Space Heating | Natural Gas | Destratification Fans (HVLS) | A | Incremental Winter Peak Savings (MW) | Achievable Economic TRC Potential | 0 | 0 | 0 | 0 | 0 | 0 | 0 | 0 | 0 | 0 | 0 | 0 | 0 | 0 | 0 | 0 | 0 | 0 | 0 | 0 | 0 | 0 | 0 | 0 | 0 | 0 | 0 | 0 | 0 | 0 | 0
F7_Industrial_Food Products_New_Space Heating_Natural Gas_Destratification Fans (HVLS)_A_Achievable Economic TRC Potential | F7 | Industrial | Food Products | New | Space Heating | Natural Gas | Destratification Fans (HVLS) | A | Cumulative Energy Savings (MWh or mTherms) | Achievable Economic TRC Potential | 0 | 0 | 0 | 0 | 0 | 0 | 0 | 0 | 0 | 0 | 0 | 0 | 0 | 0 | 0 | 0 | 0 | 0 | 0 | 0 | 0 | 0 | 0 | 0 | 0 | 0 | 0 | 0 | 0 | 0 | 0
F8_Industrial_Food Products_New_Space Heating_Natural Gas_Destratification Fans (HVLS)_A_Achievable Economic TRC Potential | F8 | Industrial | Food Products | New | Space Heating | Natural Gas | Destratification Fans (HVLS) | A | Cumulative Summer Peak Savings (MW) | Achievable Economic TRC Potential | 0 | 0 | 0 | 0 | 0 | 0 | 0 | 0 | 0 | 0 | 0 | 0 | 0 | 0 | 0 | 0 | 0 | 0 | 0 | 0 | 0 | 0 | 0 | 0 | 0 | 0 | 0 | 0 | 0 | 0 | 0
F9_Industrial_Food Products_New_Space Heating_Natural Gas_Destratification Fans (HVLS)_A_Achievable Economic TRC Potential | F9 | Industrial | Food Products | New | Space Heating | Natural Gas | Destratification Fans (HVLS) | A | Cumulative Winter Peak Savings (MW) | Achievable Economic TRC Potential | 0 | 0 | 0 | 0 | 0 | 0 | 0 | 0 | 0 | 0 | 0 | 0 | 0 | 0 | 0 | 0 | 0 | 0 | 0 | 0 | 0 | 0 | 0 | 0 | 0 | 0 | 0 | 0 | 0 | 0 | 0
F10_Industrial_Food Products_New_Space Heating_Natural Gas_Destratification Fans (HVLS)_A_Achievable Economic TRC Potential | F10 | Industrial | Food Products | New | Space Heating | Natural Gas | Destratification Fans (HVLS) | A | Purchases (Incremental) | Achievable Economic TRC Potential | 0 | 0 | 0 | 0 | 0 | 0 | 0 | 0 | 0 | 0 | 0 | 0 | 0 | 0 | 0 | 0 | 0 | 0 | 0 | 0 | 0 | 0 | 0 | 0 | 0 | 0 | 0 | 0 | 0 | 0 | 0
F11_Industrial_Food Products_New_Space Heating_Natural Gas_Destratification Fans (HVLS)_A_Achievable Economic TRC Potential | F11 | Industrial | Food Products | New | Space Heating | Natural Gas | Destratification Fans (HVLS) | A | Purchases (Cumulative) | Achievable Economic TRC Potential | 0 | 0 | 0 | 0 | 0 | 0 | 0 | 0 | 0 | 0 | 0 | 0 | 0 | 0 | 0 | 0 | 0 | 0 | 0 | 0 | 0 | 0 | 0 | 0 | 0 | 0 | 0 | 0 | 0 | 0 | 0
F1_Industrial_Food Products_New_Space Heating_Natural Gas_Gas Boiler - Insulate Steam Lines/Condensate Tank_A_Achievable Economic TRC Potential | F1 | Industrial | Food Products | New | Space Heating | Natural Gas | Gas Boiler - Insulate Steam Lines/Condensate Tank | A | Integrated Unit Energy Savings (kWh or therms) | Achievable Economic TRC Potential | 0 | 0 | 0 | 0 | 0 | 0 | 0 | 0 | 0 | 0 | 0 | 0 | 0 | 0 | 0 | 0 | 0 | 0 | 0 | 0 | 0 | 0 | 0 | 0 | 0 | 0 | 0 | 0 | 0 | 0 | 0
F2_Industrial_Food Products_New_Space Heating_Natural Gas_Gas Boiler - Insulate Steam Lines/Condensate Tank_A_Achievable Economic TRC Potential | F2 | Industrial | Food Products | New | Space Heating | Natural Gas | Gas Boiler - Insulate Steam Lines/Condensate Tank | A | Integrated Unit Summer Peak Savings (kW) | Achievable Economic TRC Potential | 0 | 0 | 0 | 0 | 0 | 0 | 0 | 0 | 0 | 0 | 0 | 0 | 0 | 0 | 0 | 0 | 0 | 0 | 0 | 0 | 0 | 0 | 0 | 0 | 0 | 0 | 0 | 0 | 0 | 0 | 0
F3_Industrial_Food Products_New_Space Heating_Natural Gas_Gas Boiler - Insulate Steam Lines/Condensate Tank_A_Achievable Economic TRC Potential | F3 | Industrial | Food Products | New | Space Heating | Natural Gas | Gas Boiler - Insulate Steam Lines/Condensate Tank | A | Integrated Unit Winter Peak Savings (kW) | Achievable Economic TRC Potential | 0 | 0 | 0 | 0 | 0 | 0 | 0 | 0 | 0 | 0 | 0 | 0 | 0 | 0 | 0 | 0 | 0 | 0 | 0 | 0 | 0 | 0 | 0 | 0 | 0 | 0 | 0 | 0 | 0 | 0 | 0
F4_Industrial_Food Products_New_Space Heating_Natural Gas_Gas Boiler - Insulate Steam Lines/Condensate Tank_A_Achievable Economic TRC Potential | F4 | Industrial | Food Products | New | Space Heating | Natural Gas | Gas Boiler - Insulate Steam Lines/Condensate Tank | A | Incremental Energy Savings (MWh or mTherms) | Achievable Economic TRC Potential | 0 | 0 | 0 | 0 | 0 | 0 | 0 | 0 | 0 | 0 | 0 | 0 | 0 | 0 | 0 | 0 | 0 | 0 | 0 | 0 | 0 | 0 | 0 | 0 | 0 | 0 | 0 | 0 | 0 | 0 | 0
F5_Industrial_Food Products_New_Space Heating_Natural Gas_Gas Boiler - Insulate Steam Lines/Condensate Tank_A_Achievable Economic TRC Potential | F5 | Industrial | Food Products | New | Space Heating | Natural Gas | Gas Boiler - Insulate Steam Lines/Condensate Tank | A | Incremental Summer Peak Savings (MW) | Achievable Economic TRC Potential | 0 | 0 | 0 | 0 | 0 | 0 | 0 | 0 | 0 | 0 | 0 | 0 | 0 | 0 | 0 | 0 | 0 | 0 | 0 | 0 | 0 | 0 | 0 | 0 | 0 | 0 | 0 | 0 | 0 | 0 | 0
F6_Industrial_Food Products_New_Space Heating_Natural Gas_Gas Boiler - Insulate Steam Lines/Condensate Tank_A_Achievable Economic TRC Potential | F6 | Industrial | Food Products | New | Space Heating | Natural Gas | Gas Boiler - Insulate Steam Lines/Condensate Tank | A | Incremental Winter Peak Savings (MW) | Achievable Economic TRC Potential | 0 | 0 | 0 | 0 | 0 | 0 | 0 | 0 | 0 | 0 | 0 | 0 | 0 | 0 | 0 | 0 | 0 | 0 | 0 | 0 | 0 | 0 | 0 | 0 | 0 | 0 | 0 | 0 | 0 | 0 | 0
F7_Industrial_Food Products_New_Space Heating_Natural Gas_Gas Boiler - Insulate Steam Lines/Condensate Tank_A_Achievable Economic TRC Potential | F7 | Industrial | Food Products | New | Space Heating | Natural Gas | Gas Boiler - Insulate Steam Lines/Condensate Tank | A | Cumulative Energy Savings (MWh or mTherms) | Achievable Economic TRC Potential | 0 | 0 | 0 | 0 | 0 | 0 | 0 | 0 | 0 | 0 | 0 | 0 | 0 | 0 | 0 | 0 | 0 | 0 | 0 | 0 | 0 | 0 | 0 | 0 | 0 | 0 | 0 | 0 | 0 | 0 | 0
F8_Industrial_Food Products_New_Space Heating_Natural Gas_Gas Boiler - Insulate Steam Lines/Condensate Tank_A_Achievable Economic TRC Potential | F8 | Industrial | Food Products | New | Space Heating | Natural Gas | Gas Boiler - Insulate Steam Lines/Condensate Tank | A | Cumulative Summer Peak Savings (MW) | Achievable Economic TRC Potential | 0 | 0 | 0 | 0 | 0 | 0 | 0 | 0 | 0 | 0 | 0 | 0 | 0 | 0 | 0 | 0 | 0 | 0 | 0 | 0 | 0 | 0 | 0 | 0 | 0 | 0 | 0 | 0 | 0 | 0 | 0
F9_Industrial_Food Products_New_Space Heating_Natural Gas_Gas Boiler - Insulate Steam Lines/Condensate Tank_A_Achievable Economic TRC Potential | F9 | Industrial | Food Products | New | Space Heating | Natural Gas | Gas Boiler - Insulate Steam Lines/Condensate Tank | A | Cumulative Winter Peak Savings (MW) | Achievable Economic TRC Potential | 0 | 0 | 0 | 0 | 0 | 0 | 0 | 0 | 0 | 0 | 0 | 0 | 0 | 0 | 0 | 0 | 0 | 0 | 0 | 0 | 0 | 0 | 0 | 0 | 0 | 0 | 0 | 0 | 0 | 0 | 0
F10_Industrial_Food Products_New_Space Heating_Natural Gas_Gas Boiler - Insulate Steam Lines/Condensate Tank_A_Achievable Economic TRC Potential | F10 | Industrial | Food Products | New | Space Heating | Natural Gas | Gas Boiler - Insulate Steam Lines/Condensate Tank | A | Purchases (Incremental) | Achievable Economic TRC Potential | 0 | 0 | 0 | 0 | 0 | 0 | 0 | 0 | 0 | 0 | 0 | 0 | 0 | 0 | 0 | 0 | 0 | 0 | 0 | 0 | 0 | 0 | 0 | 0 | 0 | 0 | 0 | 0 | 0 | 0 | 0
F11_Industrial_Food Products_New_Space Heating_Natural Gas_Gas Boiler - Insulate Steam Lines/Condensate Tank_A_Achievable Economic TRC Potential | F11 | Industrial | Food Products | New | Space Heating | Natural Gas | Gas Boiler - Insulate Steam Lines/Condensate Tank | A | Purchases (Cumulative) | Achievable Economic TRC Potential | 0 | 0 | 0 | 0 | 0 | 0 | 0 | 0 | 0 | 0 | 0 | 0 | 0 | 0 | 0 | 0 | 0 | 0 | 0 | 0 | 0 | 0 | 0 | 0 | 0 | 0 | 0 | 0 | 0 | 0 | 0
F1_Industrial_Food Products_New_Process_Natural Gas_Gas Boiler - Insulate Steam Lines/Condensate Tank_A_Achievable Economic TRC Potential | F1 | Industrial | Food Products | New | Process | Natural Gas | Gas Boiler - Insulate Steam Lines/Condensate Tank | A | Integrated Unit Energy Savings (kWh or therms) | Achievable Economic TRC Potential | 0 | 0 | 0 | 0 | 0 | 375.3878 | 374.583 | 373.8555 | 373.1873 | 372.5398 | 372.0957 | 371.72 | 371.4064 | 371.1532 | 370.9574 | 370.8255 | 370.7505 | 370.7222 | 370.7251 | 370.7441 | 370.7942 | 370.8525 | 370.9001 | 370.9384 | 370.9684 | 371.169 | 371.3547 | 371.527 | 376.3371 | 376.3371 | 376.3371
F2_Industrial_Food Products_New_Process_Natural Gas_Gas Boiler - Insulate Steam Lines/Condensate Tank_A_Achievable Economic TRC Potential | F2 | Industrial | Food Products | New | Process | Natural Gas | Gas Boiler - Insulate Steam Lines/Condensate Tank | A | Integrated Unit Summer Peak Savings (kW) | Achievable Economic TRC Potential | 0 | 0 | 0 | 0 | 0 | 0 | 0 | 0 | 0 | 0 | 0 | 0 | 0 | 0 | 0 | 0 | 0 | 0 | 0 | 0 | 0 | 0 | 0 | 0 | 0 | 0 | 0 | 0 | 0 | 0 | 0
F3_Industrial_Food Products_New_Process_Natural Gas_Gas Boiler - Insulate Steam Lines/Condensate Tank_A_Achievable Economic TRC Potential | F3 | Industrial | Food Products | New | Process | Natural Gas | Gas Boiler - Insulate Steam Lines/Condensate Tank | A | Integrated Unit Winter Peak Savings (kW) | Achievable Economic TRC Potential | 0 | 0 | 0 | 0 | 0 | 0 | 0 | 0 | 0 | 0 | 0 | 0 | 0 | 0 | 0 | 0 | 0 | 0 | 0 | 0 | 0 | 0 | 0 | 0 | 0 | 0 | 0 | 0 | 0 | 0 | 0
F4_Industrial_Food Products_New_Process_Natural Gas_Gas Boiler - Insulate Steam Lines/Condensate Tank_A_Achievable Economic TRC Potential | F4 | Industrial | Food Products | New | Process | Natural Gas | Gas Boiler - Insulate Steam Lines/Condensate Tank | A | Incremental Energy Savings (MWh or mTherms) | Achievable Economic TRC Potential | 0 | 0 | 0 | 0 | 0 | 0.16223 | 0.19179 | 0.22125 | 0.25046 | 0.27959 | 0.30881 | 0.33765 | 0.36641 | 0.39513 | 0.42341 | 0.45185 | 0.48007 | 0.50835 | 0.53653 | 0.56448 | 0.59251 | 0.62045 | 0.64827 | 0.67599 | 0.70359 | 0.16041 | 0.19014 | 0.21987 | 0.25257 | 0.28244 | 0.31233
F5_Industrial_Food Products_New_Process_Natural Gas_Gas Boiler - Insulate Steam Lines/Condensate Tank_A_Achievable Economic TRC Potential | F5 | Industrial | Food Products | New | Process | Natural Gas | Gas Boiler - Insulate Steam Lines/Condensate Tank | A | Incremental Summer Peak Savings (MW) | Achievable Economic TRC Potential | 0 | 0 | 0 | 0 | 0 | 0 | 0 | 0 | 0 | 0 | 0 | 0 | 0 | 0 | 0 | 0 | 0 | 0 | 0 | 0 | 0 | 0 | 0 | 0 | 0 | 0 | 0 | 0 | 0 | 0 | 0
F6_Industrial_Food Products_New_Process_Natural Gas_Gas Boiler - Insulate Steam Lines/Condensate Tank_A_Achievable Economic TRC Potential | F6 | Industrial | Food Products | New | Process | Natural Gas | Gas Boiler - Insulate Steam Lines/Condensate Tank | A | Incremental Winter Peak Savings (MW) | Achievable Economic TRC Potential | 0 | 0 | 0 | 0 | 0 | 0 | 0 | 0 | 0 | 0 | 0 | 0 | 0 | 0 | 0 | 0 | 0 | 0 | 0 | 0 | 0 | 0 | 0 | 0 | 0 | 0 | 0 | 0 | 0 | 0 | 0
F7_Industrial_Food Products_New_Process_Natural Gas_Gas Boiler - Insulate Steam Lines/Condensate Tank_A_Achievable Economic TRC Potential | F7 | Industrial | Food Products | New | Process | Natural Gas | Gas Boiler - Insulate Steam Lines/Condensate Tank | A | Cumulative Energy Savings (MWh or mTherms) | Achievable Economic TRC Potential | 0 | 0 | 0 | 0 | 0 | 0.16223 | 0.35368 | 0.57424 | 0.82367 | 1.1018 | 1.4093 | 1.7455 | 2.1105 | 2.5042 | 2.9263 | 3.3771 | 3.8565 | 4.3645 | 4.9011 | 5.4658 | 6.0591 | 6.6805 | 7.3296 | 8.0063 | 8.7106 | 8.7153 | 8.7196 | 8.7237 | 0 | 0 | 0
F8_Industrial_Food Products_New_Process_Natural Gas_Gas Boiler - Insulate Steam Lines/Condensate Tank_A_Achievable Economic TRC Potential | F8 | Industrial | Food Products | New | Process | Natural Gas | Gas Boiler - Insulate Steam Lines/Condensate Tank | A | Cumulative Summer Peak Savings (MW) | Achievable Economic TRC Potential | 0 | 0 | 0 | 0 | 0 | 0 | 0 | 0 | 0 | 0 | 0 | 0 | 0 | 0 | 0 | 0 | 0 | 0 | 0 | 0 | 0 | 0 | 0 | 0 | 0 | 0 | 0 | 0 | 0 | 0 | 0
F9_Industrial_Food Products_New_Process_Natural Gas_Gas Boiler - Insulate Steam Lines/Condensate Tank_A_Achievable Economic TRC Potential | F9 | Industrial | Food Products | New | Process | Natural Gas | Gas Boiler - Insulate Steam Lines/Condensate Tank | A | Cumulative Winter Peak Savings (MW) | Achievable Economic TRC Potential | 0 | 0 | 0 | 0 | 0 | 0 | 0 | 0 | 0 | 0 | 0 | 0 | 0 | 0 | 0 | 0 | 0 | 0 | 0 | 0 | 0 | 0 | 0 | 0 | 0 | 0 | 0 | 0 | 0 | 0 | 0
F10_Industrial_Food Products_New_Process_Natural Gas_Gas Boiler - Insulate Steam Lines/Condensate Tank_A_Achievable Economic TRC Potential | F10 | Industrial | Food Products | New | Process | Natural Gas | Gas Boiler - Insulate Steam Lines/Condensate Tank | A | Purchases (Incremental) | Achievable Economic TRC Potential | 0 | 0 | 0 | 0 | 0 | 0.43218 | 0.51201 | 0.5918 | 0.67112 | 0.75049 | 0.82992 | 0.90834 | 0.98654 | 1.0646 | 1.1414 | 1.2185 | 1.2949 | 1.3712 | 1.4472 | 1.5225 | 1.598 | 1.673 | 1.7478 | 1.8224 | 1.8966 | 0.43218 | 0.51201 | 0.5918 | 0.67112 | 0.75049 | 0.82992
F11_Industrial_Food Products_New_Process_Natural Gas_Gas Boiler - Insulate Steam Lines/Condensate Tank_A_Achievable Economic TRC Potential | F11 | Industrial | Food Products | New | Process | Natural Gas | Gas Boiler - Insulate Steam Lines/Condensate Tank | A | Purchases (Cumulative) | Achievable Economic TRC Potential | 0 | 0 | 0 | 0 | 0 | 0.43218 | 0.94419 | 1.536 | 2.2071 | 2.9576 | 3.7875 | 4.6959 | 5.6824 | 6.747 | 7.8884 | 9.1069 | 10.4018 | 11.773 | 13.2202 | 14.7428 | 16.3407 | 18.0138 | 19.7616 | 21.584 | 23.4806 | 23.4806 | 23.4806 | 23.4806 | 23.4806 | 23.4806 | 23.4806
F1_Industrial_Food Products_New_Space Heating_Natural Gas_Gas Boiler - Insulate Hot Water Lines_A_Achievable Economic TRC Potential | F1 | Industrial | Food Products | New | Space Heating | Natural Gas | Gas Boiler - Insulate Hot Water Lines | A | Integrated Unit Energy Savings (kWh or therms) | Achievable Economic TRC Potential | 0 | 0 | 0 | 0 | 0 | 0 | 0 | 0 | 0 | 0 | 0 | 0 | 0 | 0 | 0 | 0 | 0 | 0 | 0 | 0 | 0 | 0 | 0 | 0 | 0 | 0 | 0 | 0 | 0 | 0 | 0
F2_Industrial_Food Products_New_Space Heating_Natural Gas_Gas Boiler - Insulate Hot Water Lines_A_Achievable Economic TRC Potential | F2 | Industrial | Food Products | New | Space Heating | Natural Gas | Gas Boiler - Insulate Hot Water Lines | A | Integrated Unit Summer Peak Savings (kW) | Achievable Economic TRC Potential | 0 | 0 | 0 | 0 | 0 | 0 | 0 | 0 | 0 | 0 | 0 | 0 | 0 | 0 | 0 | 0 | 0 | 0 | 0 | 0 | 0 | 0 | 0 | 0 | 0 | 0 | 0 | 0 | 0 | 0 | 0
F3_Industrial_Food Products_New_Space Heating_Natural Gas_Gas Boiler - Insulate Hot Water Lines_A_Achievable Economic TRC Potential | F3 | Industrial | Food Products | New | Space Heating | Natural Gas | Gas Boiler - Insulate Hot Water Lines | A | Integrated Unit Winter Peak Savings (kW) | Achievable Economic TRC Potential | 0 | 0 | 0 | 0 | 0 | 0 | 0 | 0 | 0 | 0 | 0 | 0 | 0 | 0 | 0 | 0 | 0 | 0 | 0 | 0 | 0 | 0 | 0 | 0 | 0 | 0 | 0 | 0 | 0 | 0 | 0
F4_Industrial_Food Products_New_Space Heating_Natural Gas_Gas Boiler - Insulate Hot Water Lines_A_Achievable Economic TRC Potential | F4 | Industrial | Food Products | New | Space Heating | Natural Gas | Gas Boiler - Insulate Hot Water Lines | A | Incremental Energy Savings (MWh or mTherms) | Achievable Economic TRC Potential | 0 | 0 | 0 | 0 | 0 | 0 | 0 | 0 | 0 | 0 | 0 | 0 | 0 | 0 | 0 | 0 | 0 | 0 | 0 | 0 | 0 | 0 | 0 | 0 | 0 | 0 | 0 | 0 | 0 | 0 | 0
F5_Industrial_Food Products_New_Space Heating_Natural Gas_Gas Boiler - Insulate Hot Water Lines_A_Achievable Economic TRC Potential | F5 | Industrial | Food Products | New | Space Heating | Natural Gas | Gas Boiler - Insulate Hot Water Lines | A | Incremental Summer Peak Savings (MW) | Achievable Economic TRC Potential | 0 | 0 | 0 | 0 | 0 | 0 | 0 | 0 | 0 | 0 | 0 | 0 | 0 | 0 | 0 | 0 | 0 | 0 | 0 | 0 | 0 | 0 | 0 | 0 | 0 | 0 | 0 | 0 | 0 | 0 | 0
F6_Industrial_Food Products_New_Space Heating_Natural Gas_Gas Boiler - Insulate Hot Water Lines_A_Achievable Economic TRC Potential | F6 | Industrial | Food Products | New | Space Heating | Natural Gas | Gas Boiler - Insulate Hot Water Lines | A | Incremental Winter Peak Savings (MW) | Achievable Economic TRC Potential | 0 | 0 | 0 | 0 | 0 | 0 | 0 | 0 | 0 | 0 | 0 | 0 | 0 | 0 | 0 | 0 | 0 | 0 | 0 | 0 | 0 | 0 | 0 | 0 | 0 | 0 | 0 | 0 | 0 | 0 | 0
F7_Industrial_Food Products_New_Space Heating_Natural Gas_Gas Boiler - Insulate Hot Water Lines_A_Achievable Economic TRC Potential | F7 | Industrial | Food Products | New | Space Heating | Natural Gas | Gas Boiler - Insulate Hot Water Lines | A | Cumulative Energy Savings (MWh or mTherms) | Achievable Economic TRC Potential | 0 | 0 | 0 | 0 | 0 | 0 | 0 | 0 | 0 | 0 | 0 | 0 | 0 | 0 | 0 | 0 | 0 | 0 | 0 | 0 | 0 | 0 | 0 | 0 | 0 | 0 | 0 | 0 | 0 | 0 | 0
F8_Industrial_Food Products_New_Space Heating_Natural Gas_Gas Boiler - Insulate Hot Water Lines_A_Achievable Economic TRC Potential | F8 | Industrial | Food Products | New | Space Heating | Natural Gas | Gas Boiler - Insulate Hot Water Lines | A | Cumulative Summer Peak Savings (MW) | Achievable Economic TRC Potential | 0 | 0 | 0 | 0 | 0 | 0 | 0 | 0 | 0 | 0 | 0 | 0 | 0 | 0 | 0 | 0 | 0 | 0 | 0 | 0 | 0 | 0 | 0 | 0 | 0 | 0 | 0 | 0 | 0 | 0 | 0
F9_Industrial_Food Products_New_Space Heating_Natural Gas_Gas Boiler - Insulate Hot Water Lines_A_Achievable Economic TRC Potential | F9 | Industrial | Food Products | New | Space Heating | Natural Gas | Gas Boiler - Insulate Hot Water Lines | A | Cumulative Winter Peak Savings (MW) | Achievable Economic TRC Potential | 0 | 0 | 0 | 0 | 0 | 0 | 0 | 0 | 0 | 0 | 0 | 0 | 0 | 0 | 0 | 0 | 0 | 0 | 0 | 0 | 0 | 0 | 0 | 0 | 0 | 0 | 0 | 0 | 0 | 0 | 0
F10_Industrial_Food Products_New_Space Heating_Natural Gas_Gas Boiler - Insulate Hot Water Lines_A_Achievable Economic TRC Potential | F10 | Industrial | Food Products | New | Space Heating | Natural Gas | Gas Boiler - Insulate Hot Water Lines | A | Purchases (Incremental) | Achievable Economic TRC Potential | 0 | 0 | 0 | 0 | 0 | 0 | 0 | 0 | 0 | 0 | 0 | 0 | 0 | 0 | 0 | 0 | 0 | 0 | 0 | 0 | 0 | 0 | 0 | 0 | 0 | 0 | 0 | 0 | 0 | 0 | 0
F11_Industrial_Food Products_New_Space Heating_Natural Gas_Gas Boiler - Insulate Hot Water Lines_A_Achievable Economic TRC Potential | F11 | Industrial | Food Products | New | Space Heating | Natural Gas | Gas Boiler - Insulate Hot Water Lines | A | Purchases (Cumulative) | Achievable Economic TRC Potential | 0 | 0 | 0 | 0 | 0 | 0 | 0 | 0 | 0 | 0 | 0 | 0 | 0 | 0 | 0 | 0 | 0 | 0 | 0 | 0 | 0 | 0 | 0 | 0 | 0 | 0 | 0 | 0 | 0 | 0 | 0
F1_Industrial_Food Products_New_Process_Natural Gas_Gas Boiler - Insulate Hot Water Lines_A_Achievable Economic TRC Potential | F1 | Industrial | Food Products | New | Process | Natural Gas | Gas Boiler - Insulate Hot Water Lines | A | Integrated Unit Energy Savings (kWh or therms) | Achievable Economic TRC Potential | 0 | 0 | 0 | 0 | 0 | 424.6364 | 424.0044 | 423.4284 | 422.8999 | 422.3805 | 422.0624 | 421.7831 | 421.5452 | 421.3544 | 421.215 | 421.1361 | 421.1146 | 421.14 | 421.1971 | 421.2705 | 421.3772 | 421.4776 | 421.5691 | 421.6528 | 421.7297 | 421.8664 | 421.9929 | 422.1103 | 425.3792 | 425.3792 | 425.3792
F2_Industrial_Food Products_New_Process_Natural Gas_Gas Boiler - Insulate Hot Water Lines_A_Achievable Economic TRC Potential | F2 | Industrial | Food Products | New | Process | Natural Gas | Gas Boiler - Insulate Hot Water Lines | A | Integrated Unit Summer Peak Savings (kW) | Achievable Economic TRC Potential | 0 | 0 | 0 | 0 | 0 | 0 | 0 | 0 | 0 | 0 | 0 | 0 | 0 | 0 | 0 | 0 | 0 | 0 | 0 | 0 | 0 | 0 | 0 | 0 | 0 | 0 | 0 | 0 | 0 | 0 | 0
F3_Industrial_Food Products_New_Process_Natural Gas_Gas Boiler - Insulate Hot Water Lines_A_Achievable Economic TRC Potential | F3 | Industrial | Food Products | New | Process | Natural Gas | Gas Boiler - Insulate Hot Water Lines | A | Integrated Unit Winter Peak Savings (kW) | Achievable Economic TRC Potential | 0 | 0 | 0 | 0 | 0 | 0 | 0 | 0 | 0 | 0 | 0 | 0 | 0 | 0 | 0 | 0 | 0 | 0 | 0 | 0 | 0 | 0 | 0 | 0 | 0 | 0 | 0 | 0 | 0 | 0 | 0
F4_Industrial_Food Products_New_Process_Natural Gas_Gas Boiler - Insulate Hot Water Lines_A_Achievable Economic TRC Potential | F4 | Industrial | Food Products | New | Process | Natural Gas | Gas Boiler - Insulate Hot Water Lines | A | Incremental Energy Savings (MWh or mTherms) | Achievable Economic TRC Potential | 0 | 0 | 0 | 0 | 0 | 0.18352 | 0.2171 | 0.25059 | 0.28382 | 0.31699 | 0.35028 | 0.38312 | 0.41587 | 0.44857 | 0.48077 | 0.51315 | 0.54529 | 0.57748 | 0.60957 | 0.6414 | 0.67334 | 0.70515 | 0.73684 | 0.76841 | 0.79987 | 0.18232 | 0.21607 | 0.24981 | 0.28548 | 0.31924 | 0.35303
F5_Industrial_Food Products_New_Process_Natural Gas_Gas Boiler - Insulate Hot Water Lines_A_Achievable Economic TRC Potential | F5 | Industrial | Food Products | New | Process | Natural Gas | Gas Boiler - Insulate Hot Water Lines | A | Incremental Summer Peak Savings (MW) | Achievable Economic TRC Potential | 0 | 0 | 0 | 0 | 0 | 0 | 0 | 0 | 0 | 0 | 0 | 0 | 0 | 0 | 0 | 0 | 0 | 0 | 0 | 0 | 0 | 0 | 0 | 0 | 0 | 0 | 0 | 0 | 0 | 0 | 0
F6_Industrial_Food Products_New_Process_Natural Gas_Gas Boiler - Insulate Hot Water Lines_A_Achievable Economic TRC Potential | F6 | Industrial | Food Products | New | Process | Natural Gas | Gas Boiler - Insulate Hot Water Lines | A | Incremental Winter Peak Savings (MW) | Achievable Economic TRC Potential | 0 | 0 | 0 | 0 | 0 | 0 | 0 | 0 | 0 | 0 | 0 | 0 | 0 | 0 | 0 | 0 | 0 | 0 | 0 | 0 | 0 | 0 | 0 | 0 | 0 | 0 | 0 | 0 | 0 | 0 | 0
F7_Industrial_Food Products_New_Process_Natural Gas_Gas Boiler - Insulate Hot Water Lines_A_Achievable Economic TRC Potential | F7 | Industrial | Food Products | New | Process | Natural Gas | Gas Boiler - Insulate Hot Water Lines | A | Cumulative Energy Savings (MWh or mTherms) | Achievable Economic TRC Potential | 0 | 0 | 0 | 0 | 0 | 0.18352 | 0.40034 | 0.65038 | 0.93339 | 1.2492 | 1.5986 | 1.9806 | 2.3954 | 2.8429 | 3.3227 | 3.8352 | 4.3803 | 4.9581 | 5.5683 | 6.2107 | 6.8856 | 7.5924 | 8.3309 | 9.1009 | 9.9025 | 9.9057 | 9.9087 | 9.9114 | 0 | 0 | 0
F8_Industrial_Food Products_New_Process_Natural Gas_Gas Boiler - Insulate Hot Water Lines_A_Achievable Economic TRC Potential | F8 | Industrial | Food Products | New | Process | Natural Gas | Gas Boiler - Insulate Hot Water Lines | A | Cumulative Summer Peak Savings (MW) | Achievable Economic TRC Potential | 0 | 0 | 0 | 0 | 0 | 0 | 0 | 0 | 0 | 0 | 0 | 0 | 0 | 0 | 0 | 0 | 0 | 0 | 0 | 0 | 0 | 0 | 0 | 0 | 0 | 0 | 0 | 0 | 0 | 0 | 0
F9_Industrial_Food Products_New_Process_Natural Gas_Gas Boiler - Insulate Hot Water Lines_A_Achievable Economic TRC Potential | F9 | Industrial | Food Products | New | Process | Natural Gas | Gas Boiler - Insulate Hot Water Lines | A | Cumulative Winter Peak Savings (MW) | Achievable Economic TRC Potential | 0 | 0 | 0 | 0 | 0 | 0 | 0 | 0 | 0 | 0 | 0 | 0 | 0 | 0 | 0 | 0 | 0 | 0 | 0 | 0 | 0 | 0 | 0 | 0 | 0 | 0 | 0 | 0 | 0 | 0 | 0
F10_Industrial_Food Products_New_Process_Natural Gas_Gas Boiler - Insulate Hot Water Lines_A_Achievable Economic TRC Potential | F10 | Industrial | Food Products | New | Process | Natural Gas | Gas Boiler - Insulate Hot Water Lines | A | Purchases (Incremental) | Achievable Economic TRC Potential | 0 | 0 | 0 | 0 | 0 | 0.43218 | 0.51201 | 0.5918 | 0.67112 | 0.75049 | 0.82992 | 0.90834 | 0.98654 | 1.0646 | 1.1414 | 1.2185 | 1.2949 | 1.3712 | 1.4472 | 1.5225 | 1.598 | 1.673 | 1.7478 | 1.8224 | 1.8966 | 0.43218 | 0.51201 | 0.5918 | 0.67112 | 0.75049 | 0.82992
F11_Industrial_Food Products_New_Process_Natural Gas_Gas Boiler - Insulate Hot Water Lines_A_Achievable Economic TRC Potential | F11 | Industrial | Food Products | New | Process | Natural Gas | Gas Boiler - Insulate Hot Water Lines | A | Purchases (Cumulative) | Achievable Economic TRC Potential | 0 | 0 | 0 | 0 | 0 | 0.43218 | 0.94419 | 1.536 | 2.2071 | 2.9576 | 3.7875 | 4.6959 | 5.6824 | 6.747 | 7.8884 | 9.1069 | 10.4018 | 11.773 | 13.2202 | 14.7428 | 16.3407 | 18.0138 | 19.7616 | 21.584 | 23.4806 | 23.4806 | 23.4806 | 23.4806 | 23.4806 | 23.4806 | 23.4806
F1_Industrial_Food Products_New_Process_Natural Gas_Process - Insulate Heated Process Fluids_A_Achievable Economic TRC Potential | F1 | Industrial | Food Products | New | Process | Natural Gas | Process - Insulate Heated Process Fluids | A | Integrated Unit Energy Savings (kWh or therms) | Achievable Economic TRC Potential | 0 | 0 | 0 | 0 | 0 | 275.0372 | 274.5532 | 274.114 | 273.7107 | 273.3171 | 273.0565 | 272.8225 | 272.6168 | 272.4427 | 272.3022 | 272.2018 | 272.1388 | 272.1067 | 272.0954 | 272.0947 | 272.1159 | 272.1332 | 272.1449 | 272.1517 | 272.1542 | 272.2833 | 272.4028 | 272.5137 | 275.607 | 275.607 | 275.607
F2_Industrial_Food Products_New_Process_Natural Gas_Process - Insulate Heated Process Fluids_A_Achievable Economic TRC Potential | F2 | Industrial | Food Products | New | Process | Natural Gas | Process - Insulate Heated Process Fluids | A | Integrated Unit Summer Peak Savings (kW) | Achievable Economic TRC Potential | 0 | 0 | 0 | 0 | 0 | 0 | 0 | 0 | 0 | 0 | 0 | 0 | 0 | 0 | 0 | 0 | 0 | 0 | 0 | 0 | 0 | 0 | 0 | 0 | 0 | 0 | 0 | 0 | 0 | 0 | 0
F3_Industrial_Food Products_New_Process_Natural Gas_Process - Insulate Heated Process Fluids_A_Achievable Economic TRC Potential | F3 | Industrial | Food Products | New | Process | Natural Gas | Process - Insulate Heated Process Fluids | A | Integrated Unit Winter Peak Savings (kW) | Achievable Economic TRC Potential | 0 | 0 | 0 | 0 | 0 | 0 | 0 | 0 | 0 | 0 | 0 | 0 | 0 | 0 | 0 | 0 | 0 | 0 | 0 | 0 | 0 | 0 | 0 | 0 | 0 | 0 | 0 | 0 | 0 | 0 | 0
F4_Industrial_Food Products_New_Process_Natural Gas_Process - Insulate Heated Process Fluids_A_Achievable Economic TRC Potential | F4 | Industrial | Food Products | New | Process | Natural Gas | Process - Insulate Heated Process Fluids | A | Incremental Energy Savings (MWh or mTherms) | Achievable Economic TRC Potential | 0 | 0 | 0 | 0 | 0 | 0.26002 | 0.30751 | 0.35486 | 0.40183 | 0.4487 | 0.44615 | 0.39031 | 0.33887 | 0.29236 | 0.25063 | 0.21397 | 0.18186 | 0.15405 | 0.13007 | 0.10947 | 0.091919 | 0.00065646 | 0.00024494 | 8.7066e-05 | 2.9549e-05 | 0.25741 | 0.3051 | 0.35279 | 0.40461 | 0.45246 | 0.45031
F5_Industrial_Food Products_New_Process_Natural Gas_Process - Insulate Heated Process Fluids_A_Achievable Economic TRC Potential | F5 | Industrial | Food Products | New | Process | Natural Gas | Process - Insulate Heated Process Fluids | A | Incremental Summer Peak Savings (MW) | Achievable Economic TRC Potential | 0 | 0 | 0 | 0 | 0 | 0 | 0 | 0 | 0 | 0 | 0 | 0 | 0 | 0 | 0 | 0 | 0 | 0 | 0 | 0 | 0 | 0 | 0 | 0 | 0 | 0 | 0 | 0 | 0 | 0 | 0
F6_Industrial_Food Products_New_Process_Natural Gas_Process - Insulate Heated Process Fluids_A_Achievable Economic TRC Potential | F6 | Industrial | Food Products | New | Process | Natural Gas | Process - Insulate Heated Process Fluids | A | Incremental Winter Peak Savings (MW) | Achievable Economic TRC Potential | 0 | 0 | 0 | 0 | 0 | 0 | 0 | 0 | 0 | 0 | 0 | 0 | 0 | 0 | 0 | 0 | 0 | 0 | 0 | 0 | 0 | 0 | 0 | 0 | 0 | 0 | 0 | 0 | 0 | 0 | 0
F7_Industrial_Food Products_New_Process_Natural Gas_Process - Insulate Heated Process Fluids_A_Achievable Economic TRC Potential | F7 | Industrial | Food Products | New | Process | Natural Gas | Process - Insulate Heated Process Fluids | A | Cumulative Energy Savings (MWh or mTherms) | Achievable Economic TRC Potential | 0 | 0 | 0 | 0 | 0 | 0.26002 | 0.56706 | 0.92102 | 1.3215 | 1.7683 | 2.2128 | 2.6012 | 2.9381 | 3.2286 | 3.4775 | 3.6902 | 3.8712 | 4.0248 | 4.1547 | 4.2642 | 4.3564 | 4.3574 | 4.3578 | 4.358 | 4.3581 | 4.3601 | 4.362 | 4.3638 | 0 | 0 | 0
F8_Industrial_Food Products_New_Process_Natural Gas_Process - Insulate Heated Process Fluids_A_Achievable Economic TRC Potential | F8 | Industrial | Food Products | New | Process | Natural Gas | Process - Insulate Heated Process Fluids | A | Cumulative Summer Peak Savings (MW) | Achievable Economic TRC Potential | 0 | 0 | 0 | 0 | 0 | 0 | 0 | 0 | 0 | 0 | 0 | 0 | 0 | 0 | 0 | 0 | 0 | 0 | 0 | 0 | 0 | 0 | 0 | 0 | 0 | 0 | 0 | 0 | 0 | 0 | 0
F9_Industrial_Food Products_New_Process_Natural Gas_Process - Insulate Heated Process Fluids_A_Achievable Economic TRC Potential | F9 | Industrial | Food Products | New | Process | Natural Gas | Process - Insulate Heated Process Fluids | A | Cumulative Winter Peak Savings (MW) | Achievable Economic TRC Potential | 0 | 0 | 0 | 0 | 0 | 0 | 0 | 0 | 0 | 0 | 0 | 0 | 0 | 0 | 0 | 0 | 0 | 0 | 0 | 0 | 0 | 0 | 0 | 0 | 0 | 0 | 0 | 0 | 0 | 0 | 0
F10_Industrial_Food Products_New_Process_Natural Gas_Process - Insulate Heated Process Fluids_A_Achievable Economic TRC Potential | F10 | Industrial | Food Products | New | Process | Natural Gas | Process - Insulate Heated Process Fluids | A | Purchases (Incremental) | Achievable Economic TRC Potential | 0 | 0 | 0 | 0 | 0 | 0.94539 | 1.12 | 1.2946 | 1.4681 | 1.6417 | 1.6339 | 1.4306 | 1.243 | 1.0731 | 0.92042 | 0.78608 | 0.66827 | 0.56615 | 0.47802 | 0.40232 | 0.33779 | 0.0024123 | 0.00090005 | 0.00031992 | 0.00010857 | 0.94539 | 1.12 | 1.2946 | 1.4681 | 1.6417 | 1.6339
F11_Industrial_Food Products_New_Process_Natural Gas_Process - Insulate Heated Process Fluids_A_Achievable Economic TRC Potential | F11 | Industrial | Food Products | New | Process | Natural Gas | Process - Insulate Heated Process Fluids | A | Purchases (Cumulative) | Achievable Economic TRC Potential | 0 | 0 | 0 | 0 | 0 | 0.94539 | 2.0654 | 3.36 | 4.8281 | 6.4697 | 8.1036 | 9.5343 | 10.7773 | 11.8504 | 12.7708 | 13.5569 | 14.2252 | 14.7913 | 15.2694 | 15.6717 | 16.0095 | 16.0119 | 16.0128 | 16.0131 | 16.0132 | 16.0132 | 16.0132 | 16.0132 | 16.0132 | 16.0132 | 16.0132
F1_Industrial_Food Products_New_Process_Natural Gas_Process Heat Recovery_A_Achievable Economic TRC Potential | F1 | Industrial | Food Products | New | Process | Natural Gas | Process Heat Recovery | A | Integrated Unit Energy Savings (kWh or therms) | Achievable Economic TRC Potential | 0 | 0 | 0 | 0 | 0 | 3.2259 | 3.2175 | 3.2098 | 3.2026 | 3.1955 | 3.1902 | 3.1854 | 3.1812 | 3.1775 | 3.1745 | 3.1721 | 3.1704 | 3.1694 | 3.1687 | 3.1684 | 3.1685 | 3.1688 | 3.169 | 3.1692 | 3.1693 | 3.1718 | 3.1741 | 3.1762 | 0 | 0 | 0
F2_Industrial_Food Products_New_Process_Natural Gas_Process Heat Recovery_A_Achievable Economic TRC Potential | F2 | Industrial | Food Products | New | Process | Natural Gas | Process Heat Recovery | A | Integrated Unit Summer Peak Savings (kW) | Achievable Economic TRC Potential | 0 | 0 | 0 | 0 | 0 | 0 | 0 | 0 | 0 | 0 | 0 | 0 | 0 | 0 | 0 | 0 | 0 | 0 | 0 | 0 | 0 | 0 | 0 | 0 | 0 | 0 | 0 | 0 | 0 | 0 | 0
F3_Industrial_Food Products_New_Process_Natural Gas_Process Heat Recovery_A_Achievable Economic TRC Potential | F3 | Industrial | Food Products | New | Process | Natural Gas | Process Heat Recovery | A | Integrated Unit Winter Peak Savings (kW) | Achievable Economic TRC Potential | 0 | 0 | 0 | 0 | 0 | 0 | 0 | 0 | 0 | 0 | 0 | 0 | 0 | 0 | 0 | 0 | 0 | 0 | 0 | 0 | 0 | 0 | 0 | 0 | 0 | 0 | 0 | 0 | 0 | 0 | 0
F4_Industrial_Food Products_New_Process_Natural Gas_Process Heat Recovery_A_Achievable Economic TRC Potential | F4 | Industrial | Food Products | New | Process | Natural Gas | Process Heat Recovery | A | Incremental Energy Savings (MWh or mTherms) | Achievable Economic TRC Potential | 0 | 0 | 0 | 0 | 0 | 0 | 0 | 0 | 0 | 0 | 0 | 0 | 0 | 0 | 0 | 0 | 0 | 0 | 0 | 0 | 0 | 0 | 0 | 0 | 0 | 0 | 0 | 0 | 0 | 0 | 0
F5_Industrial_Food Products_New_Process_Natural Gas_Process Heat Recovery_A_Achievable Economic TRC Potential | F5 | Industrial | Food Products | New | Process | Natural Gas | Process Heat Recovery | A | Incremental Summer Peak Savings (MW) | Achievable Economic TRC Potential | 0 | 0 | 0 | 0 | 0 | 0 | 0 | 0 | 0 | 0 | 0 | 0 | 0 | 0 | 0 | 0 | 0 | 0 | 0 | 0 | 0 | 0 | 0 | 0 | 0 | 0 | 0 | 0 | 0 | 0 | 0
F6_Industrial_Food Products_New_Process_Natural Gas_Process Heat Recovery_A_Achievable Economic TRC Potential | F6 | Industrial | Food Products | New | Process | Natural Gas | Process Heat Recovery | A | Incremental Winter Peak Savings (MW) | Achievable Economic TRC Potential | 0 | 0 | 0 | 0 | 0 | 0 | 0 | 0 | 0 | 0 | 0 | 0 | 0 | 0 | 0 | 0 | 0 | 0 | 0 | 0 | 0 | 0 | 0 | 0 | 0 | 0 | 0 | 0 | 0 | 0 | 0
F7_Industrial_Food Products_New_Process_Natural Gas_Process Heat Recovery_A_Achievable Economic TRC Potential | F7 | Industrial | Food Products | New | Process | Natural Gas | Process Heat Recovery | A | Cumulative Energy Savings (MWh or mTherms) | Achievable Economic TRC Potential | 0 | 0 | 0 | 0 | 0 | 0 | 0 | 0 | 0 | 0 | 0 | 0 | 0 | 0 | 0 | 0 | 0 | 0 | 0 | 0 | 0 | 0 | 0 | 0 | 0 | 0 | 0 | 0 | 0 | 0 | 0
F8_Industrial_Food Products_New_Process_Natural Gas_Process Heat Recovery_A_Achievable Economic TRC Potential | F8 | Industrial | Food Products | New | Process | Natural Gas | Process Heat Recovery | A | Cumulative Summer Peak Savings (MW) | Achievable Economic TRC Potential | 0 | 0 | 0 | 0 | 0 | 0 | 0 | 0 | 0 | 0 | 0 | 0 | 0 | 0 | 0 | 0 | 0 | 0 | 0 | 0 | 0 | 0 | 0 | 0 | 0 | 0 | 0 | 0 | 0 | 0 | 0
F9_Industrial_Food Products_New_Process_Natural Gas_Process Heat Recovery_A_Achievable Economic TRC Potential | F9 | Industrial | Food Products | New | Process | Natural Gas | Process Heat Recovery | A | Cumulative Winter Peak Savings (MW) | Achievable Economic TRC Potential | 0 | 0 | 0 | 0 | 0 | 0 | 0 | 0 | 0 | 0 | 0 | 0 | 0 | 0 | 0 | 0 | 0 | 0 | 0 | 0 | 0 | 0 | 0 | 0 | 0 | 0 | 0 | 0 | 0 | 0 | 0
F10_Industrial_Food Products_New_Process_Natural Gas_Process Heat Recovery_A_Achievable Economic TRC Potential | F10 | Industrial | Food Products | New | Process | Natural Gas | Process Heat Recovery | A | Purchases (Incremental) | Achievable Economic TRC Potential | 0 | 0 | 0 | 0 | 0 | 0 | 0 | 0 | 0 | 0 | 0 | 0 | 0 | 0 | 0 | 0 | 0 | 0 | 0 | 0 | 0 | 0 | 0 | 0 | 0 | 0 | 0 | 0 | 0 | 0 | 0
F11_Industrial_Food Products_New_Process_Natural Gas_Process Heat Recovery_A_Achievable Economic TRC Potential | F11 | Industrial | Food Products | New | Process | Natural Gas | Process Heat Recovery | A | Purchases (Cumulative) | Achievable Economic TRC Potential | 0 | 0 | 0 | 0 | 0 | 0 | 0 | 0 | 0 | 0 | 0 | 0 | 0 | 0 | 0 | 0 | 0 | 0 | 0 | 0 | 0 | 0 | 0 | 0 | 0 | 0 | 0 | 0 | 0 | 0 | 0
F1_Industrial_Food Products_New_Space Heating_Natural Gas_Building Automation System_A_Achievable Economic TRC Potential | F1 | Industrial | Food Products | New | Space Heating | Natural Gas | Building Automation System | A | Integrated Unit Energy Savings (kWh or therms) | Achievable Economic TRC Potential | 0 | 0 | 0 | 0 | 0 | 0.014544 | 0.014304 | 0.014105 | 0.013934 | 0.01378 | 0.013643 | 0.01348 | 0.013304 | 0.013126 | 0.01295 | 0.012792 | 0.01265 | 0.01253 | 0.012369 | 0.012246 | 0.012152 | 0.012078 | 0.012036 | 0.012009 | 0.011992 | 0.011984 | 0.011979 | 0.011978 | 0 | 0 | 0
F2_Industrial_Food Products_New_Space Heating_Natural Gas_Building Automation System_A_Achievable Economic TRC Potential | F2 | Industrial | Food Products | New | Space Heating | Natural Gas | Building Automation System | A | Integrated Unit Summer Peak Savings (kW) | Achievable Economic TRC Potential | 0 | 0 | 0 | 0 | 0 | 0 | 0 | 0 | 0 | 0 | 0 | 0 | 0 | 0 | 0 | 0 | 0 | 0 | 0 | 0 | 0 | 0 | 0 | 0 | 0 | 0 | 0 | 0 | 0 | 0 | 0
F3_Industrial_Food Products_New_Space Heating_Natural Gas_Building Automation System_A_Achievable Economic TRC Potential | F3 | Industrial | Food Products | New | Space Heating | Natural Gas | Building Automation System | A | Integrated Unit Winter Peak Savings (kW) | Achievable Economic TRC Potential | 0 | 0 | 0 | 0 | 0 | 0 | 0 | 0 | 0 | 0 | 0 | 0 | 0 | 0 | 0 | 0 | 0 | 0 | 0 | 0 | 0 | 0 | 0 | 0 | 0 | 0 | 0 | 0 | 0 | 0 | 0
F4_Industrial_Food Products_New_Space Heating_Natural Gas_Building Automation System_A_Achievable Economic TRC Potential | F4 | Industrial | Food Products | New | Space Heating | Natural Gas | Building Automation System | A | Incremental Energy Savings (MWh or mTherms) | Achievable Economic TRC Potential | 0 | 0 | 0 | 0 | 0 | 0.00019937 | 0.00046433 | 0.00093968 | 0.0017123 | 0.0028744 | 0.0045073 | 0.0066302 | 0.0092132 | 0.012132 | 0.015134 | 0.017905 | 0.020015 | 0.021083 | 0.020707 | 0.018962 | 0.016332 | 0.012996 | 0.0093673 | 0.0062258 | 0.0042199 | 0.003959 | 0.0058919 | 0.0082951 | 0 | 0 | 0
F5_Industrial_Food Products_New_Space Heating_Natural Gas_Building Automation System_A_Achievable Economic TRC Potential | F5 | Industrial | Food Products | New | Space Heating | Natural Gas | Building Automation System | A | Incremental Summer Peak Savings (MW) | Achievable Economic TRC Potential | 0 | 0 | 0 | 0 | 0 | 0 | 0 | 0 | 0 | 0 | 0 | 0 | 0 | 0 | 0 | 0 | 0 | 0 | 0 | 0 | 0 | 0 | 0 | 0 | 0 | 0 | 0 | 0 | 0 | 0 | 0
F6_Industrial_Food Products_New_Space Heating_Natural Gas_Building Automation System_A_Achievable Economic TRC Potential | F6 | Industrial | Food Products | New | Space Heating | Natural Gas | Building Automation System | A | Incremental Winter Peak Savings (MW) | Achievable Economic TRC Potential | 0 | 0 | 0 | 0 | 0 | 0 | 0 | 0 | 0 | 0 | 0 | 0 | 0 | 0 | 0 | 0 | 0 | 0 | 0 | 0 | 0 | 0 | 0 | 0 | 0 | 0 | 0 | 0 | 0 | 0 | 0
F7_Industrial_Food Products_New_Space Heating_Natural Gas_Building Automation System_A_Achievable Economic TRC Potential | F7 | Industrial | Food Products | New | Space Heating | Natural Gas | Building Automation System | A | Cumulative Energy Savings (MWh or mTherms) | Achievable Economic TRC Potential | 0 | 0 | 0 | 0 | 0 | 0.00019937 | 0.00066041 | 0.0015909 | 0.0032839 | 0.0061222 | 0.010569 | 0.017072 | 0.026063 | 0.037846 | 0.052474 | 0.069738 | 0.088976 | 0.10922 | 0.12852 | 0.1462 | 0.16125 | 0.17286 | 0.18084 | 0.18518 | 0.18664 | 0.1865 | 0.18643 | 0.18642 | 0 | 0 | 0
F8_Industrial_Food Products_New_Space Heating_Natural Gas_Building Automation System_A_Achievable Economic TRC Potential | F8 | Industrial | Food Products | New | Space Heating | Natural Gas | Building Automation System | A | Cumulative Summer Peak Savings (MW) | Achievable Economic TRC Potential | 0 | 0 | 0 | 0 | 0 | 0 | 0 | 0 | 0 | 0 | 0 | 0 | 0 | 0 | 0 | 0 | 0 | 0 | 0 | 0 | 0 | 0 | 0 | 0 | 0 | 0 | 0 | 0 | 0 | 0 | 0
F9_Industrial_Food Products_New_Space Heating_Natural Gas_Building Automation System_A_Achievable Economic TRC Potential | F9 | Industrial | Food Products | New | Space Heating | Natural Gas | Building Automation System | A | Cumulative Winter Peak Savings (MW) | Achievable Economic TRC Potential | 0 | 0 | 0 | 0 | 0 | 0 | 0 | 0 | 0 | 0 | 0 | 0 | 0 | 0 | 0 | 0 | 0 | 0 | 0 | 0 | 0 | 0 | 0 | 0 | 0 | 0 | 0 | 0 | 0 | 0 | 0
F10_Industrial_Food Products_New_Space Heating_Natural Gas_Building Automation System_A_Achievable Economic TRC Potential | F10 | Industrial | Food Products | New | Space Heating | Natural Gas | Building Automation System | A | Purchases (Incremental) | Achievable Economic TRC Potential | 0 | 0 | 0 | 0 | 0 | 13.7077 | 32.4625 | 66.621 | 122.893 | 208.593 | 330.3684 | 491.8557 | 692.5207 | 924.2903 | 1168.596 | 1399.6525 | 1582.2835 | 1682.6077 | 1674.0423 | 1548.4527 | 1343.9716 | 1076.0388 | 778.2554 | 518.4197 | 351.8796 | 330.3684 | 491.8557 | 692.5207 | 924.2903 | 1168.596 | 1399.6525
F11_Industrial_Food Products_New_Space Heating_Natural Gas_Building Automation System_A_Achievable Economic TRC Potential | F11 | Industrial | Food Products | New | Space Heating | Natural Gas | Building Automation System | A | Purchases (Cumulative) | Achievable Economic TRC Potential | 0 | 0 | 0 | 0 | 0 | 13.7077 | 46.1703 | 112.7913 | 235.6844 | 444.2774 | 774.6458 | 1266.5014 | 1959.0221 | 2883.3124 | 4051.9085 | 5451.561 | 7033.8444 | 8716.4522 | 10390.4945 | 11938.9471 | 13269.211 | 14312.7872 | 15024.4216 | 15419.9483 | 15563.2349 | 15563.2349 | 15563.2349 | 15563.2349 | 15563.2349 | 15563.2349 | 15563.2349
F1_Industrial_Food Products_New_Space Heating_Natural Gas_Steam System Efficiency Improvements_A_Achievable Economic TRC Potential | F1 | Industrial | Food Products | New | Space Heating | Natural Gas | Steam System Efficiency Improvements | A | Integrated Unit Energy Savings (kWh or therms) | Achievable Economic TRC Potential | 0 | 0 | 0 | 0 | 0 | 0 | 0 | 0 | 0 | 0 | 0 | 0 | 0 | 0 | 0 | 0 | 0 | 0 | 0 | 0 | 0 | 0 | 0 | 0 | 0 | 0 | 0 | 0 | 0 | 0 | 0
F2_Industrial_Food Products_New_Space Heating_Natural Gas_Steam System Efficiency Improvements_A_Achievable Economic TRC Potential | F2 | Industrial | Food Products | New | Space Heating | Natural Gas | Steam System Efficiency Improvements | A | Integrated Unit Summer Peak Savings (kW) | Achievable Economic TRC Potential | 0 | 0 | 0 | 0 | 0 | 0 | 0 | 0 | 0 | 0 | 0 | 0 | 0 | 0 | 0 | 0 | 0 | 0 | 0 | 0 | 0 | 0 | 0 | 0 | 0 | 0 | 0 | 0 | 0 | 0 | 0
F3_Industrial_Food Products_New_Space Heating_Natural Gas_Steam System Efficiency Improvements_A_Achievable Economic TRC Potential | F3 | Industrial | Food Products | New | Space Heating | Natural Gas | Steam System Efficiency Improvements | A | Integrated Unit Winter Peak Savings (kW) | Achievable Economic TRC Potential | 0 | 0 | 0 | 0 | 0 | 0 | 0 | 0 | 0 | 0 | 0 | 0 | 0 | 0 | 0 | 0 | 0 | 0 | 0 | 0 | 0 | 0 | 0 | 0 | 0 | 0 | 0 | 0 | 0 | 0 | 0
F4_Industrial_Food Products_New_Space Heating_Natural Gas_Steam System Efficiency Improvements_A_Achievable Economic TRC Potential | F4 | Industrial | Food Products | New | Space Heating | Natural Gas | Steam System Efficiency Improvements | A | Incremental Energy Savings (MWh or mTherms) | Achievable Economic TRC Potential | 0 | 0 | 0 | 0 | 0 | 0 | 0 | 0 | 0 | 0 | 0 | 0 | 0 | 0 | 0 | 0 | 0 | 0 | 0 | 0 | 0 | 0 | 0 | 0 | 0 | 0 | 0 | 0 | 0 | 0 | 0
F5_Industrial_Food Products_New_Space Heating_Natural Gas_Steam System Efficiency Improvements_A_Achievable Economic TRC Potential | F5 | Industrial | Food Products | New | Space Heating | Natural Gas | Steam System Efficiency Improvements | A | Incremental Summer Peak Savings (MW) | Achievable Economic TRC Potential | 0 | 0 | 0 | 0 | 0 | 0 | 0 | 0 | 0 | 0 | 0 | 0 | 0 | 0 | 0 | 0 | 0 | 0 | 0 | 0 | 0 | 0 | 0 | 0 | 0 | 0 | 0 | 0 | 0 | 0 | 0
F6_Industrial_Food Products_New_Space Heating_Natural Gas_Steam System Efficiency Improvements_A_Achievable Economic TRC Potential | F6 | Industrial | Food Products | New | Space Heating | Natural Gas | Steam System Efficiency Improvements | A | Incremental Winter Peak Savings (MW) | Achievable Economic TRC Potential | 0 | 0 | 0 | 0 | 0 | 0 | 0 | 0 | 0 | 0 | 0 | 0 | 0 | 0 | 0 | 0 | 0 | 0 | 0 | 0 | 0 | 0 | 0 | 0 | 0 | 0 | 0 | 0 | 0 | 0 | 0
F7_Industrial_Food Products_New_Space Heating_Natural Gas_Steam System Efficiency Improvements_A_Achievable Economic TRC Potential | F7 | Industrial | Food Products | New | Space Heating | Natural Gas | Steam System Efficiency Improvements | A | Cumulative Energy Savings (MWh or mTherms) | Achievable Economic TRC Potential | 0 | 0 | 0 | 0 | 0 | 0 | 0 | 0 | 0 | 0 | 0 | 0 | 0 | 0 | 0 | 0 | 0 | 0 | 0 | 0 | 0 | 0 | 0 | 0 | 0 | 0 | 0 | 0 | 0 | 0 | 0
F8_Industrial_Food Products_New_Space Heating_Natural Gas_Steam System Efficiency Improvements_A_Achievable Economic TRC Potential | F8 | Industrial | Food Products | New | Space Heating | Natural Gas | Steam System Efficiency Improvements | A | Cumulative Summer Peak Savings (MW) | Achievable Economic TRC Potential | 0 | 0 | 0 | 0 | 0 | 0 | 0 | 0 | 0 | 0 | 0 | 0 | 0 | 0 | 0 | 0 | 0 | 0 | 0 | 0 | 0 | 0 | 0 | 0 | 0 | 0 | 0 | 0 | 0 | 0 | 0
F9_Industrial_Food Products_New_Space Heating_Natural Gas_Steam System Efficiency Improvements_A_Achievable Economic TRC Potential | F9 | Industrial | Food Products | New | Space Heating | Natural Gas | Steam System Efficiency Improvements | A | Cumulative Winter Peak Savings (MW) | Achievable Economic TRC Potential | 0 | 0 | 0 | 0 | 0 | 0 | 0 | 0 | 0 | 0 | 0 | 0 | 0 | 0 | 0 | 0 | 0 | 0 | 0 | 0 | 0 | 0 | 0 | 0 | 0 | 0 | 0 | 0 | 0 | 0 | 0
F10_Industrial_Food Products_New_Space Heating_Natural Gas_Steam System Efficiency Improvements_A_Achievable Economic TRC Potential | F10 | Industrial | Food Products | New | Space Heating | Natural Gas | Steam System Efficiency Improvements | A | Purchases (Incremental) | Achievable Economic TRC Potential | 0 | 0 | 0 | 0 | 0 | 0 | 0 | 0 | 0 | 0 | 0 | 0 | 0 | 0 | 0 | 0 | 0 | 0 | 0 | 0 | 0 | 0 | 0 | 0 | 0 | 0 | 0 | 0 | 0 | 0 | 0
F11_Industrial_Food Products_New_Space Heating_Natural Gas_Steam System Efficiency Improvements_A_Achievable Economic TRC Potential | F11 | Industrial | Food Products | New | Space Heating | Natural Gas | Steam System Efficiency Improvements | A | Purchases (Cumulative) | Achievable Economic TRC Potential | 0 | 0 | 0 | 0 | 0 | 0 | 0 | 0 | 0 | 0 | 0 | 0 | 0 | 0 | 0 | 0 | 0 | 0 | 0 | 0 | 0 | 0 | 0 | 0 | 0 | 0 | 0 | 0 | 0 | 0 | 0
F1_Industrial_Food Products_New_Process_Natural Gas_Steam System Efficiency Improvements_A_Achievable Economic TRC Potential | F1 | Industrial | Food Products | New | Process | Natural Gas | Steam System Efficiency Improvements | A | Integrated Unit Energy Savings (kWh or therms) | Achievable Economic TRC Potential | 0 | 0 | 0 | 0 | 0 | 5.0872 | 5.0843 | 5.0818 | 5.0798 | 5.0779 | 5.0764 | 5.0754 | 5.0749 | 5.0746 | 5.0746 | 5.0747 | 5.0749 | 5.0752 | 5.0756 | 5.076 | 5.0767 | 5.0773 | 5.0779 | 5.0784 | 5.0789 | 5.0794 | 5.0798 | 5.0802 | 5.0908 | 5.0908 | 5.0908
F2_Industrial_Food Products_New_Process_Natural Gas_Steam System Efficiency Improvements_A_Achievable Economic TRC Potential | F2 | Industrial | Food Products | New | Process | Natural Gas | Steam System Efficiency Improvements | A | Integrated Unit Summer Peak Savings (kW) | Achievable Economic TRC Potential | 0 | 0 | 0 | 0 | 0 | 0 | 0 | 0 | 0 | 0 | 0 | 0 | 0 | 0 | 0 | 0 | 0 | 0 | 0 | 0 | 0 | 0 | 0 | 0 | 0 | 0 | 0 | 0 | 0 | 0 | 0
F3_Industrial_Food Products_New_Process_Natural Gas_Steam System Efficiency Improvements_A_Achievable Economic TRC Potential | F3 | Industrial | Food Products | New | Process | Natural Gas | Steam System Efficiency Improvements | A | Integrated Unit Winter Peak Savings (kW) | Achievable Economic TRC Potential | 0 | 0 | 0 | 0 | 0 | 0 | 0 | 0 | 0 | 0 | 0 | 0 | 0 | 0 | 0 | 0 | 0 | 0 | 0 | 0 | 0 | 0 | 0 | 0 | 0 | 0 | 0 | 0 | 0 | 0 | 0
F4_Industrial_Food Products_New_Process_Natural Gas_Steam System Efficiency Improvements_A_Achievable Economic TRC Potential | F4 | Industrial | Food Products | New | Process | Natural Gas | Steam System Efficiency Improvements | A | Incremental Energy Savings (MWh or mTherms) | Achievable Economic TRC Potential | 0 | 0 | 0 | 0 | 0 | 0.00067656 | 0.0016013 | 0.0032847 | 0.0060567 | 0.010277 | 0.016271 | 0.02422 | 0.034097 | 0.045507 | 0.057535 | 0.068912 | 0.077907 | 0.082852 | 0.082436 | 0.076257 | 0.068939 | 0.077944 | 0.082895 | 0.082482 | 0.076301 | 0.068975 | 0.077982 | 0.082932 | 0.082683 | 0.07648 | 0.069131
F5_Industrial_Food Products_New_Process_Natural Gas_Steam System Efficiency Improvements_A_Achievable Economic TRC Potential | F5 | Industrial | Food Products | New | Process | Natural Gas | Steam System Efficiency Improvements | A | Incremental Summer Peak Savings (MW) | Achievable Economic TRC Potential | 0 | 0 | 0 | 0 | 0 | 0 | 0 | 0 | 0 | 0 | 0 | 0 | 0 | 0 | 0 | 0 | 0 | 0 | 0 | 0 | 0 | 0 | 0 | 0 | 0 | 0 | 0 | 0 | 0 | 0 | 0
F6_Industrial_Food Products_New_Process_Natural Gas_Steam System Efficiency Improvements_A_Achievable Economic TRC Potential | F6 | Industrial | Food Products | New | Process | Natural Gas | Steam System Efficiency Improvements | A | Incremental Winter Peak Savings (MW) | Achievable Economic TRC Potential | 0 | 0 | 0 | 0 | 0 | 0 | 0 | 0 | 0 | 0 | 0 | 0 | 0 | 0 | 0 | 0 | 0 | 0 | 0 | 0 | 0 | 0 | 0 | 0 | 0 | 0 | 0 | 0 | 0 | 0 | 0
F7_Industrial_Food Products_New_Process_Natural Gas_Steam System Efficiency Improvements_A_Achievable Economic TRC Potential | F7 | Industrial | Food Products | New | Process | Natural Gas | Steam System Efficiency Improvements | A | Cumulative Energy Savings (MWh or mTherms) | Achievable Economic TRC Potential | 0 | 0 | 0 | 0 | 0 | 0.00067656 | 0.0022775 | 0.005561 | 0.011616 | 0.021888 | 0.037477 | 0.060091 | 0.090902 | 0.13035 | 0.17762 | 0.23027 | 0.28397 | 0.33274 | 0.36968 | 0.38842 | 0.38847 | 0.38852 | 0.38856 | 0.3886 | 0.38864 | 0.38867 | 0.38871 | 0.38874 | 0 | 0 | 0
F8_Industrial_Food Products_New_Process_Natural Gas_Steam System Efficiency Improvements_A_Achievable Economic TRC Potential | F8 | Industrial | Food Products | New | Process | Natural Gas | Steam System Efficiency Improvements | A | Cumulative Summer Peak Savings (MW) | Achievable Economic TRC Potential | 0 | 0 | 0 | 0 | 0 | 0 | 0 | 0 | 0 | 0 | 0 | 0 | 0 | 0 | 0 | 0 | 0 | 0 | 0 | 0 | 0 | 0 | 0 | 0 | 0 | 0 | 0 | 0 | 0 | 0 | 0
F9_Industrial_Food Products_New_Process_Natural Gas_Steam System Efficiency Improvements_A_Achievable Economic TRC Potential | F9 | Industrial | Food Products | New | Process | Natural Gas | Steam System Efficiency Improvements | A | Cumulative Winter Peak Savings (MW) | Achievable Economic TRC Potential | 0 | 0 | 0 | 0 | 0 | 0 | 0 | 0 | 0 | 0 | 0 | 0 | 0 | 0 | 0 | 0 | 0 | 0 | 0 | 0 | 0 | 0 | 0 | 0 | 0 | 0 | 0 | 0 | 0 | 0 | 0
F10_Industrial_Food Products_New_Process_Natural Gas_Steam System Efficiency Improvements_A_Achievable Economic TRC Potential | F10 | Industrial | Food Products | New | Process | Natural Gas | Steam System Efficiency Improvements | A | Purchases (Incremental) | Achievable Economic TRC Potential | 0 | 0 | 0 | 0 | 0 | 0.13299 | 0.31495 | 0.64636 | 1.1923 | 2.0238 | 3.2052 | 4.772 | 6.7189 | 8.9675 | 11.3378 | 13.5795 | 15.3514 | 16.3247 | 16.2416 | 15.0232 | 13.5795 | 15.3514 | 16.3247 | 16.2416 | 15.0232 | 13.5795 | 15.3514 | 16.3247 | 16.2416 | 15.0232 | 13.5795
F11_Industrial_Food Products_New_Process_Natural Gas_Steam System Efficiency Improvements_A_Achievable Economic TRC Potential | F11 | Industrial | Food Products | New | Process | Natural Gas | Steam System Efficiency Improvements | A | Purchases (Cumulative) | Achievable Economic TRC Potential | 0 | 0 | 0 | 0 | 0 | 0.13299 | 0.44795 | 1.0943 | 2.2866 | 4.3104 | 7.3827 | 11.8397 | 17.9122 | 25.6874 | 35.0014 | 45.3756 | 55.955 | 65.5609 | 72.835 | 76.5204 | 76.5204 | 76.5204 | 76.5204 | 76.5204 | 76.5204 | 76.5204 | 76.5204 | 76.5204 | 76.5204 | 76.5204 | 76.5204
F1_Industrial_Food Products_New_Space Heating_Natural Gas_Strategic Energy Management_A_Achievable Economic TRC Potential | F1 | Industrial | Food Products | New | Space Heating | Natural Gas | Strategic Energy Management | A | Integrated Unit Energy Savings (kWh or therms) | Achievable Economic TRC Potential | 0 | 0 | 0 | 0 | 0 | 7.3834 | 7.2635 | 7.1644 | 7.079 | 7.0026 | 6.9333 | 6.8505 | 6.7612 | 6.6708 | 6.5818 | 6.5015 | 6.4292 | 6.3684 | 6.2869 | 6.2242 | 6.1766 | 6.1387 | 6.1178 | 6.104 | 6.0955 | 6.0907 | 6.088 | 6.0873 | 0 | 0 | 0
F2_Industrial_Food Products_New_Space Heating_Natural Gas_Strategic Energy Management_A_Achievable Economic TRC Potential | F2 | Industrial | Food Products | New | Space Heating | Natural Gas | Strategic Energy Management | A | Integrated Unit Summer Peak Savings (kW) | Achievable Economic TRC Potential | 0 | 0 | 0 | 0 | 0 | 0 | 0 | 0 | 0 | 0 | 0 | 0 | 0 | 0 | 0 | 0 | 0 | 0 | 0 | 0 | 0 | 0 | 0 | 0 | 0 | 0 | 0 | 0 | 0 | 0 | 0
F3_Industrial_Food Products_New_Space Heating_Natural Gas_Strategic Energy Management_A_Achievable Economic TRC Potential | F3 | Industrial | Food Products | New | Space Heating | Natural Gas | Strategic Energy Management | A | Integrated Unit Winter Peak Savings (kW) | Achievable Economic TRC Potential | 0 | 0 | 0 | 0 | 0 | 0 | 0 | 0 | 0 | 0 | 0 | 0 | 0 | 0 | 0 | 0 | 0 | 0 | 0 | 0 | 0 | 0 | 0 | 0 | 0 | 0 | 0 | 0 | 0 | 0 | 0
F4_Industrial_Food Products_New_Space Heating_Natural Gas_Strategic Energy Management_A_Achievable Economic TRC Potential | F4 | Industrial | Food Products | New | Space Heating | Natural Gas | Strategic Energy Management | A | Incremental Energy Savings (MWh or mTherms) | Achievable Economic TRC Potential | 0 | 0 | 0 | 0 | 0 | 0.001254 | 0.0014616 | 0.0016663 | 0.0018671 | 0.0020654 | 0.0022614 | 0.0024455 | 0.0026214 | 0.002791 | 0.0029524 | 0.0031134 | 0.0032717 | 0.003432 | 0.0035758 | 0.0037243 | 0.0038789 | 0.0040363 | 0.0042023 | 0.0043716 | 0.0045435 | 0.003825 | 0.0040029 | 0.0041814 | 0 | 0 | 0
F5_Industrial_Food Products_New_Space Heating_Natural Gas_Strategic Energy Management_A_Achievable Economic TRC Potential | F5 | Industrial | Food Products | New | Space Heating | Natural Gas | Strategic Energy Management | A | Incremental Summer Peak Savings (MW) | Achievable Economic TRC Potential | 0 | 0 | 0 | 0 | 0 | 0 | 0 | 0 | 0 | 0 | 0 | 0 | 0 | 0 | 0 | 0 | 0 | 0 | 0 | 0 | 0 | 0 | 0 | 0 | 0 | 0 | 0 | 0 | 0 | 0 | 0
F6_Industrial_Food Products_New_Space Heating_Natural Gas_Strategic Energy Management_A_Achievable Economic TRC Potential | F6 | Industrial | Food Products | New | Space Heating | Natural Gas | Strategic Energy Management | A | Incremental Winter Peak Savings (MW) | Achievable Economic TRC Potential | 0 | 0 | 0 | 0 | 0 | 0 | 0 | 0 | 0 | 0 | 0 | 0 | 0 | 0 | 0 | 0 | 0 | 0 | 0 | 0 | 0 | 0 | 0 | 0 | 0 | 0 | 0 | 0 | 0 | 0 | 0
F7_Industrial_Food Products_New_Space Heating_Natural Gas_Strategic Energy Management_A_Achievable Economic TRC Potential | F7 | Industrial | Food Products | New | Space Heating | Natural Gas | Strategic Energy Management | A | Cumulative Energy Savings (MWh or mTherms) | Achievable Economic TRC Potential | 0 | 0 | 0 | 0 | 0 | 0.001254 | 0.0026953 | 0.0043248 | 0.0061404 | 0.0081394 | 0.0091427 | 0.0101 | 0.011018 | 0.011902 | 0.012754 | 0.013592 | 0.014417 | 0.015244 | 0.015994 | 0.016767 | 0.01756 | 0.018364 | 0.019207 | 0.020064 | 0.020932 | 0.020916 | 0.020906 | 0.020904 | 0 | 0 | 0
F8_Industrial_Food Products_New_Space Heating_Natural Gas_Strategic Energy Management_A_Achievable Economic TRC Potential | F8 | Industrial | Food Products | New | Space Heating | Natural Gas | Strategic Energy Management | A | Cumulative Summer Peak Savings (MW) | Achievable Economic TRC Potential | 0 | 0 | 0 | 0 | 0 | 0 | 0 | 0 | 0 | 0 | 0 | 0 | 0 | 0 | 0 | 0 | 0 | 0 | 0 | 0 | 0 | 0 | 0 | 0 | 0 | 0 | 0 | 0 | 0 | 0 | 0
F9_Industrial_Food Products_New_Space Heating_Natural Gas_Strategic Energy Management_A_Achievable Economic TRC Potential | F9 | Industrial | Food Products | New | Space Heating | Natural Gas | Strategic Energy Management | A | Cumulative Winter Peak Savings (MW) | Achievable Economic TRC Potential | 0 | 0 | 0 | 0 | 0 | 0 | 0 | 0 | 0 | 0 | 0 | 0 | 0 | 0 | 0 | 0 | 0 | 0 | 0 | 0 | 0 | 0 | 0 | 0 | 0 | 0 | 0 | 0 | 0 | 0 | 0
F10_Industrial_Food Products_New_Space Heating_Natural Gas_Strategic Energy Management_A_Achievable Economic TRC Potential | F10 | Industrial | Food Products | New | Space Heating | Natural Gas | Strategic Energy Management | A | Purchases (Incremental) | Achievable Economic TRC Potential | 0 | 0 | 0 | 0 | 0 | 0.16985 | 0.20122 | 0.23258 | 0.26375 | 0.29494 | 0.32616 | 0.35698 | 0.38771 | 0.41839 | 0.44857 | 0.47887 | 0.50889 | 0.5389 | 0.56877 | 0.59836 | 0.628 | 0.65751 | 0.68691 | 0.71619 | 0.74538 | 0.628 | 0.65751 | 0.68691 | 0.71619 | 0.74538 | 0.628
F11_Industrial_Food Products_New_Space Heating_Natural Gas_Strategic Energy Management_A_Achievable Economic TRC Potential | F11 | Industrial | Food Products | New | Space Heating | Natural Gas | Strategic Energy Management | A | Purchases (Cumulative) | Achievable Economic TRC Potential | 0 | 0 | 0 | 0 | 0 | 0.16985 | 0.37107 | 0.60365 | 0.8674 | 1.1623 | 1.3187 | 1.4744 | 1.6295 | 1.7842 | 1.9378 | 2.0905 | 2.2424 | 2.3936 | 2.544 | 2.6938 | 2.8429 | 2.9915 | 3.1395 | 3.287 | 3.434 | 3.434 | 3.434 | 3.434 | 3.434 | 3.434 | 3.434
F1_Industrial_Food Products_New_Process_Natural Gas_Strategic Energy Management_A_Achievable Economic TRC Potential | F1 | Industrial | Food Products | New | Process | Natural Gas | Strategic Energy Management | A | Integrated Unit Energy Savings (kWh or therms) | Achievable Economic TRC Potential | 0 | 0 | 0 | 0 | 0 | 30.186 | 30.1687 | 30.1539 | 30.1419 | 30.1303 | 30.121 | 30.1148 | 30.111 | 30.1088 | 30.1078 | 30.1078 | 30.1085 | 30.1097 | 30.1116 | 30.1138 | 30.1183 | 30.1223 | 30.1259 | 30.1293 | 30.1324 | 30.1352 | 30.1378 | 30.1402 | 0 | 0 | 0
F2_Industrial_Food Products_New_Process_Natural Gas_Strategic Energy Management_A_Achievable Economic TRC Potential | F2 | Industrial | Food Products | New | Process | Natural Gas | Strategic Energy Management | A | Integrated Unit Summer Peak Savings (kW) | Achievable Economic TRC Potential | 0 | 0 | 0 | 0 | 0 | 0 | 0 | 0 | 0 | 0 | 0 | 0 | 0 | 0 | 0 | 0 | 0 | 0 | 0 | 0 | 0 | 0 | 0 | 0 | 0 | 0 | 0 | 0 | 0 | 0 | 0
F3_Industrial_Food Products_New_Process_Natural Gas_Strategic Energy Management_A_Achievable Economic TRC Potential | F3 | Industrial | Food Products | New | Process | Natural Gas | Strategic Energy Management | A | Integrated Unit Winter Peak Savings (kW) | Achievable Economic TRC Potential | 0 | 0 | 0 | 0 | 0 | 0 | 0 | 0 | 0 | 0 | 0 | 0 | 0 | 0 | 0 | 0 | 0 | 0 | 0 | 0 | 0 | 0 | 0 | 0 | 0 | 0 | 0 | 0 | 0 | 0 | 0
F4_Industrial_Food Products_New_Process_Natural Gas_Strategic Energy Management_A_Achievable Economic TRC Potential | F4 | Industrial | Food Products | New | Process | Natural Gas | Strategic Energy Management | A | Incremental Energy Savings (MWh or mTherms) | Achievable Economic TRC Potential | 0 | 0 | 0 | 0 | 0 | 0.46965 | 0.55608 | 0.64243 | 0.72824 | 0.81405 | 0.89992 | 0.98476 | 1.0694 | 1.1539 | 1.2371 | 1.3207 | 1.4035 | 1.4864 | 1.5688 | 1.6506 | 1.7326 | 1.8142 | 1.8956 | 1.9766 | 2.0574 | 1.7336 | 1.8152 | 1.8965 | 0 | 0 | 0
F5_Industrial_Food Products_New_Process_Natural Gas_Strategic Energy Management_A_Achievable Economic TRC Potential | F5 | Industrial | Food Products | New | Process | Natural Gas | Strategic Energy Management | A | Incremental Summer Peak Savings (MW) | Achievable Economic TRC Potential | 0 | 0 | 0 | 0 | 0 | 0 | 0 | 0 | 0 | 0 | 0 | 0 | 0 | 0 | 0 | 0 | 0 | 0 | 0 | 0 | 0 | 0 | 0 | 0 | 0 | 0 | 0 | 0 | 0 | 0 | 0
F6_Industrial_Food Products_New_Process_Natural Gas_Strategic Energy Management_A_Achievable Economic TRC Potential | F6 | Industrial | Food Products | New | Process | Natural Gas | Strategic Energy Management | A | Incremental Winter Peak Savings (MW) | Achievable Economic TRC Potential | 0 | 0 | 0 | 0 | 0 | 0 | 0 | 0 | 0 | 0 | 0 | 0 | 0 | 0 | 0 | 0 | 0 | 0 | 0 | 0 | 0 | 0 | 0 | 0 | 0 | 0 | 0 | 0 | 0 | 0 | 0
F7_Industrial_Food Products_New_Process_Natural Gas_Strategic Energy Management_A_Achievable Economic TRC Potential | F7 | Industrial | Food Products | New | Process | Natural Gas | Strategic Energy Management | A | Cumulative Energy Savings (MWh or mTherms) | Achievable Economic TRC Potential | 0 | 0 | 0 | 0 | 0 | 0.46965 | 1.0255 | 1.6674 | 2.395 | 3.2081 | 3.6384 | 4.0673 | 4.4947 | 4.9209 | 5.3444 | 5.7656 | 6.1847 | 6.6019 | 7.0171 | 7.4308 | 7.8433 | 8.2545 | 8.6639 | 9.0718 | 9.4785 | 9.4794 | 9.4802 | 9.481 | 0 | 0 | 0
F8_Industrial_Food Products_New_Process_Natural Gas_Strategic Energy Management_A_Achievable Economic TRC Potential | F8 | Industrial | Food Products | New | Process | Natural Gas | Strategic Energy Management | A | Cumulative Summer Peak Savings (MW) | Achievable Economic TRC Potential | 0 | 0 | 0 | 0 | 0 | 0 | 0 | 0 | 0 | 0 | 0 | 0 | 0 | 0 | 0 | 0 | 0 | 0 | 0 | 0 | 0 | 0 | 0 | 0 | 0 | 0 | 0 | 0 | 0 | 0 | 0
F9_Industrial_Food Products_New_Process_Natural Gas_Strategic Energy Management_A_Achievable Economic TRC Potential | F9 | Industrial | Food Products | New | Process | Natural Gas | Strategic Energy Management | A | Cumulative Winter Peak Savings (MW) | Achievable Economic TRC Potential | 0 | 0 | 0 | 0 | 0 | 0 | 0 | 0 | 0 | 0 | 0 | 0 | 0 | 0 | 0 | 0 | 0 | 0 | 0 | 0 | 0 | 0 | 0 | 0 | 0 | 0 | 0 | 0 | 0 | 0 | 0
F10_Industrial_Food Products_New_Process_Natural Gas_Strategic Energy Management_A_Achievable Economic TRC Potential | F10 | Industrial | Food Products | New | Process | Natural Gas | Strategic Energy Management | A | Purchases (Incremental) | Achievable Economic TRC Potential | 0 | 0 | 0 | 0 | 0 | 15.5584 | 18.4325 | 21.3049 | 24.1605 | 27.0176 | 29.877 | 32.7002 | 35.5156 | 38.3253 | 41.0904 | 43.866 | 46.6152 | 49.3647 | 52.1004 | 54.8117 | 57.5262 | 60.2295 | 62.9223 | 65.6052 | 68.279 | 57.5262 | 60.2295 | 62.9223 | 65.6052 | 68.279 | 57.5262
F11_Industrial_Food Products_New_Process_Natural Gas_Strategic Energy Management_A_Achievable Economic TRC Potential | F11 | Industrial | Food Products | New | Process | Natural Gas | Strategic Energy Management | A | Purchases (Cumulative) | Achievable Economic TRC Potential | 0 | 0 | 0 | 0 | 0 | 15.5584 | 33.9909 | 55.2958 | 79.4563 | 106.4739 | 120.7925 | 135.0602 | 149.2708 | 163.4356 | 177.5084 | 191.4974 | 205.4124 | 219.2616 | 233.0367 | 246.7581 | 260.4182 | 274.0325 | 287.5901 | 301.0949 | 314.5622 | 314.5622 | 314.5622 | 314.5622 | 314.5622 | 314.5622 | 314.5622
F1_Industrial_Food Products_New_Miscellaneous_Natural Gas_Strategic Energy Management_A_Achievable Economic TRC Potential | F1 | Industrial | Food Products | New | Miscellaneous | Natural Gas | Strategic Energy Management | A | Integrated Unit Energy Savings (kWh or therms) | Achievable Economic TRC Potential | 0 | 0 | 0 | 0 | 0 | 2.7925 | 2.7925 | 2.7925 | 2.7925 | 2.7925 | 2.7925 | 2.7925 | 2.7925 | 2.7925 | 2.7925 | 2.7925 | 2.7925 | 2.7925 | 2.7925 | 2.7925 | 2.7925 | 2.7925 | 2.7925 | 2.7925 | 2.7925 | 2.7925 | 2.7925 | 2.7925 | 0 | 0 | 0
F2_Industrial_Food Products_New_Miscellaneous_Natural Gas_Strategic Energy Management_A_Achievable Economic TRC Potential | F2 | Industrial | Food Products | New | Miscellaneous | Natural Gas | Strategic Energy Management | A | Integrated Unit Summer Peak Savings (kW) | Achievable Economic TRC Potential | 0 | 0 | 0 | 0 | 0 | 0 | 0 | 0 | 0 | 0 | 0 | 0 | 0 | 0 | 0 | 0 | 0 | 0 | 0 | 0 | 0 | 0 | 0 | 0 | 0 | 0 | 0 | 0 | 0 | 0 | 0
F3_Industrial_Food Products_New_Miscellaneous_Natural Gas_Strategic Energy Management_A_Achievable Economic TRC Potential | F3 | Industrial | Food Products | New | Miscellaneous | Natural Gas | Strategic Energy Management | A | Integrated Unit Winter Peak Savings (kW) | Achievable Economic TRC Potential | 0 | 0 | 0 | 0 | 0 | 0 | 0 | 0 | 0 | 0 | 0 | 0 | 0 | 0 | 0 | 0 | 0 | 0 | 0 | 0 | 0 | 0 | 0 | 0 | 0 | 0 | 0 | 0 | 0 | 0 | 0
F4_Industrial_Food Products_New_Miscellaneous_Natural Gas_Strategic Energy Management_A_Achievable Economic TRC Potential | F4 | Industrial | Food Products | New | Miscellaneous | Natural Gas | Strategic Energy Management | A | Incremental Energy Savings (MWh or mTherms) | Achievable Economic TRC Potential | 0 | 0 | 0 | 0 | 0 | 0.010862 | 0.012868 | 0.014873 | 0.016867 | 0.018862 | 0.020858 | 0.022829 | 0.024794 | 0.026756 | 0.028686 | 0.030624 | 0.032543 | 0.034463 | 0.036372 | 0.038265 | 0.04016 | 0.042048 | 0.043927 | 0.0458 | 0.047667 | 0.04016 | 0.042048 | 0.043927 | 0 | 0 | 0
F5_Industrial_Food Products_New_Miscellaneous_Natural Gas_Strategic Energy Management_A_Achievable Economic TRC Potential | F5 | Industrial | Food Products | New | Miscellaneous | Natural Gas | Strategic Energy Management | A | Incremental Summer Peak Savings (MW) | Achievable Economic TRC Potential | 0 | 0 | 0 | 0 | 0 | 0 | 0 | 0 | 0 | 0 | 0 | 0 | 0 | 0 | 0 | 0 | 0 | 0 | 0 | 0 | 0 | 0 | 0 | 0 | 0 | 0 | 0 | 0 | 0 | 0 | 0
F6_Industrial_Food Products_New_Miscellaneous_Natural Gas_Strategic Energy Management_A_Achievable Economic TRC Potential | F6 | Industrial | Food Products | New | Miscellaneous | Natural Gas | Strategic Energy Management | A | Incremental Winter Peak Savings (MW) | Achievable Economic TRC Potential | 0 | 0 | 0 | 0 | 0 | 0 | 0 | 0 | 0 | 0 | 0 | 0 | 0 | 0 | 0 | 0 | 0 | 0 | 0 | 0 | 0 | 0 | 0 | 0 | 0 | 0 | 0 | 0 | 0 | 0 | 0
F7_Industrial_Food Products_New_Miscellaneous_Natural Gas_Strategic Energy Management_A_Achievable Economic TRC Potential | F7 | Industrial | Food Products | New | Miscellaneous | Natural Gas | Strategic Energy Management | A | Cumulative Energy Savings (MWh or mTherms) | Achievable Economic TRC Potential | 0 | 0 | 0 | 0 | 0 | 0.010862 | 0.02373 | 0.038603 | 0.05547 | 0.074332 | 0.084328 | 0.094288 | 0.10421 | 0.1141 | 0.12392 | 0.13369 | 0.1434 | 0.15307 | 0.16269 | 0.17227 | 0.1818 | 0.19131 | 0.20077 | 0.2102 | 0.2196 | 0.2196 | 0.2196 | 0.2196 | 0 | 0 | 0
F8_Industrial_Food Products_New_Miscellaneous_Natural Gas_Strategic Energy Management_A_Achievable Economic TRC Potential | F8 | Industrial | Food Products | New | Miscellaneous | Natural Gas | Strategic Energy Management | A | Cumulative Summer Peak Savings (MW) | Achievable Economic TRC Potential | 0 | 0 | 0 | 0 | 0 | 0 | 0 | 0 | 0 | 0 | 0 | 0 | 0 | 0 | 0 | 0 | 0 | 0 | 0 | 0 | 0 | 0 | 0 | 0 | 0 | 0 | 0 | 0 | 0 | 0 | 0
F9_Industrial_Food Products_New_Miscellaneous_Natural Gas_Strategic Energy Management_A_Achievable Economic TRC Potential | F9 | Industrial | Food Products | New | Miscellaneous | Natural Gas | Strategic Energy Management | A | Cumulative Winter Peak Savings (MW) | Achievable Economic TRC Potential | 0 | 0 | 0 | 0 | 0 | 0 | 0 | 0 | 0 | 0 | 0 | 0 | 0 | 0 | 0 | 0 | 0 | 0 | 0 | 0 | 0 | 0 | 0 | 0 | 0 | 0 | 0 | 0 | 0 | 0 | 0
F10_Industrial_Food Products_New_Miscellaneous_Natural Gas_Strategic Energy Management_A_Achievable Economic TRC Potential | F10 | Industrial | Food Products | New | Miscellaneous | Natural Gas | Strategic Energy Management | A | Purchases (Incremental) | Achievable Economic TRC Potential | 0 | 0 | 0 | 0 | 0 | 3.8896 | 4.6081 | 5.3262 | 6.0401 | 6.7544 | 7.4693 | 8.175 | 8.8789 | 9.5813 | 10.2726 | 10.9665 | 11.6538 | 12.3412 | 13.0251 | 13.7029 | 14.3816 | 15.0574 | 15.7306 | 16.4013 | 17.0698 | 14.3816 | 15.0574 | 15.7306 | 16.4013 | 17.0698 | 14.3816
F11_Industrial_Food Products_New_Miscellaneous_Natural Gas_Strategic Energy Management_A_Achievable Economic TRC Potential | F11 | Industrial | Food Products | New | Miscellaneous | Natural Gas | Strategic Energy Management | A | Purchases (Cumulative) | Achievable Economic TRC Potential | 0 | 0 | 0 | 0 | 0 | 3.8896 | 8.4977 | 13.824 | 19.8641 | 26.6185 | 30.1981 | 33.765 | 37.3177 | 40.8589 | 44.3771 | 47.8743 | 51.3531 | 54.8154 | 58.2592 | 61.6895 | 65.1046 | 68.5081 | 71.8975 | 75.2737 | 78.6406 | 78.6406 | 78.6406 | 78.6406 | 78.6406 | 78.6406 | 78.6406
F1_Industrial_Food Products_New_Space Heating_Natural Gas_Commissioning_A_Achievable Economic TRC Potential | F1 | Industrial | Food Products | New | Space Heating | Natural Gas | Commissioning | A | Integrated Unit Energy Savings (kWh or therms) | Achievable Economic TRC Potential | 0 | 0 | 0 | 0 | 0 | 10.0173 | 9.8546 | 9.7201 | 9.6044 | 9.5007 | 9.4067 | 9.2943 | 9.1731 | 9.0505 | 8.9298 | 8.8209 | 8.7227 | 8.6403 | 8.5296 | 8.4445 | 8.38 | 8.3286 | 8.3002 | 8.2815 | 8.27 | 8.2635 | 8.2597 | 8.2588 | 0 | 0 | 0
F2_Industrial_Food Products_New_Space Heating_Natural Gas_Commissioning_A_Achievable Economic TRC Potential | F2 | Industrial | Food Products | New | Space Heating | Natural Gas | Commissioning | A | Integrated Unit Summer Peak Savings (kW) | Achievable Economic TRC Potential | 0 | 0 | 0 | 0 | 0 | 0 | 0 | 0 | 0 | 0 | 0 | 0 | 0 | 0 | 0 | 0 | 0 | 0 | 0 | 0 | 0 | 0 | 0 | 0 | 0 | 0 | 0 | 0 | 0 | 0 | 0
F3_Industrial_Food Products_New_Space Heating_Natural Gas_Commissioning_A_Achievable Economic TRC Potential | F3 | Industrial | Food Products | New | Space Heating | Natural Gas | Commissioning | A | Integrated Unit Winter Peak Savings (kW) | Achievable Economic TRC Potential | 0 | 0 | 0 | 0 | 0 | 0 | 0 | 0 | 0 | 0 | 0 | 0 | 0 | 0 | 0 | 0 | 0 | 0 | 0 | 0 | 0 | 0 | 0 | 0 | 0 | 0 | 0 | 0 | 0 | 0 | 0
F4_Industrial_Food Products_New_Space Heating_Natural Gas_Commissioning_A_Achievable Economic TRC Potential | F4 | Industrial | Food Products | New | Space Heating | Natural Gas | Commissioning | A | Incremental Energy Savings (MWh or mTherms) | Achievable Economic TRC Potential | 0 | 0 | 0 | 0 | 0 | 0 | 0 | 0 | 0 | 0 | 0 | 0 | 0 | 0 | 0 | 0 | 0 | 0 | 0 | 0 | 0 | 0 | 0 | 0 | 0 | 0 | 0 | 0 | 0 | 0 | 0
F5_Industrial_Food Products_New_Space Heating_Natural Gas_Commissioning_A_Achievable Economic TRC Potential | F5 | Industrial | Food Products | New | Space Heating | Natural Gas | Commissioning | A | Incremental Summer Peak Savings (MW) | Achievable Economic TRC Potential | 0 | 0 | 0 | 0 | 0 | 0 | 0 | 0 | 0 | 0 | 0 | 0 | 0 | 0 | 0 | 0 | 0 | 0 | 0 | 0 | 0 | 0 | 0 | 0 | 0 | 0 | 0 | 0 | 0 | 0 | 0
F6_Industrial_Food Products_New_Space Heating_Natural Gas_Commissioning_A_Achievable Economic TRC Potential | F6 | Industrial | Food Products | New | Space Heating | Natural Gas | Commissioning | A | Incremental Winter Peak Savings (MW) | Achievable Economic TRC Potential | 0 | 0 | 0 | 0 | 0 | 0 | 0 | 0 | 0 | 0 | 0 | 0 | 0 | 0 | 0 | 0 | 0 | 0 | 0 | 0 | 0 | 0 | 0 | 0 | 0 | 0 | 0 | 0 | 0 | 0 | 0
F7_Industrial_Food Products_New_Space Heating_Natural Gas_Commissioning_A_Achievable Economic TRC Potential | F7 | Industrial | Food Products | New | Space Heating | Natural Gas | Commissioning | A | Cumulative Energy Savings (MWh or mTherms) | Achievable Economic TRC Potential | 0 | 0 | 0 | 0 | 0 | 0 | 0 | 0 | 0 | 0 | 0 | 0 | 0 | 0 | 0 | 0 | 0 | 0 | 0 | 0 | 0 | 0 | 0 | 0 | 0 | 0 | 0 | 0 | 0 | 0 | 0
F8_Industrial_Food Products_New_Space Heating_Natural Gas_Commissioning_A_Achievable Economic TRC Potential | F8 | Industrial | Food Products | New | Space Heating | Natural Gas | Commissioning | A | Cumulative Summer Peak Savings (MW) | Achievable Economic TRC Potential | 0 | 0 | 0 | 0 | 0 | 0 | 0 | 0 | 0 | 0 | 0 | 0 | 0 | 0 | 0 | 0 | 0 | 0 | 0 | 0 | 0 | 0 | 0 | 0 | 0 | 0 | 0 | 0 | 0 | 0 | 0
F9_Industrial_Food Products_New_Space Heating_Natural Gas_Commissioning_A_Achievable Economic TRC Potential | F9 | Industrial | Food Products | New | Space Heating | Natural Gas | Commissioning | A | Cumulative Winter Peak Savings (MW) | Achievable Economic TRC Potential | 0 | 0 | 0 | 0 | 0 | 0 | 0 | 0 | 0 | 0 | 0 | 0 | 0 | 0 | 0 | 0 | 0 | 0 | 0 | 0 | 0 | 0 | 0 | 0 | 0 | 0 | 0 | 0 | 0 | 0 | 0
F10_Industrial_Food Products_New_Space Heating_Natural Gas_Commissioning_A_Achievable Economic TRC Potential | F10 | Industrial | Food Products | New | Space Heating | Natural Gas | Commissioning | A | Purchases (Incremental) | Achievable Economic TRC Potential | 0 | 0 | 0 | 0 | 0 | 0 | 0 | 0 | 0 | 0 | 0 | 0 | 0 | 0 | 0 | 0 | 0 | 0 | 0 | 0 | 0 | 0 | 0 | 0 | 0 | 0 | 0 | 0 | 0 | 0 | 0
F11_Industrial_Food Products_New_Space Heating_Natural Gas_Commissioning_A_Achievable Economic TRC Potential | F11 | Industrial | Food Products | New | Space Heating | Natural Gas | Commissioning | A | Purchases (Cumulative) | Achievable Economic TRC Potential | 0 | 0 | 0 | 0 | 0 | 0 | 0 | 0 | 0 | 0 | 0 | 0 | 0 | 0 | 0 | 0 | 0 | 0 | 0 | 0 | 0 | 0 | 0 | 0 | 0 | 0 | 0 | 0 | 0 | 0 | 0
F1_Industrial_Food Products_New_Process_Natural Gas_Commissioning_A_Achievable Economic TRC Potential | F1 | Industrial | Food Products | New | Process | Natural Gas | Commissioning | A | Integrated Unit Energy Savings (kWh or therms) | Achievable Economic TRC Potential | 0 | 0 | 0 | 0 | 0 | 168.6012 | 168.6012 | 168.6012 | 168.6012 | 168.6012 | 168.6012 | 168.6012 | 168.6012 | 168.6012 | 168.6012 | 168.6012 | 168.6012 | 168.6012 | 168.6012 | 168.6012 | 168.6012 | 168.6012 | 168.6012 | 168.6012 | 168.6012 | 168.6012 | 168.6012 | 168.6012 | 0 | 0 | 0
F2_Industrial_Food Products_New_Process_Natural Gas_Commissioning_A_Achievable Economic TRC Potential | F2 | Industrial | Food Products | New | Process | Natural Gas | Commissioning | A | Integrated Unit Summer Peak Savings (kW) | Achievable Economic TRC Potential | 0 | 0 | 0 | 0 | 0 | 0 | 0 | 0 | 0 | 0 | 0 | 0 | 0 | 0 | 0 | 0 | 0 | 0 | 0 | 0 | 0 | 0 | 0 | 0 | 0 | 0 | 0 | 0 | 0 | 0 | 0
F3_Industrial_Food Products_New_Process_Natural Gas_Commissioning_A_Achievable Economic TRC Potential | F3 | Industrial | Food Products | New | Process | Natural Gas | Commissioning | A | Integrated Unit Winter Peak Savings (kW) | Achievable Economic TRC Potential | 0 | 0 | 0 | 0 | 0 | 0 | 0 | 0 | 0 | 0 | 0 | 0 | 0 | 0 | 0 | 0 | 0 | 0 | 0 | 0 | 0 | 0 | 0 | 0 | 0 | 0 | 0 | 0 | 0 | 0 | 0
F4_Industrial_Food Products_New_Process_Natural Gas_Commissioning_A_Achievable Economic TRC Potential | F4 | Industrial | Food Products | New | Process | Natural Gas | Commissioning | A | Incremental Energy Savings (MWh or mTherms) | Achievable Economic TRC Potential | 0 | 0 | 0 | 0 | 0 | 0 | 0 | 0 | 0 | 0 | 0 | 0 | 0 | 0 | 0 | 0 | 0 | 0 | 0 | 0 | 0 | 0 | 0 | 0 | 0 | 0 | 0 | 0 | 0 | 0 | 0
F5_Industrial_Food Products_New_Process_Natural Gas_Commissioning_A_Achievable Economic TRC Potential | F5 | Industrial | Food Products | New | Process | Natural Gas | Commissioning | A | Incremental Summer Peak Savings (MW) | Achievable Economic TRC Potential | 0 | 0 | 0 | 0 | 0 | 0 | 0 | 0 | 0 | 0 | 0 | 0 | 0 | 0 | 0 | 0 | 0 | 0 | 0 | 0 | 0 | 0 | 0 | 0 | 0 | 0 | 0 | 0 | 0 | 0 | 0
F6_Industrial_Food Products_New_Process_Natural Gas_Commissioning_A_Achievable Economic TRC Potential | F6 | Industrial | Food Products | New | Process | Natural Gas | Commissioning | A | Incremental Winter Peak Savings (MW) | Achievable Economic TRC Potential | 0 | 0 | 0 | 0 | 0 | 0 | 0 | 0 | 0 | 0 | 0 | 0 | 0 | 0 | 0 | 0 | 0 | 0 | 0 | 0 | 0 | 0 | 0 | 0 | 0 | 0 | 0 | 0 | 0 | 0 | 0
F7_Industrial_Food Products_New_Process_Natural Gas_Commissioning_A_Achievable Economic TRC Potential | F7 | Industrial | Food Products | New | Process | Natural Gas | Commissioning | A | Cumulative Energy Savings (MWh or mTherms) | Achievable Economic TRC Potential | 0 | 0 | 0 | 0 | 0 | 0 | 0 | 0 | 0 | 0 | 0 | 0 | 0 | 0 | 0 | 0 | 0 | 0 | 0 | 0 | 0 | 0 | 0 | 0 | 0 | 0 | 0 | 0 | 0 | 0 | 0
F8_Industrial_Food Products_New_Process_Natural Gas_Commissioning_A_Achievable Economic TRC Potential | F8 | Industrial | Food Products | New | Process | Natural Gas | Commissioning | A | Cumulative Summer Peak Savings (MW) | Achievable Economic TRC Potential | 0 | 0 | 0 | 0 | 0 | 0 | 0 | 0 | 0 | 0 | 0 | 0 | 0 | 0 | 0 | 0 | 0 | 0 | 0 | 0 | 0 | 0 | 0 | 0 | 0 | 0 | 0 | 0 | 0 | 0 | 0
F9_Industrial_Food Products_New_Process_Natural Gas_Commissioning_A_Achievable Economic TRC Potential | F9 | Industrial | Food Products | New | Process | Natural Gas | Commissioning | A | Cumulative Winter Peak Savings (MW) | Achievable Economic TRC Potential | 0 | 0 | 0 | 0 | 0 | 0 | 0 | 0 | 0 | 0 | 0 | 0 | 0 | 0 | 0 | 0 | 0 | 0 | 0 | 0 | 0 | 0 | 0 | 0 | 0 | 0 | 0 | 0 | 0 | 0 | 0
F10_Industrial_Food Products_New_Process_Natural Gas_Commissioning_A_Achievable Economic TRC Potential | F10 | Industrial | Food Products | New | Process | Natural Gas | Commissioning | A | Purchases (Incremental) | Achievable Economic TRC Potential | 0 | 0 | 0 | 0 | 0 | 0 | 0 | 0 | 0 | 0 | 0 | 0 | 0 | 0 | 0 | 0 | 0 | 0 | 0 | 0 | 0 | 0 | 0 | 0 | 0 | 0 | 0 | 0 | 0 | 0 | 0
F11_Industrial_Food Products_New_Process_Natural Gas_Commissioning_A_Achievable Economic TRC Potential | F11 | Industrial | Food Products | New | Process | Natural Gas | Commissioning | A | Purchases (Cumulative) | Achievable Economic TRC Potential | 0 | 0 | 0 | 0 | 0 | 0 | 0 | 0 | 0 | 0 | 0 | 0 | 0 | 0 | 0 | 0 | 0 | 0 | 0 | 0 | 0 | 0 | 0 | 0 | 0 | 0 | 0 | 0 | 0 | 0 | 0
F1_Industrial_Food Products_New_Space Heating_Natural Gas_Retrocommissioning_A_Achievable Economic TRC Potential | F1 | Industrial | Food Products | New | Space Heating | Natural Gas | Retrocommissioning | A | Integrated Unit Energy Savings (kWh or therms) | Achievable Economic TRC Potential | 0 | 0 | 0 | 0 | 0 | 0 | 0 | 0 | 0 | 0 | 0 | 0 | 0 | 0 | 0 | 0 | 0 | 0 | 0 | 0 | 0 | 0 | 0 | 0 | 0 | 0 | 0 | 0 | 0 | 0 | 0
F2_Industrial_Food Products_New_Space Heating_Natural Gas_Retrocommissioning_A_Achievable Economic TRC Potential | F2 | Industrial | Food Products | New | Space Heating | Natural Gas | Retrocommissioning | A | Integrated Unit Summer Peak Savings (kW) | Achievable Economic TRC Potential | 0 | 0 | 0 | 0 | 0 | 0 | 0 | 0 | 0 | 0 | 0 | 0 | 0 | 0 | 0 | 0 | 0 | 0 | 0 | 0 | 0 | 0 | 0 | 0 | 0 | 0 | 0 | 0 | 0 | 0 | 0
F3_Industrial_Food Products_New_Space Heating_Natural Gas_Retrocommissioning_A_Achievable Economic TRC Potential | F3 | Industrial | Food Products | New | Space Heating | Natural Gas | Retrocommissioning | A | Integrated Unit Winter Peak Savings (kW) | Achievable Economic TRC Potential | 0 | 0 | 0 | 0 | 0 | 0 | 0 | 0 | 0 | 0 | 0 | 0 | 0 | 0 | 0 | 0 | 0 | 0 | 0 | 0 | 0 | 0 | 0 | 0 | 0 | 0 | 0 | 0 | 0 | 0 | 0
F4_Industrial_Food Products_New_Space Heating_Natural Gas_Retrocommissioning_A_Achievable Economic TRC Potential | F4 | Industrial | Food Products | New | Space Heating | Natural Gas | Retrocommissioning | A | Incremental Energy Savings (MWh or mTherms) | Achievable Economic TRC Potential | 0 | 0 | 0 | 0 | 0 | 0 | 0 | 0 | 0 | 0 | 0 | 0 | 0 | 0 | 0 | 0 | 0 | 0 | 0 | 0 | 0 | 0 | 0 | 0 | 0 | 0 | 0 | 0 | 0 | 0 | 0
F5_Industrial_Food Products_New_Space Heating_Natural Gas_Retrocommissioning_A_Achievable Economic TRC Potential | F5 | Industrial | Food Products | New | Space Heating | Natural Gas | Retrocommissioning | A | Incremental Summer Peak Savings (MW) | Achievable Economic TRC Potential | 0 | 0 | 0 | 0 | 0 | 0 | 0 | 0 | 0 | 0 | 0 | 0 | 0 | 0 | 0 | 0 | 0 | 0 | 0 | 0 | 0 | 0 | 0 | 0 | 0 | 0 | 0 | 0 | 0 | 0 | 0
F6_Industrial_Food Products_New_Space Heating_Natural Gas_Retrocommissioning_A_Achievable Economic TRC Potential | F6 | Industrial | Food Products | New | Space Heating | Natural Gas | Retrocommissioning | A | Incremental Winter Peak Savings (MW) | Achievable Economic TRC Potential | 0 | 0 | 0 | 0 | 0 | 0 | 0 | 0 | 0 | 0 | 0 | 0 | 0 | 0 | 0 | 0 | 0 | 0 | 0 | 0 | 0 | 0 | 0 | 0 | 0 | 0 | 0 | 0 | 0 | 0 | 0
F7_Industrial_Food Products_New_Space Heating_Natural Gas_Retrocommissioning_A_Achievable Economic TRC Potential | F7 | Industrial | Food Products | New | Space Heating | Natural Gas | Retrocommissioning | A | Cumulative Energy Savings (MWh or mTherms) | Achievable Economic TRC Potential | 0 | 0 | 0 | 0 | 0 | 0 | 0 | 0 | 0 | 0 | 0 | 0 | 0 | 0 | 0 | 0 | 0 | 0 | 0 | 0 | 0 | 0 | 0 | 0 | 0 | 0 | 0 | 0 | 0 | 0 | 0
F8_Industrial_Food Products_New_Space Heating_Natural Gas_Retrocommissioning_A_Achievable Economic TRC Potential | F8 | Industrial | Food Products | New | Space Heating | Natural Gas | Retrocommissioning | A | Cumulative Summer Peak Savings (MW) | Achievable Economic TRC Potential | 0 | 0 | 0 | 0 | 0 | 0 | 0 | 0 | 0 | 0 | 0 | 0 | 0 | 0 | 0 | 0 | 0 | 0 | 0 | 0 | 0 | 0 | 0 | 0 | 0 | 0 | 0 | 0 | 0 | 0 | 0
F9_Industrial_Food Products_New_Space Heating_Natural Gas_Retrocommissioning_A_Achievable Economic TRC Potential | F9 | Industrial | Food Products | New | Space Heating | Natural Gas | Retrocommissioning | A | Cumulative Winter Peak Savings (MW) | Achievable Economic TRC Potential | 0 | 0 | 0 | 0 | 0 | 0 | 0 | 0 | 0 | 0 | 0 | 0 | 0 | 0 | 0 | 0 | 0 | 0 | 0 | 0 | 0 | 0 | 0 | 0 | 0 | 0 | 0 | 0 | 0 | 0 | 0
F10_Industrial_Food Products_New_Space Heating_Natural Gas_Retrocommissioning_A_Achievable Economic TRC Potential | F10 | Industrial | Food Products | New | Space Heating | Natural Gas | Retrocommissioning | A | Purchases (Incremental) | Achievable Economic TRC Potential | 0 | 0 | 0 | 0 | 0 | 0 | 0 | 0 | 0 | 0 | 0 | 0 | 0 | 0 | 0 | 0 | 0 | 0 | 0 | 0 | 0 | 0 | 0 | 0 | 0 | 0 | 0 | 0 | 0 | 0 | 0
F11_Industrial_Food Products_New_Space Heating_Natural Gas_Retrocommissioning_A_Achievable Economic TRC Potential | F11 | Industrial | Food Products | New | Space Heating | Natural Gas | Retrocommissioning | A | Purchases (Cumulative) | Achievable Economic TRC Potential | 0 | 0 | 0 | 0 | 0 | 0 | 0 | 0 | 0 | 0 | 0 | 0 | 0 | 0 | 0 | 0 | 0 | 0 | 0 | 0 | 0 | 0 | 0 | 0 | 0 | 0 | 0 | 0 | 0 | 0 | 0
F1_Industrial_Food Products_New_Process_Natural Gas_Retrocommissioning_A_Achievable Economic TRC Potential | F1 | Industrial | Food Products | New | Process | Natural Gas | Retrocommissioning | A | Integrated Unit Energy Savings (kWh or therms) | Achievable Economic TRC Potential | 0 | 0 | 0 | 0 | 0 | 0 | 0 | 0 | 0 | 0 | 0 | 0 | 0 | 0 | 0 | 0 | 0 | 0 | 0 | 0 | 0 | 0 | 0 | 0 | 0 | 0 | 0 | 0 | 0 | 0 | 0
F2_Industrial_Food Products_New_Process_Natural Gas_Retrocommissioning_A_Achievable Economic TRC Potential | F2 | Industrial | Food Products | New | Process | Natural Gas | Retrocommissioning | A | Integrated Unit Summer Peak Savings (kW) | Achievable Economic TRC Potential | 0 | 0 | 0 | 0 | 0 | 0 | 0 | 0 | 0 | 0 | 0 | 0 | 0 | 0 | 0 | 0 | 0 | 0 | 0 | 0 | 0 | 0 | 0 | 0 | 0 | 0 | 0 | 0 | 0 | 0 | 0
F3_Industrial_Food Products_New_Process_Natural Gas_Retrocommissioning_A_Achievable Economic TRC Potential | F3 | Industrial | Food Products | New | Process | Natural Gas | Retrocommissioning | A | Integrated Unit Winter Peak Savings (kW) | Achievable Economic TRC Potential | 0 | 0 | 0 | 0 | 0 | 0 | 0 | 0 | 0 | 0 | 0 | 0 | 0 | 0 | 0 | 0 | 0 | 0 | 0 | 0 | 0 | 0 | 0 | 0 | 0 | 0 | 0 | 0 | 0 | 0 | 0
F4_Industrial_Food Products_New_Process_Natural Gas_Retrocommissioning_A_Achievable Economic TRC Potential | F4 | Industrial | Food Products | New | Process | Natural Gas | Retrocommissioning | A | Incremental Energy Savings (MWh or mTherms) | Achievable Economic TRC Potential | 0 | 0 | 0 | 0 | 0 | 0 | 0 | 0 | 0 | 0 | 0 | 0 | 0 | 0 | 0 | 0 | 0 | 0 | 0 | 0 | 0 | 0 | 0 | 0 | 0 | 0 | 0 | 0 | 0 | 0 | 0
F5_Industrial_Food Products_New_Process_Natural Gas_Retrocommissioning_A_Achievable Economic TRC Potential | F5 | Industrial | Food Products | New | Process | Natural Gas | Retrocommissioning | A | Incremental Summer Peak Savings (MW) | Achievable Economic TRC Potential | 0 | 0 | 0 | 0 | 0 | 0 | 0 | 0 | 0 | 0 | 0 | 0 | 0 | 0 | 0 | 0 | 0 | 0 | 0 | 0 | 0 | 0 | 0 | 0 | 0 | 0 | 0 | 0 | 0 | 0 | 0
F6_Industrial_Food Products_New_Process_Natural Gas_Retrocommissioning_A_Achievable Economic TRC Potential | F6 | Industrial | Food Products | New | Process | Natural Gas | Retrocommissioning | A | Incremental Winter Peak Savings (MW) | Achievable Economic TRC Potential | 0 | 0 | 0 | 0 | 0 | 0 | 0 | 0 | 0 | 0 | 0 | 0 | 0 | 0 | 0 | 0 | 0 | 0 | 0 | 0 | 0 | 0 | 0 | 0 | 0 | 0 | 0 | 0 | 0 | 0 | 0
F7_Industrial_Food Products_New_Process_Natural Gas_Retrocommissioning_A_Achievable Economic TRC Potential | F7 | Industrial | Food Products | New | Process | Natural Gas | Retrocommissioning | A | Cumulative Energy Savings (MWh or mTherms) | Achievable Economic TRC Potential | 0 | 0 | 0 | 0 | 0 | 0 | 0 | 0 | 0 | 0 | 0 | 0 | 0 | 0 | 0 | 0 | 0 | 0 | 0 | 0 | 0 | 0 | 0 | 0 | 0 | 0 | 0 | 0 | 0 | 0 | 0
F8_Industrial_Food Products_New_Process_Natural Gas_Retrocommissioning_A_Achievable Economic TRC Potential | F8 | Industrial | Food Products | New | Process | Natural Gas | Retrocommissioning | A | Cumulative Summer Peak Savings (MW) | Achievable Economic TRC Potential | 0 | 0 | 0 | 0 | 0 | 0 | 0 | 0 | 0 | 0 | 0 | 0 | 0 | 0 | 0 | 0 | 0 | 0 | 0 | 0 | 0 | 0 | 0 | 0 | 0 | 0 | 0 | 0 | 0 | 0 | 0
F9_Industrial_Food Products_New_Process_Natural Gas_Retrocommissioning_A_Achievable Economic TRC Potential | F9 | Industrial | Food Products | New | Process | Natural Gas | Retrocommissioning | A | Cumulative Winter Peak Savings (MW) | Achievable Economic TRC Potential | 0 | 0 | 0 | 0 | 0 | 0 | 0 | 0 | 0 | 0 | 0 | 0 | 0 | 0 | 0 | 0 | 0 | 0 | 0 | 0 | 0 | 0 | 0 | 0 | 0 | 0 | 0 | 0 | 0 | 0 | 0
F10_Industrial_Food Products_New_Process_Natural Gas_Retrocommissioning_A_Achievable Economic TRC Potential | F10 | Industrial | Food Products | New | Process | Natural Gas | Retrocommissioning | A | Purchases (Incremental) | Achievable Economic TRC Potential | 0 | 0 | 0 | 0 | 0 | 0 | 0 | 0 | 0 | 0 | 0 | 0 | 0 | 0 | 0 | 0 | 0 | 0 | 0 | 0 | 0 | 0 | 0 | 0 | 0 | 0 | 0 | 0 | 0 | 0 | 0
F11_Industrial_Food Products_New_Process_Natural Gas_Retrocommissioning_A_Achievable Economic TRC Potential | F11 | Industrial | Food Products | New | Process | Natural Gas | Retrocommissioning | A | Purchases (Cumulative) | Achievable Economic TRC Potential | 0 | 0 | 0 | 0 | 0 | 0 | 0 | 0 | 0 | 0 | 0 | 0 | 0 | 0 | 0 | 0 | 0 | 0 | 0 | 0 | 0 | 0 | 0 | 0 | 0 | 0 | 0 | 0 | 0 | 0 | 0
F1_Industrial_Agriculture_Existing_Space Heating_Natural Gas_Insulation - Roof/Ceiling_A_Achievable Economic TRC Potential | F1 | Industrial | Agriculture | Existing | Space Heating | Natural Gas | Insulation - Roof/Ceiling | A | Integrated Unit Energy Savings (kWh or therms) | Achievable Economic TRC Potential | 0 | 0 | 0 | 0 | 0 | 0.099439 | 0.098777 | 0.097962 | 0.097064 | 0.09607 | 0.094977 | 0.093794 | 0.092529 | 0.091148 | 0.089663 | 0.088143 | 0.086631 | 0.085168 | 0.083774 | 0.082533 | 0.081382 | 0.0803 | 0.079396 | 0.078598 | 0.077874 | 0.077349 | 0.076898 | 0.076476 | 0 | 0 | 0
F2_Industrial_Agriculture_Existing_Space Heating_Natural Gas_Insulation - Roof/Ceiling_A_Achievable Economic TRC Potential | F2 | Industrial | Agriculture | Existing | Space Heating | Natural Gas | Insulation - Roof/Ceiling | A | Integrated Unit Summer Peak Savings (kW) | Achievable Economic TRC Potential | 0 | 0 | 0 | 0 | 0 | 0 | 0 | 0 | 0 | 0 | 0 | 0 | 0 | 0 | 0 | 0 | 0 | 0 | 0 | 0 | 0 | 0 | 0 | 0 | 0 | 0 | 0 | 0 | 0 | 0 | 0
F3_Industrial_Agriculture_Existing_Space Heating_Natural Gas_Insulation - Roof/Ceiling_A_Achievable Economic TRC Potential | F3 | Industrial | Agriculture | Existing | Space Heating | Natural Gas | Insulation - Roof/Ceiling | A | Integrated Unit Winter Peak Savings (kW) | Achievable Economic TRC Potential | 0 | 0 | 0 | 0 | 0 | 0 | 0 | 0 | 0 | 0 | 0 | 0 | 0 | 0 | 0 | 0 | 0 | 0 | 0 | 0 | 0 | 0 | 0 | 0 | 0 | 0 | 0 | 0 | 0 | 0 | 0
F4_Industrial_Agriculture_Existing_Space Heating_Natural Gas_Insulation - Roof/Ceiling_A_Achievable Economic TRC Potential | F4 | Industrial | Agriculture | Existing | Space Heating | Natural Gas | Insulation - Roof/Ceiling | A | Incremental Energy Savings (MWh or mTherms) | Achievable Economic TRC Potential | 0 | 0 | 0 | 0 | 0 | 0.97921 | 1.7013 | 2.6091 | 3.6212 | 4.5654 | 5.1989 | 5.5139 | 5.4285 | 4.9117 | 4.2439 | 3.4029 | 2.6017 | 1.8752 | 1.2796 | 0.84144 | 0.52581 | 0.31457 | 0.20983 | 0 | 0 | 0 | 0 | 0 | 0 | 0 | 0
F5_Industrial_Agriculture_Existing_Space Heating_Natural Gas_Insulation - Roof/Ceiling_A_Achievable Economic TRC Potential | F5 | Industrial | Agriculture | Existing | Space Heating | Natural Gas | Insulation - Roof/Ceiling | A | Incremental Summer Peak Savings (MW) | Achievable Economic TRC Potential | 0 | 0 | 0 | 0 | 0 | 0 | 0 | 0 | 0 | 0 | 0 | 0 | 0 | 0 | 0 | 0 | 0 | 0 | 0 | 0 | 0 | 0 | 0 | 0 | 0 | 0 | 0 | 0 | 0 | 0 | 0
F6_Industrial_Agriculture_Existing_Space Heating_Natural Gas_Insulation - Roof/Ceiling_A_Achievable Economic TRC Potential | F6 | Industrial | Agriculture | Existing | Space Heating | Natural Gas | Insulation - Roof/Ceiling | A | Incremental Winter Peak Savings (MW) | Achievable Economic TRC Potential | 0 | 0 | 0 | 0 | 0 | 0 | 0 | 0 | 0 | 0 | 0 | 0 | 0 | 0 | 0 | 0 | 0 | 0 | 0 | 0 | 0 | 0 | 0 | 0 | 0 | 0 | 0 | 0 | 0 | 0 | 0
F7_Industrial_Agriculture_Existing_Space Heating_Natural Gas_Insulation - Roof/Ceiling_A_Achievable Economic TRC Potential | F7 | Industrial | Agriculture | Existing | Space Heating | Natural Gas | Insulation - Roof/Ceiling | A | Cumulative Energy Savings (MWh or mTherms) | Achievable Economic TRC Potential | 0 | 0 | 0 | 0 | 0 | 0.97921 | 2.674 | 5.261 | 8.834 | 13.3089 | 18.3564 | 23.6416 | 28.7515 | 33.2339 | 36.9365 | 39.713 | 41.6336 | 42.8059 | 43.3847 | 43.5835 | 43.5013 | 43.2377 | 42.9608 | 42.5288 | 42.1371 | 41.853 | 41.6089 | 41.381 | 0 | 0 | 0
F8_Industrial_Agriculture_Existing_Space Heating_Natural Gas_Insulation - Roof/Ceiling_A_Achievable Economic TRC Potential | F8 | Industrial | Agriculture | Existing | Space Heating | Natural Gas | Insulation - Roof/Ceiling | A | Cumulative Summer Peak Savings (MW) | Achievable Economic TRC Potential | 0 | 0 | 0 | 0 | 0 | 0 | 0 | 0 | 0 | 0 | 0 | 0 | 0 | 0 | 0 | 0 | 0 | 0 | 0 | 0 | 0 | 0 | 0 | 0 | 0 | 0 | 0 | 0 | 0 | 0 | 0
F9_Industrial_Agriculture_Existing_Space Heating_Natural Gas_Insulation - Roof/Ceiling_A_Achievable Economic TRC Potential | F9 | Industrial | Agriculture | Existing | Space Heating | Natural Gas | Insulation - Roof/Ceiling | A | Cumulative Winter Peak Savings (MW) | Achievable Economic TRC Potential | 0 | 0 | 0 | 0 | 0 | 0 | 0 | 0 | 0 | 0 | 0 | 0 | 0 | 0 | 0 | 0 | 0 | 0 | 0 | 0 | 0 | 0 | 0 | 0 | 0 | 0 | 0 | 0 | 0 | 0 | 0
F10_Industrial_Agriculture_Existing_Space Heating_Natural Gas_Insulation - Roof/Ceiling_A_Achievable Economic TRC Potential | F10 | Industrial | Agriculture | Existing | Space Heating | Natural Gas | Insulation - Roof/Ceiling | A | Purchases (Incremental) | Achievable Economic TRC Potential | 0 | 0 | 0 | 0 | 0 | 9847.3552 | 17223.4135 | 26633.9747 | 37307.7237 | 47521.8199 | 54738.0652 | 58787.5983 | 58668.2342 | 53887.496 | 47331.5852 | 38607.2374 | 30031.7482 | 22017.2821 | 15274.6225 | 10195.1441 | 6460.9903 | 3917.4808 | 2642.7978 | 0 | 0 | 0 | 0 | 0 | 0 | 0 | 0
F11_Industrial_Agriculture_Existing_Space Heating_Natural Gas_Insulation - Roof/Ceiling_A_Achievable Economic TRC Potential | F11 | Industrial | Agriculture | Existing | Space Heating | Natural Gas | Insulation - Roof/Ceiling | A | Purchases (Cumulative) | Achievable Economic TRC Potential | 0 | 0 | 0 | 0 | 0 | 9847.3552 | 27070.7687 | 53704.7433 | 91012.4671 | 138534.287 | 193272.3522 | 252059.9505 | 310728.1847 | 364615.6806 | 411947.2659 | 450554.5033 | 480586.2515 | 502603.5336 | 517878.1561 | 528073.3001 | 534534.2904 | 538451.7712 | 541094.569 | 541094.569 | 541094.569 | 541094.569 | 541094.569 | 541094.569 | 541094.569 | 541094.569 | 541094.569
F1_Industrial_Agriculture_Existing_Space Heating_Natural Gas_Insulation - Wall Cavity_A_Achievable Economic TRC Potential | F1 | Industrial | Agriculture | Existing | Space Heating | Natural Gas | Insulation - Wall Cavity | A | Integrated Unit Energy Savings (kWh or therms) | Achievable Economic TRC Potential | 0 | 0 | 0 | 0 | 0 | 0.017887 | 0.017731 | 0.017529 | 0.017291 | 0.017017 | 0.016708 | 0.01638 | 0.016041 | 0.015684 | 0.015338 | 0.014995 | 0.01468 | 0.014386 | 0.014113 | 0.013886 | 0.013676 | 0.013484 | 0.013324 | 0.013186 | 0.013062 | 0.012971 | 0.012893 | 0.01282 | 0 | 0 | 0
F2_Industrial_Agriculture_Existing_Space Heating_Natural Gas_Insulation - Wall Cavity_A_Achievable Economic TRC Potential | F2 | Industrial | Agriculture | Existing | Space Heating | Natural Gas | Insulation - Wall Cavity | A | Integrated Unit Summer Peak Savings (kW) | Achievable Economic TRC Potential | 0 | 0 | 0 | 0 | 0 | 0 | 0 | 0 | 0 | 0 | 0 | 0 | 0 | 0 | 0 | 0 | 0 | 0 | 0 | 0 | 0 | 0 | 0 | 0 | 0 | 0 | 0 | 0 | 0 | 0 | 0
F3_Industrial_Agriculture_Existing_Space Heating_Natural Gas_Insulation - Wall Cavity_A_Achievable Economic TRC Potential | F3 | Industrial | Agriculture | Existing | Space Heating | Natural Gas | Insulation - Wall Cavity | A | Integrated Unit Winter Peak Savings (kW) | Achievable Economic TRC Potential | 0 | 0 | 0 | 0 | 0 | 0 | 0 | 0 | 0 | 0 | 0 | 0 | 0 | 0 | 0 | 0 | 0 | 0 | 0 | 0 | 0 | 0 | 0 | 0 | 0 | 0 | 0 | 0 | 0 | 0 | 0
F4_Industrial_Agriculture_Existing_Space Heating_Natural Gas_Insulation - Wall Cavity_A_Achievable Economic TRC Potential | F4 | Industrial | Agriculture | Existing | Space Heating | Natural Gas | Insulation - Wall Cavity | A | Incremental Energy Savings (MWh or mTherms) | Achievable Economic TRC Potential | 0 | 0 | 0 | 0 | 0 | 0.17614 | 0.30539 | 0.46687 | 0.64509 | 0.80869 | 0.91457 | 0.96294 | 0.94109 | 0.84515 | 0.72597 | 0.57891 | 0.44087 | 0.31674 | 0.21557 | 0.14157 | 0.088363 | 0.052822 | 0.035212 | 0 | 0 | 0 | 0 | 0 | 0 | 0 | 0
F5_Industrial_Agriculture_Existing_Space Heating_Natural Gas_Insulation - Wall Cavity_A_Achievable Economic TRC Potential | F5 | Industrial | Agriculture | Existing | Space Heating | Natural Gas | Insulation - Wall Cavity | A | Incremental Summer Peak Savings (MW) | Achievable Economic TRC Potential | 0 | 0 | 0 | 0 | 0 | 0 | 0 | 0 | 0 | 0 | 0 | 0 | 0 | 0 | 0 | 0 | 0 | 0 | 0 | 0 | 0 | 0 | 0 | 0 | 0 | 0 | 0 | 0 | 0 | 0 | 0
F6_Industrial_Agriculture_Existing_Space Heating_Natural Gas_Insulation - Wall Cavity_A_Achievable Economic TRC Potential | F6 | Industrial | Agriculture | Existing | Space Heating | Natural Gas | Insulation - Wall Cavity | A | Incremental Winter Peak Savings (MW) | Achievable Economic TRC Potential | 0 | 0 | 0 | 0 | 0 | 0 | 0 | 0 | 0 | 0 | 0 | 0 | 0 | 0 | 0 | 0 | 0 | 0 | 0 | 0 | 0 | 0 | 0 | 0 | 0 | 0 | 0 | 0 | 0 | 0 | 0
F7_Industrial_Agriculture_Existing_Space Heating_Natural Gas_Insulation - Wall Cavity_A_Achievable Economic TRC Potential | F7 | Industrial | Agriculture | Existing | Space Heating | Natural Gas | Insulation - Wall Cavity | A | Cumulative Energy Savings (MWh or mTherms) | Achievable Economic TRC Potential | 0 | 0 | 0 | 0 | 0 | 0.17614 | 0.48 | 0.94139 | 1.5737 | 2.3575 | 3.2292 | 4.1287 | 4.9844 | 5.7185 | 6.3184 | 6.756 | 7.055 | 7.2304 | 7.3088 | 7.3329 | 7.3105 | 7.2603 | 7.2093 | 7.135 | 7.0677 | 7.0185 | 6.9762 | 6.9368 | 0 | 0 | 0
F8_Industrial_Agriculture_Existing_Space Heating_Natural Gas_Insulation - Wall Cavity_A_Achievable Economic TRC Potential | F8 | Industrial | Agriculture | Existing | Space Heating | Natural Gas | Insulation - Wall Cavity | A | Cumulative Summer Peak Savings (MW) | Achievable Economic TRC Potential | 0 | 0 | 0 | 0 | 0 | 0 | 0 | 0 | 0 | 0 | 0 | 0 | 0 | 0 | 0 | 0 | 0 | 0 | 0 | 0 | 0 | 0 | 0 | 0 | 0 | 0 | 0 | 0 | 0 | 0 | 0
F9_Industrial_Agriculture_Existing_Space Heating_Natural Gas_Insulation - Wall Cavity_A_Achievable Economic TRC Potential | F9 | Industrial | Agriculture | Existing | Space Heating | Natural Gas | Insulation - Wall Cavity | A | Cumulative Winter Peak Savings (MW) | Achievable Economic TRC Potential | 0 | 0 | 0 | 0 | 0 | 0 | 0 | 0 | 0 | 0 | 0 | 0 | 0 | 0 | 0 | 0 | 0 | 0 | 0 | 0 | 0 | 0 | 0 | 0 | 0 | 0 | 0 | 0 | 0 | 0 | 0
F10_Industrial_Agriculture_Existing_Space Heating_Natural Gas_Insulation - Wall Cavity_A_Achievable Economic TRC Potential | F10 | Industrial | Agriculture | Existing | Space Heating | Natural Gas | Insulation - Wall Cavity | A | Purchases (Incremental) | Achievable Economic TRC Potential | 0 | 0 | 0 | 0 | 0 | 9847.3552 | 17223.4135 | 26633.9747 | 37307.7237 | 47521.8199 | 54738.0652 | 58787.5983 | 58668.2342 | 53887.496 | 47331.5852 | 38607.2374 | 30031.7482 | 22017.2821 | 15274.6225 | 10195.1441 | 6460.9903 | 3917.4808 | 2642.7978 | 0 | 0 | 0 | 0 | 0 | 0 | 0 | 0
F11_Industrial_Agriculture_Existing_Space Heating_Natural Gas_Insulation - Wall Cavity_A_Achievable Economic TRC Potential | F11 | Industrial | Agriculture | Existing | Space Heating | Natural Gas | Insulation - Wall Cavity | A | Purchases (Cumulative) | Achievable Economic TRC Potential | 0 | 0 | 0 | 0 | 0 | 9847.3552 | 27070.7687 | 53704.7433 | 91012.4671 | 138534.287 | 193272.3522 | 252059.9505 | 310728.1847 | 364615.6806 | 411947.2659 | 450554.5033 | 480586.2515 | 502603.5336 | 517878.1561 | 528073.3001 | 534534.2904 | 538451.7712 | 541094.569 | 541094.569 | 541094.569 | 541094.569 | 541094.569 | 541094.569 | 541094.569 | 541094.569 | 541094.569
F1_Industrial_Agriculture_Existing_Space Heating_Natural Gas_Insulation - Ducting_A_Achievable Economic TRC Potential | F1 | Industrial | Agriculture | Existing | Space Heating | Natural Gas | Insulation - Ducting | A | Integrated Unit Energy Savings (kWh or therms) | Achievable Economic TRC Potential | 0 | 0 | 0 | 0 | 0 | 0.0016261 | 0.0016047 | 0.0015766 | 0.0015455 | 0.0015113 | 0.0014744 | 0.0014364 | 0.0013986 | 0.0013603 | 0.0013243 | 0.0012898 | 0.0012589 | 0.00123 | 0.0012033 | 0.0011806 | 0.0011595 | 0.0011401 | 0.0011227 | 0.0011075 | 0.0010934 | 0.0010824 | 0.0010726 | 0.0010635 | 0.00131 | 0.0013019 | 0.0012943
F2_Industrial_Agriculture_Existing_Space Heating_Natural Gas_Insulation - Ducting_A_Achievable Economic TRC Potential | F2 | Industrial | Agriculture | Existing | Space Heating | Natural Gas | Insulation - Ducting | A | Integrated Unit Summer Peak Savings (kW) | Achievable Economic TRC Potential | 0 | 0 | 0 | 0 | 0 | 0 | 0 | 0 | 0 | 0 | 0 | 0 | 0 | 0 | 0 | 0 | 0 | 0 | 0 | 0 | 0 | 0 | 0 | 0 | 0 | 0 | 0 | 0 | 0 | 0 | 0
F3_Industrial_Agriculture_Existing_Space Heating_Natural Gas_Insulation - Ducting_A_Achievable Economic TRC Potential | F3 | Industrial | Agriculture | Existing | Space Heating | Natural Gas | Insulation - Ducting | A | Integrated Unit Winter Peak Savings (kW) | Achievable Economic TRC Potential | 0 | 0 | 0 | 0 | 0 | 0 | 0 | 0 | 0 | 0 | 0 | 0 | 0 | 0 | 0 | 0 | 0 | 0 | 0 | 0 | 0 | 0 | 0 | 0 | 0 | 0 | 0 | 0 | 0 | 0 | 0
F4_Industrial_Agriculture_Existing_Space Heating_Natural Gas_Insulation - Ducting_A_Achievable Economic TRC Potential | F4 | Industrial | Agriculture | Existing | Space Heating | Natural Gas | Insulation - Ducting | A | Incremental Energy Savings (MWh or mTherms) | Achievable Economic TRC Potential | 0 | 0 | 0 | 0 | 0 | 0 | 0 | 0 | 0 | 0 | 0 | 0 | 0 | 0 | 0 | 0 | 0 | 0 | 0 | 0 | 0 | 0 | 0 | 0 | 0 | 0 | 0 | 0 | 0 | 0 | 0
F5_Industrial_Agriculture_Existing_Space Heating_Natural Gas_Insulation - Ducting_A_Achievable Economic TRC Potential | F5 | Industrial | Agriculture | Existing | Space Heating | Natural Gas | Insulation - Ducting | A | Incremental Summer Peak Savings (MW) | Achievable Economic TRC Potential | 0 | 0 | 0 | 0 | 0 | 0 | 0 | 0 | 0 | 0 | 0 | 0 | 0 | 0 | 0 | 0 | 0 | 0 | 0 | 0 | 0 | 0 | 0 | 0 | 0 | 0 | 0 | 0 | 0 | 0 | 0
F6_Industrial_Agriculture_Existing_Space Heating_Natural Gas_Insulation - Ducting_A_Achievable Economic TRC Potential | F6 | Industrial | Agriculture | Existing | Space Heating | Natural Gas | Insulation - Ducting | A | Incremental Winter Peak Savings (MW) | Achievable Economic TRC Potential | 0 | 0 | 0 | 0 | 0 | 0 | 0 | 0 | 0 | 0 | 0 | 0 | 0 | 0 | 0 | 0 | 0 | 0 | 0 | 0 | 0 | 0 | 0 | 0 | 0 | 0 | 0 | 0 | 0 | 0 | 0
F7_Industrial_Agriculture_Existing_Space Heating_Natural Gas_Insulation - Ducting_A_Achievable Economic TRC Potential | F7 | Industrial | Agriculture | Existing | Space Heating | Natural Gas | Insulation - Ducting | A | Cumulative Energy Savings (MWh or mTherms) | Achievable Economic TRC Potential | 0 | 0 | 0 | 0 | 0 | 0 | 0 | 0 | 0 | 0 | 0 | 0 | 0 | 0 | 0 | 0 | 0 | 0 | 0 | 0 | 0 | 0 | 0 | 0 | 0 | 0 | 0 | 0 | 0 | 0 | 0
F8_Industrial_Agriculture_Existing_Space Heating_Natural Gas_Insulation - Ducting_A_Achievable Economic TRC Potential | F8 | Industrial | Agriculture | Existing | Space Heating | Natural Gas | Insulation - Ducting | A | Cumulative Summer Peak Savings (MW) | Achievable Economic TRC Potential | 0 | 0 | 0 | 0 | 0 | 0 | 0 | 0 | 0 | 0 | 0 | 0 | 0 | 0 | 0 | 0 | 0 | 0 | 0 | 0 | 0 | 0 | 0 | 0 | 0 | 0 | 0 | 0 | 0 | 0 | 0
F9_Industrial_Agriculture_Existing_Space Heating_Natural Gas_Insulation - Ducting_A_Achievable Economic TRC Potential | F9 | Industrial | Agriculture | Existing | Space Heating | Natural Gas | Insulation - Ducting | A | Cumulative Winter Peak Savings (MW) | Achievable Economic TRC Potential | 0 | 0 | 0 | 0 | 0 | 0 | 0 | 0 | 0 | 0 | 0 | 0 | 0 | 0 | 0 | 0 | 0 | 0 | 0 | 0 | 0 | 0 | 0 | 0 | 0 | 0 | 0 | 0 | 0 | 0 | 0
F10_Industrial_Agriculture_Existing_Space Heating_Natural Gas_Insulation - Ducting_A_Achievable Economic TRC Potential | F10 | Industrial | Agriculture | Existing | Space Heating | Natural Gas | Insulation - Ducting | A | Purchases (Incremental) | Achievable Economic TRC Potential | 0 | 0 | 0 | 0 | 0 | 0 | 0 | 0 | 0 | 0 | 0 | 0 | 0 | 0 | 0 | 0 | 0 | 0 | 0 | 0 | 0 | 0 | 0 | 0 | 0 | 0 | 0 | 0 | 0 | 0 | 0
F11_Industrial_Agriculture_Existing_Space Heating_Natural Gas_Insulation - Ducting_A_Achievable Economic TRC Potential | F11 | Industrial | Agriculture | Existing | Space Heating | Natural Gas | Insulation - Ducting | A | Purchases (Cumulative) | Achievable Economic TRC Potential | 0 | 0 | 0 | 0 | 0 | 0 | 0 | 0 | 0 | 0 | 0 | 0 | 0 | 0 | 0 | 0 | 0 | 0 | 0 | 0 | 0 | 0 | 0 | 0 | 0 | 0 | 0 | 0 | 0 | 0 | 0
F1_Industrial_Agriculture_Existing_Space Heating_Natural Gas_HVAC - Duct Repair and Sealing_A_Achievable Economic TRC Potential | F1 | Industrial | Agriculture | Existing | Space Heating | Natural Gas | HVAC - Duct Repair and Sealing | A | Integrated Unit Energy Savings (kWh or therms) | Achievable Economic TRC Potential | 0 | 0 | 0 | 0 | 0 | 0.003829 | 0.00378 | 0.0037161 | 0.0036457 | 0.0035688 | 0.0034863 | 0.0034013 | 0.0033166 | 0.0032308 | 0.0031492 | 0.003071 | 0.0030003 | 0.0029341 | 0.0028726 | 0.0028198 | 0.0027704 | 0.0027251 | 0.0026841 | 0.0026479 | 0.0026145 | 0.0025883 | 0.0025651 | 0.0025432 | 0.0030839 | 0.0030649 | 0.0030471
F2_Industrial_Agriculture_Existing_Space Heating_Natural Gas_HVAC - Duct Repair and Sealing_A_Achievable Economic TRC Potential | F2 | Industrial | Agriculture | Existing | Space Heating | Natural Gas | HVAC - Duct Repair and Sealing | A | Integrated Unit Summer Peak Savings (kW) | Achievable Economic TRC Potential | 0 | 0 | 0 | 0 | 0 | 0 | 0 | 0 | 0 | 0 | 0 | 0 | 0 | 0 | 0 | 0 | 0 | 0 | 0 | 0 | 0 | 0 | 0 | 0 | 0 | 0 | 0 | 0 | 0 | 0 | 0
F3_Industrial_Agriculture_Existing_Space Heating_Natural Gas_HVAC - Duct Repair and Sealing_A_Achievable Economic TRC Potential | F3 | Industrial | Agriculture | Existing | Space Heating | Natural Gas | HVAC - Duct Repair and Sealing | A | Integrated Unit Winter Peak Savings (kW) | Achievable Economic TRC Potential | 0 | 0 | 0 | 0 | 0 | 0 | 0 | 0 | 0 | 0 | 0 | 0 | 0 | 0 | 0 | 0 | 0 | 0 | 0 | 0 | 0 | 0 | 0 | 0 | 0 | 0 | 0 | 0 | 0 | 0 | 0
F4_Industrial_Agriculture_Existing_Space Heating_Natural Gas_HVAC - Duct Repair and Sealing_A_Achievable Economic TRC Potential | F4 | Industrial | Agriculture | Existing | Space Heating | Natural Gas | HVAC - Duct Repair and Sealing | A | Incremental Energy Savings (MWh or mTherms) | Achievable Economic TRC Potential | 0 | 0 | 0 | 0 | 0 | 0 | 0 | 0 | 0 | 0 | 0 | 0 | 0 | 0 | 0 | 0 | 0 | 0 | 0 | 0 | 0 | 0 | 0 | 0 | 0 | 0 | 0 | 0 | 0 | 0 | 0
F5_Industrial_Agriculture_Existing_Space Heating_Natural Gas_HVAC - Duct Repair and Sealing_A_Achievable Economic TRC Potential | F5 | Industrial | Agriculture | Existing | Space Heating | Natural Gas | HVAC - Duct Repair and Sealing | A | Incremental Summer Peak Savings (MW) | Achievable Economic TRC Potential | 0 | 0 | 0 | 0 | 0 | 0 | 0 | 0 | 0 | 0 | 0 | 0 | 0 | 0 | 0 | 0 | 0 | 0 | 0 | 0 | 0 | 0 | 0 | 0 | 0 | 0 | 0 | 0 | 0 | 0 | 0
F6_Industrial_Agriculture_Existing_Space Heating_Natural Gas_HVAC - Duct Repair and Sealing_A_Achievable Economic TRC Potential | F6 | Industrial | Agriculture | Existing | Space Heating | Natural Gas | HVAC - Duct Repair and Sealing | A | Incremental Winter Peak Savings (MW) | Achievable Economic TRC Potential | 0 | 0 | 0 | 0 | 0 | 0 | 0 | 0 | 0 | 0 | 0 | 0 | 0 | 0 | 0 | 0 | 0 | 0 | 0 | 0 | 0 | 0 | 0 | 0 | 0 | 0 | 0 | 0 | 0 | 0 | 0
F7_Industrial_Agriculture_Existing_Space Heating_Natural Gas_HVAC - Duct Repair and Sealing_A_Achievable Economic TRC Potential | F7 | Industrial | Agriculture | Existing | Space Heating | Natural Gas | HVAC - Duct Repair and Sealing | A | Cumulative Energy Savings (MWh or mTherms) | Achievable Economic TRC Potential | 0 | 0 | 0 | 0 | 0 | 0 | 0 | 0 | 0 | 0 | 0 | 0 | 0 | 0 | 0 | 0 | 0 | 0 | 0 | 0 | 0 | 0 | 0 | 0 | 0 | 0 | 0 | 0 | 0 | 0 | 0
F8_Industrial_Agriculture_Existing_Space Heating_Natural Gas_HVAC - Duct Repair and Sealing_A_Achievable Economic TRC Potential | F8 | Industrial | Agriculture | Existing | Space Heating | Natural Gas | HVAC - Duct Repair and Sealing | A | Cumulative Summer Peak Savings (MW) | Achievable Economic TRC Potential | 0 | 0 | 0 | 0 | 0 | 0 | 0 | 0 | 0 | 0 | 0 | 0 | 0 | 0 | 0 | 0 | 0 | 0 | 0 | 0 | 0 | 0 | 0 | 0 | 0 | 0 | 0 | 0 | 0 | 0 | 0
F9_Industrial_Agriculture_Existing_Space Heating_Natural Gas_HVAC - Duct Repair and Sealing_A_Achievable Economic TRC Potential | F9 | Industrial | Agriculture | Existing | Space Heating | Natural Gas | HVAC - Duct Repair and Sealing | A | Cumulative Winter Peak Savings (MW) | Achievable Economic TRC Potential | 0 | 0 | 0 | 0 | 0 | 0 | 0 | 0 | 0 | 0 | 0 | 0 | 0 | 0 | 0 | 0 | 0 | 0 | 0 | 0 | 0 | 0 | 0 | 0 | 0 | 0 | 0 | 0 | 0 | 0 | 0
F10_Industrial_Agriculture_Existing_Space Heating_Natural Gas_HVAC - Duct Repair and Sealing_A_Achievable Economic TRC Potential | F10 | Industrial | Agriculture | Existing | Space Heating | Natural Gas | HVAC - Duct Repair and Sealing | A | Purchases (Incremental) | Achievable Economic TRC Potential | 0 | 0 | 0 | 0 | 0 | 0 | 0 | 0 | 0 | 0 | 0 | 0 | 0 | 0 | 0 | 0 | 0 | 0 | 0 | 0 | 0 | 0 | 0 | 0 | 0 | 0 | 0 | 0 | 0 | 0 | 0
F11_Industrial_Agriculture_Existing_Space Heating_Natural Gas_HVAC - Duct Repair and Sealing_A_Achievable Economic TRC Potential | F11 | Industrial | Agriculture | Existing | Space Heating | Natural Gas | HVAC - Duct Repair and Sealing | A | Purchases (Cumulative) | Achievable Economic TRC Potential | 0 | 0 | 0 | 0 | 0 | 0 | 0 | 0 | 0 | 0 | 0 | 0 | 0 | 0 | 0 | 0 | 0 | 0 | 0 | 0 | 0 | 0 | 0 | 0 | 0 | 0 | 0 | 0 | 0 | 0 | 0
F1_Industrial_Agriculture_Existing_Space Heating_Natural Gas_Windows - High Efficiency_A_Achievable Economic TRC Potential | F1 | Industrial | Agriculture | Existing | Space Heating | Natural Gas | Windows - High Efficiency | A | Integrated Unit Energy Savings (kWh or therms) | Achievable Economic TRC Potential | 0 | 0 | 0 | 0 | 0 | 0.0056754 | 0.005624 | 0.0055565 | 0.0054766 | 0.005384 | 0.0052793 | 0.0051683 | 0.005054 | 0.0049339 | 0.004819 | 0.0047053 | 0.004602 | 0.0045059 | 0.004417 | 0.0043439 | 0.0042765 | 0.004215 | 0.004164 | 0.0041205 | 0.0040813 | 0.0040527 | 0.0040281 | 0.0040052 | 0 | 0 | 0
F2_Industrial_Agriculture_Existing_Space Heating_Natural Gas_Windows - High Efficiency_A_Achievable Economic TRC Potential | F2 | Industrial | Agriculture | Existing | Space Heating | Natural Gas | Windows - High Efficiency | A | Integrated Unit Summer Peak Savings (kW) | Achievable Economic TRC Potential | 0 | 0 | 0 | 0 | 0 | 0 | 0 | 0 | 0 | 0 | 0 | 0 | 0 | 0 | 0 | 0 | 0 | 0 | 0 | 0 | 0 | 0 | 0 | 0 | 0 | 0 | 0 | 0 | 0 | 0 | 0
F3_Industrial_Agriculture_Existing_Space Heating_Natural Gas_Windows - High Efficiency_A_Achievable Economic TRC Potential | F3 | Industrial | Agriculture | Existing | Space Heating | Natural Gas | Windows - High Efficiency | A | Integrated Unit Winter Peak Savings (kW) | Achievable Economic TRC Potential | 0 | 0 | 0 | 0 | 0 | 0 | 0 | 0 | 0 | 0 | 0 | 0 | 0 | 0 | 0 | 0 | 0 | 0 | 0 | 0 | 0 | 0 | 0 | 0 | 0 | 0 | 0 | 0 | 0 | 0 | 0
F4_Industrial_Agriculture_Existing_Space Heating_Natural Gas_Windows - High Efficiency_A_Achievable Economic TRC Potential | F4 | Industrial | Agriculture | Existing | Space Heating | Natural Gas | Windows - High Efficiency | A | Incremental Energy Savings (MWh or mTherms) | Achievable Economic TRC Potential | 0 | 0 | 0 | 0 | 0 | 0 | 0 | 0 | 0 | 0 | 0 | 0 | 0 | 0 | 0 | 0 | 0 | 0 | 0 | 0 | 0 | 0 | 0 | 0 | 0 | 0 | 0 | 0 | 0 | 0 | 0
F5_Industrial_Agriculture_Existing_Space Heating_Natural Gas_Windows - High Efficiency_A_Achievable Economic TRC Potential | F5 | Industrial | Agriculture | Existing | Space Heating | Natural Gas | Windows - High Efficiency | A | Incremental Summer Peak Savings (MW) | Achievable Economic TRC Potential | 0 | 0 | 0 | 0 | 0 | 0 | 0 | 0 | 0 | 0 | 0 | 0 | 0 | 0 | 0 | 0 | 0 | 0 | 0 | 0 | 0 | 0 | 0 | 0 | 0 | 0 | 0 | 0 | 0 | 0 | 0
F6_Industrial_Agriculture_Existing_Space Heating_Natural Gas_Windows - High Efficiency_A_Achievable Economic TRC Potential | F6 | Industrial | Agriculture | Existing | Space Heating | Natural Gas | Windows - High Efficiency | A | Incremental Winter Peak Savings (MW) | Achievable Economic TRC Potential | 0 | 0 | 0 | 0 | 0 | 0 | 0 | 0 | 0 | 0 | 0 | 0 | 0 | 0 | 0 | 0 | 0 | 0 | 0 | 0 | 0 | 0 | 0 | 0 | 0 | 0 | 0 | 0 | 0 | 0 | 0
F7_Industrial_Agriculture_Existing_Space Heating_Natural Gas_Windows - High Efficiency_A_Achievable Economic TRC Potential | F7 | Industrial | Agriculture | Existing | Space Heating | Natural Gas | Windows - High Efficiency | A | Cumulative Energy Savings (MWh or mTherms) | Achievable Economic TRC Potential | 0 | 0 | 0 | 0 | 0 | 0 | 0 | 0 | 0 | 0 | 0 | 0 | 0 | 0 | 0 | 0 | 0 | 0 | 0 | 0 | 0 | 0 | 0 | 0 | 0 | 0 | 0 | 0 | 0 | 0 | 0
F8_Industrial_Agriculture_Existing_Space Heating_Natural Gas_Windows - High Efficiency_A_Achievable Economic TRC Potential | F8 | Industrial | Agriculture | Existing | Space Heating | Natural Gas | Windows - High Efficiency | A | Cumulative Summer Peak Savings (MW) | Achievable Economic TRC Potential | 0 | 0 | 0 | 0 | 0 | 0 | 0 | 0 | 0 | 0 | 0 | 0 | 0 | 0 | 0 | 0 | 0 | 0 | 0 | 0 | 0 | 0 | 0 | 0 | 0 | 0 | 0 | 0 | 0 | 0 | 0
F9_Industrial_Agriculture_Existing_Space Heating_Natural Gas_Windows - High Efficiency_A_Achievable Economic TRC Potential | F9 | Industrial | Agriculture | Existing | Space Heating | Natural Gas | Windows - High Efficiency | A | Cumulative Winter Peak Savings (MW) | Achievable Economic TRC Potential | 0 | 0 | 0 | 0 | 0 | 0 | 0 | 0 | 0 | 0 | 0 | 0 | 0 | 0 | 0 | 0 | 0 | 0 | 0 | 0 | 0 | 0 | 0 | 0 | 0 | 0 | 0 | 0 | 0 | 0 | 0
F10_Industrial_Agriculture_Existing_Space Heating_Natural Gas_Windows - High Efficiency_A_Achievable Economic TRC Potential | F10 | Industrial | Agriculture | Existing | Space Heating | Natural Gas | Windows - High Efficiency | A | Purchases (Incremental) | Achievable Economic TRC Potential | 0 | 0 | 0 | 0 | 0 | 0 | 0 | 0 | 0 | 0 | 0 | 0 | 0 | 0 | 0 | 0 | 0 | 0 | 0 | 0 | 0 | 0 | 0 | 0 | 0 | 0 | 0 | 0 | 0 | 0 | 0
F11_Industrial_Agriculture_Existing_Space Heating_Natural Gas_Windows - High Efficiency_A_Achievable Economic TRC Potential | F11 | Industrial | Agriculture | Existing | Space Heating | Natural Gas | Windows - High Efficiency | A | Purchases (Cumulative) | Achievable Economic TRC Potential | 0 | 0 | 0 | 0 | 0 | 0 | 0 | 0 | 0 | 0 | 0 | 0 | 0 | 0 | 0 | 0 | 0 | 0 | 0 | 0 | 0 | 0 | 0 | 0 | 0 | 0 | 0 | 0 | 0 | 0 | 0
F1_Industrial_Agriculture_Existing_Space Heating_Natural Gas_Gas Boiler - Maintenance_A_Achievable Economic TRC Potential | F1 | Industrial | Agriculture | Existing | Space Heating | Natural Gas | Gas Boiler - Maintenance | A | Integrated Unit Energy Savings (kWh or therms) | Achievable Economic TRC Potential | 0 | 0 | 0 | 0 | 0 | 1.1529 | 1.1449 | 1.1367 | 1.1282 | 1.1194 | 1.1104 | 1.1011 | 1.0916 | 1.0816 | 1.0707 | 1.0602 | 1.0495 | 1.039 | 1.0288 | 1.0189 | 1.0094 | 0.99973 | 0.99096 | 0.98265 | 0.97451 | 0.9671 | 0.96076 | 0.9549 | 0.99593 | 0.99184 | 0.9881
F2_Industrial_Agriculture_Existing_Space Heating_Natural Gas_Gas Boiler - Maintenance_A_Achievable Economic TRC Potential | F2 | Industrial | Agriculture | Existing | Space Heating | Natural Gas | Gas Boiler - Maintenance | A | Integrated Unit Summer Peak Savings (kW) | Achievable Economic TRC Potential | 0 | 0 | 0 | 0 | 0 | 0 | 0 | 0 | 0 | 0 | 0 | 0 | 0 | 0 | 0 | 0 | 0 | 0 | 0 | 0 | 0 | 0 | 0 | 0 | 0 | 0 | 0 | 0 | 0 | 0 | 0
F3_Industrial_Agriculture_Existing_Space Heating_Natural Gas_Gas Boiler - Maintenance_A_Achievable Economic TRC Potential | F3 | Industrial | Agriculture | Existing | Space Heating | Natural Gas | Gas Boiler - Maintenance | A | Integrated Unit Winter Peak Savings (kW) | Achievable Economic TRC Potential | 0 | 0 | 0 | 0 | 0 | 0 | 0 | 0 | 0 | 0 | 0 | 0 | 0 | 0 | 0 | 0 | 0 | 0 | 0 | 0 | 0 | 0 | 0 | 0 | 0 | 0 | 0 | 0 | 0 | 0 | 0
F4_Industrial_Agriculture_Existing_Space Heating_Natural Gas_Gas Boiler - Maintenance_A_Achievable Economic TRC Potential | F4 | Industrial | Agriculture | Existing | Space Heating | Natural Gas | Gas Boiler - Maintenance | A | Incremental Energy Savings (MWh or mTherms) | Achievable Economic TRC Potential | 0 | 0 | 0 | 0 | 0 | 0.035875 | 0.024957 | 0.017052 | 0.013188 | 0.011474 | 0.0097239 | 0.0082382 | 0.0069243 | 0.0056969 | 0.004748 | 0.0038854 | 0.0029959 | 0.0022983 | 0.0017564 | 0.0013564 | 0.0012288 | 0.00094871 | 0.00080682 | 0.00066874 | 0.00053397 | 0 | 0 | 0 | 0 | 0 | 0
F5_Industrial_Agriculture_Existing_Space Heating_Natural Gas_Gas Boiler - Maintenance_A_Achievable Economic TRC Potential | F5 | Industrial | Agriculture | Existing | Space Heating | Natural Gas | Gas Boiler - Maintenance | A | Incremental Summer Peak Savings (MW) | Achievable Economic TRC Potential | 0 | 0 | 0 | 0 | 0 | 0 | 0 | 0 | 0 | 0 | 0 | 0 | 0 | 0 | 0 | 0 | 0 | 0 | 0 | 0 | 0 | 0 | 0 | 0 | 0 | 0 | 0 | 0 | 0 | 0 | 0
F6_Industrial_Agriculture_Existing_Space Heating_Natural Gas_Gas Boiler - Maintenance_A_Achievable Economic TRC Potential | F6 | Industrial | Agriculture | Existing | Space Heating | Natural Gas | Gas Boiler - Maintenance | A | Incremental Winter Peak Savings (MW) | Achievable Economic TRC Potential | 0 | 0 | 0 | 0 | 0 | 0 | 0 | 0 | 0 | 0 | 0 | 0 | 0 | 0 | 0 | 0 | 0 | 0 | 0 | 0 | 0 | 0 | 0 | 0 | 0 | 0 | 0 | 0 | 0 | 0 | 0
F7_Industrial_Agriculture_Existing_Space Heating_Natural Gas_Gas Boiler - Maintenance_A_Achievable Economic TRC Potential | F7 | Industrial | Agriculture | Existing | Space Heating | Natural Gas | Gas Boiler - Maintenance | A | Cumulative Energy Savings (MWh or mTherms) | Achievable Economic TRC Potential | 0 | 0 | 0 | 0 | 0 | 0.035875 | 0.060582 | 0.077202 | 0.089814 | 0.10058 | 0.1095 | 0.11682 | 0.12273 | 0.12731 | 0.13078 | 0.13338 | 0.13503 | 0.13598 | 0.13639 | 0.13644 | 0.1364 | 0.13604 | 0.13565 | 0.13518 | 0.1346 | 0.13358 | 0.1327 | 0.13189 | 0 | 0 | 0
F8_Industrial_Agriculture_Existing_Space Heating_Natural Gas_Gas Boiler - Maintenance_A_Achievable Economic TRC Potential | F8 | Industrial | Agriculture | Existing | Space Heating | Natural Gas | Gas Boiler - Maintenance | A | Cumulative Summer Peak Savings (MW) | Achievable Economic TRC Potential | 0 | 0 | 0 | 0 | 0 | 0 | 0 | 0 | 0 | 0 | 0 | 0 | 0 | 0 | 0 | 0 | 0 | 0 | 0 | 0 | 0 | 0 | 0 | 0 | 0 | 0 | 0 | 0 | 0 | 0 | 0
F9_Industrial_Agriculture_Existing_Space Heating_Natural Gas_Gas Boiler - Maintenance_A_Achievable Economic TRC Potential | F9 | Industrial | Agriculture | Existing | Space Heating | Natural Gas | Gas Boiler - Maintenance | A | Cumulative Winter Peak Savings (MW) | Achievable Economic TRC Potential | 0 | 0 | 0 | 0 | 0 | 0 | 0 | 0 | 0 | 0 | 0 | 0 | 0 | 0 | 0 | 0 | 0 | 0 | 0 | 0 | 0 | 0 | 0 | 0 | 0 | 0 | 0 | 0 | 0 | 0 | 0
F10_Industrial_Agriculture_Existing_Space Heating_Natural Gas_Gas Boiler - Maintenance_A_Achievable Economic TRC Potential | F10 | Industrial | Agriculture | Existing | Space Heating | Natural Gas | Gas Boiler - Maintenance | A | Purchases (Incremental) | Achievable Economic TRC Potential | 0 | 0 | 0 | 0 | 0 | 31.117 | 21.7986 | 15.0015 | 11.6895 | 10.2502 | 8.7572 | 7.4816 | 6.3435 | 5.267 | 4.4344 | 3.6649 | 2.8546 | 2.212 | 1.7073 | 1.3312 | 1.2173 | 0.94896 | 0.81419 | 0.68054 | 0.54794 | 0 | 0 | 0 | 0 | 0 | 0
F11_Industrial_Agriculture_Existing_Space Heating_Natural Gas_Gas Boiler - Maintenance_A_Achievable Economic TRC Potential | F11 | Industrial | Agriculture | Existing | Space Heating | Natural Gas | Gas Boiler - Maintenance | A | Purchases (Cumulative) | Achievable Economic TRC Potential | 0 | 0 | 0 | 0 | 0 | 31.117 | 52.9156 | 67.917 | 79.6065 | 89.8567 | 98.6139 | 106.0956 | 112.4391 | 117.7061 | 122.1404 | 125.8053 | 128.6599 | 130.8719 | 132.5792 | 133.9104 | 135.1277 | 136.0767 | 136.8909 | 137.5714 | 138.1193 | 138.1193 | 138.1193 | 138.1193 | 138.1193 | 138.1193 | 138.1193
F1_Industrial_Agriculture_Existing_Process_Natural Gas_Gas Boiler - Maintenance_A_Achievable Economic TRC Potential | F1 | Industrial | Agriculture | Existing | Process | Natural Gas | Gas Boiler - Maintenance | A | Integrated Unit Energy Savings (kWh or therms) | Achievable Economic TRC Potential | 0 | 0 | 0 | 0 | 0 | 1.5559 | 1.5559 | 1.5559 | 1.5559 | 1.5559 | 1.5559 | 1.5559 | 1.5559 | 1.5559 | 1.5559 | 1.5559 | 1.5559 | 1.5559 | 1.5559 | 1.5559 | 1.5559 | 1.5559 | 1.5559 | 1.5559 | 1.5559 | 1.5559 | 1.5559 | 1.5559 | 1.5559 | 1.5559 | 1.5559
F2_Industrial_Agriculture_Existing_Process_Natural Gas_Gas Boiler - Maintenance_A_Achievable Economic TRC Potential | F2 | Industrial | Agriculture | Existing | Process | Natural Gas | Gas Boiler - Maintenance | A | Integrated Unit Summer Peak Savings (kW) | Achievable Economic TRC Potential | 0 | 0 | 0 | 0 | 0 | 0 | 0 | 0 | 0 | 0 | 0 | 0 | 0 | 0 | 0 | 0 | 0 | 0 | 0 | 0 | 0 | 0 | 0 | 0 | 0 | 0 | 0 | 0 | 0 | 0 | 0
F3_Industrial_Agriculture_Existing_Process_Natural Gas_Gas Boiler - Maintenance_A_Achievable Economic TRC Potential | F3 | Industrial | Agriculture | Existing | Process | Natural Gas | Gas Boiler - Maintenance | A | Integrated Unit Winter Peak Savings (kW) | Achievable Economic TRC Potential | 0 | 0 | 0 | 0 | 0 | 0 | 0 | 0 | 0 | 0 | 0 | 0 | 0 | 0 | 0 | 0 | 0 | 0 | 0 | 0 | 0 | 0 | 0 | 0 | 0 | 0 | 0 | 0 | 0 | 0 | 0
F4_Industrial_Agriculture_Existing_Process_Natural Gas_Gas Boiler - Maintenance_A_Achievable Economic TRC Potential | F4 | Industrial | Agriculture | Existing | Process | Natural Gas | Gas Boiler - Maintenance | A | Incremental Energy Savings (MWh or mTherms) | Achievable Economic TRC Potential | 0 | 0 | 0 | 0 | 0 | 0.40048 | 0.28055 | 0.19307 | 0.15045 | 0.13192 | 0.11271 | 0.09629 | 0.081642 | 0.067787 | 0.057071 | 0.047168 | 0.036739 | 0.028468 | 0.021973 | 0.017133 | 0.015667 | 0.012213 | 0.010479 | 0.0087587 | 0.007052 | 0 | 0 | 0 | 0 | 0 | 0
F5_Industrial_Agriculture_Existing_Process_Natural Gas_Gas Boiler - Maintenance_A_Achievable Economic TRC Potential | F5 | Industrial | Agriculture | Existing | Process | Natural Gas | Gas Boiler - Maintenance | A | Incremental Summer Peak Savings (MW) | Achievable Economic TRC Potential | 0 | 0 | 0 | 0 | 0 | 0 | 0 | 0 | 0 | 0 | 0 | 0 | 0 | 0 | 0 | 0 | 0 | 0 | 0 | 0 | 0 | 0 | 0 | 0 | 0 | 0 | 0 | 0 | 0 | 0 | 0
F6_Industrial_Agriculture_Existing_Process_Natural Gas_Gas Boiler - Maintenance_A_Achievable Economic TRC Potential | F6 | Industrial | Agriculture | Existing | Process | Natural Gas | Gas Boiler - Maintenance | A | Incremental Winter Peak Savings (MW) | Achievable Economic TRC Potential | 0 | 0 | 0 | 0 | 0 | 0 | 0 | 0 | 0 | 0 | 0 | 0 | 0 | 0 | 0 | 0 | 0 | 0 | 0 | 0 | 0 | 0 | 0 | 0 | 0 | 0 | 0 | 0 | 0 | 0 | 0
F7_Industrial_Agriculture_Existing_Process_Natural Gas_Gas Boiler - Maintenance_A_Achievable Economic TRC Potential | F7 | Industrial | Agriculture | Existing | Process | Natural Gas | Gas Boiler - Maintenance | A | Cumulative Energy Savings (MWh or mTherms) | Achievable Economic TRC Potential | 0 | 0 | 0 | 0 | 0 | 0.40048 | 0.68103 | 0.8741 | 1.0245 | 1.1565 | 1.2692 | 1.3655 | 1.4471 | 1.5149 | 1.572 | 1.6191 | 1.6559 | 1.6843 | 1.7063 | 1.7234 | 1.7391 | 1.7513 | 1.7618 | 1.7706 | 1.7776 | 1.7776 | 1.7776 | 1.7776 | 0 | 0 | 0
F8_Industrial_Agriculture_Existing_Process_Natural Gas_Gas Boiler - Maintenance_A_Achievable Economic TRC Potential | F8 | Industrial | Agriculture | Existing | Process | Natural Gas | Gas Boiler - Maintenance | A | Cumulative Summer Peak Savings (MW) | Achievable Economic TRC Potential | 0 | 0 | 0 | 0 | 0 | 0 | 0 | 0 | 0 | 0 | 0 | 0 | 0 | 0 | 0 | 0 | 0 | 0 | 0 | 0 | 0 | 0 | 0 | 0 | 0 | 0 | 0 | 0 | 0 | 0 | 0
F9_Industrial_Agriculture_Existing_Process_Natural Gas_Gas Boiler - Maintenance_A_Achievable Economic TRC Potential | F9 | Industrial | Agriculture | Existing | Process | Natural Gas | Gas Boiler - Maintenance | A | Cumulative Winter Peak Savings (MW) | Achievable Economic TRC Potential | 0 | 0 | 0 | 0 | 0 | 0 | 0 | 0 | 0 | 0 | 0 | 0 | 0 | 0 | 0 | 0 | 0 | 0 | 0 | 0 | 0 | 0 | 0 | 0 | 0 | 0 | 0 | 0 | 0 | 0 | 0
F10_Industrial_Agriculture_Existing_Process_Natural Gas_Gas Boiler - Maintenance_A_Achievable Economic TRC Potential | F10 | Industrial | Agriculture | Existing | Process | Natural Gas | Gas Boiler - Maintenance | A | Purchases (Incremental) | Achievable Economic TRC Potential | 0 | 0 | 0 | 0 | 0 | 257.3986 | 180.317 | 124.0914 | 96.6947 | 84.7892 | 72.4393 | 61.8878 | 52.4731 | 43.5686 | 36.6809 | 30.3157 | 23.613 | 18.2972 | 14.1228 | 11.0119 | 10.0694 | 7.8498 | 6.7349 | 5.6294 | 4.5325 | 0 | 0 | 0 | 0 | 0 | 0
F11_Industrial_Agriculture_Existing_Process_Natural Gas_Gas Boiler - Maintenance_A_Achievable Economic TRC Potential | F11 | Industrial | Agriculture | Existing | Process | Natural Gas | Gas Boiler - Maintenance | A | Purchases (Cumulative) | Achievable Economic TRC Potential | 0 | 0 | 0 | 0 | 0 | 257.3986 | 437.7156 | 561.807 | 658.5018 | 743.291 | 815.7303 | 877.6181 | 930.0912 | 973.6599 | 1010.3407 | 1040.6565 | 1064.2695 | 1082.5667 | 1096.6895 | 1107.7014 | 1117.7708 | 1125.6206 | 1132.3555 | 1137.985 | 1142.5175 | 1142.5175 | 1142.5175 | 1142.5175 | 1142.5175 | 1142.5175 | 1142.5175
F1_Industrial_Agriculture_Existing_Space Heating_Natural Gas_Gas Furnace - Maintenance_A_Achievable Economic TRC Potential | F1 | Industrial | Agriculture | Existing | Space Heating | Natural Gas | Gas Furnace - Maintenance | A | Integrated Unit Energy Savings (kWh or therms) | Achievable Economic TRC Potential | 0 | 0 | 0 | 0 | 0 | 0.0091909 | 0.0091039 | 0.008993 | 0.0088784 | 0.0087608 | 0.0086426 | 0.0085229 | 0.0084068 | 0.0082929 | 0.0081748 | 0.0080661 | 0.0079607 | 0.0078609 | 0.007766 | 0.0076737 | 0.0075851 | 0.0074972 | 0.0074126 | 0.0073327 | 0.0072568 | 0.0071873 | 0.0071256 | 0.0070675 | 0.0073847 | 0.0073392 | 0.0072965
F2_Industrial_Agriculture_Existing_Space Heating_Natural Gas_Gas Furnace - Maintenance_A_Achievable Economic TRC Potential | F2 | Industrial | Agriculture | Existing | Space Heating | Natural Gas | Gas Furnace - Maintenance | A | Integrated Unit Summer Peak Savings (kW) | Achievable Economic TRC Potential | 0 | 0 | 0 | 0 | 0 | 0 | 0 | 0 | 0 | 0 | 0 | 0 | 0 | 0 | 0 | 0 | 0 | 0 | 0 | 0 | 0 | 0 | 0 | 0 | 0 | 0 | 0 | 0 | 0 | 0 | 0
F3_Industrial_Agriculture_Existing_Space Heating_Natural Gas_Gas Furnace - Maintenance_A_Achievable Economic TRC Potential | F3 | Industrial | Agriculture | Existing | Space Heating | Natural Gas | Gas Furnace - Maintenance | A | Integrated Unit Winter Peak Savings (kW) | Achievable Economic TRC Potential | 0 | 0 | 0 | 0 | 0 | 0 | 0 | 0 | 0 | 0 | 0 | 0 | 0 | 0 | 0 | 0 | 0 | 0 | 0 | 0 | 0 | 0 | 0 | 0 | 0 | 0 | 0 | 0 | 0 | 0 | 0
F4_Industrial_Agriculture_Existing_Space Heating_Natural Gas_Gas Furnace - Maintenance_A_Achievable Economic TRC Potential | F4 | Industrial | Agriculture | Existing | Space Heating | Natural Gas | Gas Furnace - Maintenance | A | Incremental Energy Savings (MWh or mTherms) | Achievable Economic TRC Potential | 0 | 0 | 0 | 0 | 0 | 0.00057807 | 0.00040113 | 0.00027269 | 0.00020978 | 0.00018151 | 0.00015298 | 0.00012889 | 0.00010779 | 8.8288e-05 | 7.3272e-05 | 5.9752e-05 | 4.5933e-05 | 3.5146e-05 | 2.68e-05 | 2.0648e-05 | 1.8663e-05 | 1.4381e-05 | 1.2199e-05 | 1.0087e-05 | 8.0372e-06 | 0 | 0 | 0 | 0 | 0 | 0
F5_Industrial_Agriculture_Existing_Space Heating_Natural Gas_Gas Furnace - Maintenance_A_Achievable Economic TRC Potential | F5 | Industrial | Agriculture | Existing | Space Heating | Natural Gas | Gas Furnace - Maintenance | A | Incremental Summer Peak Savings (MW) | Achievable Economic TRC Potential | 0 | 0 | 0 | 0 | 0 | 0 | 0 | 0 | 0 | 0 | 0 | 0 | 0 | 0 | 0 | 0 | 0 | 0 | 0 | 0 | 0 | 0 | 0 | 0 | 0 | 0 | 0 | 0 | 0 | 0 | 0
F6_Industrial_Agriculture_Existing_Space Heating_Natural Gas_Gas Furnace - Maintenance_A_Achievable Economic TRC Potential | F6 | Industrial | Agriculture | Existing | Space Heating | Natural Gas | Gas Furnace - Maintenance | A | Incremental Winter Peak Savings (MW) | Achievable Economic TRC Potential | 0 | 0 | 0 | 0 | 0 | 0 | 0 | 0 | 0 | 0 | 0 | 0 | 0 | 0 | 0 | 0 | 0 | 0 | 0 | 0 | 0 | 0 | 0 | 0 | 0 | 0 | 0 | 0 | 0 | 0 | 0
F7_Industrial_Agriculture_Existing_Space Heating_Natural Gas_Gas Furnace - Maintenance_A_Achievable Economic TRC Potential | F7 | Industrial | Agriculture | Existing | Space Heating | Natural Gas | Gas Furnace - Maintenance | A | Cumulative Energy Savings (MWh or mTherms) | Achievable Economic TRC Potential | 0 | 0 | 0 | 0 | 0 | 0.00057807 | 0.00097373 | 0.0012346 | 0.0014286 | 0.0015912 | 0.0017227 | 0.0018277 | 0.0019106 | 0.001973 | 0.0020182 | 0.0020511 | 0.0020703 | 0.0020794 | 0.0020811 | 0.0020771 | 0.0020717 | 0.0020621 | 0.002051 | 0.002039 | 0.002026 | 0.0020065 | 0.0019893 | 0.0019731 | 0 | 0 | 0
F8_Industrial_Agriculture_Existing_Space Heating_Natural Gas_Gas Furnace - Maintenance_A_Achievable Economic TRC Potential | F8 | Industrial | Agriculture | Existing | Space Heating | Natural Gas | Gas Furnace - Maintenance | A | Cumulative Summer Peak Savings (MW) | Achievable Economic TRC Potential | 0 | 0 | 0 | 0 | 0 | 0 | 0 | 0 | 0 | 0 | 0 | 0 | 0 | 0 | 0 | 0 | 0 | 0 | 0 | 0 | 0 | 0 | 0 | 0 | 0 | 0 | 0 | 0 | 0 | 0 | 0
F9_Industrial_Agriculture_Existing_Space Heating_Natural Gas_Gas Furnace - Maintenance_A_Achievable Economic TRC Potential | F9 | Industrial | Agriculture | Existing | Space Heating | Natural Gas | Gas Furnace - Maintenance | A | Cumulative Winter Peak Savings (MW) | Achievable Economic TRC Potential | 0 | 0 | 0 | 0 | 0 | 0 | 0 | 0 | 0 | 0 | 0 | 0 | 0 | 0 | 0 | 0 | 0 | 0 | 0 | 0 | 0 | 0 | 0 | 0 | 0 | 0 | 0 | 0 | 0 | 0 | 0
F10_Industrial_Agriculture_Existing_Space Heating_Natural Gas_Gas Furnace - Maintenance_A_Achievable Economic TRC Potential | F10 | Industrial | Agriculture | Existing | Space Heating | Natural Gas | Gas Furnace - Maintenance | A | Purchases (Incremental) | Achievable Economic TRC Potential | 0 | 0 | 0 | 0 | 0 | 62.8964 | 44.0612 | 30.3222 | 23.6277 | 20.7186 | 17.7008 | 15.1225 | 12.822 | 10.6462 | 8.9631 | 7.4078 | 5.7699 | 4.471 | 3.451 | 2.6908 | 2.4605 | 1.9181 | 1.6457 | 1.3756 | 1.1075 | 0 | 0 | 0 | 0 | 0 | 0
F11_Industrial_Agriculture_Existing_Space Heating_Natural Gas_Gas Furnace - Maintenance_A_Achievable Economic TRC Potential | F11 | Industrial | Agriculture | Existing | Space Heating | Natural Gas | Gas Furnace - Maintenance | A | Purchases (Cumulative) | Achievable Economic TRC Potential | 0 | 0 | 0 | 0 | 0 | 62.8964 | 106.9575 | 137.2798 | 160.9075 | 181.6261 | 199.3269 | 214.4494 | 227.2715 | 237.9176 | 246.8807 | 254.2885 | 260.0584 | 264.5294 | 267.9804 | 270.6712 | 273.1317 | 275.0498 | 276.6955 | 278.0711 | 279.1786 | 279.1786 | 279.1786 | 279.1786 | 279.1786 | 279.1786 | 279.1786
F1_Industrial_Agriculture_Existing_Space Heating_Natural Gas_Gas Boiler - Hot Water Reset_A_Achievable Economic TRC Potential | F1 | Industrial | Agriculture | Existing | Space Heating | Natural Gas | Gas Boiler - Hot Water Reset | A | Integrated Unit Energy Savings (kWh or therms) | Achievable Economic TRC Potential | 0 | 0 | 0 | 0 | 0 | 4.1913 | 4.1611 | 4.1304 | 4.0985 | 4.0655 | 4.0319 | 3.9973 | 3.9619 | 3.9249 | 3.8847 | 3.8457 | 3.8064 | 3.7678 | 3.7299 | 3.6935 | 3.6586 | 3.623 | 3.5906 | 3.56 | 3.53 | 3.5031 | 3.4801 | 3.4588 | 3.6216 | 3.6067 | 3.5931
F2_Industrial_Agriculture_Existing_Space Heating_Natural Gas_Gas Boiler - Hot Water Reset_A_Achievable Economic TRC Potential | F2 | Industrial | Agriculture | Existing | Space Heating | Natural Gas | Gas Boiler - Hot Water Reset | A | Integrated Unit Summer Peak Savings (kW) | Achievable Economic TRC Potential | 0 | 0 | 0 | 0 | 0 | 0 | 0 | 0 | 0 | 0 | 0 | 0 | 0 | 0 | 0 | 0 | 0 | 0 | 0 | 0 | 0 | 0 | 0 | 0 | 0 | 0 | 0 | 0 | 0 | 0 | 0
F3_Industrial_Agriculture_Existing_Space Heating_Natural Gas_Gas Boiler - Hot Water Reset_A_Achievable Economic TRC Potential | F3 | Industrial | Agriculture | Existing | Space Heating | Natural Gas | Gas Boiler - Hot Water Reset | A | Integrated Unit Winter Peak Savings (kW) | Achievable Economic TRC Potential | 0 | 0 | 0 | 0 | 0 | 0 | 0 | 0 | 0 | 0 | 0 | 0 | 0 | 0 | 0 | 0 | 0 | 0 | 0 | 0 | 0 | 0 | 0 | 0 | 0 | 0 | 0 | 0 | 0 | 0 | 0
F4_Industrial_Agriculture_Existing_Space Heating_Natural Gas_Gas Boiler - Hot Water Reset_A_Achievable Economic TRC Potential | F4 | Industrial | Agriculture | Existing | Space Heating | Natural Gas | Gas Boiler - Hot Water Reset | A | Incremental Energy Savings (MWh or mTherms) | Achievable Economic TRC Potential | 0 | 0 | 0 | 0 | 0 | 0.063383 | 0.077221 | 0.093245 | 0.10747 | 0.12169 | 0.1393 | 0.1511 | 0.15267 | 0.14027 | 0.1198 | 0.090897 | 0.05955 | 0.034054 | 0.016087 | 0.0067476 | 0.0024204 | 0.00074576 | 0.0001605 | 2.6068e-05 | 3.0929e-06 | 0 | 0 | 0 | 0 | 0 | 0
F5_Industrial_Agriculture_Existing_Space Heating_Natural Gas_Gas Boiler - Hot Water Reset_A_Achievable Economic TRC Potential | F5 | Industrial | Agriculture | Existing | Space Heating | Natural Gas | Gas Boiler - Hot Water Reset | A | Incremental Summer Peak Savings (MW) | Achievable Economic TRC Potential | 0 | 0 | 0 | 0 | 0 | 0 | 0 | 0 | 0 | 0 | 0 | 0 | 0 | 0 | 0 | 0 | 0 | 0 | 0 | 0 | 0 | 0 | 0 | 0 | 0 | 0 | 0 | 0 | 0 | 0 | 0
F6_Industrial_Agriculture_Existing_Space Heating_Natural Gas_Gas Boiler - Hot Water Reset_A_Achievable Economic TRC Potential | F6 | Industrial | Agriculture | Existing | Space Heating | Natural Gas | Gas Boiler - Hot Water Reset | A | Incremental Winter Peak Savings (MW) | Achievable Economic TRC Potential | 0 | 0 | 0 | 0 | 0 | 0 | 0 | 0 | 0 | 0 | 0 | 0 | 0 | 0 | 0 | 0 | 0 | 0 | 0 | 0 | 0 | 0 | 0 | 0 | 0 | 0 | 0 | 0 | 0 | 0 | 0
F7_Industrial_Agriculture_Existing_Space Heating_Natural Gas_Gas Boiler - Hot Water Reset_A_Achievable Economic TRC Potential | F7 | Industrial | Agriculture | Existing | Space Heating | Natural Gas | Gas Boiler - Hot Water Reset | A | Cumulative Energy Savings (MWh or mTherms) | Achievable Economic TRC Potential | 0 | 0 | 0 | 0 | 0 | 0.063383 | 0.14015 | 0.23236 | 0.33803 | 0.457 | 0.59252 | 0.73854 | 0.88466 | 1.0167 | 1.1261 | 1.2057 | 1.2529 | 1.2742 | 1.2775 | 1.2718 | 1.2622 | 1.2506 | 1.2396 | 1.2291 | 1.2187 | 1.2094 | 1.2015 | 1.1942 | 0 | 0 | 0
F8_Industrial_Agriculture_Existing_Space Heating_Natural Gas_Gas Boiler - Hot Water Reset_A_Achievable Economic TRC Potential | F8 | Industrial | Agriculture | Existing | Space Heating | Natural Gas | Gas Boiler - Hot Water Reset | A | Cumulative Summer Peak Savings (MW) | Achievable Economic TRC Potential | 0 | 0 | 0 | 0 | 0 | 0 | 0 | 0 | 0 | 0 | 0 | 0 | 0 | 0 | 0 | 0 | 0 | 0 | 0 | 0 | 0 | 0 | 0 | 0 | 0 | 0 | 0 | 0 | 0 | 0 | 0
F9_Industrial_Agriculture_Existing_Space Heating_Natural Gas_Gas Boiler - Hot Water Reset_A_Achievable Economic TRC Potential | F9 | Industrial | Agriculture | Existing | Space Heating | Natural Gas | Gas Boiler - Hot Water Reset | A | Cumulative Winter Peak Savings (MW) | Achievable Economic TRC Potential | 0 | 0 | 0 | 0 | 0 | 0 | 0 | 0 | 0 | 0 | 0 | 0 | 0 | 0 | 0 | 0 | 0 | 0 | 0 | 0 | 0 | 0 | 0 | 0 | 0 | 0 | 0 | 0 | 0 | 0 | 0
F10_Industrial_Agriculture_Existing_Space Heating_Natural Gas_Gas Boiler - Hot Water Reset_A_Achievable Economic TRC Potential | F10 | Industrial | Agriculture | Existing | Space Heating | Natural Gas | Gas Boiler - Hot Water Reset | A | Purchases (Incremental) | Achievable Economic TRC Potential | 0 | 0 | 0 | 0 | 0 | 15.1225 | 18.5578 | 22.5754 | 26.2206 | 29.9327 | 34.5505 | 37.7989 | 38.5358 | 35.7387 | 30.8377 | 23.636 | 15.6448 | 9.0384 | 4.313 | 1.8269 | 0.66158 | 0.20584 | 0.044701 | 0.0073226 | 0.00087619 | 0 | 0 | 0 | 0 | 0 | 0
F11_Industrial_Agriculture_Existing_Space Heating_Natural Gas_Gas Boiler - Hot Water Reset_A_Achievable Economic TRC Potential | F11 | Industrial | Agriculture | Existing | Space Heating | Natural Gas | Gas Boiler - Hot Water Reset | A | Purchases (Cumulative) | Achievable Economic TRC Potential | 0 | 0 | 0 | 0 | 0 | 15.1225 | 33.6803 | 56.2556 | 82.4763 | 112.4089 | 146.9594 | 184.7583 | 223.2941 | 259.0328 | 289.8705 | 313.5065 | 329.1513 | 338.1896 | 342.5026 | 344.3295 | 344.9911 | 345.1969 | 345.2416 | 345.249 | 345.2498 | 345.2498 | 345.2498 | 345.2498 | 345.2498 | 345.2498 | 345.2498
F1_Industrial_Agriculture_Existing_Process_Natural Gas_Gas Boiler - Hot Water Reset_A_Achievable Economic TRC Potential | F1 | Industrial | Agriculture | Existing | Process | Natural Gas | Gas Boiler - Hot Water Reset | A | Integrated Unit Energy Savings (kWh or therms) | Achievable Economic TRC Potential | 0 | 0 | 0 | 0 | 0 | 2.8264 | 2.8241 | 2.8219 | 2.8198 | 2.8177 | 2.8157 | 2.8141 | 2.8128 | 2.8115 | 2.8106 | 2.8097 | 2.809 | 2.8083 | 2.8076 | 2.8072 | 2.8067 | 2.8064 | 2.8061 | 2.8058 | 2.8055 | 2.8054 | 2.8053 | 2.8053 | 2.8289 | 2.8289 | 2.8289
F2_Industrial_Agriculture_Existing_Process_Natural Gas_Gas Boiler - Hot Water Reset_A_Achievable Economic TRC Potential | F2 | Industrial | Agriculture | Existing | Process | Natural Gas | Gas Boiler - Hot Water Reset | A | Integrated Unit Summer Peak Savings (kW) | Achievable Economic TRC Potential | 0 | 0 | 0 | 0 | 0 | 0 | 0 | 0 | 0 | 0 | 0 | 0 | 0 | 0 | 0 | 0 | 0 | 0 | 0 | 0 | 0 | 0 | 0 | 0 | 0 | 0 | 0 | 0 | 0 | 0 | 0
F3_Industrial_Agriculture_Existing_Process_Natural Gas_Gas Boiler - Hot Water Reset_A_Achievable Economic TRC Potential | F3 | Industrial | Agriculture | Existing | Process | Natural Gas | Gas Boiler - Hot Water Reset | A | Integrated Unit Winter Peak Savings (kW) | Achievable Economic TRC Potential | 0 | 0 | 0 | 0 | 0 | 0 | 0 | 0 | 0 | 0 | 0 | 0 | 0 | 0 | 0 | 0 | 0 | 0 | 0 | 0 | 0 | 0 | 0 | 0 | 0 | 0 | 0 | 0 | 0 | 0 | 0
F4_Industrial_Agriculture_Existing_Process_Natural Gas_Gas Boiler - Hot Water Reset_A_Achievable Economic TRC Potential | F4 | Industrial | Agriculture | Existing | Process | Natural Gas | Gas Boiler - Hot Water Reset | A | Incremental Energy Savings (MWh or mTherms) | Achievable Economic TRC Potential | 0 | 0 | 0 | 0 | 0 | 0.35356 | 0.43352 | 0.52697 | 0.6116 | 0.69768 | 0.80473 | 0.8799 | 0.89663 | 0.83115 | 0.71696 | 0.54933 | 0.36352 | 0.20996 | 0.10017 | 0.042423 | 0.01536 | 0.0047785 | 0.0010376 | 0.00016995 | 2.0333e-05 | 0 | 0 | 0 | 0 | 0 | 0
F5_Industrial_Agriculture_Existing_Process_Natural Gas_Gas Boiler - Hot Water Reset_A_Achievable Economic TRC Potential | F5 | Industrial | Agriculture | Existing | Process | Natural Gas | Gas Boiler - Hot Water Reset | A | Incremental Summer Peak Savings (MW) | Achievable Economic TRC Potential | 0 | 0 | 0 | 0 | 0 | 0 | 0 | 0 | 0 | 0 | 0 | 0 | 0 | 0 | 0 | 0 | 0 | 0 | 0 | 0 | 0 | 0 | 0 | 0 | 0 | 0 | 0 | 0 | 0 | 0 | 0
F6_Industrial_Agriculture_Existing_Process_Natural Gas_Gas Boiler - Hot Water Reset_A_Achievable Economic TRC Potential | F6 | Industrial | Agriculture | Existing | Process | Natural Gas | Gas Boiler - Hot Water Reset | A | Incremental Winter Peak Savings (MW) | Achievable Economic TRC Potential | 0 | 0 | 0 | 0 | 0 | 0 | 0 | 0 | 0 | 0 | 0 | 0 | 0 | 0 | 0 | 0 | 0 | 0 | 0 | 0 | 0 | 0 | 0 | 0 | 0 | 0 | 0 | 0 | 0 | 0 | 0
F7_Industrial_Agriculture_Existing_Process_Natural Gas_Gas Boiler - Hot Water Reset_A_Achievable Economic TRC Potential | F7 | Industrial | Agriculture | Existing | Process | Natural Gas | Gas Boiler - Hot Water Reset | A | Cumulative Energy Savings (MWh or mTherms) | Achievable Economic TRC Potential | 0 | 0 | 0 | 0 | 0 | 0.35356 | 0.78679 | 1.3131 | 1.9238 | 2.62 | 3.4229 | 4.3009 | 5.1955 | 6.0242 | 6.7393 | 7.2863 | 7.6481 | 7.8563 | 7.9545 | 7.9958 | 8.0097 | 8.0136 | 8.0137 | 8.013 | 8.0121 | 8.0119 | 8.0117 | 8.0116 | 0 | 0 | 0
F8_Industrial_Agriculture_Existing_Process_Natural Gas_Gas Boiler - Hot Water Reset_A_Achievable Economic TRC Potential | F8 | Industrial | Agriculture | Existing | Process | Natural Gas | Gas Boiler - Hot Water Reset | A | Cumulative Summer Peak Savings (MW) | Achievable Economic TRC Potential | 0 | 0 | 0 | 0 | 0 | 0 | 0 | 0 | 0 | 0 | 0 | 0 | 0 | 0 | 0 | 0 | 0 | 0 | 0 | 0 | 0 | 0 | 0 | 0 | 0 | 0 | 0 | 0 | 0 | 0 | 0
F9_Industrial_Agriculture_Existing_Process_Natural Gas_Gas Boiler - Hot Water Reset_A_Achievable Economic TRC Potential | F9 | Industrial | Agriculture | Existing | Process | Natural Gas | Gas Boiler - Hot Water Reset | A | Cumulative Winter Peak Savings (MW) | Achievable Economic TRC Potential | 0 | 0 | 0 | 0 | 0 | 0 | 0 | 0 | 0 | 0 | 0 | 0 | 0 | 0 | 0 | 0 | 0 | 0 | 0 | 0 | 0 | 0 | 0 | 0 | 0 | 0 | 0 | 0 | 0 | 0 | 0
F10_Industrial_Agriculture_Existing_Process_Natural Gas_Gas Boiler - Hot Water Reset_A_Achievable Economic TRC Potential | F10 | Industrial | Agriculture | Existing | Process | Natural Gas | Gas Boiler - Hot Water Reset | A | Purchases (Incremental) | Achievable Economic TRC Potential | 0 | 0 | 0 | 0 | 0 | 125.0924 | 153.5093 | 186.7426 | 216.8959 | 247.6019 | 285.8003 | 312.6706 | 318.7665 | 295.629 | 255.0884 | 195.5157 | 129.4132 | 74.765 | 35.6768 | 15.1119 | 5.4725 | 1.7027 | 0.36976 | 0.060572 | 0.0072478 | 0 | 0 | 0 | 0 | 0 | 0
F11_Industrial_Agriculture_Existing_Process_Natural Gas_Gas Boiler - Hot Water Reset_A_Achievable Economic TRC Potential | F11 | Industrial | Agriculture | Existing | Process | Natural Gas | Gas Boiler - Hot Water Reset | A | Purchases (Cumulative) | Achievable Economic TRC Potential | 0 | 0 | 0 | 0 | 0 | 125.0924 | 278.6017 | 465.3443 | 682.2403 | 929.8421 | 1215.6424 | 1528.313 | 1847.0796 | 2142.7085 | 2397.7969 | 2593.3126 | 2722.7259 | 2797.4908 | 2833.1677 | 2848.2796 | 2853.7521 | 2855.4548 | 2855.8246 | 2855.8852 | 2855.8924 | 2855.8924 | 2855.8924 | 2855.8924 | 2855.8924 | 2855.8924 | 2855.8924
F1_Industrial_Agriculture_Existing_Space Heating_Natural Gas_Steam Trap Maintenance_A_Achievable Economic TRC Potential | F1 | Industrial | Agriculture | Existing | Space Heating | Natural Gas | Steam Trap Maintenance | A | Integrated Unit Energy Savings (kWh or therms) | Achievable Economic TRC Potential | 0 | 0 | 0 | 0 | 0 | 1.4807 | 1.4701 | 1.4592 | 1.448 | 1.4364 | 1.4245 | 1.4123 | 1.3998 | 1.3868 | 1.3726 | 1.3588 | 1.345 | 1.3313 | 1.318 | 1.3051 | 1.2928 | 1.2802 | 1.2688 | 1.258 | 1.2474 | 1.2379 | 1.2298 | 1.2223 | 1.2794 | 1.2742 | 1.2694
F2_Industrial_Agriculture_Existing_Space Heating_Natural Gas_Steam Trap Maintenance_A_Achievable Economic TRC Potential | F2 | Industrial | Agriculture | Existing | Space Heating | Natural Gas | Steam Trap Maintenance | A | Integrated Unit Summer Peak Savings (kW) | Achievable Economic TRC Potential | 0 | 0 | 0 | 0 | 0 | 0 | 0 | 0 | 0 | 0 | 0 | 0 | 0 | 0 | 0 | 0 | 0 | 0 | 0 | 0 | 0 | 0 | 0 | 0 | 0 | 0 | 0 | 0 | 0 | 0 | 0
F3_Industrial_Agriculture_Existing_Space Heating_Natural Gas_Steam Trap Maintenance_A_Achievable Economic TRC Potential | F3 | Industrial | Agriculture | Existing | Space Heating | Natural Gas | Steam Trap Maintenance | A | Integrated Unit Winter Peak Savings (kW) | Achievable Economic TRC Potential | 0 | 0 | 0 | 0 | 0 | 0 | 0 | 0 | 0 | 0 | 0 | 0 | 0 | 0 | 0 | 0 | 0 | 0 | 0 | 0 | 0 | 0 | 0 | 0 | 0 | 0 | 0 | 0 | 0 | 0 | 0
F4_Industrial_Agriculture_Existing_Space Heating_Natural Gas_Steam Trap Maintenance_A_Achievable Economic TRC Potential | F4 | Industrial | Agriculture | Existing | Space Heating | Natural Gas | Steam Trap Maintenance | A | Incremental Energy Savings (MWh or mTherms) | Achievable Economic TRC Potential | 0 | 0 | 0 | 0 | 0 | 0.012498 | 0.012401 | 0.012237 | 0.01215 | 0.012062 | 0.01181 | 0.011677 | 0.01155 | 0.011261 | 0.011189 | 0.010971 | 0.01086 | 0.010696 | 0.010494 | 0.010404 | 0.010264 | 0.010124 | 0.0099975 | 0.0098786 | 0.0097646 | 0 | 0 | 0 | 0 | 0 | 0
F5_Industrial_Agriculture_Existing_Space Heating_Natural Gas_Steam Trap Maintenance_A_Achievable Economic TRC Potential | F5 | Industrial | Agriculture | Existing | Space Heating | Natural Gas | Steam Trap Maintenance | A | Incremental Summer Peak Savings (MW) | Achievable Economic TRC Potential | 0 | 0 | 0 | 0 | 0 | 0 | 0 | 0 | 0 | 0 | 0 | 0 | 0 | 0 | 0 | 0 | 0 | 0 | 0 | 0 | 0 | 0 | 0 | 0 | 0 | 0 | 0 | 0 | 0 | 0 | 0
F6_Industrial_Agriculture_Existing_Space Heating_Natural Gas_Steam Trap Maintenance_A_Achievable Economic TRC Potential | F6 | Industrial | Agriculture | Existing | Space Heating | Natural Gas | Steam Trap Maintenance | A | Incremental Winter Peak Savings (MW) | Achievable Economic TRC Potential | 0 | 0 | 0 | 0 | 0 | 0 | 0 | 0 | 0 | 0 | 0 | 0 | 0 | 0 | 0 | 0 | 0 | 0 | 0 | 0 | 0 | 0 | 0 | 0 | 0 | 0 | 0 | 0 | 0 | 0 | 0
F7_Industrial_Agriculture_Existing_Space Heating_Natural Gas_Steam Trap Maintenance_A_Achievable Economic TRC Potential | F7 | Industrial | Agriculture | Existing | Space Heating | Natural Gas | Steam Trap Maintenance | A | Cumulative Energy Savings (MWh or mTherms) | Achievable Economic TRC Potential | 0 | 0 | 0 | 0 | 0 | 0.012498 | 0.024809 | 0.036864 | 0.04873 | 0.0604 | 0.071711 | 0.082776 | 0.093593 | 0.10398 | 0.11411 | 0.12394 | 0.13353 | 0.14287 | 0.15193 | 0.16086 | 0.1696 | 0.17808 | 0.18649 | 0.19478 | 0.2029 | 0.20136 | 0.20004 | 0.19882 | 0 | 0 | 0
F8_Industrial_Agriculture_Existing_Space Heating_Natural Gas_Steam Trap Maintenance_A_Achievable Economic TRC Potential | F8 | Industrial | Agriculture | Existing | Space Heating | Natural Gas | Steam Trap Maintenance | A | Cumulative Summer Peak Savings (MW) | Achievable Economic TRC Potential | 0 | 0 | 0 | 0 | 0 | 0 | 0 | 0 | 0 | 0 | 0 | 0 | 0 | 0 | 0 | 0 | 0 | 0 | 0 | 0 | 0 | 0 | 0 | 0 | 0 | 0 | 0 | 0 | 0 | 0 | 0
F9_Industrial_Agriculture_Existing_Space Heating_Natural Gas_Steam Trap Maintenance_A_Achievable Economic TRC Potential | F9 | Industrial | Agriculture | Existing | Space Heating | Natural Gas | Steam Trap Maintenance | A | Cumulative Winter Peak Savings (MW) | Achievable Economic TRC Potential | 0 | 0 | 0 | 0 | 0 | 0 | 0 | 0 | 0 | 0 | 0 | 0 | 0 | 0 | 0 | 0 | 0 | 0 | 0 | 0 | 0 | 0 | 0 | 0 | 0 | 0 | 0 | 0 | 0 | 0 | 0
F10_Industrial_Agriculture_Existing_Space Heating_Natural Gas_Steam Trap Maintenance_A_Achievable Economic TRC Potential | F10 | Industrial | Agriculture | Existing | Space Heating | Natural Gas | Steam Trap Maintenance | A | Purchases (Incremental) | Achievable Economic TRC Potential | 0 | 0 | 0 | 0 | 0 | 8.4404 | 8.4358 | 8.3861 | 8.3906 | 8.3975 | 8.2909 | 8.2682 | 8.2515 | 8.1204 | 8.1514 | 8.0737 | 8.0747 | 8.0341 | 7.9624 | 7.9719 | 7.9389 | 7.908 | 7.8792 | 7.8524 | 7.8277 | 0 | 0 | 0 | 0 | 0 | 0
F11_Industrial_Agriculture_Existing_Space Heating_Natural Gas_Steam Trap Maintenance_A_Achievable Economic TRC Potential | F11 | Industrial | Agriculture | Existing | Space Heating | Natural Gas | Steam Trap Maintenance | A | Purchases (Cumulative) | Achievable Economic TRC Potential | 0 | 0 | 0 | 0 | 0 | 8.4404 | 16.8763 | 25.2623 | 33.6529 | 42.0505 | 50.3414 | 58.6096 | 66.8611 | 74.9815 | 83.1329 | 91.2066 | 99.2813 | 107.3155 | 115.2779 | 123.2498 | 131.1887 | 139.0967 | 146.9759 | 154.8283 | 162.656 | 162.656 | 162.656 | 162.656 | 162.656 | 162.656 | 162.656
F1_Industrial_Agriculture_Existing_Process_Natural Gas_Steam Trap Maintenance_A_Achievable Economic TRC Potential | F1 | Industrial | Agriculture | Existing | Process | Natural Gas | Steam Trap Maintenance | A | Integrated Unit Energy Savings (kWh or therms) | Achievable Economic TRC Potential | 0 | 0 | 0 | 0 | 0 | 1.9972 | 1.9957 | 1.9943 | 1.993 | 1.9917 | 1.9904 | 1.9894 | 1.9887 | 1.9879 | 1.9874 | 1.9869 | 1.9866 | 1.9863 | 1.986 | 1.9859 | 1.9857 | 1.9856 | 1.9855 | 1.9855 | 1.9854 | 1.9854 | 1.9854 | 1.9853 | 1.9988 | 1.9988 | 1.9988
F2_Industrial_Agriculture_Existing_Process_Natural Gas_Steam Trap Maintenance_A_Achievable Economic TRC Potential | F2 | Industrial | Agriculture | Existing | Process | Natural Gas | Steam Trap Maintenance | A | Integrated Unit Summer Peak Savings (kW) | Achievable Economic TRC Potential | 0 | 0 | 0 | 0 | 0 | 0 | 0 | 0 | 0 | 0 | 0 | 0 | 0 | 0 | 0 | 0 | 0 | 0 | 0 | 0 | 0 | 0 | 0 | 0 | 0 | 0 | 0 | 0 | 0 | 0 | 0
F3_Industrial_Agriculture_Existing_Process_Natural Gas_Steam Trap Maintenance_A_Achievable Economic TRC Potential | F3 | Industrial | Agriculture | Existing | Process | Natural Gas | Steam Trap Maintenance | A | Integrated Unit Winter Peak Savings (kW) | Achievable Economic TRC Potential | 0 | 0 | 0 | 0 | 0 | 0 | 0 | 0 | 0 | 0 | 0 | 0 | 0 | 0 | 0 | 0 | 0 | 0 | 0 | 0 | 0 | 0 | 0 | 0 | 0 | 0 | 0 | 0 | 0 | 0 | 0
F4_Industrial_Agriculture_Existing_Process_Natural Gas_Steam Trap Maintenance_A_Achievable Economic TRC Potential | F4 | Industrial | Agriculture | Existing | Process | Natural Gas | Steam Trap Maintenance | A | Incremental Energy Savings (MWh or mTherms) | Achievable Economic TRC Potential | 0 | 0 | 0 | 0 | 0 | 0.13944 | 0.13926 | 0.13834 | 0.13833 | 0.13835 | 0.13651 | 0.13607 | 0.13574 | 0.13353 | 0.13401 | 0.1327 | 0.13269 | 0.13201 | 0.13081 | 0.13095 | 0.1304 | 0.12989 | 0.12941 | 0.12897 | 0.12856 | 0 | 0 | 0 | 0 | 0 | 0
F5_Industrial_Agriculture_Existing_Process_Natural Gas_Steam Trap Maintenance_A_Achievable Economic TRC Potential | F5 | Industrial | Agriculture | Existing | Process | Natural Gas | Steam Trap Maintenance | A | Incremental Summer Peak Savings (MW) | Achievable Economic TRC Potential | 0 | 0 | 0 | 0 | 0 | 0 | 0 | 0 | 0 | 0 | 0 | 0 | 0 | 0 | 0 | 0 | 0 | 0 | 0 | 0 | 0 | 0 | 0 | 0 | 0 | 0 | 0 | 0 | 0 | 0 | 0
F6_Industrial_Agriculture_Existing_Process_Natural Gas_Steam Trap Maintenance_A_Achievable Economic TRC Potential | F6 | Industrial | Agriculture | Existing | Process | Natural Gas | Steam Trap Maintenance | A | Incremental Winter Peak Savings (MW) | Achievable Economic TRC Potential | 0 | 0 | 0 | 0 | 0 | 0 | 0 | 0 | 0 | 0 | 0 | 0 | 0 | 0 | 0 | 0 | 0 | 0 | 0 | 0 | 0 | 0 | 0 | 0 | 0 | 0 | 0 | 0 | 0 | 0 | 0
F7_Industrial_Agriculture_Existing_Process_Natural Gas_Steam Trap Maintenance_A_Achievable Economic TRC Potential | F7 | Industrial | Agriculture | Existing | Process | Natural Gas | Steam Trap Maintenance | A | Cumulative Energy Savings (MWh or mTherms) | Achievable Economic TRC Potential | 0 | 0 | 0 | 0 | 0 | 0.13944 | 0.2786 | 0.41675 | 0.55479 | 0.69278 | 0.82885 | 0.96452 | 1.0999 | 1.233 | 1.3667 | 1.4991 | 1.6315 | 1.7633 | 1.8938 | 2.0246 | 2.1548 | 2.2846 | 2.414 | 2.5429 | 2.6714 | 2.6713 | 2.6713 | 2.6712 | 0 | 0 | 0
F8_Industrial_Agriculture_Existing_Process_Natural Gas_Steam Trap Maintenance_A_Achievable Economic TRC Potential | F8 | Industrial | Agriculture | Existing | Process | Natural Gas | Steam Trap Maintenance | A | Cumulative Summer Peak Savings (MW) | Achievable Economic TRC Potential | 0 | 0 | 0 | 0 | 0 | 0 | 0 | 0 | 0 | 0 | 0 | 0 | 0 | 0 | 0 | 0 | 0 | 0 | 0 | 0 | 0 | 0 | 0 | 0 | 0 | 0 | 0 | 0 | 0 | 0 | 0
F9_Industrial_Agriculture_Existing_Process_Natural Gas_Steam Trap Maintenance_A_Achievable Economic TRC Potential | F9 | Industrial | Agriculture | Existing | Process | Natural Gas | Steam Trap Maintenance | A | Cumulative Winter Peak Savings (MW) | Achievable Economic TRC Potential | 0 | 0 | 0 | 0 | 0 | 0 | 0 | 0 | 0 | 0 | 0 | 0 | 0 | 0 | 0 | 0 | 0 | 0 | 0 | 0 | 0 | 0 | 0 | 0 | 0 | 0 | 0 | 0 | 0 | 0 | 0
F10_Industrial_Agriculture_Existing_Process_Natural Gas_Steam Trap Maintenance_A_Achievable Economic TRC Potential | F10 | Industrial | Agriculture | Existing | Process | Natural Gas | Steam Trap Maintenance | A | Purchases (Incremental) | Achievable Economic TRC Potential | 0 | 0 | 0 | 0 | 0 | 69.819 | 69.7807 | 69.3692 | 69.4067 | 69.4641 | 68.582 | 68.3946 | 68.2557 | 67.1718 | 67.4283 | 66.7853 | 66.7939 | 66.4578 | 65.865 | 65.943 | 65.6703 | 65.4149 | 65.1765 | 64.955 | 64.7502 | 0 | 0 | 0 | 0 | 0 | 0
F11_Industrial_Agriculture_Existing_Process_Natural Gas_Steam Trap Maintenance_A_Achievable Economic TRC Potential | F11 | Industrial | Agriculture | Existing | Process | Natural Gas | Steam Trap Maintenance | A | Purchases (Cumulative) | Achievable Economic TRC Potential | 0 | 0 | 0 | 0 | 0 | 69.819 | 139.5998 | 208.969 | 278.3757 | 347.8398 | 416.4217 | 484.8163 | 553.072 | 620.2438 | 687.6721 | 754.4573 | 821.2513 | 887.709 | 953.574 | 1019.5169 | 1085.1872 | 1150.6021 | 1215.7786 | 1280.7336 | 1345.4838 | 1345.4838 | 1345.4838 | 1345.4838 | 1345.4838 | 1345.4838 | 1345.4838
F1_Industrial_Agriculture_Existing_Space Heating_Natural Gas_Gas Boiler - High Turndown_A_Achievable Economic TRC Potential | F1 | Industrial | Agriculture | Existing | Space Heating | Natural Gas | Gas Boiler - High Turndown | A | Integrated Unit Energy Savings (kWh or therms) | Achievable Economic TRC Potential | 0 | 0 | 0 | 0 | 0 | 1.5681 | 1.5516 | 1.5329 | 1.5115 | 1.4876 | 1.461 | 1.4331 | 1.4043 | 1.3739 | 1.3448 | 1.3158 | 1.2893 | 1.264 | 1.24 | 1.2199 | 1.2011 | 1.1837 | 1.1687 | 1.1555 | 1.1432 | 1.134 | 1.1261 | 1.1188 | 1.3581 | 1.3525 | 1.3474
F2_Industrial_Agriculture_Existing_Space Heating_Natural Gas_Gas Boiler - High Turndown_A_Achievable Economic TRC Potential | F2 | Industrial | Agriculture | Existing | Space Heating | Natural Gas | Gas Boiler - High Turndown | A | Integrated Unit Summer Peak Savings (kW) | Achievable Economic TRC Potential | 0 | 0 | 0 | 0 | 0 | 0 | 0 | 0 | 0 | 0 | 0 | 0 | 0 | 0 | 0 | 0 | 0 | 0 | 0 | 0 | 0 | 0 | 0 | 0 | 0 | 0 | 0 | 0 | 0 | 0 | 0
F3_Industrial_Agriculture_Existing_Space Heating_Natural Gas_Gas Boiler - High Turndown_A_Achievable Economic TRC Potential | F3 | Industrial | Agriculture | Existing | Space Heating | Natural Gas | Gas Boiler - High Turndown | A | Integrated Unit Winter Peak Savings (kW) | Achievable Economic TRC Potential | 0 | 0 | 0 | 0 | 0 | 0 | 0 | 0 | 0 | 0 | 0 | 0 | 0 | 0 | 0 | 0 | 0 | 0 | 0 | 0 | 0 | 0 | 0 | 0 | 0 | 0 | 0 | 0 | 0 | 0 | 0
F4_Industrial_Agriculture_Existing_Space Heating_Natural Gas_Gas Boiler - High Turndown_A_Achievable Economic TRC Potential | F4 | Industrial | Agriculture | Existing | Space Heating | Natural Gas | Gas Boiler - High Turndown | A | Incremental Energy Savings (MWh or mTherms) | Achievable Economic TRC Potential | 0 | 0 | 0 | 0 | 0 | 0.03619 | 0.035789 | 0.035149 | 0.034679 | 0.034158 | 0.029809 | 0.023328 | 0.01825 | 0.014058 | 0.01105 | 0.0085669 | 0.0067161 | 0.0052408 | 0.0040766 | 0.0032121 | 0.0025197 | 1.6871e-05 | 5.9272e-06 | 1.9911e-06 | 6.4032e-07 | 5.3833e-07 | 5.3315e-07 | 5.2842e-07 | 6.4003e-07 | 6.3616e-07 | 6.3269e-07
F5_Industrial_Agriculture_Existing_Space Heating_Natural Gas_Gas Boiler - High Turndown_A_Achievable Economic TRC Potential | F5 | Industrial | Agriculture | Existing | Space Heating | Natural Gas | Gas Boiler - High Turndown | A | Incremental Summer Peak Savings (MW) | Achievable Economic TRC Potential | 0 | 0 | 0 | 0 | 0 | 0 | 0 | 0 | 0 | 0 | 0 | 0 | 0 | 0 | 0 | 0 | 0 | 0 | 0 | 0 | 0 | 0 | 0 | 0 | 0 | 0 | 0 | 0 | 0 | 0 | 0
F6_Industrial_Agriculture_Existing_Space Heating_Natural Gas_Gas Boiler - High Turndown_A_Achievable Economic TRC Potential | F6 | Industrial | Agriculture | Existing | Space Heating | Natural Gas | Gas Boiler - High Turndown | A | Incremental Winter Peak Savings (MW) | Achievable Economic TRC Potential | 0 | 0 | 0 | 0 | 0 | 0 | 0 | 0 | 0 | 0 | 0 | 0 | 0 | 0 | 0 | 0 | 0 | 0 | 0 | 0 | 0 | 0 | 0 | 0 | 0 | 0 | 0 | 0 | 0 | 0 | 0
F7_Industrial_Agriculture_Existing_Space Heating_Natural Gas_Gas Boiler - High Turndown_A_Achievable Economic TRC Potential | F7 | Industrial | Agriculture | Existing | Space Heating | Natural Gas | Gas Boiler - High Turndown | A | Cumulative Energy Savings (MWh or mTherms) | Achievable Economic TRC Potential | 0 | 0 | 0 | 0 | 0 | 0.03619 | 0.071598 | 0.10588 | 0.13909 | 0.17104 | 0.1978 | 0.21735 | 0.23123 | 0.24029 | 0.24624 | 0.2495 | 0.25119 | 0.25149 | 0.25081 | 0.24995 | 0.24862 | 0.24503 | 0.24193 | 0.23921 | 0.23666 | 0.23475 | 0.23312 | 0.23161 | 0 | 0 | 0
F8_Industrial_Agriculture_Existing_Space Heating_Natural Gas_Gas Boiler - High Turndown_A_Achievable Economic TRC Potential | F8 | Industrial | Agriculture | Existing | Space Heating | Natural Gas | Gas Boiler - High Turndown | A | Cumulative Summer Peak Savings (MW) | Achievable Economic TRC Potential | 0 | 0 | 0 | 0 | 0 | 0 | 0 | 0 | 0 | 0 | 0 | 0 | 0 | 0 | 0 | 0 | 0 | 0 | 0 | 0 | 0 | 0 | 0 | 0 | 0 | 0 | 0 | 0 | 0 | 0 | 0
F9_Industrial_Agriculture_Existing_Space Heating_Natural Gas_Gas Boiler - High Turndown_A_Achievable Economic TRC Potential | F9 | Industrial | Agriculture | Existing | Space Heating | Natural Gas | Gas Boiler - High Turndown | A | Cumulative Winter Peak Savings (MW) | Achievable Economic TRC Potential | 0 | 0 | 0 | 0 | 0 | 0 | 0 | 0 | 0 | 0 | 0 | 0 | 0 | 0 | 0 | 0 | 0 | 0 | 0 | 0 | 0 | 0 | 0 | 0 | 0 | 0 | 0 | 0 | 0 | 0 | 0
F10_Industrial_Agriculture_Existing_Space Heating_Natural Gas_Gas Boiler - High Turndown_A_Achievable Economic TRC Potential | F10 | Industrial | Agriculture | Existing | Space Heating | Natural Gas | Gas Boiler - High Turndown | A | Purchases (Incremental) | Achievable Economic TRC Potential | 0 | 0 | 0 | 0 | 0 | 23.0793 | 23.0666 | 22.9306 | 22.943 | 22.9619 | 20.4033 | 16.278 | 12.996 | 10.2317 | 8.2166 | 6.5106 | 5.2092 | 4.1464 | 3.2875 | 2.6331 | 2.0978 | 0.014253 | 0.0050717 | 0.0017231 | 0.00056012 | 0.00047471 | 0.00047345 | 0.0004723 | 0.00047127 | 0.00047036 | 0.00046956
F11_Industrial_Agriculture_Existing_Space Heating_Natural Gas_Gas Boiler - High Turndown_A_Achievable Economic TRC Potential | F11 | Industrial | Agriculture | Existing | Space Heating | Natural Gas | Gas Boiler - High Turndown | A | Purchases (Cumulative) | Achievable Economic TRC Potential | 0 | 0 | 0 | 0 | 0 | 23.0793 | 46.1459 | 69.0764 | 92.0194 | 114.9813 | 135.3846 | 151.6627 | 164.6587 | 174.8904 | 183.107 | 189.6176 | 194.8267 | 198.9731 | 202.2606 | 204.8937 | 206.9915 | 207.0057 | 207.0108 | 207.0125 | 207.0131 | 207.0135 | 207.014 | 207.0145 | 207.015 | 207.0154 | 207.0159
F1_Industrial_Agriculture_Existing_Process_Natural Gas_Gas Boiler - High Turndown_A_Achievable Economic TRC Potential | F1 | Industrial | Agriculture | Existing | Process | Natural Gas | Gas Boiler - High Turndown | A | Integrated Unit Energy Savings (kWh or therms) | Achievable Economic TRC Potential | 0 | 0 | 0 | 0 | 0 | 2.1147 | 2.1078 | 2.1009 | 2.094 | 2.087 | 2.0798 | 2.0732 | 2.0669 | 2.0602 | 2.055 | 2.0493 | 2.0446 | 2.0398 | 2.0349 | 2.031 | 2.0267 | 2.0227 | 2.0186 | 2.0146 | 2.0106 | 2.0103 | 2.01 | 2.0098 | 2.1216 | 2.1216 | 2.1216
F2_Industrial_Agriculture_Existing_Process_Natural Gas_Gas Boiler - High Turndown_A_Achievable Economic TRC Potential | F2 | Industrial | Agriculture | Existing | Process | Natural Gas | Gas Boiler - High Turndown | A | Integrated Unit Summer Peak Savings (kW) | Achievable Economic TRC Potential | 0 | 0 | 0 | 0 | 0 | 0 | 0 | 0 | 0 | 0 | 0 | 0 | 0 | 0 | 0 | 0 | 0 | 0 | 0 | 0 | 0 | 0 | 0 | 0 | 0 | 0 | 0 | 0 | 0 | 0 | 0
F3_Industrial_Agriculture_Existing_Process_Natural Gas_Gas Boiler - High Turndown_A_Achievable Economic TRC Potential | F3 | Industrial | Agriculture | Existing | Process | Natural Gas | Gas Boiler - High Turndown | A | Integrated Unit Winter Peak Savings (kW) | Achievable Economic TRC Potential | 0 | 0 | 0 | 0 | 0 | 0 | 0 | 0 | 0 | 0 | 0 | 0 | 0 | 0 | 0 | 0 | 0 | 0 | 0 | 0 | 0 | 0 | 0 | 0 | 0 | 0 | 0 | 0 | 0 | 0 | 0
F4_Industrial_Agriculture_Existing_Process_Natural Gas_Gas Boiler - High Turndown_A_Achievable Economic TRC Potential | F4 | Industrial | Agriculture | Existing | Process | Natural Gas | Gas Boiler - High Turndown | A | Incremental Energy Savings (MWh or mTherms) | Achievable Economic TRC Potential | 0 | 0 | 0 | 0 | 0 | 0.40372 | 0.40219 | 0.3985 | 0.3974 | 0.39641 | 0.35101 | 0.27915 | 0.2222 | 0.17437 | 0.13967 | 0.11036 | 0.088101 | 0.069963 | 0.055338 | 0.044238 | 0.035169 | 0.00023847 | 8.4688e-05 | 2.8716e-05 | 9.3158e-06 | 7.8941e-06 | 7.872e-06 | 7.8518e-06 | 8.2709e-06 | 8.2549e-06 | 8.2408e-06
F5_Industrial_Agriculture_Existing_Process_Natural Gas_Gas Boiler - High Turndown_A_Achievable Economic TRC Potential | F5 | Industrial | Agriculture | Existing | Process | Natural Gas | Gas Boiler - High Turndown | A | Incremental Summer Peak Savings (MW) | Achievable Economic TRC Potential | 0 | 0 | 0 | 0 | 0 | 0 | 0 | 0 | 0 | 0 | 0 | 0 | 0 | 0 | 0 | 0 | 0 | 0 | 0 | 0 | 0 | 0 | 0 | 0 | 0 | 0 | 0 | 0 | 0 | 0 | 0
F6_Industrial_Agriculture_Existing_Process_Natural Gas_Gas Boiler - High Turndown_A_Achievable Economic TRC Potential | F6 | Industrial | Agriculture | Existing | Process | Natural Gas | Gas Boiler - High Turndown | A | Incremental Winter Peak Savings (MW) | Achievable Economic TRC Potential | 0 | 0 | 0 | 0 | 0 | 0 | 0 | 0 | 0 | 0 | 0 | 0 | 0 | 0 | 0 | 0 | 0 | 0 | 0 | 0 | 0 | 0 | 0 | 0 | 0 | 0 | 0 | 0 | 0 | 0 | 0
F7_Industrial_Agriculture_Existing_Process_Natural Gas_Gas Boiler - High Turndown_A_Achievable Economic TRC Potential | F7 | Industrial | Agriculture | Existing | Process | Natural Gas | Gas Boiler - High Turndown | A | Cumulative Energy Savings (MWh or mTherms) | Achievable Economic TRC Potential | 0 | 0 | 0 | 0 | 0 | 0.40372 | 0.80459 | 1.2004 | 1.5939 | 1.985 | 2.3291 | 2.6009 | 2.8152 | 2.9805 | 3.1126 | 3.2143 | 3.2951 | 3.3573 | 3.4046 | 3.4423 | 3.4702 | 3.4635 | 3.4567 | 3.4498 | 3.443 | 3.4425 | 3.442 | 3.4415 | 0 | 0 | 0
F8_Industrial_Agriculture_Existing_Process_Natural Gas_Gas Boiler - High Turndown_A_Achievable Economic TRC Potential | F8 | Industrial | Agriculture | Existing | Process | Natural Gas | Gas Boiler - High Turndown | A | Cumulative Summer Peak Savings (MW) | Achievable Economic TRC Potential | 0 | 0 | 0 | 0 | 0 | 0 | 0 | 0 | 0 | 0 | 0 | 0 | 0 | 0 | 0 | 0 | 0 | 0 | 0 | 0 | 0 | 0 | 0 | 0 | 0 | 0 | 0 | 0 | 0 | 0 | 0
F9_Industrial_Agriculture_Existing_Process_Natural Gas_Gas Boiler - High Turndown_A_Achievable Economic TRC Potential | F9 | Industrial | Agriculture | Existing | Process | Natural Gas | Gas Boiler - High Turndown | A | Cumulative Winter Peak Savings (MW) | Achievable Economic TRC Potential | 0 | 0 | 0 | 0 | 0 | 0 | 0 | 0 | 0 | 0 | 0 | 0 | 0 | 0 | 0 | 0 | 0 | 0 | 0 | 0 | 0 | 0 | 0 | 0 | 0 | 0 | 0 | 0 | 0 | 0 | 0
F10_Industrial_Agriculture_Existing_Process_Natural Gas_Gas Boiler - High Turndown_A_Achievable Economic TRC Potential | F10 | Industrial | Agriculture | Existing | Process | Natural Gas | Gas Boiler - High Turndown | A | Purchases (Incremental) | Achievable Economic TRC Potential | 0 | 0 | 0 | 0 | 0 | 190.9107 | 190.806 | 189.6807 | 189.7833 | 189.9402 | 168.7753 | 134.6513 | 107.5023 | 84.6362 | 67.9675 | 53.8554 | 43.0899 | 34.2985 | 27.194 | 21.781 | 17.3527 | 0.1179 | 0.041953 | 0.014254 | 0.0046333 | 0.0039268 | 0.0039164 | 0.0039069 | 0.0038983 | 0.0038908 | 0.0038842
F11_Industrial_Agriculture_Existing_Process_Natural Gas_Gas Boiler - High Turndown_A_Achievable Economic TRC Potential | F11 | Industrial | Agriculture | Existing | Process | Natural Gas | Gas Boiler - High Turndown | A | Purchases (Cumulative) | Achievable Economic TRC Potential | 0 | 0 | 0 | 0 | 0 | 190.9107 | 381.7167 | 571.3974 | 761.1806 | 951.1208 | 1119.8961 | 1254.5474 | 1362.0497 | 1446.6859 | 1514.6534 | 1568.5088 | 1611.5987 | 1645.8972 | 1673.0912 | 1694.8722 | 1712.2249 | 1712.3428 | 1712.3848 | 1712.399 | 1712.4036 | 1712.4076 | 1712.4115 | 1712.4154 | 1712.4193 | 1712.4232 | 1712.4271
F1_Industrial_Agriculture_Existing_Space Heating_Natural Gas_Gas Boiler - Burner Control Optimization_A_Achievable Economic TRC Potential | F1 | Industrial | Agriculture | Existing | Space Heating | Natural Gas | Gas Boiler - Burner Control Optimization | A | Integrated Unit Energy Savings (kWh or therms) | Achievable Economic TRC Potential | 0 | 0 | 0 | 0 | 0 | 0.45472 | 0.44992 | 0.44447 | 0.43828 | 0.43131 | 0.42358 | 0.41549 | 0.40712 | 0.39831 | 0.38985 | 0.38145 | 0.37375 | 0.36641 | 0.35947 | 0.35363 | 0.34819 | 0.34313 | 0.33878 | 0.33497 | 0.33139 | 0.32873 | 0.32644 | 0.32433 | 0.39384 | 0.39223 | 0.39075
F2_Industrial_Agriculture_Existing_Space Heating_Natural Gas_Gas Boiler - Burner Control Optimization_A_Achievable Economic TRC Potential | F2 | Industrial | Agriculture | Existing | Space Heating | Natural Gas | Gas Boiler - Burner Control Optimization | A | Integrated Unit Summer Peak Savings (kW) | Achievable Economic TRC Potential | 0 | 0 | 0 | 0 | 0 | 0 | 0 | 0 | 0 | 0 | 0 | 0 | 0 | 0 | 0 | 0 | 0 | 0 | 0 | 0 | 0 | 0 | 0 | 0 | 0 | 0 | 0 | 0 | 0 | 0 | 0
F3_Industrial_Agriculture_Existing_Space Heating_Natural Gas_Gas Boiler - Burner Control Optimization_A_Achievable Economic TRC Potential | F3 | Industrial | Agriculture | Existing | Space Heating | Natural Gas | Gas Boiler - Burner Control Optimization | A | Integrated Unit Winter Peak Savings (kW) | Achievable Economic TRC Potential | 0 | 0 | 0 | 0 | 0 | 0 | 0 | 0 | 0 | 0 | 0 | 0 | 0 | 0 | 0 | 0 | 0 | 0 | 0 | 0 | 0 | 0 | 0 | 0 | 0 | 0 | 0 | 0 | 0 | 0 | 0
F4_Industrial_Agriculture_Existing_Space Heating_Natural Gas_Gas Boiler - Burner Control Optimization_A_Achievable Economic TRC Potential | F4 | Industrial | Agriculture | Existing | Space Heating | Natural Gas | Gas Boiler - Burner Control Optimization | A | Incremental Energy Savings (MWh or mTherms) | Achievable Economic TRC Potential | 0 | 0 | 0 | 0 | 0 | 0.002831 | 0.0044006 | 0.0086434 | 0.014923 | 0.022864 | 0.031037 | 0.03864 | 0.044083 | 0.045708 | 0.044909 | 0.040621 | 0.03483 | 0.027979 | 0.021159 | 0.015356 | 0.01054 | 0.0068975 | 0.0043178 | 0.0025899 | 0.0017294 | 0 | 0 | 0 | 0 | 0 | 0
F5_Industrial_Agriculture_Existing_Space Heating_Natural Gas_Gas Boiler - Burner Control Optimization_A_Achievable Economic TRC Potential | F5 | Industrial | Agriculture | Existing | Space Heating | Natural Gas | Gas Boiler - Burner Control Optimization | A | Incremental Summer Peak Savings (MW) | Achievable Economic TRC Potential | 0 | 0 | 0 | 0 | 0 | 0 | 0 | 0 | 0 | 0 | 0 | 0 | 0 | 0 | 0 | 0 | 0 | 0 | 0 | 0 | 0 | 0 | 0 | 0 | 0 | 0 | 0 | 0 | 0 | 0 | 0
F6_Industrial_Agriculture_Existing_Space Heating_Natural Gas_Gas Boiler - Burner Control Optimization_A_Achievable Economic TRC Potential | F6 | Industrial | Agriculture | Existing | Space Heating | Natural Gas | Gas Boiler - Burner Control Optimization | A | Incremental Winter Peak Savings (MW) | Achievable Economic TRC Potential | 0 | 0 | 0 | 0 | 0 | 0 | 0 | 0 | 0 | 0 | 0 | 0 | 0 | 0 | 0 | 0 | 0 | 0 | 0 | 0 | 0 | 0 | 0 | 0 | 0 | 0 | 0 | 0 | 0 | 0 | 0
F7_Industrial_Agriculture_Existing_Space Heating_Natural Gas_Gas Boiler - Burner Control Optimization_A_Achievable Economic TRC Potential | F7 | Industrial | Agriculture | Existing | Space Heating | Natural Gas | Gas Boiler - Burner Control Optimization | A | Cumulative Energy Savings (MWh or mTherms) | Achievable Economic TRC Potential | 0 | 0 | 0 | 0 | 0 | 0.002831 | 0.0072016 | 0.015758 | 0.030461 | 0.052841 | 0.082931 | 0.11999 | 0.16165 | 0.20386 | 0.24444 | 0.2798 | 0.30898 | 0.33089 | 0.34578 | 0.35552 | 0.36059 | 0.36225 | 0.36197 | 0.36049 | 0.35837 | 0.35549 | 0.35301 | 0.35073 | 0 | 0 | 0
F8_Industrial_Agriculture_Existing_Space Heating_Natural Gas_Gas Boiler - Burner Control Optimization_A_Achievable Economic TRC Potential | F8 | Industrial | Agriculture | Existing | Space Heating | Natural Gas | Gas Boiler - Burner Control Optimization | A | Cumulative Summer Peak Savings (MW) | Achievable Economic TRC Potential | 0 | 0 | 0 | 0 | 0 | 0 | 0 | 0 | 0 | 0 | 0 | 0 | 0 | 0 | 0 | 0 | 0 | 0 | 0 | 0 | 0 | 0 | 0 | 0 | 0 | 0 | 0 | 0 | 0 | 0 | 0
F9_Industrial_Agriculture_Existing_Space Heating_Natural Gas_Gas Boiler - Burner Control Optimization_A_Achievable Economic TRC Potential | F9 | Industrial | Agriculture | Existing | Space Heating | Natural Gas | Gas Boiler - Burner Control Optimization | A | Cumulative Winter Peak Savings (MW) | Achievable Economic TRC Potential | 0 | 0 | 0 | 0 | 0 | 0 | 0 | 0 | 0 | 0 | 0 | 0 | 0 | 0 | 0 | 0 | 0 | 0 | 0 | 0 | 0 | 0 | 0 | 0 | 0 | 0 | 0 | 0 | 0 | 0 | 0
F10_Industrial_Agriculture_Existing_Space Heating_Natural Gas_Gas Boiler - Burner Control Optimization_A_Achievable Economic TRC Potential | F10 | Industrial | Agriculture | Existing | Space Heating | Natural Gas | Gas Boiler - Burner Control Optimization | A | Purchases (Incremental) | Achievable Economic TRC Potential | 0 | 0 | 0 | 0 | 0 | 6.2257 | 9.7809 | 19.4464 | 34.0497 | 53.0099 | 73.2715 | 92.9998 | 108.2794 | 114.7569 | 115.1951 | 106.4901 | 93.1909 | 76.3592 | 58.8607 | 43.4224 | 30.27 | 20.1015 | 12.7453 | 7.7316 | 5.2184 | 0 | 0 | 0 | 0 | 0 | 0
F11_Industrial_Agriculture_Existing_Space Heating_Natural Gas_Gas Boiler - Burner Control Optimization_A_Achievable Economic TRC Potential | F11 | Industrial | Agriculture | Existing | Space Heating | Natural Gas | Gas Boiler - Burner Control Optimization | A | Purchases (Cumulative) | Achievable Economic TRC Potential | 0 | 0 | 0 | 0 | 0 | 6.2257 | 16.0066 | 35.4531 | 69.5027 | 122.5127 | 195.7841 | 288.7839 | 397.0633 | 511.8202 | 627.0153 | 733.5054 | 826.6963 | 903.0555 | 961.9162 | 1005.3386 | 1035.6086 | 1055.7102 | 1068.4554 | 1076.1871 | 1081.4055 | 1081.4055 | 1081.4055 | 1081.4055 | 1081.4055 | 1081.4055 | 1081.4055
F1_Industrial_Agriculture_Existing_Process_Natural Gas_Gas Boiler - Burner Control Optimization_A_Achievable Economic TRC Potential | F1 | Industrial | Agriculture | Existing | Process | Natural Gas | Gas Boiler - Burner Control Optimization | A | Integrated Unit Energy Savings (kWh or therms) | Achievable Economic TRC Potential | 0 | 0 | 0 | 0 | 0 | 0.61313 | 0.61099 | 0.60884 | 0.60671 | 0.60456 | 0.60232 | 0.6003 | 0.59841 | 0.59639 | 0.59484 | 0.59314 | 0.59175 | 0.59034 | 0.58889 | 0.58774 | 0.58648 | 0.58531 | 0.58413 | 0.58297 | 0.58181 | 0.58171 | 0.58162 | 0.58154 | 0.61528 | 0.61528 | 0.61528
F2_Industrial_Agriculture_Existing_Process_Natural Gas_Gas Boiler - Burner Control Optimization_A_Achievable Economic TRC Potential | F2 | Industrial | Agriculture | Existing | Process | Natural Gas | Gas Boiler - Burner Control Optimization | A | Integrated Unit Summer Peak Savings (kW) | Achievable Economic TRC Potential | 0 | 0 | 0 | 0 | 0 | 0 | 0 | 0 | 0 | 0 | 0 | 0 | 0 | 0 | 0 | 0 | 0 | 0 | 0 | 0 | 0 | 0 | 0 | 0 | 0 | 0 | 0 | 0 | 0 | 0 | 0
F3_Industrial_Agriculture_Existing_Process_Natural Gas_Gas Boiler - Burner Control Optimization_A_Achievable Economic TRC Potential | F3 | Industrial | Agriculture | Existing | Process | Natural Gas | Gas Boiler - Burner Control Optimization | A | Integrated Unit Winter Peak Savings (kW) | Achievable Economic TRC Potential | 0 | 0 | 0 | 0 | 0 | 0 | 0 | 0 | 0 | 0 | 0 | 0 | 0 | 0 | 0 | 0 | 0 | 0 | 0 | 0 | 0 | 0 | 0 | 0 | 0 | 0 | 0 | 0 | 0 | 0 | 0
F4_Industrial_Agriculture_Existing_Process_Natural Gas_Gas Boiler - Burner Control Optimization_A_Achievable Economic TRC Potential | F4 | Industrial | Agriculture | Existing | Process | Natural Gas | Gas Boiler - Burner Control Optimization | A | Incremental Energy Savings (MWh or mTherms) | Achievable Economic TRC Potential | 0 | 0 | 0 | 0 | 0 | 0.031575 | 0.049434 | 0.097938 | 0.17088 | 0.2651 | 0.36506 | 0.46181 | 0.53599 | 0.56614 | 0.56681 | 0.52248 | 0.45616 | 0.37288 | 0.28673 | 0.21111 | 0.14685 | 0.097324 | 0.061584 | 0.037284 | 0.025115 | 0 | 0 | 0 | 0 | 0 | 0
F5_Industrial_Agriculture_Existing_Process_Natural Gas_Gas Boiler - Burner Control Optimization_A_Achievable Economic TRC Potential | F5 | Industrial | Agriculture | Existing | Process | Natural Gas | Gas Boiler - Burner Control Optimization | A | Incremental Summer Peak Savings (MW) | Achievable Economic TRC Potential | 0 | 0 | 0 | 0 | 0 | 0 | 0 | 0 | 0 | 0 | 0 | 0 | 0 | 0 | 0 | 0 | 0 | 0 | 0 | 0 | 0 | 0 | 0 | 0 | 0 | 0 | 0 | 0 | 0 | 0 | 0
F6_Industrial_Agriculture_Existing_Process_Natural Gas_Gas Boiler - Burner Control Optimization_A_Achievable Economic TRC Potential | F6 | Industrial | Agriculture | Existing | Process | Natural Gas | Gas Boiler - Burner Control Optimization | A | Incremental Winter Peak Savings (MW) | Achievable Economic TRC Potential | 0 | 0 | 0 | 0 | 0 | 0 | 0 | 0 | 0 | 0 | 0 | 0 | 0 | 0 | 0 | 0 | 0 | 0 | 0 | 0 | 0 | 0 | 0 | 0 | 0 | 0 | 0 | 0 | 0 | 0 | 0
F7_Industrial_Agriculture_Existing_Process_Natural Gas_Gas Boiler - Burner Control Optimization_A_Achievable Economic TRC Potential | F7 | Industrial | Agriculture | Existing | Process | Natural Gas | Gas Boiler - Burner Control Optimization | A | Cumulative Energy Savings (MWh or mTherms) | Achievable Economic TRC Potential | 0 | 0 | 0 | 0 | 0 | 0.031575 | 0.080899 | 0.17855 | 0.34881 | 0.61267 | 0.97546 | 1.434 | 1.9655 | 2.525 | 3.0852 | 3.5989 | 4.0466 | 4.4098 | 4.6858 | 4.8877 | 5.0241 | 5.1114 | 5.1627 | 5.1897 | 5.2045 | 5.2036 | 5.2028 | 5.2021 | 0 | 0 | 0
F8_Industrial_Agriculture_Existing_Process_Natural Gas_Gas Boiler - Burner Control Optimization_A_Achievable Economic TRC Potential | F8 | Industrial | Agriculture | Existing | Process | Natural Gas | Gas Boiler - Burner Control Optimization | A | Cumulative Summer Peak Savings (MW) | Achievable Economic TRC Potential | 0 | 0 | 0 | 0 | 0 | 0 | 0 | 0 | 0 | 0 | 0 | 0 | 0 | 0 | 0 | 0 | 0 | 0 | 0 | 0 | 0 | 0 | 0 | 0 | 0 | 0 | 0 | 0 | 0 | 0 | 0
F9_Industrial_Agriculture_Existing_Process_Natural Gas_Gas Boiler - Burner Control Optimization_A_Achievable Economic TRC Potential | F9 | Industrial | Agriculture | Existing | Process | Natural Gas | Gas Boiler - Burner Control Optimization | A | Cumulative Winter Peak Savings (MW) | Achievable Economic TRC Potential | 0 | 0 | 0 | 0 | 0 | 0 | 0 | 0 | 0 | 0 | 0 | 0 | 0 | 0 | 0 | 0 | 0 | 0 | 0 | 0 | 0 | 0 | 0 | 0 | 0 | 0 | 0 | 0 | 0 | 0 | 0
F10_Industrial_Agriculture_Existing_Process_Natural Gas_Gas Boiler - Burner Control Optimization_A_Achievable Economic TRC Potential | F10 | Industrial | Agriculture | Existing | Process | Natural Gas | Gas Boiler - Burner Control Optimization | A | Purchases (Incremental) | Achievable Economic TRC Potential | 0 | 0 | 0 | 0 | 0 | 51.499 | 80.9072 | 160.8601 | 281.6574 | 438.496 | 606.0986 | 769.2902 | 895.683 | 949.2644 | 952.8887 | 880.8816 | 770.8714 | 631.6401 | 486.8935 | 359.1886 | 250.3923 | 166.279 | 105.4283 | 63.9557 | 43.1668 | 0 | 0 | 0 | 0 | 0 | 0
F11_Industrial_Agriculture_Existing_Process_Natural Gas_Gas Boiler - Burner Control Optimization_A_Achievable Economic TRC Potential | F11 | Industrial | Agriculture | Existing | Process | Natural Gas | Gas Boiler - Burner Control Optimization | A | Purchases (Cumulative) | Achievable Economic TRC Potential | 0 | 0 | 0 | 0 | 0 | 51.499 | 132.4062 | 293.2663 | 574.9237 | 1013.4197 | 1619.5183 | 2388.8086 | 3284.4915 | 4233.756 | 5186.6447 | 6067.5263 | 6838.3977 | 7470.0379 | 7956.9314 | 8316.12 | 8566.5123 | 8732.7912 | 8838.2196 | 8902.1753 | 8945.3421 | 8945.3421 | 8945.3421 | 8945.3421 | 8945.3421 | 8945.3421 | 8945.3421
F1_Industrial_Agriculture_Existing_Space Heating_Natural Gas_HVAC - Demand Controlled Ventilation_A_Achievable Economic TRC Potential | F1 | Industrial | Agriculture | Existing | Space Heating | Natural Gas | HVAC - Demand Controlled Ventilation | A | Integrated Unit Energy Savings (kWh or therms) | Achievable Economic TRC Potential | 0 | 0 | 0 | 0 | 0 | 0.045684 | 0.045231 | 0.044649 | 0.044036 | 0.043391 | 0.042721 | 0.042021 | 0.041315 | 0.040588 | 0.03983 | 0.039094 | 0.038377 | 0.037686 | 0.03703 | 0.036428 | 0.035866 | 0.035341 | 0.034864 | 0.034435 | 0.034041 | 0.033709 | 0.033414 | 0.033137 | 0.036718 | 0.036492 | 0.03628
F2_Industrial_Agriculture_Existing_Space Heating_Natural Gas_HVAC - Demand Controlled Ventilation_A_Achievable Economic TRC Potential | F2 | Industrial | Agriculture | Existing | Space Heating | Natural Gas | HVAC - Demand Controlled Ventilation | A | Integrated Unit Summer Peak Savings (kW) | Achievable Economic TRC Potential | 0 | 0 | 0 | 0 | 0 | 0 | 0 | 0 | 0 | 0 | 0 | 0 | 0 | 0 | 0 | 0 | 0 | 0 | 0 | 0 | 0 | 0 | 0 | 0 | 0 | 0 | 0 | 0 | 0 | 0 | 0
F3_Industrial_Agriculture_Existing_Space Heating_Natural Gas_HVAC - Demand Controlled Ventilation_A_Achievable Economic TRC Potential | F3 | Industrial | Agriculture | Existing | Space Heating | Natural Gas | HVAC - Demand Controlled Ventilation | A | Integrated Unit Winter Peak Savings (kW) | Achievable Economic TRC Potential | 0 | 0 | 0 | 0 | 0 | 0 | 0 | 0 | 0 | 0 | 0 | 0 | 0 | 0 | 0 | 0 | 0 | 0 | 0 | 0 | 0 | 0 | 0 | 0 | 0 | 0 | 0 | 0 | 0 | 0 | 0
F4_Industrial_Agriculture_Existing_Space Heating_Natural Gas_HVAC - Demand Controlled Ventilation_A_Achievable Economic TRC Potential | F4 | Industrial | Agriculture | Existing | Space Heating | Natural Gas | HVAC - Demand Controlled Ventilation | A | Incremental Energy Savings (MWh or mTherms) | Achievable Economic TRC Potential | 0 | 0 | 0 | 0 | 0 | 0 | 0 | 0 | 0 | 0 | 0 | 0 | 0 | 0 | 0 | 0 | 0 | 0 | 0 | 0 | 0 | 0 | 0 | 0 | 0 | 0 | 0 | 0 | 0 | 0 | 0
F5_Industrial_Agriculture_Existing_Space Heating_Natural Gas_HVAC - Demand Controlled Ventilation_A_Achievable Economic TRC Potential | F5 | Industrial | Agriculture | Existing | Space Heating | Natural Gas | HVAC - Demand Controlled Ventilation | A | Incremental Summer Peak Savings (MW) | Achievable Economic TRC Potential | 0 | 0 | 0 | 0 | 0 | 0 | 0 | 0 | 0 | 0 | 0 | 0 | 0 | 0 | 0 | 0 | 0 | 0 | 0 | 0 | 0 | 0 | 0 | 0 | 0 | 0 | 0 | 0 | 0 | 0 | 0
F6_Industrial_Agriculture_Existing_Space Heating_Natural Gas_HVAC - Demand Controlled Ventilation_A_Achievable Economic TRC Potential | F6 | Industrial | Agriculture | Existing | Space Heating | Natural Gas | HVAC - Demand Controlled Ventilation | A | Incremental Winter Peak Savings (MW) | Achievable Economic TRC Potential | 0 | 0 | 0 | 0 | 0 | 0 | 0 | 0 | 0 | 0 | 0 | 0 | 0 | 0 | 0 | 0 | 0 | 0 | 0 | 0 | 0 | 0 | 0 | 0 | 0 | 0 | 0 | 0 | 0 | 0 | 0
F7_Industrial_Agriculture_Existing_Space Heating_Natural Gas_HVAC - Demand Controlled Ventilation_A_Achievable Economic TRC Potential | F7 | Industrial | Agriculture | Existing | Space Heating | Natural Gas | HVAC - Demand Controlled Ventilation | A | Cumulative Energy Savings (MWh or mTherms) | Achievable Economic TRC Potential | 0 | 0 | 0 | 0 | 0 | 0 | 0 | 0 | 0 | 0 | 0 | 0 | 0 | 0 | 0 | 0 | 0 | 0 | 0 | 0 | 0 | 0 | 0 | 0 | 0 | 0 | 0 | 0 | 0 | 0 | 0
F8_Industrial_Agriculture_Existing_Space Heating_Natural Gas_HVAC - Demand Controlled Ventilation_A_Achievable Economic TRC Potential | F8 | Industrial | Agriculture | Existing | Space Heating | Natural Gas | HVAC - Demand Controlled Ventilation | A | Cumulative Summer Peak Savings (MW) | Achievable Economic TRC Potential | 0 | 0 | 0 | 0 | 0 | 0 | 0 | 0 | 0 | 0 | 0 | 0 | 0 | 0 | 0 | 0 | 0 | 0 | 0 | 0 | 0 | 0 | 0 | 0 | 0 | 0 | 0 | 0 | 0 | 0 | 0
F9_Industrial_Agriculture_Existing_Space Heating_Natural Gas_HVAC - Demand Controlled Ventilation_A_Achievable Economic TRC Potential | F9 | Industrial | Agriculture | Existing | Space Heating | Natural Gas | HVAC - Demand Controlled Ventilation | A | Cumulative Winter Peak Savings (MW) | Achievable Economic TRC Potential | 0 | 0 | 0 | 0 | 0 | 0 | 0 | 0 | 0 | 0 | 0 | 0 | 0 | 0 | 0 | 0 | 0 | 0 | 0 | 0 | 0 | 0 | 0 | 0 | 0 | 0 | 0 | 0 | 0 | 0 | 0
F10_Industrial_Agriculture_Existing_Space Heating_Natural Gas_HVAC - Demand Controlled Ventilation_A_Achievable Economic TRC Potential | F10 | Industrial | Agriculture | Existing | Space Heating | Natural Gas | HVAC - Demand Controlled Ventilation | A | Purchases (Incremental) | Achievable Economic TRC Potential | 0 | 0 | 0 | 0 | 0 | 0 | 0 | 0 | 0 | 0 | 0 | 0 | 0 | 0 | 0 | 0 | 0 | 0 | 0 | 0 | 0 | 0 | 0 | 0 | 0 | 0 | 0 | 0 | 0 | 0 | 0
F11_Industrial_Agriculture_Existing_Space Heating_Natural Gas_HVAC - Demand Controlled Ventilation_A_Achievable Economic TRC Potential | F11 | Industrial | Agriculture | Existing | Space Heating | Natural Gas | HVAC - Demand Controlled Ventilation | A | Purchases (Cumulative) | Achievable Economic TRC Potential | 0 | 0 | 0 | 0 | 0 | 0 | 0 | 0 | 0 | 0 | 0 | 0 | 0 | 0 | 0 | 0 | 0 | 0 | 0 | 0 | 0 | 0 | 0 | 0 | 0 | 0 | 0 | 0 | 0 | 0 | 0
F1_Industrial_Agriculture_Existing_Space Heating_Natural Gas_Gas Boiler - Stack Economizer_A_Achievable Economic TRC Potential | F1 | Industrial | Agriculture | Existing | Space Heating | Natural Gas | Gas Boiler - Stack Economizer | A | Integrated Unit Energy Savings (kWh or therms) | Achievable Economic TRC Potential | 0 | 0 | 0 | 0 | 0 | 1.1476 | 1.1396 | 1.1314 | 1.123 | 1.1142 | 1.1052 | 1.096 | 1.0864 | 1.0765 | 1.0657 | 1.0552 | 1.0445 | 1.0341 | 1.0239 | 1.014 | 1.0046 | 0.995 | 0.98626 | 0.97799 | 0.96989 | 0.96252 | 0.9562 | 0.95037 | 0.9914 | 0.98733 | 0.98361
F2_Industrial_Agriculture_Existing_Space Heating_Natural Gas_Gas Boiler - Stack Economizer_A_Achievable Economic TRC Potential | F2 | Industrial | Agriculture | Existing | Space Heating | Natural Gas | Gas Boiler - Stack Economizer | A | Integrated Unit Summer Peak Savings (kW) | Achievable Economic TRC Potential | 0 | 0 | 0 | 0 | 0 | 0 | 0 | 0 | 0 | 0 | 0 | 0 | 0 | 0 | 0 | 0 | 0 | 0 | 0 | 0 | 0 | 0 | 0 | 0 | 0 | 0 | 0 | 0 | 0 | 0 | 0
F3_Industrial_Agriculture_Existing_Space Heating_Natural Gas_Gas Boiler - Stack Economizer_A_Achievable Economic TRC Potential | F3 | Industrial | Agriculture | Existing | Space Heating | Natural Gas | Gas Boiler - Stack Economizer | A | Integrated Unit Winter Peak Savings (kW) | Achievable Economic TRC Potential | 0 | 0 | 0 | 0 | 0 | 0 | 0 | 0 | 0 | 0 | 0 | 0 | 0 | 0 | 0 | 0 | 0 | 0 | 0 | 0 | 0 | 0 | 0 | 0 | 0 | 0 | 0 | 0 | 0 | 0 | 0
F4_Industrial_Agriculture_Existing_Space Heating_Natural Gas_Gas Boiler - Stack Economizer_A_Achievable Economic TRC Potential | F4 | Industrial | Agriculture | Existing | Space Heating | Natural Gas | Gas Boiler - Stack Economizer | A | Incremental Energy Savings (MWh or mTherms) | Achievable Economic TRC Potential | 0 | 0 | 0 | 0 | 0 | 0.07063 | 0.070098 | 0.069186 | 0.068705 | 0.068222 | 0.060132 | 0.047573 | 0.037651 | 0.029372 | 0.02335 | 0.018319 | 0.01451 | 0.011434 | 0.0089761 | 0.0071203 | 0.00562 | 3.7817e-05 | 1.3339e-05 | 4.4939e-06 | 1.4487e-06 | 1.2185e-06 | 1.2072e-06 | 1.197e-06 | 1.2459e-06 | 1.2384e-06 | 1.2316e-06
F5_Industrial_Agriculture_Existing_Space Heating_Natural Gas_Gas Boiler - Stack Economizer_A_Achievable Economic TRC Potential | F5 | Industrial | Agriculture | Existing | Space Heating | Natural Gas | Gas Boiler - Stack Economizer | A | Incremental Summer Peak Savings (MW) | Achievable Economic TRC Potential | 0 | 0 | 0 | 0 | 0 | 0 | 0 | 0 | 0 | 0 | 0 | 0 | 0 | 0 | 0 | 0 | 0 | 0 | 0 | 0 | 0 | 0 | 0 | 0 | 0 | 0 | 0 | 0 | 0 | 0 | 0
F6_Industrial_Agriculture_Existing_Space Heating_Natural Gas_Gas Boiler - Stack Economizer_A_Achievable Economic TRC Potential | F6 | Industrial | Agriculture | Existing | Space Heating | Natural Gas | Gas Boiler - Stack Economizer | A | Incremental Winter Peak Savings (MW) | Achievable Economic TRC Potential | 0 | 0 | 0 | 0 | 0 | 0 | 0 | 0 | 0 | 0 | 0 | 0 | 0 | 0 | 0 | 0 | 0 | 0 | 0 | 0 | 0 | 0 | 0 | 0 | 0 | 0 | 0 | 0 | 0 | 0 | 0
F7_Industrial_Agriculture_Existing_Space Heating_Natural Gas_Gas Boiler - Stack Economizer_A_Achievable Economic TRC Potential | F7 | Industrial | Agriculture | Existing | Space Heating | Natural Gas | Gas Boiler - Stack Economizer | A | Cumulative Energy Savings (MWh or mTherms) | Achievable Economic TRC Potential | 0 | 0 | 0 | 0 | 0 | 0.07063 | 0.14023 | 0.20842 | 0.27556 | 0.34162 | 0.399 | 0.44324 | 0.47704 | 0.50206 | 0.52035 | 0.53354 | 0.54268 | 0.5487 | 0.55225 | 0.55406 | 0.55453 | 0.54925 | 0.54444 | 0.53988 | 0.53541 | 0.53134 | 0.52786 | 0.52464 | 0 | 0 | 0
F8_Industrial_Agriculture_Existing_Space Heating_Natural Gas_Gas Boiler - Stack Economizer_A_Achievable Economic TRC Potential | F8 | Industrial | Agriculture | Existing | Space Heating | Natural Gas | Gas Boiler - Stack Economizer | A | Cumulative Summer Peak Savings (MW) | Achievable Economic TRC Potential | 0 | 0 | 0 | 0 | 0 | 0 | 0 | 0 | 0 | 0 | 0 | 0 | 0 | 0 | 0 | 0 | 0 | 0 | 0 | 0 | 0 | 0 | 0 | 0 | 0 | 0 | 0 | 0 | 0 | 0 | 0
F9_Industrial_Agriculture_Existing_Space Heating_Natural Gas_Gas Boiler - Stack Economizer_A_Achievable Economic TRC Potential | F9 | Industrial | Agriculture | Existing | Space Heating | Natural Gas | Gas Boiler - Stack Economizer | A | Cumulative Winter Peak Savings (MW) | Achievable Economic TRC Potential | 0 | 0 | 0 | 0 | 0 | 0 | 0 | 0 | 0 | 0 | 0 | 0 | 0 | 0 | 0 | 0 | 0 | 0 | 0 | 0 | 0 | 0 | 0 | 0 | 0 | 0 | 0 | 0 | 0 | 0 | 0
F10_Industrial_Agriculture_Existing_Space Heating_Natural Gas_Gas Boiler - Stack Economizer_A_Achievable Economic TRC Potential | F10 | Industrial | Agriculture | Existing | Space Heating | Natural Gas | Gas Boiler - Stack Economizer | A | Purchases (Incremental) | Achievable Economic TRC Potential | 0 | 0 | 0 | 0 | 0 | 61.5447 | 61.5109 | 61.1482 | 61.1812 | 61.2318 | 54.4088 | 43.4081 | 34.656 | 27.2845 | 21.911 | 17.3616 | 13.8911 | 11.0569 | 8.7666 | 7.0216 | 5.5941 | 0.038007 | 0.013525 | 0.004595 | 0.0014936 | 0.0012659 | 0.0012625 | 0.0012595 | 0.0012567 | 0.0012543 | 0.0012522
F11_Industrial_Agriculture_Existing_Space Heating_Natural Gas_Gas Boiler - Stack Economizer_A_Achievable Economic TRC Potential | F11 | Industrial | Agriculture | Existing | Space Heating | Natural Gas | Gas Boiler - Stack Economizer | A | Purchases (Cumulative) | Achievable Economic TRC Potential | 0 | 0 | 0 | 0 | 0 | 61.5447 | 123.0556 | 184.2038 | 245.385 | 306.6169 | 361.0257 | 404.4338 | 439.0898 | 466.3743 | 488.2853 | 505.6469 | 519.5379 | 530.5949 | 539.3615 | 546.3832 | 551.9772 | 552.0152 | 552.0288 | 552.0334 | 552.0349 | 552.0361 | 552.0374 | 552.0386 | 552.0399 | 552.0412 | 552.0424
F1_Industrial_Agriculture_Existing_Process_Natural Gas_Gas Boiler - Stack Economizer_A_Achievable Economic TRC Potential | F1 | Industrial | Agriculture | Existing | Process | Natural Gas | Gas Boiler - Stack Economizer | A | Integrated Unit Energy Savings (kWh or therms) | Achievable Economic TRC Potential | 0 | 0 | 0 | 0 | 0 | 2.0363 | 2.036 | 2.0358 | 2.0356 | 2.0355 | 2.0353 | 2.0352 | 2.0351 | 2.035 | 2.0349 | 2.0349 | 2.0348 | 2.0348 | 2.0347 | 2.0347 | 2.0347 | 2.0347 | 2.0346 | 2.0346 | 2.0346 | 2.0346 | 2.0346 | 2.0346 | 2.0368 | 2.0368 | 2.0368
F2_Industrial_Agriculture_Existing_Process_Natural Gas_Gas Boiler - Stack Economizer_A_Achievable Economic TRC Potential | F2 | Industrial | Agriculture | Existing | Process | Natural Gas | Gas Boiler - Stack Economizer | A | Integrated Unit Summer Peak Savings (kW) | Achievable Economic TRC Potential | 0 | 0 | 0 | 0 | 0 | 0 | 0 | 0 | 0 | 0 | 0 | 0 | 0 | 0 | 0 | 0 | 0 | 0 | 0 | 0 | 0 | 0 | 0 | 0 | 0 | 0 | 0 | 0 | 0 | 0 | 0
F3_Industrial_Agriculture_Existing_Process_Natural Gas_Gas Boiler - Stack Economizer_A_Achievable Economic TRC Potential | F3 | Industrial | Agriculture | Existing | Process | Natural Gas | Gas Boiler - Stack Economizer | A | Integrated Unit Winter Peak Savings (kW) | Achievable Economic TRC Potential | 0 | 0 | 0 | 0 | 0 | 0 | 0 | 0 | 0 | 0 | 0 | 0 | 0 | 0 | 0 | 0 | 0 | 0 | 0 | 0 | 0 | 0 | 0 | 0 | 0 | 0 | 0 | 0 | 0 | 0 | 0
F4_Industrial_Agriculture_Existing_Process_Natural Gas_Gas Boiler - Stack Economizer_A_Achievable Economic TRC Potential | F4 | Industrial | Agriculture | Existing | Process | Natural Gas | Gas Boiler - Stack Economizer | A | Incremental Energy Savings (MWh or mTherms) | Achievable Economic TRC Potential | 0 | 0 | 0 | 0 | 0 | 1.0367 | 1.036 | 1.0297 | 1.0302 | 1.031 | 0.91603 | 0.73078 | 0.58341 | 0.45929 | 0.36882 | 0.29224 | 0.23381 | 0.18611 | 0.14755 | 0.11818 | 0.094153 | 0.00063969 | 0.00022763 | 7.7335e-05 | 2.5138e-05 | 2.1305e-05 | 2.1248e-05 | 2.1197e-05 | 2.1174e-05 | 2.1132e-05 | 2.1097e-05
F5_Industrial_Agriculture_Existing_Process_Natural Gas_Gas Boiler - Stack Economizer_A_Achievable Economic TRC Potential | F5 | Industrial | Agriculture | Existing | Process | Natural Gas | Gas Boiler - Stack Economizer | A | Incremental Summer Peak Savings (MW) | Achievable Economic TRC Potential | 0 | 0 | 0 | 0 | 0 | 0 | 0 | 0 | 0 | 0 | 0 | 0 | 0 | 0 | 0 | 0 | 0 | 0 | 0 | 0 | 0 | 0 | 0 | 0 | 0 | 0 | 0 | 0 | 0 | 0 | 0
F6_Industrial_Agriculture_Existing_Process_Natural Gas_Gas Boiler - Stack Economizer_A_Achievable Economic TRC Potential | F6 | Industrial | Agriculture | Existing | Process | Natural Gas | Gas Boiler - Stack Economizer | A | Incremental Winter Peak Savings (MW) | Achievable Economic TRC Potential | 0 | 0 | 0 | 0 | 0 | 0 | 0 | 0 | 0 | 0 | 0 | 0 | 0 | 0 | 0 | 0 | 0 | 0 | 0 | 0 | 0 | 0 | 0 | 0 | 0 | 0 | 0 | 0 | 0 | 0 | 0
F7_Industrial_Agriculture_Existing_Process_Natural Gas_Gas Boiler - Stack Economizer_A_Achievable Economic TRC Potential | F7 | Industrial | Agriculture | Existing | Process | Natural Gas | Gas Boiler - Stack Economizer | A | Cumulative Energy Savings (MWh or mTherms) | Achievable Economic TRC Potential | 0 | 0 | 0 | 0 | 0 | 1.0367 | 2.0725 | 3.102 | 4.1319 | 5.1626 | 6.0782 | 6.8087 | 7.3918 | 7.8507 | 8.2192 | 8.5112 | 8.7448 | 8.9307 | 9.0781 | 9.1962 | 9.2902 | 9.2908 | 9.2909 | 9.2909 | 9.2908 | 9.2908 | 9.2908 | 9.2908 | 0 | 0 | 0
F8_Industrial_Agriculture_Existing_Process_Natural Gas_Gas Boiler - Stack Economizer_A_Achievable Economic TRC Potential | F8 | Industrial | Agriculture | Existing | Process | Natural Gas | Gas Boiler - Stack Economizer | A | Cumulative Summer Peak Savings (MW) | Achievable Economic TRC Potential | 0 | 0 | 0 | 0 | 0 | 0 | 0 | 0 | 0 | 0 | 0 | 0 | 0 | 0 | 0 | 0 | 0 | 0 | 0 | 0 | 0 | 0 | 0 | 0 | 0 | 0 | 0 | 0 | 0 | 0 | 0
F9_Industrial_Agriculture_Existing_Process_Natural Gas_Gas Boiler - Stack Economizer_A_Achievable Economic TRC Potential | F9 | Industrial | Agriculture | Existing | Process | Natural Gas | Gas Boiler - Stack Economizer | A | Cumulative Winter Peak Savings (MW) | Achievable Economic TRC Potential | 0 | 0 | 0 | 0 | 0 | 0 | 0 | 0 | 0 | 0 | 0 | 0 | 0 | 0 | 0 | 0 | 0 | 0 | 0 | 0 | 0 | 0 | 0 | 0 | 0 | 0 | 0 | 0 | 0 | 0 | 0
F10_Industrial_Agriculture_Existing_Process_Natural Gas_Gas Boiler - Stack Economizer_A_Achievable Economic TRC Potential | F10 | Industrial | Agriculture | Existing | Process | Natural Gas | Gas Boiler - Stack Economizer | A | Purchases (Incremental) | Achievable Economic TRC Potential | 0 | 0 | 0 | 0 | 0 | 509.0953 | 508.8159 | 505.8152 | 506.0887 | 506.5071 | 450.0675 | 359.0701 | 286.6728 | 225.6965 | 181.2465 | 143.6145 | 114.9065 | 91.4625 | 72.5174 | 58.0826 | 46.2739 | 0.3144 | 0.11188 | 0.03801 | 0.012355 | 0.010472 | 0.010444 | 0.010418 | 0.010396 | 0.010375 | 0.010358
F11_Industrial_Agriculture_Existing_Process_Natural Gas_Gas Boiler - Stack Economizer_A_Achievable Economic TRC Potential | F11 | Industrial | Agriculture | Existing | Process | Natural Gas | Gas Boiler - Stack Economizer | A | Purchases (Cumulative) | Achievable Economic TRC Potential | 0 | 0 | 0 | 0 | 0 | 509.0953 | 1017.9112 | 1523.7264 | 2029.815 | 2536.3222 | 2986.3897 | 3345.4598 | 3632.1326 | 3857.8291 | 4039.0756 | 4182.6901 | 4297.5966 | 4389.0592 | 4461.5765 | 4519.6591 | 4565.9331 | 4566.2475 | 4566.3593 | 4566.3974 | 4566.4097 | 4566.4202 | 4566.4306 | 4566.441 | 4566.4514 | 4566.4618 | 4566.4722
F1_Industrial_Agriculture_Existing_Space Heating_Natural Gas_Gas Furnace Tube Inserts_A_Achievable Economic TRC Potential | F1 | Industrial | Agriculture | Existing | Space Heating | Natural Gas | Gas Furnace Tube Inserts | A | Integrated Unit Energy Savings (kWh or therms) | Achievable Economic TRC Potential | 0 | 0 | 0 | 0 | 0 | 0.086176 | 0.085373 | 0.084345 | 0.083282 | 0.082189 | 0.081092 | 0.079981 | 0.078903 | 0.077846 | 0.076747 | 0.075738 | 0.074759 | 0.073832 | 0.072952 | 0.072096 | 0.071273 | 0.070458 | 0.069674 | 0.068933 | 0.068229 | 0.067576 | 0.066996 | 0.066451 | 0.069231 | 0.068805 | 0.068405
F2_Industrial_Agriculture_Existing_Space Heating_Natural Gas_Gas Furnace Tube Inserts_A_Achievable Economic TRC Potential | F2 | Industrial | Agriculture | Existing | Space Heating | Natural Gas | Gas Furnace Tube Inserts | A | Integrated Unit Summer Peak Savings (kW) | Achievable Economic TRC Potential | 0 | 0 | 0 | 0 | 0 | 0 | 0 | 0 | 0 | 0 | 0 | 0 | 0 | 0 | 0 | 0 | 0 | 0 | 0 | 0 | 0 | 0 | 0 | 0 | 0 | 0 | 0 | 0 | 0 | 0 | 0
F3_Industrial_Agriculture_Existing_Space Heating_Natural Gas_Gas Furnace Tube Inserts_A_Achievable Economic TRC Potential | F3 | Industrial | Agriculture | Existing | Space Heating | Natural Gas | Gas Furnace Tube Inserts | A | Integrated Unit Winter Peak Savings (kW) | Achievable Economic TRC Potential | 0 | 0 | 0 | 0 | 0 | 0 | 0 | 0 | 0 | 0 | 0 | 0 | 0 | 0 | 0 | 0 | 0 | 0 | 0 | 0 | 0 | 0 | 0 | 0 | 0 | 0 | 0 | 0 | 0 | 0 | 0
F4_Industrial_Agriculture_Existing_Space Heating_Natural Gas_Gas Furnace Tube Inserts_A_Achievable Economic TRC Potential | F4 | Industrial | Agriculture | Existing | Space Heating | Natural Gas | Gas Furnace Tube Inserts | A | Incremental Energy Savings (MWh or mTherms) | Achievable Economic TRC Potential | 0 | 0 | 0 | 0 | 0 | 0 | 0 | 0 | 0 | 0 | 0 | 0 | 0 | 0 | 0 | 0 | 0 | 0 | 0 | 0 | 0 | 0 | 0 | 0 | 0 | 0 | 0 | 0 | 0 | 0 | 0
F5_Industrial_Agriculture_Existing_Space Heating_Natural Gas_Gas Furnace Tube Inserts_A_Achievable Economic TRC Potential | F5 | Industrial | Agriculture | Existing | Space Heating | Natural Gas | Gas Furnace Tube Inserts | A | Incremental Summer Peak Savings (MW) | Achievable Economic TRC Potential | 0 | 0 | 0 | 0 | 0 | 0 | 0 | 0 | 0 | 0 | 0 | 0 | 0 | 0 | 0 | 0 | 0 | 0 | 0 | 0 | 0 | 0 | 0 | 0 | 0 | 0 | 0 | 0 | 0 | 0 | 0
F6_Industrial_Agriculture_Existing_Space Heating_Natural Gas_Gas Furnace Tube Inserts_A_Achievable Economic TRC Potential | F6 | Industrial | Agriculture | Existing | Space Heating | Natural Gas | Gas Furnace Tube Inserts | A | Incremental Winter Peak Savings (MW) | Achievable Economic TRC Potential | 0 | 0 | 0 | 0 | 0 | 0 | 0 | 0 | 0 | 0 | 0 | 0 | 0 | 0 | 0 | 0 | 0 | 0 | 0 | 0 | 0 | 0 | 0 | 0 | 0 | 0 | 0 | 0 | 0 | 0 | 0
F7_Industrial_Agriculture_Existing_Space Heating_Natural Gas_Gas Furnace Tube Inserts_A_Achievable Economic TRC Potential | F7 | Industrial | Agriculture | Existing | Space Heating | Natural Gas | Gas Furnace Tube Inserts | A | Cumulative Energy Savings (MWh or mTherms) | Achievable Economic TRC Potential | 0 | 0 | 0 | 0 | 0 | 0 | 0 | 0 | 0 | 0 | 0 | 0 | 0 | 0 | 0 | 0 | 0 | 0 | 0 | 0 | 0 | 0 | 0 | 0 | 0 | 0 | 0 | 0 | 0 | 0 | 0
F8_Industrial_Agriculture_Existing_Space Heating_Natural Gas_Gas Furnace Tube Inserts_A_Achievable Economic TRC Potential | F8 | Industrial | Agriculture | Existing | Space Heating | Natural Gas | Gas Furnace Tube Inserts | A | Cumulative Summer Peak Savings (MW) | Achievable Economic TRC Potential | 0 | 0 | 0 | 0 | 0 | 0 | 0 | 0 | 0 | 0 | 0 | 0 | 0 | 0 | 0 | 0 | 0 | 0 | 0 | 0 | 0 | 0 | 0 | 0 | 0 | 0 | 0 | 0 | 0 | 0 | 0
F9_Industrial_Agriculture_Existing_Space Heating_Natural Gas_Gas Furnace Tube Inserts_A_Achievable Economic TRC Potential | F9 | Industrial | Agriculture | Existing | Space Heating | Natural Gas | Gas Furnace Tube Inserts | A | Cumulative Winter Peak Savings (MW) | Achievable Economic TRC Potential | 0 | 0 | 0 | 0 | 0 | 0 | 0 | 0 | 0 | 0 | 0 | 0 | 0 | 0 | 0 | 0 | 0 | 0 | 0 | 0 | 0 | 0 | 0 | 0 | 0 | 0 | 0 | 0 | 0 | 0 | 0
F10_Industrial_Agriculture_Existing_Space Heating_Natural Gas_Gas Furnace Tube Inserts_A_Achievable Economic TRC Potential | F10 | Industrial | Agriculture | Existing | Space Heating | Natural Gas | Gas Furnace Tube Inserts | A | Purchases (Incremental) | Achievable Economic TRC Potential | 0 | 0 | 0 | 0 | 0 | 0 | 0 | 0 | 0 | 0 | 0 | 0 | 0 | 0 | 0 | 0 | 0 | 0 | 0 | 0 | 0 | 0 | 0 | 0 | 0 | 0 | 0 | 0 | 0 | 0 | 0
F11_Industrial_Agriculture_Existing_Space Heating_Natural Gas_Gas Furnace Tube Inserts_A_Achievable Economic TRC Potential | F11 | Industrial | Agriculture | Existing | Space Heating | Natural Gas | Gas Furnace Tube Inserts | A | Purchases (Cumulative) | Achievable Economic TRC Potential | 0 | 0 | 0 | 0 | 0 | 0 | 0 | 0 | 0 | 0 | 0 | 0 | 0 | 0 | 0 | 0 | 0 | 0 | 0 | 0 | 0 | 0 | 0 | 0 | 0 | 0 | 0 | 0 | 0 | 0 | 0
F1_Industrial_Agriculture_Existing_Space Heating_Natural Gas_Space Heating - Heat Recovery Ventilator_A_Achievable Economic TRC Potential | F1 | Industrial | Agriculture | Existing | Space Heating | Natural Gas | Space Heating - Heat Recovery Ventilator | A | Integrated Unit Energy Savings (kWh or therms) | Achievable Economic TRC Potential | 0 | 0 | 0 | 0 | 0 | 0.013186 | 0.013067 | 0.01291 | 0.012724 | 0.012509 | 0.012266 | 0.012008 | 0.011742 | 0.011463 | 0.011196 | 0.010932 | 0.010692 | 0.010469 | 0.010263 | 0.010093 | 0.0099361 | 0.0097931 | 0.0096745 | 0.0095737 | 0.0094824 | 0.009416 | 0.0093589 | 0.0093057 | 0 | 0 | 0
F2_Industrial_Agriculture_Existing_Space Heating_Natural Gas_Space Heating - Heat Recovery Ventilator_A_Achievable Economic TRC Potential | F2 | Industrial | Agriculture | Existing | Space Heating | Natural Gas | Space Heating - Heat Recovery Ventilator | A | Integrated Unit Summer Peak Savings (kW) | Achievable Economic TRC Potential | 0 | 0 | 0 | 0 | 0 | 0 | 0 | 0 | 0 | 0 | 0 | 0 | 0 | 0 | 0 | 0 | 0 | 0 | 0 | 0 | 0 | 0 | 0 | 0 | 0 | 0 | 0 | 0 | 0 | 0 | 0
F3_Industrial_Agriculture_Existing_Space Heating_Natural Gas_Space Heating - Heat Recovery Ventilator_A_Achievable Economic TRC Potential | F3 | Industrial | Agriculture | Existing | Space Heating | Natural Gas | Space Heating - Heat Recovery Ventilator | A | Integrated Unit Winter Peak Savings (kW) | Achievable Economic TRC Potential | 0 | 0 | 0 | 0 | 0 | 0 | 0 | 0 | 0 | 0 | 0 | 0 | 0 | 0 | 0 | 0 | 0 | 0 | 0 | 0 | 0 | 0 | 0 | 0 | 0 | 0 | 0 | 0 | 0 | 0 | 0
F4_Industrial_Agriculture_Existing_Space Heating_Natural Gas_Space Heating - Heat Recovery Ventilator_A_Achievable Economic TRC Potential | F4 | Industrial | Agriculture | Existing | Space Heating | Natural Gas | Space Heating - Heat Recovery Ventilator | A | Incremental Energy Savings (MWh or mTherms) | Achievable Economic TRC Potential | 0 | 0 | 0 | 0 | 0 | 0 | 0 | 0 | 0 | 0 | 0 | 0 | 0 | 0 | 0 | 0 | 0 | 0 | 0 | 0 | 0 | 0 | 0 | 0 | 0 | 0 | 0 | 0 | 0 | 0 | 0
F5_Industrial_Agriculture_Existing_Space Heating_Natural Gas_Space Heating - Heat Recovery Ventilator_A_Achievable Economic TRC Potential | F5 | Industrial | Agriculture | Existing | Space Heating | Natural Gas | Space Heating - Heat Recovery Ventilator | A | Incremental Summer Peak Savings (MW) | Achievable Economic TRC Potential | 0 | 0 | 0 | 0 | 0 | 0 | 0 | 0 | 0 | 0 | 0 | 0 | 0 | 0 | 0 | 0 | 0 | 0 | 0 | 0 | 0 | 0 | 0 | 0 | 0 | 0 | 0 | 0 | 0 | 0 | 0
F6_Industrial_Agriculture_Existing_Space Heating_Natural Gas_Space Heating - Heat Recovery Ventilator_A_Achievable Economic TRC Potential | F6 | Industrial | Agriculture | Existing | Space Heating | Natural Gas | Space Heating - Heat Recovery Ventilator | A | Incremental Winter Peak Savings (MW) | Achievable Economic TRC Potential | 0 | 0 | 0 | 0 | 0 | 0 | 0 | 0 | 0 | 0 | 0 | 0 | 0 | 0 | 0 | 0 | 0 | 0 | 0 | 0 | 0 | 0 | 0 | 0 | 0 | 0 | 0 | 0 | 0 | 0 | 0
F7_Industrial_Agriculture_Existing_Space Heating_Natural Gas_Space Heating - Heat Recovery Ventilator_A_Achievable Economic TRC Potential | F7 | Industrial | Agriculture | Existing | Space Heating | Natural Gas | Space Heating - Heat Recovery Ventilator | A | Cumulative Energy Savings (MWh or mTherms) | Achievable Economic TRC Potential | 0 | 0 | 0 | 0 | 0 | 0 | 0 | 0 | 0 | 0 | 0 | 0 | 0 | 0 | 0 | 0 | 0 | 0 | 0 | 0 | 0 | 0 | 0 | 0 | 0 | 0 | 0 | 0 | 0 | 0 | 0
F8_Industrial_Agriculture_Existing_Space Heating_Natural Gas_Space Heating - Heat Recovery Ventilator_A_Achievable Economic TRC Potential | F8 | Industrial | Agriculture | Existing | Space Heating | Natural Gas | Space Heating - Heat Recovery Ventilator | A | Cumulative Summer Peak Savings (MW) | Achievable Economic TRC Potential | 0 | 0 | 0 | 0 | 0 | 0 | 0 | 0 | 0 | 0 | 0 | 0 | 0 | 0 | 0 | 0 | 0 | 0 | 0 | 0 | 0 | 0 | 0 | 0 | 0 | 0 | 0 | 0 | 0 | 0 | 0
F9_Industrial_Agriculture_Existing_Space Heating_Natural Gas_Space Heating - Heat Recovery Ventilator_A_Achievable Economic TRC Potential | F9 | Industrial | Agriculture | Existing | Space Heating | Natural Gas | Space Heating - Heat Recovery Ventilator | A | Cumulative Winter Peak Savings (MW) | Achievable Economic TRC Potential | 0 | 0 | 0 | 0 | 0 | 0 | 0 | 0 | 0 | 0 | 0 | 0 | 0 | 0 | 0 | 0 | 0 | 0 | 0 | 0 | 0 | 0 | 0 | 0 | 0 | 0 | 0 | 0 | 0 | 0 | 0
F10_Industrial_Agriculture_Existing_Space Heating_Natural Gas_Space Heating - Heat Recovery Ventilator_A_Achievable Economic TRC Potential | F10 | Industrial | Agriculture | Existing | Space Heating | Natural Gas | Space Heating - Heat Recovery Ventilator | A | Purchases (Incremental) | Achievable Economic TRC Potential | 0 | 0 | 0 | 0 | 0 | 0 | 0 | 0 | 0 | 0 | 0 | 0 | 0 | 0 | 0 | 0 | 0 | 0 | 0 | 0 | 0 | 0 | 0 | 0 | 0 | 0 | 0 | 0 | 0 | 0 | 0
F11_Industrial_Agriculture_Existing_Space Heating_Natural Gas_Space Heating - Heat Recovery Ventilator_A_Achievable Economic TRC Potential | F11 | Industrial | Agriculture | Existing | Space Heating | Natural Gas | Space Heating - Heat Recovery Ventilator | A | Purchases (Cumulative) | Achievable Economic TRC Potential | 0 | 0 | 0 | 0 | 0 | 0 | 0 | 0 | 0 | 0 | 0 | 0 | 0 | 0 | 0 | 0 | 0 | 0 | 0 | 0 | 0 | 0 | 0 | 0 | 0 | 0 | 0 | 0 | 0 | 0 | 0
F1_Industrial_Agriculture_Existing_Space Heating_Natural Gas_Thermostat - Programmable_A_Achievable Economic TRC Potential | F1 | Industrial | Agriculture | Existing | Space Heating | Natural Gas | Thermostat - Programmable | A | Integrated Unit Energy Savings (kWh or therms) | Achievable Economic TRC Potential | 0 | 0 | 0 | 0 | 0 | 0.0065508 | 0.0064914 | 0.0064135 | 0.0063212 | 0.0062144 | 0.0060935 | 0.0059654 | 0.0058334 | 0.0056948 | 0.0055623 | 0.005431 | 0.0053118 | 0.0052008 | 0.0050983 | 0.0050139 | 0.0049361 | 0.0048651 | 0.0048062 | 0.0047561 | 0.0047107 | 0.0046778 | 0.0046494 | 0.0046229 | 0 | 0 | 0
F2_Industrial_Agriculture_Existing_Space Heating_Natural Gas_Thermostat - Programmable_A_Achievable Economic TRC Potential | F2 | Industrial | Agriculture | Existing | Space Heating | Natural Gas | Thermostat - Programmable | A | Integrated Unit Summer Peak Savings (kW) | Achievable Economic TRC Potential | 0 | 0 | 0 | 0 | 0 | 0 | 0 | 0 | 0 | 0 | 0 | 0 | 0 | 0 | 0 | 0 | 0 | 0 | 0 | 0 | 0 | 0 | 0 | 0 | 0 | 0 | 0 | 0 | 0 | 0 | 0
F3_Industrial_Agriculture_Existing_Space Heating_Natural Gas_Thermostat - Programmable_A_Achievable Economic TRC Potential | F3 | Industrial | Agriculture | Existing | Space Heating | Natural Gas | Thermostat - Programmable | A | Integrated Unit Winter Peak Savings (kW) | Achievable Economic TRC Potential | 0 | 0 | 0 | 0 | 0 | 0 | 0 | 0 | 0 | 0 | 0 | 0 | 0 | 0 | 0 | 0 | 0 | 0 | 0 | 0 | 0 | 0 | 0 | 0 | 0 | 0 | 0 | 0 | 0 | 0 | 0
F4_Industrial_Agriculture_Existing_Space Heating_Natural Gas_Thermostat - Programmable_A_Achievable Economic TRC Potential | F4 | Industrial | Agriculture | Existing | Space Heating | Natural Gas | Thermostat - Programmable | A | Incremental Energy Savings (MWh or mTherms) | Achievable Economic TRC Potential | 0 | 0 | 0 | 0 | 0 | 0 | 0 | 0 | 0 | 0 | 0 | 0 | 0 | 0 | 0 | 0 | 0 | 0 | 0 | 0 | 0 | 0 | 0 | 0 | 0 | 0 | 0 | 0 | 0 | 0 | 0
F5_Industrial_Agriculture_Existing_Space Heating_Natural Gas_Thermostat - Programmable_A_Achievable Economic TRC Potential | F5 | Industrial | Agriculture | Existing | Space Heating | Natural Gas | Thermostat - Programmable | A | Incremental Summer Peak Savings (MW) | Achievable Economic TRC Potential | 0 | 0 | 0 | 0 | 0 | 0 | 0 | 0 | 0 | 0 | 0 | 0 | 0 | 0 | 0 | 0 | 0 | 0 | 0 | 0 | 0 | 0 | 0 | 0 | 0 | 0 | 0 | 0 | 0 | 0 | 0
F6_Industrial_Agriculture_Existing_Space Heating_Natural Gas_Thermostat - Programmable_A_Achievable Economic TRC Potential | F6 | Industrial | Agriculture | Existing | Space Heating | Natural Gas | Thermostat - Programmable | A | Incremental Winter Peak Savings (MW) | Achievable Economic TRC Potential | 0 | 0 | 0 | 0 | 0 | 0 | 0 | 0 | 0 | 0 | 0 | 0 | 0 | 0 | 0 | 0 | 0 | 0 | 0 | 0 | 0 | 0 | 0 | 0 | 0 | 0 | 0 | 0 | 0 | 0 | 0
F7_Industrial_Agriculture_Existing_Space Heating_Natural Gas_Thermostat - Programmable_A_Achievable Economic TRC Potential | F7 | Industrial | Agriculture | Existing | Space Heating | Natural Gas | Thermostat - Programmable | A | Cumulative Energy Savings (MWh or mTherms) | Achievable Economic TRC Potential | 0 | 0 | 0 | 0 | 0 | 0 | 0 | 0 | 0 | 0 | 0 | 0 | 0 | 0 | 0 | 0 | 0 | 0 | 0 | 0 | 0 | 0 | 0 | 0 | 0 | 0 | 0 | 0 | 0 | 0 | 0
F8_Industrial_Agriculture_Existing_Space Heating_Natural Gas_Thermostat - Programmable_A_Achievable Economic TRC Potential | F8 | Industrial | Agriculture | Existing | Space Heating | Natural Gas | Thermostat - Programmable | A | Cumulative Summer Peak Savings (MW) | Achievable Economic TRC Potential | 0 | 0 | 0 | 0 | 0 | 0 | 0 | 0 | 0 | 0 | 0 | 0 | 0 | 0 | 0 | 0 | 0 | 0 | 0 | 0 | 0 | 0 | 0 | 0 | 0 | 0 | 0 | 0 | 0 | 0 | 0
F9_Industrial_Agriculture_Existing_Space Heating_Natural Gas_Thermostat - Programmable_A_Achievable Economic TRC Potential | F9 | Industrial | Agriculture | Existing | Space Heating | Natural Gas | Thermostat - Programmable | A | Cumulative Winter Peak Savings (MW) | Achievable Economic TRC Potential | 0 | 0 | 0 | 0 | 0 | 0 | 0 | 0 | 0 | 0 | 0 | 0 | 0 | 0 | 0 | 0 | 0 | 0 | 0 | 0 | 0 | 0 | 0 | 0 | 0 | 0 | 0 | 0 | 0 | 0 | 0
F10_Industrial_Agriculture_Existing_Space Heating_Natural Gas_Thermostat - Programmable_A_Achievable Economic TRC Potential | F10 | Industrial | Agriculture | Existing | Space Heating | Natural Gas | Thermostat - Programmable | A | Purchases (Incremental) | Achievable Economic TRC Potential | 0 | 0 | 0 | 0 | 0 | 0 | 0 | 0 | 0 | 0 | 0 | 0 | 0 | 0 | 0 | 0 | 0 | 0 | 0 | 0 | 0 | 0 | 0 | 0 | 0 | 0 | 0 | 0 | 0 | 0 | 0
F11_Industrial_Agriculture_Existing_Space Heating_Natural Gas_Thermostat - Programmable_A_Achievable Economic TRC Potential | F11 | Industrial | Agriculture | Existing | Space Heating | Natural Gas | Thermostat - Programmable | A | Purchases (Cumulative) | Achievable Economic TRC Potential | 0 | 0 | 0 | 0 | 0 | 0 | 0 | 0 | 0 | 0 | 0 | 0 | 0 | 0 | 0 | 0 | 0 | 0 | 0 | 0 | 0 | 0 | 0 | 0 | 0 | 0 | 0 | 0 | 0 | 0 | 0
F1_Industrial_Agriculture_Existing_Space Heating_Natural Gas_ENERGY STAR Connected Thermostat_A_Achievable Economic TRC Potential | F1 | Industrial | Agriculture | Existing | Space Heating | Natural Gas | ENERGY STAR Connected Thermostat | A | Integrated Unit Energy Savings (kWh or therms) | Achievable Economic TRC Potential | 0 | 0 | 0 | 0 | 0 | 0.015421 | 0.015281 | 0.015097 | 0.01488 | 0.014629 | 0.014344 | 0.014043 | 0.013732 | 0.013406 | 0.013094 | 0.012785 | 0.012504 | 0.012243 | 0.012001 | 0.011803 | 0.01162 | 0.011452 | 0.011314 | 0.011196 | 0.011089 | 0.011012 | 0.010945 | 0.010882 | 0 | 0 | 0
F2_Industrial_Agriculture_Existing_Space Heating_Natural Gas_ENERGY STAR Connected Thermostat_A_Achievable Economic TRC Potential | F2 | Industrial | Agriculture | Existing | Space Heating | Natural Gas | ENERGY STAR Connected Thermostat | A | Integrated Unit Summer Peak Savings (kW) | Achievable Economic TRC Potential | 0 | 0 | 0 | 0 | 0 | 0 | 0 | 0 | 0 | 0 | 0 | 0 | 0 | 0 | 0 | 0 | 0 | 0 | 0 | 0 | 0 | 0 | 0 | 0 | 0 | 0 | 0 | 0 | 0 | 0 | 0
F3_Industrial_Agriculture_Existing_Space Heating_Natural Gas_ENERGY STAR Connected Thermostat_A_Achievable Economic TRC Potential | F3 | Industrial | Agriculture | Existing | Space Heating | Natural Gas | ENERGY STAR Connected Thermostat | A | Integrated Unit Winter Peak Savings (kW) | Achievable Economic TRC Potential | 0 | 0 | 0 | 0 | 0 | 0 | 0 | 0 | 0 | 0 | 0 | 0 | 0 | 0 | 0 | 0 | 0 | 0 | 0 | 0 | 0 | 0 | 0 | 0 | 0 | 0 | 0 | 0 | 0 | 0 | 0
F4_Industrial_Agriculture_Existing_Space Heating_Natural Gas_ENERGY STAR Connected Thermostat_A_Achievable Economic TRC Potential | F4 | Industrial | Agriculture | Existing | Space Heating | Natural Gas | ENERGY STAR Connected Thermostat | A | Incremental Energy Savings (MWh or mTherms) | Achievable Economic TRC Potential | 0 | 0 | 0 | 0 | 0 | 0 | 0 | 0 | 0 | 0 | 0 | 0 | 0 | 0 | 0 | 0 | 0 | 0 | 0 | 0 | 0 | 0 | 0 | 0 | 0 | 0 | 0 | 0 | 0 | 0 | 0
F5_Industrial_Agriculture_Existing_Space Heating_Natural Gas_ENERGY STAR Connected Thermostat_A_Achievable Economic TRC Potential | F5 | Industrial | Agriculture | Existing | Space Heating | Natural Gas | ENERGY STAR Connected Thermostat | A | Incremental Summer Peak Savings (MW) | Achievable Economic TRC Potential | 0 | 0 | 0 | 0 | 0 | 0 | 0 | 0 | 0 | 0 | 0 | 0 | 0 | 0 | 0 | 0 | 0 | 0 | 0 | 0 | 0 | 0 | 0 | 0 | 0 | 0 | 0 | 0 | 0 | 0 | 0
F6_Industrial_Agriculture_Existing_Space Heating_Natural Gas_ENERGY STAR Connected Thermostat_A_Achievable Economic TRC Potential | F6 | Industrial | Agriculture | Existing | Space Heating | Natural Gas | ENERGY STAR Connected Thermostat | A | Incremental Winter Peak Savings (MW) | Achievable Economic TRC Potential | 0 | 0 | 0 | 0 | 0 | 0 | 0 | 0 | 0 | 0 | 0 | 0 | 0 | 0 | 0 | 0 | 0 | 0 | 0 | 0 | 0 | 0 | 0 | 0 | 0 | 0 | 0 | 0 | 0 | 0 | 0
F7_Industrial_Agriculture_Existing_Space Heating_Natural Gas_ENERGY STAR Connected Thermostat_A_Achievable Economic TRC Potential | F7 | Industrial | Agriculture | Existing | Space Heating | Natural Gas | ENERGY STAR Connected Thermostat | A | Cumulative Energy Savings (MWh or mTherms) | Achievable Economic TRC Potential | 0 | 0 | 0 | 0 | 0 | 0 | 0 | 0 | 0 | 0 | 0 | 0 | 0 | 0 | 0 | 0 | 0 | 0 | 0 | 0 | 0 | 0 | 0 | 0 | 0 | 0 | 0 | 0 | 0 | 0 | 0
F8_Industrial_Agriculture_Existing_Space Heating_Natural Gas_ENERGY STAR Connected Thermostat_A_Achievable Economic TRC Potential | F8 | Industrial | Agriculture | Existing | Space Heating | Natural Gas | ENERGY STAR Connected Thermostat | A | Cumulative Summer Peak Savings (MW) | Achievable Economic TRC Potential | 0 | 0 | 0 | 0 | 0 | 0 | 0 | 0 | 0 | 0 | 0 | 0 | 0 | 0 | 0 | 0 | 0 | 0 | 0 | 0 | 0 | 0 | 0 | 0 | 0 | 0 | 0 | 0 | 0 | 0 | 0
F9_Industrial_Agriculture_Existing_Space Heating_Natural Gas_ENERGY STAR Connected Thermostat_A_Achievable Economic TRC Potential | F9 | Industrial | Agriculture | Existing | Space Heating | Natural Gas | ENERGY STAR Connected Thermostat | A | Cumulative Winter Peak Savings (MW) | Achievable Economic TRC Potential | 0 | 0 | 0 | 0 | 0 | 0 | 0 | 0 | 0 | 0 | 0 | 0 | 0 | 0 | 0 | 0 | 0 | 0 | 0 | 0 | 0 | 0 | 0 | 0 | 0 | 0 | 0 | 0 | 0 | 0 | 0
F10_Industrial_Agriculture_Existing_Space Heating_Natural Gas_ENERGY STAR Connected Thermostat_A_Achievable Economic TRC Potential | F10 | Industrial | Agriculture | Existing | Space Heating | Natural Gas | ENERGY STAR Connected Thermostat | A | Purchases (Incremental) | Achievable Economic TRC Potential | 0 | 0 | 0 | 0 | 0 | 0 | 0 | 0 | 0 | 0 | 0 | 0 | 0 | 0 | 0 | 0 | 0 | 0 | 0 | 0 | 0 | 0 | 0 | 0 | 0 | 0 | 0 | 0 | 0 | 0 | 0
F11_Industrial_Agriculture_Existing_Space Heating_Natural Gas_ENERGY STAR Connected Thermostat_A_Achievable Economic TRC Potential | F11 | Industrial | Agriculture | Existing | Space Heating | Natural Gas | ENERGY STAR Connected Thermostat | A | Purchases (Cumulative) | Achievable Economic TRC Potential | 0 | 0 | 0 | 0 | 0 | 0 | 0 | 0 | 0 | 0 | 0 | 0 | 0 | 0 | 0 | 0 | 0 | 0 | 0 | 0 | 0 | 0 | 0 | 0 | 0 | 0 | 0 | 0 | 0 | 0 | 0
F1_Industrial_Agriculture_Existing_Space Heating_Natural Gas_Destratification Fans (HVLS)_A_Achievable Economic TRC Potential | F1 | Industrial | Agriculture | Existing | Space Heating | Natural Gas | Destratification Fans (HVLS) | A | Integrated Unit Energy Savings (kWh or therms) | Achievable Economic TRC Potential | 0 | 0 | 0 | 0 | 0 | 0.015421 | 0.015281 | 0.015097 | 0.01488 | 0.014629 | 0.014344 | 0.014043 | 0.013732 | 0.013406 | 0.013094 | 0.012785 | 0.012504 | 0.012243 | 0.012001 | 0.011803 | 0.01162 | 0.011452 | 0.011314 | 0.011196 | 0.011089 | 0.011012 | 0.010945 | 0.010882 | 0 | 0 | 0
F2_Industrial_Agriculture_Existing_Space Heating_Natural Gas_Destratification Fans (HVLS)_A_Achievable Economic TRC Potential | F2 | Industrial | Agriculture | Existing | Space Heating | Natural Gas | Destratification Fans (HVLS) | A | Integrated Unit Summer Peak Savings (kW) | Achievable Economic TRC Potential | 0 | 0 | 0 | 0 | 0 | 0 | 0 | 0 | 0 | 0 | 0 | 0 | 0 | 0 | 0 | 0 | 0 | 0 | 0 | 0 | 0 | 0 | 0 | 0 | 0 | 0 | 0 | 0 | 0 | 0 | 0
F3_Industrial_Agriculture_Existing_Space Heating_Natural Gas_Destratification Fans (HVLS)_A_Achievable Economic TRC Potential | F3 | Industrial | Agriculture | Existing | Space Heating | Natural Gas | Destratification Fans (HVLS) | A | Integrated Unit Winter Peak Savings (kW) | Achievable Economic TRC Potential | 0 | 0 | 0 | 0 | 0 | 0 | 0 | 0 | 0 | 0 | 0 | 0 | 0 | 0 | 0 | 0 | 0 | 0 | 0 | 0 | 0 | 0 | 0 | 0 | 0 | 0 | 0 | 0 | 0 | 0 | 0
F4_Industrial_Agriculture_Existing_Space Heating_Natural Gas_Destratification Fans (HVLS)_A_Achievable Economic TRC Potential | F4 | Industrial | Agriculture | Existing | Space Heating | Natural Gas | Destratification Fans (HVLS) | A | Incremental Energy Savings (MWh or mTherms) | Achievable Economic TRC Potential | 0 | 0 | 0 | 0 | 0 | 0 | 0 | 0 | 0 | 0 | 0 | 0 | 0 | 0 | 0 | 0 | 0 | 0 | 0 | 0 | 0 | 0 | 0 | 0 | 0 | 0 | 0 | 0 | 0 | 0 | 0
F5_Industrial_Agriculture_Existing_Space Heating_Natural Gas_Destratification Fans (HVLS)_A_Achievable Economic TRC Potential | F5 | Industrial | Agriculture | Existing | Space Heating | Natural Gas | Destratification Fans (HVLS) | A | Incremental Summer Peak Savings (MW) | Achievable Economic TRC Potential | 0 | 0 | 0 | 0 | 0 | 0 | 0 | 0 | 0 | 0 | 0 | 0 | 0 | 0 | 0 | 0 | 0 | 0 | 0 | 0 | 0 | 0 | 0 | 0 | 0 | 0 | 0 | 0 | 0 | 0 | 0
F6_Industrial_Agriculture_Existing_Space Heating_Natural Gas_Destratification Fans (HVLS)_A_Achievable Economic TRC Potential | F6 | Industrial | Agriculture | Existing | Space Heating | Natural Gas | Destratification Fans (HVLS) | A | Incremental Winter Peak Savings (MW) | Achievable Economic TRC Potential | 0 | 0 | 0 | 0 | 0 | 0 | 0 | 0 | 0 | 0 | 0 | 0 | 0 | 0 | 0 | 0 | 0 | 0 | 0 | 0 | 0 | 0 | 0 | 0 | 0 | 0 | 0 | 0 | 0 | 0 | 0
F7_Industrial_Agriculture_Existing_Space Heating_Natural Gas_Destratification Fans (HVLS)_A_Achievable Economic TRC Potential | F7 | Industrial | Agriculture | Existing | Space Heating | Natural Gas | Destratification Fans (HVLS) | A | Cumulative Energy Savings (MWh or mTherms) | Achievable Economic TRC Potential | 0 | 0 | 0 | 0 | 0 | 0 | 0 | 0 | 0 | 0 | 0 | 0 | 0 | 0 | 0 | 0 | 0 | 0 | 0 | 0 | 0 | 0 | 0 | 0 | 0 | 0 | 0 | 0 | 0 | 0 | 0
F8_Industrial_Agriculture_Existing_Space Heating_Natural Gas_Destratification Fans (HVLS)_A_Achievable Economic TRC Potential | F8 | Industrial | Agriculture | Existing | Space Heating | Natural Gas | Destratification Fans (HVLS) | A | Cumulative Summer Peak Savings (MW) | Achievable Economic TRC Potential | 0 | 0 | 0 | 0 | 0 | 0 | 0 | 0 | 0 | 0 | 0 | 0 | 0 | 0 | 0 | 0 | 0 | 0 | 0 | 0 | 0 | 0 | 0 | 0 | 0 | 0 | 0 | 0 | 0 | 0 | 0
F9_Industrial_Agriculture_Existing_Space Heating_Natural Gas_Destratification Fans (HVLS)_A_Achievable Economic TRC Potential | F9 | Industrial | Agriculture | Existing | Space Heating | Natural Gas | Destratification Fans (HVLS) | A | Cumulative Winter Peak Savings (MW) | Achievable Economic TRC Potential | 0 | 0 | 0 | 0 | 0 | 0 | 0 | 0 | 0 | 0 | 0 | 0 | 0 | 0 | 0 | 0 | 0 | 0 | 0 | 0 | 0 | 0 | 0 | 0 | 0 | 0 | 0 | 0 | 0 | 0 | 0
F10_Industrial_Agriculture_Existing_Space Heating_Natural Gas_Destratification Fans (HVLS)_A_Achievable Economic TRC Potential | F10 | Industrial | Agriculture | Existing | Space Heating | Natural Gas | Destratification Fans (HVLS) | A | Purchases (Incremental) | Achievable Economic TRC Potential | 0 | 0 | 0 | 0 | 0 | 0 | 0 | 0 | 0 | 0 | 0 | 0 | 0 | 0 | 0 | 0 | 0 | 0 | 0 | 0 | 0 | 0 | 0 | 0 | 0 | 0 | 0 | 0 | 0 | 0 | 0
F11_Industrial_Agriculture_Existing_Space Heating_Natural Gas_Destratification Fans (HVLS)_A_Achievable Economic TRC Potential | F11 | Industrial | Agriculture | Existing | Space Heating | Natural Gas | Destratification Fans (HVLS) | A | Purchases (Cumulative) | Achievable Economic TRC Potential | 0 | 0 | 0 | 0 | 0 | 0 | 0 | 0 | 0 | 0 | 0 | 0 | 0 | 0 | 0 | 0 | 0 | 0 | 0 | 0 | 0 | 0 | 0 | 0 | 0 | 0 | 0 | 0 | 0 | 0 | 0
F1_Industrial_Agriculture_Existing_Space Heating_Natural Gas_Gas Boiler - Insulate Steam Lines/Condensate Tank_A_Achievable Economic TRC Potential | F1 | Industrial | Agriculture | Existing | Space Heating | Natural Gas | Gas Boiler - Insulate Steam Lines/Condensate Tank | A | Integrated Unit Energy Savings (kWh or therms) | Achievable Economic TRC Potential | 0 | 0 | 0 | 0 | 0 | 12.4786 | 12.3828 | 12.2829 | 12.1761 | 12.0609 | 11.9374 | 11.8049 | 11.6622 | 11.5061 | 11.3371 | 11.1643 | 10.991 | 10.8194 | 10.6527 | 10.502 | 10.362 | 10.2293 | 10.1152 | 10.0135 | 9.9181 | 9.8409 | 9.7747 | 9.7137 | 10.7858 | 10.7415 | 10.701
F2_Industrial_Agriculture_Existing_Space Heating_Natural Gas_Gas Boiler - Insulate Steam Lines/Condensate Tank_A_Achievable Economic TRC Potential | F2 | Industrial | Agriculture | Existing | Space Heating | Natural Gas | Gas Boiler - Insulate Steam Lines/Condensate Tank | A | Integrated Unit Summer Peak Savings (kW) | Achievable Economic TRC Potential | 0 | 0 | 0 | 0 | 0 | 0 | 0 | 0 | 0 | 0 | 0 | 0 | 0 | 0 | 0 | 0 | 0 | 0 | 0 | 0 | 0 | 0 | 0 | 0 | 0 | 0 | 0 | 0 | 0 | 0 | 0
F3_Industrial_Agriculture_Existing_Space Heating_Natural Gas_Gas Boiler - Insulate Steam Lines/Condensate Tank_A_Achievable Economic TRC Potential | F3 | Industrial | Agriculture | Existing | Space Heating | Natural Gas | Gas Boiler - Insulate Steam Lines/Condensate Tank | A | Integrated Unit Winter Peak Savings (kW) | Achievable Economic TRC Potential | 0 | 0 | 0 | 0 | 0 | 0 | 0 | 0 | 0 | 0 | 0 | 0 | 0 | 0 | 0 | 0 | 0 | 0 | 0 | 0 | 0 | 0 | 0 | 0 | 0 | 0 | 0 | 0 | 0 | 0 | 0
F4_Industrial_Agriculture_Existing_Space Heating_Natural Gas_Gas Boiler - Insulate Steam Lines/Condensate Tank_A_Achievable Economic TRC Potential | F4 | Industrial | Agriculture | Existing | Space Heating | Natural Gas | Gas Boiler - Insulate Steam Lines/Condensate Tank | A | Incremental Energy Savings (MWh or mTherms) | Achievable Economic TRC Potential | 0 | 0 | 0 | 0 | 0 | 0.043885 | 0.043525 | 0.042919 | 0.042569 | 0.042201 | 0.041238 | 0.040669 | 0.040096 | 0.038931 | 0.038506 | 0.037557 | 0.036979 | 0.036218 | 0.035342 | 0.034884 | 0.034276 | 0.033706 | 0.033208 | 0.032763 | 0.032348 | 0 | 0 | 0 | 0 | 0 | 0
F5_Industrial_Agriculture_Existing_Space Heating_Natural Gas_Gas Boiler - Insulate Steam Lines/Condensate Tank_A_Achievable Economic TRC Potential | F5 | Industrial | Agriculture | Existing | Space Heating | Natural Gas | Gas Boiler - Insulate Steam Lines/Condensate Tank | A | Incremental Summer Peak Savings (MW) | Achievable Economic TRC Potential | 0 | 0 | 0 | 0 | 0 | 0 | 0 | 0 | 0 | 0 | 0 | 0 | 0 | 0 | 0 | 0 | 0 | 0 | 0 | 0 | 0 | 0 | 0 | 0 | 0 | 0 | 0 | 0 | 0 | 0 | 0
F6_Industrial_Agriculture_Existing_Space Heating_Natural Gas_Gas Boiler - Insulate Steam Lines/Condensate Tank_A_Achievable Economic TRC Potential | F6 | Industrial | Agriculture | Existing | Space Heating | Natural Gas | Gas Boiler - Insulate Steam Lines/Condensate Tank | A | Incremental Winter Peak Savings (MW) | Achievable Economic TRC Potential | 0 | 0 | 0 | 0 | 0 | 0 | 0 | 0 | 0 | 0 | 0 | 0 | 0 | 0 | 0 | 0 | 0 | 0 | 0 | 0 | 0 | 0 | 0 | 0 | 0 | 0 | 0 | 0 | 0 | 0 | 0
F7_Industrial_Agriculture_Existing_Space Heating_Natural Gas_Gas Boiler - Insulate Steam Lines/Condensate Tank_A_Achievable Economic TRC Potential | F7 | Industrial | Agriculture | Existing | Space Heating | Natural Gas | Gas Boiler - Insulate Steam Lines/Condensate Tank | A | Cumulative Energy Savings (MWh or mTherms) | Achievable Economic TRC Potential | 0 | 0 | 0 | 0 | 0 | 0.043885 | 0.087073 | 0.12929 | 0.17073 | 0.21132 | 0.25039 | 0.28828 | 0.32489 | 0.35948 | 0.3927 | 0.42427 | 0.45467 | 0.48379 | 0.51168 | 0.53932 | 0.56641 | 0.59286 | 0.61946 | 0.64599 | 0.67218 | 0.66695 | 0.66247 | 0.65833 | 0 | 0 | 0
F8_Industrial_Agriculture_Existing_Space Heating_Natural Gas_Gas Boiler - Insulate Steam Lines/Condensate Tank_A_Achievable Economic TRC Potential | F8 | Industrial | Agriculture | Existing | Space Heating | Natural Gas | Gas Boiler - Insulate Steam Lines/Condensate Tank | A | Cumulative Summer Peak Savings (MW) | Achievable Economic TRC Potential | 0 | 0 | 0 | 0 | 0 | 0 | 0 | 0 | 0 | 0 | 0 | 0 | 0 | 0 | 0 | 0 | 0 | 0 | 0 | 0 | 0 | 0 | 0 | 0 | 0 | 0 | 0 | 0 | 0 | 0 | 0
F9_Industrial_Agriculture_Existing_Space Heating_Natural Gas_Gas Boiler - Insulate Steam Lines/Condensate Tank_A_Achievable Economic TRC Potential | F9 | Industrial | Agriculture | Existing | Space Heating | Natural Gas | Gas Boiler - Insulate Steam Lines/Condensate Tank | A | Cumulative Winter Peak Savings (MW) | Achievable Economic TRC Potential | 0 | 0 | 0 | 0 | 0 | 0 | 0 | 0 | 0 | 0 | 0 | 0 | 0 | 0 | 0 | 0 | 0 | 0 | 0 | 0 | 0 | 0 | 0 | 0 | 0 | 0 | 0 | 0 | 0 | 0 | 0
F10_Industrial_Agriculture_Existing_Space Heating_Natural Gas_Gas Boiler - Insulate Steam Lines/Condensate Tank_A_Achievable Economic TRC Potential | F10 | Industrial | Agriculture | Existing | Space Heating | Natural Gas | Gas Boiler - Insulate Steam Lines/Condensate Tank | A | Purchases (Incremental) | Achievable Economic TRC Potential | 0 | 0 | 0 | 0 | 0 | 3.5169 | 3.5149 | 3.4942 | 3.4961 | 3.499 | 3.4545 | 3.4451 | 3.4381 | 3.3835 | 3.3964 | 3.364 | 3.3645 | 3.3475 | 3.3177 | 3.3216 | 3.3079 | 3.295 | 3.283 | 3.2718 | 3.2615 | 0 | 0 | 0 | 0 | 0 | 0
F11_Industrial_Agriculture_Existing_Space Heating_Natural Gas_Gas Boiler - Insulate Steam Lines/Condensate Tank_A_Achievable Economic TRC Potential | F11 | Industrial | Agriculture | Existing | Space Heating | Natural Gas | Gas Boiler - Insulate Steam Lines/Condensate Tank | A | Purchases (Cumulative) | Achievable Economic TRC Potential | 0 | 0 | 0 | 0 | 0 | 3.5169 | 7.0318 | 10.526 | 14.0221 | 17.521 | 20.9756 | 24.4207 | 27.8588 | 31.2423 | 34.6387 | 38.0028 | 41.3672 | 44.7148 | 48.0325 | 51.3541 | 54.6619 | 57.957 | 61.24 | 64.5118 | 67.7733 | 67.7733 | 67.7733 | 67.7733 | 67.7733 | 67.7733 | 67.7733
F1_Industrial_Agriculture_Existing_Process_Natural Gas_Gas Boiler - Insulate Steam Lines/Condensate Tank_A_Achievable Economic TRC Potential | F1 | Industrial | Agriculture | Existing | Process | Natural Gas | Gas Boiler - Insulate Steam Lines/Condensate Tank | A | Integrated Unit Energy Savings (kWh or therms) | Achievable Economic TRC Potential | 0 | 0 | 0 | 0 | 0 | 16.8213 | 16.7932 | 16.7646 | 16.736 | 16.7069 | 16.676 | 16.6475 | 16.6206 | 16.5921 | 16.5704 | 16.5474 | 16.5297 | 16.5124 | 16.4951 | 16.4822 | 16.4679 | 16.4546 | 16.4415 | 16.4285 | 16.4155 | 16.4143 | 16.4131 | 16.412 | 16.8499 | 16.8499 | 16.8499
F2_Industrial_Agriculture_Existing_Process_Natural Gas_Gas Boiler - Insulate Steam Lines/Condensate Tank_A_Achievable Economic TRC Potential | F2 | Industrial | Agriculture | Existing | Process | Natural Gas | Gas Boiler - Insulate Steam Lines/Condensate Tank | A | Integrated Unit Summer Peak Savings (kW) | Achievable Economic TRC Potential | 0 | 0 | 0 | 0 | 0 | 0 | 0 | 0 | 0 | 0 | 0 | 0 | 0 | 0 | 0 | 0 | 0 | 0 | 0 | 0 | 0 | 0 | 0 | 0 | 0 | 0 | 0 | 0 | 0 | 0 | 0
F3_Industrial_Agriculture_Existing_Process_Natural Gas_Gas Boiler - Insulate Steam Lines/Condensate Tank_A_Achievable Economic TRC Potential | F3 | Industrial | Agriculture | Existing | Process | Natural Gas | Gas Boiler - Insulate Steam Lines/Condensate Tank | A | Integrated Unit Winter Peak Savings (kW) | Achievable Economic TRC Potential | 0 | 0 | 0 | 0 | 0 | 0 | 0 | 0 | 0 | 0 | 0 | 0 | 0 | 0 | 0 | 0 | 0 | 0 | 0 | 0 | 0 | 0 | 0 | 0 | 0 | 0 | 0 | 0 | 0 | 0 | 0
F4_Industrial_Agriculture_Existing_Process_Natural Gas_Gas Boiler - Insulate Steam Lines/Condensate Tank_A_Achievable Economic TRC Potential | F4 | Industrial | Agriculture | Existing | Process | Natural Gas | Gas Boiler - Insulate Steam Lines/Condensate Tank | A | Incremental Energy Savings (MWh or mTherms) | Achievable Economic TRC Potential | 0 | 0 | 0 | 0 | 0 | 0.48935 | 0.48827 | 0.48456 | 0.484 | 0.48355 | 0.47653 | 0.47442 | 0.47269 | 0.46438 | 0.46555 | 0.46047 | 0.46004 | 0.45724 | 0.45269 | 0.45287 | 0.4506 | 0.44849 | 0.4465 | 0.44463 | 0.44288 | 0 | 0 | 0 | 0 | 0 | 0
F5_Industrial_Agriculture_Existing_Process_Natural Gas_Gas Boiler - Insulate Steam Lines/Condensate Tank_A_Achievable Economic TRC Potential | F5 | Industrial | Agriculture | Existing | Process | Natural Gas | Gas Boiler - Insulate Steam Lines/Condensate Tank | A | Incremental Summer Peak Savings (MW) | Achievable Economic TRC Potential | 0 | 0 | 0 | 0 | 0 | 0 | 0 | 0 | 0 | 0 | 0 | 0 | 0 | 0 | 0 | 0 | 0 | 0 | 0 | 0 | 0 | 0 | 0 | 0 | 0 | 0 | 0 | 0 | 0 | 0 | 0
F6_Industrial_Agriculture_Existing_Process_Natural Gas_Gas Boiler - Insulate Steam Lines/Condensate Tank_A_Achievable Economic TRC Potential | F6 | Industrial | Agriculture | Existing | Process | Natural Gas | Gas Boiler - Insulate Steam Lines/Condensate Tank | A | Incremental Winter Peak Savings (MW) | Achievable Economic TRC Potential | 0 | 0 | 0 | 0 | 0 | 0 | 0 | 0 | 0 | 0 | 0 | 0 | 0 | 0 | 0 | 0 | 0 | 0 | 0 | 0 | 0 | 0 | 0 | 0 | 0 | 0 | 0 | 0 | 0 | 0 | 0
F7_Industrial_Agriculture_Existing_Process_Natural Gas_Gas Boiler - Insulate Steam Lines/Condensate Tank_A_Achievable Economic TRC Potential | F7 | Industrial | Agriculture | Existing | Process | Natural Gas | Gas Boiler - Insulate Steam Lines/Condensate Tank | A | Cumulative Energy Savings (MWh or mTherms) | Achievable Economic TRC Potential | 0 | 0 | 0 | 0 | 0 | 0.48935 | 0.9768 | 1.4597 | 1.9412 | 2.4214 | 2.8934 | 3.3629 | 3.8302 | 4.288 | 4.7479 | 5.2018 | 5.6563 | 6.1076 | 6.5539 | 7.0016 | 7.4461 | 7.8886 | 8.3288 | 8.7669 | 9.2028 | 9.2021 | 9.2015 | 9.2009 | 0 | 0 | 0
F8_Industrial_Agriculture_Existing_Process_Natural Gas_Gas Boiler - Insulate Steam Lines/Condensate Tank_A_Achievable Economic TRC Potential | F8 | Industrial | Agriculture | Existing | Process | Natural Gas | Gas Boiler - Insulate Steam Lines/Condensate Tank | A | Cumulative Summer Peak Savings (MW) | Achievable Economic TRC Potential | 0 | 0 | 0 | 0 | 0 | 0 | 0 | 0 | 0 | 0 | 0 | 0 | 0 | 0 | 0 | 0 | 0 | 0 | 0 | 0 | 0 | 0 | 0 | 0 | 0 | 0 | 0 | 0 | 0 | 0 | 0
F9_Industrial_Agriculture_Existing_Process_Natural Gas_Gas Boiler - Insulate Steam Lines/Condensate Tank_A_Achievable Economic TRC Potential | F9 | Industrial | Agriculture | Existing | Process | Natural Gas | Gas Boiler - Insulate Steam Lines/Condensate Tank | A | Cumulative Winter Peak Savings (MW) | Achievable Economic TRC Potential | 0 | 0 | 0 | 0 | 0 | 0 | 0 | 0 | 0 | 0 | 0 | 0 | 0 | 0 | 0 | 0 | 0 | 0 | 0 | 0 | 0 | 0 | 0 | 0 | 0 | 0 | 0 | 0 | 0 | 0 | 0
F10_Industrial_Agriculture_Existing_Process_Natural Gas_Gas Boiler - Insulate Steam Lines/Condensate Tank_A_Achievable Economic TRC Potential | F10 | Industrial | Agriculture | Existing | Process | Natural Gas | Gas Boiler - Insulate Steam Lines/Condensate Tank | A | Purchases (Incremental) | Achievable Economic TRC Potential | 0 | 0 | 0 | 0 | 0 | 29.0913 | 29.0753 | 28.9038 | 28.9195 | 28.9434 | 28.5758 | 28.4977 | 28.4399 | 27.9883 | 28.0951 | 27.8272 | 27.8308 | 27.6907 | 27.4437 | 27.4762 | 27.3626 | 27.2562 | 27.1569 | 27.0646 | 26.9792 | 0 | 0 | 0 | 0 | 0 | 0
F11_Industrial_Agriculture_Existing_Process_Natural Gas_Gas Boiler - Insulate Steam Lines/Condensate Tank_A_Achievable Economic TRC Potential | F11 | Industrial | Agriculture | Existing | Process | Natural Gas | Gas Boiler - Insulate Steam Lines/Condensate Tank | A | Purchases (Cumulative) | Achievable Economic TRC Potential | 0 | 0 | 0 | 0 | 0 | 29.0913 | 58.1666 | 87.0704 | 115.9899 | 144.9332 | 173.5091 | 202.0068 | 230.4467 | 258.4349 | 286.53 | 314.3572 | 342.188 | 369.8788 | 397.3225 | 424.7987 | 452.1613 | 479.4175 | 506.5744 | 533.639 | 560.6183 | 560.6183 | 560.6183 | 560.6183 | 560.6183 | 560.6183 | 560.6183
F1_Industrial_Agriculture_Existing_Space Heating_Natural Gas_Gas Boiler - Insulate Hot Water Lines_A_Achievable Economic TRC Potential | F1 | Industrial | Agriculture | Existing | Space Heating | Natural Gas | Gas Boiler - Insulate Hot Water Lines | A | Integrated Unit Energy Savings (kWh or therms) | Achievable Economic TRC Potential | 0 | 0 | 0 | 0 | 0 | 14.1082 | 14.0052 | 13.9003 | 13.7914 | 13.6782 | 13.5626 | 13.444 | 13.322 | 13.1952 | 13.0581 | 12.9252 | 12.7919 | 12.6615 | 12.5336 | 12.4112 | 12.2939 | 12.1741 | 12.0653 | 11.9623 | 11.8614 | 11.7711 | 11.6937 | 11.6223 | 12.1913 | 12.1412 | 12.0955
F2_Industrial_Agriculture_Existing_Space Heating_Natural Gas_Gas Boiler - Insulate Hot Water Lines_A_Achievable Economic TRC Potential | F2 | Industrial | Agriculture | Existing | Space Heating | Natural Gas | Gas Boiler - Insulate Hot Water Lines | A | Integrated Unit Summer Peak Savings (kW) | Achievable Economic TRC Potential | 0 | 0 | 0 | 0 | 0 | 0 | 0 | 0 | 0 | 0 | 0 | 0 | 0 | 0 | 0 | 0 | 0 | 0 | 0 | 0 | 0 | 0 | 0 | 0 | 0 | 0 | 0 | 0 | 0 | 0 | 0
F3_Industrial_Agriculture_Existing_Space Heating_Natural Gas_Gas Boiler - Insulate Hot Water Lines_A_Achievable Economic TRC Potential | F3 | Industrial | Agriculture | Existing | Space Heating | Natural Gas | Gas Boiler - Insulate Hot Water Lines | A | Integrated Unit Winter Peak Savings (kW) | Achievable Economic TRC Potential | 0 | 0 | 0 | 0 | 0 | 0 | 0 | 0 | 0 | 0 | 0 | 0 | 0 | 0 | 0 | 0 | 0 | 0 | 0 | 0 | 0 | 0 | 0 | 0 | 0 | 0 | 0 | 0 | 0 | 0 | 0
F4_Industrial_Agriculture_Existing_Space Heating_Natural Gas_Gas Boiler - Insulate Hot Water Lines_A_Achievable Economic TRC Potential | F4 | Industrial | Agriculture | Existing | Space Heating | Natural Gas | Gas Boiler - Insulate Hot Water Lines | A | Incremental Energy Savings (MWh or mTherms) | Achievable Economic TRC Potential | 0 | 0 | 0 | 0 | 0 | 0.099233 | 0.098455 | 0.097141 | 0.096432 | 0.09572 | 0.093705 | 0.092632 | 0.091605 | 0.089292 | 0.088702 | 0.086962 | 0.086076 | 0.08477 | 0.083165 | 0.082451 | 0.081334 | 0.080227 | 0.079221 | 0.078278 | 0.077373 | 0 | 0 | 0 | 0 | 0 | 0
F5_Industrial_Agriculture_Existing_Space Heating_Natural Gas_Gas Boiler - Insulate Hot Water Lines_A_Achievable Economic TRC Potential | F5 | Industrial | Agriculture | Existing | Space Heating | Natural Gas | Gas Boiler - Insulate Hot Water Lines | A | Incremental Summer Peak Savings (MW) | Achievable Economic TRC Potential | 0 | 0 | 0 | 0 | 0 | 0 | 0 | 0 | 0 | 0 | 0 | 0 | 0 | 0 | 0 | 0 | 0 | 0 | 0 | 0 | 0 | 0 | 0 | 0 | 0 | 0 | 0 | 0 | 0 | 0 | 0
F6_Industrial_Agriculture_Existing_Space Heating_Natural Gas_Gas Boiler - Insulate Hot Water Lines_A_Achievable Economic TRC Potential | F6 | Industrial | Agriculture | Existing | Space Heating | Natural Gas | Gas Boiler - Insulate Hot Water Lines | A | Incremental Winter Peak Savings (MW) | Achievable Economic TRC Potential | 0 | 0 | 0 | 0 | 0 | 0 | 0 | 0 | 0 | 0 | 0 | 0 | 0 | 0 | 0 | 0 | 0 | 0 | 0 | 0 | 0 | 0 | 0 | 0 | 0 | 0 | 0 | 0 | 0 | 0 | 0
F7_Industrial_Agriculture_Existing_Space Heating_Natural Gas_Gas Boiler - Insulate Hot Water Lines_A_Achievable Economic TRC Potential | F7 | Industrial | Agriculture | Existing | Space Heating | Natural Gas | Gas Boiler - Insulate Hot Water Lines | A | Cumulative Energy Savings (MWh or mTherms) | Achievable Economic TRC Potential | 0 | 0 | 0 | 0 | 0 | 0.099233 | 0.19696 | 0.29263 | 0.38677 | 0.47931 | 0.56897 | 0.65662 | 0.74227 | 0.8245 | 0.90463 | 0.98239 | 1.0583 | 1.1323 | 1.204 | 1.2747 | 1.344 | 1.4111 | 1.4778 | 1.5434 | 1.6078 | 1.5955 | 1.585 | 1.5754 | 0 | 0 | 0
F8_Industrial_Agriculture_Existing_Space Heating_Natural Gas_Gas Boiler - Insulate Hot Water Lines_A_Achievable Economic TRC Potential | F8 | Industrial | Agriculture | Existing | Space Heating | Natural Gas | Gas Boiler - Insulate Hot Water Lines | A | Cumulative Summer Peak Savings (MW) | Achievable Economic TRC Potential | 0 | 0 | 0 | 0 | 0 | 0 | 0 | 0 | 0 | 0 | 0 | 0 | 0 | 0 | 0 | 0 | 0 | 0 | 0 | 0 | 0 | 0 | 0 | 0 | 0 | 0 | 0 | 0 | 0 | 0 | 0
F9_Industrial_Agriculture_Existing_Space Heating_Natural Gas_Gas Boiler - Insulate Hot Water Lines_A_Achievable Economic TRC Potential | F9 | Industrial | Agriculture | Existing | Space Heating | Natural Gas | Gas Boiler - Insulate Hot Water Lines | A | Cumulative Winter Peak Savings (MW) | Achievable Economic TRC Potential | 0 | 0 | 0 | 0 | 0 | 0 | 0 | 0 | 0 | 0 | 0 | 0 | 0 | 0 | 0 | 0 | 0 | 0 | 0 | 0 | 0 | 0 | 0 | 0 | 0 | 0 | 0 | 0 | 0 | 0 | 0
F10_Industrial_Agriculture_Existing_Space Heating_Natural Gas_Gas Boiler - Insulate Hot Water Lines_A_Achievable Economic TRC Potential | F10 | Industrial | Agriculture | Existing | Space Heating | Natural Gas | Gas Boiler - Insulate Hot Water Lines | A | Purchases (Incremental) | Achievable Economic TRC Potential | 0 | 0 | 0 | 0 | 0 | 7.0337 | 7.0298 | 6.9884 | 6.9922 | 6.9979 | 6.9091 | 6.8902 | 6.8762 | 6.767 | 6.7929 | 6.7281 | 6.729 | 6.6951 | 6.6354 | 6.6432 | 6.6158 | 6.59 | 6.566 | 6.5437 | 6.5231 | 0 | 0 | 0 | 0 | 0 | 0
F11_Industrial_Agriculture_Existing_Space Heating_Natural Gas_Gas Boiler - Insulate Hot Water Lines_A_Achievable Economic TRC Potential | F11 | Industrial | Agriculture | Existing | Space Heating | Natural Gas | Gas Boiler - Insulate Hot Water Lines | A | Purchases (Cumulative) | Achievable Economic TRC Potential | 0 | 0 | 0 | 0 | 0 | 7.0337 | 14.0636 | 21.0519 | 28.0441 | 35.0421 | 41.9511 | 48.8413 | 55.7176 | 62.4846 | 69.2774 | 76.0055 | 82.7345 | 89.4295 | 96.0649 | 102.7081 | 109.3239 | 115.9139 | 122.4799 | 129.0236 | 135.5467 | 135.5467 | 135.5467 | 135.5467 | 135.5467 | 135.5467 | 135.5467
F1_Industrial_Agriculture_Existing_Process_Natural Gas_Gas Boiler - Insulate Hot Water Lines_A_Achievable Economic TRC Potential | F1 | Industrial | Agriculture | Existing | Process | Natural Gas | Gas Boiler - Insulate Hot Water Lines | A | Integrated Unit Energy Savings (kWh or therms) | Achievable Economic TRC Potential | 0 | 0 | 0 | 0 | 0 | 19.0252 | 19.0051 | 18.9846 | 18.964 | 18.9428 | 18.9201 | 18.8998 | 18.8811 | 18.862 | 18.8487 | 18.8354 | 18.827 | 18.8197 | 18.8132 | 18.81 | 18.8061 | 18.8035 | 18.801 | 18.7986 | 18.7963 | 18.7956 | 18.7949 | 18.7943 | 19.0457 | 19.0457 | 19.0457
F2_Industrial_Agriculture_Existing_Process_Natural Gas_Gas Boiler - Insulate Hot Water Lines_A_Achievable Economic TRC Potential | F2 | Industrial | Agriculture | Existing | Process | Natural Gas | Gas Boiler - Insulate Hot Water Lines | A | Integrated Unit Summer Peak Savings (kW) | Achievable Economic TRC Potential | 0 | 0 | 0 | 0 | 0 | 0 | 0 | 0 | 0 | 0 | 0 | 0 | 0 | 0 | 0 | 0 | 0 | 0 | 0 | 0 | 0 | 0 | 0 | 0 | 0 | 0 | 0 | 0 | 0 | 0 | 0
F3_Industrial_Agriculture_Existing_Process_Natural Gas_Gas Boiler - Insulate Hot Water Lines_A_Achievable Economic TRC Potential | F3 | Industrial | Agriculture | Existing | Process | Natural Gas | Gas Boiler - Insulate Hot Water Lines | A | Integrated Unit Winter Peak Savings (kW) | Achievable Economic TRC Potential | 0 | 0 | 0 | 0 | 0 | 0 | 0 | 0 | 0 | 0 | 0 | 0 | 0 | 0 | 0 | 0 | 0 | 0 | 0 | 0 | 0 | 0 | 0 | 0 | 0 | 0 | 0 | 0 | 0 | 0 | 0
F4_Industrial_Agriculture_Existing_Process_Natural Gas_Gas Boiler - Insulate Hot Water Lines_A_Achievable Economic TRC Potential | F4 | Industrial | Agriculture | Existing | Process | Natural Gas | Gas Boiler - Insulate Hot Water Lines | A | Incremental Energy Savings (MWh or mTherms) | Achievable Economic TRC Potential | 0 | 0 | 0 | 0 | 0 | 1.1069 | 1.1052 | 1.0975 | 1.0969 | 1.0965 | 1.0813 | 1.0772 | 1.074 | 1.0558 | 1.0591 | 1.0483 | 1.0479 | 1.0423 | 1.0326 | 1.0337 | 1.0292 | 1.025 | 1.0212 | 1.0176 | 1.0142 | 0 | 0 | 0 | 0 | 0 | 0
F5_Industrial_Agriculture_Existing_Process_Natural Gas_Gas Boiler - Insulate Hot Water Lines_A_Achievable Economic TRC Potential | F5 | Industrial | Agriculture | Existing | Process | Natural Gas | Gas Boiler - Insulate Hot Water Lines | A | Incremental Summer Peak Savings (MW) | Achievable Economic TRC Potential | 0 | 0 | 0 | 0 | 0 | 0 | 0 | 0 | 0 | 0 | 0 | 0 | 0 | 0 | 0 | 0 | 0 | 0 | 0 | 0 | 0 | 0 | 0 | 0 | 0 | 0 | 0 | 0 | 0 | 0 | 0
F6_Industrial_Agriculture_Existing_Process_Natural Gas_Gas Boiler - Insulate Hot Water Lines_A_Achievable Economic TRC Potential | F6 | Industrial | Agriculture | Existing | Process | Natural Gas | Gas Boiler - Insulate Hot Water Lines | A | Incremental Winter Peak Savings (MW) | Achievable Economic TRC Potential | 0 | 0 | 0 | 0 | 0 | 0 | 0 | 0 | 0 | 0 | 0 | 0 | 0 | 0 | 0 | 0 | 0 | 0 | 0 | 0 | 0 | 0 | 0 | 0 | 0 | 0 | 0 | 0 | 0 | 0 | 0
F7_Industrial_Agriculture_Existing_Process_Natural Gas_Gas Boiler - Insulate Hot Water Lines_A_Achievable Economic TRC Potential | F7 | Industrial | Agriculture | Existing | Process | Natural Gas | Gas Boiler - Insulate Hot Water Lines | A | Cumulative Energy Savings (MWh or mTherms) | Achievable Economic TRC Potential | 0 | 0 | 0 | 0 | 0 | 1.1069 | 2.2109 | 3.306 | 4.3993 | 5.4909 | 6.5656 | 7.6358 | 8.7022 | 9.7492 | 10.8014 | 11.8421 | 12.8847 | 13.922 | 14.9498 | 15.9809 | 17.0068 | 18.0295 | 19.0483 | 20.0634 | 21.0751 | 21.0743 | 21.0736 | 21.0729 | 0 | 0 | 0
F8_Industrial_Agriculture_Existing_Process_Natural Gas_Gas Boiler - Insulate Hot Water Lines_A_Achievable Economic TRC Potential | F8 | Industrial | Agriculture | Existing | Process | Natural Gas | Gas Boiler - Insulate Hot Water Lines | A | Cumulative Summer Peak Savings (MW) | Achievable Economic TRC Potential | 0 | 0 | 0 | 0 | 0 | 0 | 0 | 0 | 0 | 0 | 0 | 0 | 0 | 0 | 0 | 0 | 0 | 0 | 0 | 0 | 0 | 0 | 0 | 0 | 0 | 0 | 0 | 0 | 0 | 0 | 0
F9_Industrial_Agriculture_Existing_Process_Natural Gas_Gas Boiler - Insulate Hot Water Lines_A_Achievable Economic TRC Potential | F9 | Industrial | Agriculture | Existing | Process | Natural Gas | Gas Boiler - Insulate Hot Water Lines | A | Cumulative Winter Peak Savings (MW) | Achievable Economic TRC Potential | 0 | 0 | 0 | 0 | 0 | 0 | 0 | 0 | 0 | 0 | 0 | 0 | 0 | 0 | 0 | 0 | 0 | 0 | 0 | 0 | 0 | 0 | 0 | 0 | 0 | 0 | 0 | 0 | 0 | 0 | 0
F10_Industrial_Agriculture_Existing_Process_Natural Gas_Gas Boiler - Insulate Hot Water Lines_A_Achievable Economic TRC Potential | F10 | Industrial | Agriculture | Existing | Process | Natural Gas | Gas Boiler - Insulate Hot Water Lines | A | Purchases (Incremental) | Achievable Economic TRC Potential | 0 | 0 | 0 | 0 | 0 | 58.1825 | 58.1506 | 57.8077 | 57.8389 | 57.8867 | 57.1516 | 56.9955 | 56.8797 | 55.9765 | 56.1902 | 55.6544 | 55.6616 | 55.3815 | 54.8875 | 54.9525 | 54.7252 | 54.5124 | 54.3138 | 54.1292 | 53.9585 | 0 | 0 | 0 | 0 | 0 | 0
F11_Industrial_Agriculture_Existing_Process_Natural Gas_Gas Boiler - Insulate Hot Water Lines_A_Achievable Economic TRC Potential | F11 | Industrial | Agriculture | Existing | Process | Natural Gas | Gas Boiler - Insulate Hot Water Lines | A | Purchases (Cumulative) | Achievable Economic TRC Potential | 0 | 0 | 0 | 0 | 0 | 58.1825 | 116.3331 | 174.1408 | 231.9797 | 289.8665 | 347.0181 | 404.0136 | 460.8933 | 516.8698 | 573.0601 | 628.7144 | 684.376 | 739.7575 | 794.645 | 849.5974 | 904.3227 | 958.8351 | 1013.1488 | 1067.278 | 1121.2365 | 1121.2365 | 1121.2365 | 1121.2365 | 1121.2365 | 1121.2365 | 1121.2365
F1_Industrial_Agriculture_Existing_Process_Natural Gas_Process - Insulate Heated Process Fluids_A_Achievable Economic TRC Potential | F1 | Industrial | Agriculture | Existing | Process | Natural Gas | Process - Insulate Heated Process Fluids | A | Integrated Unit Energy Savings (kWh or therms) | Achievable Economic TRC Potential | 0 | 0 | 0 | 0 | 0 | 13.5824 | 13.5559 | 13.5291 | 13.5024 | 13.4752 | 13.4463 | 13.4197 | 13.3942 | 13.3671 | 13.3461 | 13.3236 | 13.3057 | 13.2878 | 13.2699 | 13.2559 | 13.2405 | 13.226 | 13.2116 | 13.1972 | 13.183 | 13.1817 | 13.1806 | 13.1796 | 13.6092 | 13.6092 | 13.6092
F2_Industrial_Agriculture_Existing_Process_Natural Gas_Process - Insulate Heated Process Fluids_A_Achievable Economic TRC Potential | F2 | Industrial | Agriculture | Existing | Process | Natural Gas | Process - Insulate Heated Process Fluids | A | Integrated Unit Summer Peak Savings (kW) | Achievable Economic TRC Potential | 0 | 0 | 0 | 0 | 0 | 0 | 0 | 0 | 0 | 0 | 0 | 0 | 0 | 0 | 0 | 0 | 0 | 0 | 0 | 0 | 0 | 0 | 0 | 0 | 0 | 0 | 0 | 0 | 0 | 0 | 0
F3_Industrial_Agriculture_Existing_Process_Natural Gas_Process - Insulate Heated Process Fluids_A_Achievable Economic TRC Potential | F3 | Industrial | Agriculture | Existing | Process | Natural Gas | Process - Insulate Heated Process Fluids | A | Integrated Unit Winter Peak Savings (kW) | Achievable Economic TRC Potential | 0 | 0 | 0 | 0 | 0 | 0 | 0 | 0 | 0 | 0 | 0 | 0 | 0 | 0 | 0 | 0 | 0 | 0 | 0 | 0 | 0 | 0 | 0 | 0 | 0 | 0 | 0 | 0 | 0 | 0 | 0
F4_Industrial_Agriculture_Existing_Process_Natural Gas_Process - Insulate Heated Process Fluids_A_Achievable Economic TRC Potential | F4 | Industrial | Agriculture | Existing | Process | Natural Gas | Process - Insulate Heated Process Fluids | A | Incremental Energy Savings (MWh or mTherms) | Achievable Economic TRC Potential | 0 | 0 | 0 | 0 | 0 | 0.86434 | 0.86219 | 0.85541 | 0.85418 | 0.85316 | 0.75647 | 0.60233 | 0.47997 | 0.37711 | 0.30237 | 0.23918 | 0.19111 | 0.15192 | 0.12029 | 0.096242 | 0.076586 | 0.00051977 | 0.00018476 | 6.2703e-05 | 2.036e-05 | 1.7254e-05 | 1.7207e-05 | 1.7164e-05 | 1.7684e-05 | 1.765e-05 | 1.762e-05
F5_Industrial_Agriculture_Existing_Process_Natural Gas_Process - Insulate Heated Process Fluids_A_Achievable Economic TRC Potential | F5 | Industrial | Agriculture | Existing | Process | Natural Gas | Process - Insulate Heated Process Fluids | A | Incremental Summer Peak Savings (MW) | Achievable Economic TRC Potential | 0 | 0 | 0 | 0 | 0 | 0 | 0 | 0 | 0 | 0 | 0 | 0 | 0 | 0 | 0 | 0 | 0 | 0 | 0 | 0 | 0 | 0 | 0 | 0 | 0 | 0 | 0 | 0 | 0 | 0 | 0
F6_Industrial_Agriculture_Existing_Process_Natural Gas_Process - Insulate Heated Process Fluids_A_Achievable Economic TRC Potential | F6 | Industrial | Agriculture | Existing | Process | Natural Gas | Process - Insulate Heated Process Fluids | A | Incremental Winter Peak Savings (MW) | Achievable Economic TRC Potential | 0 | 0 | 0 | 0 | 0 | 0 | 0 | 0 | 0 | 0 | 0 | 0 | 0 | 0 | 0 | 0 | 0 | 0 | 0 | 0 | 0 | 0 | 0 | 0 | 0 | 0 | 0 | 0 | 0 | 0 | 0
F7_Industrial_Agriculture_Existing_Process_Natural Gas_Process - Insulate Heated Process Fluids_A_Achievable Economic TRC Potential | F7 | Industrial | Agriculture | Existing | Process | Natural Gas | Process - Insulate Heated Process Fluids | A | Cumulative Energy Savings (MWh or mTherms) | Achievable Economic TRC Potential | 0 | 0 | 0 | 0 | 0 | 0.86434 | 1.7248 | 2.5768 | 3.4259 | 4.2722 | 5.0195 | 5.6119 | 6.0812 | 6.446 | 6.7382 | 6.9661 | 7.1478 | 7.2901 | 7.4006 | 7.489 | 7.5569 | 7.5491 | 7.5411 | 7.533 | 7.5248 | 7.5242 | 7.5235 | 7.523 | 0 | 0 | 0
F8_Industrial_Agriculture_Existing_Process_Natural Gas_Process - Insulate Heated Process Fluids_A_Achievable Economic TRC Potential | F8 | Industrial | Agriculture | Existing | Process | Natural Gas | Process - Insulate Heated Process Fluids | A | Cumulative Summer Peak Savings (MW) | Achievable Economic TRC Potential | 0 | 0 | 0 | 0 | 0 | 0 | 0 | 0 | 0 | 0 | 0 | 0 | 0 | 0 | 0 | 0 | 0 | 0 | 0 | 0 | 0 | 0 | 0 | 0 | 0 | 0 | 0 | 0 | 0 | 0 | 0
F9_Industrial_Agriculture_Existing_Process_Natural Gas_Process - Insulate Heated Process Fluids_A_Achievable Economic TRC Potential | F9 | Industrial | Agriculture | Existing | Process | Natural Gas | Process - Insulate Heated Process Fluids | A | Cumulative Winter Peak Savings (MW) | Achievable Economic TRC Potential | 0 | 0 | 0 | 0 | 0 | 0 | 0 | 0 | 0 | 0 | 0 | 0 | 0 | 0 | 0 | 0 | 0 | 0 | 0 | 0 | 0 | 0 | 0 | 0 | 0 | 0 | 0 | 0 | 0 | 0 | 0
F10_Industrial_Agriculture_Existing_Process_Natural Gas_Process - Insulate Heated Process Fluids_A_Achievable Economic TRC Potential | F10 | Industrial | Agriculture | Existing | Process | Natural Gas | Process - Insulate Heated Process Fluids | A | Purchases (Incremental) | Achievable Economic TRC Potential | 0 | 0 | 0 | 0 | 0 | 63.6369 | 63.602 | 63.2269 | 63.2611 | 63.3134 | 56.2584 | 44.8838 | 35.8341 | 28.2121 | 22.6558 | 17.9518 | 14.3633 | 11.4328 | 9.0647 | 7.2603 | 5.7842 | 0.0393 | 0.013984 | 0.0047512 | 0.0015444 | 0.0013089 | 0.0013055 | 0.0013023 | 0.0012994 | 0.0012969 | 0.0012947
F11_Industrial_Agriculture_Existing_Process_Natural Gas_Process - Insulate Heated Process Fluids_A_Achievable Economic TRC Potential | F11 | Industrial | Agriculture | Existing | Process | Natural Gas | Process - Insulate Heated Process Fluids | A | Purchases (Cumulative) | Achievable Economic TRC Potential | 0 | 0 | 0 | 0 | 0 | 63.6369 | 127.2389 | 190.4658 | 253.7269 | 317.0403 | 373.2987 | 418.1825 | 454.0166 | 482.2286 | 504.8845 | 522.8363 | 537.1996 | 548.6324 | 557.6971 | 564.9574 | 570.7416 | 570.7809 | 570.7949 | 570.7997 | 570.8012 | 570.8025 | 570.8038 | 570.8051 | 570.8064 | 570.8077 | 570.809
F1_Industrial_Agriculture_Existing_Process_Natural Gas_Process Heat Recovery_A_Achievable Economic TRC Potential | F1 | Industrial | Agriculture | Existing | Process | Natural Gas | Process Heat Recovery | A | Integrated Unit Energy Savings (kWh or therms) | Achievable Economic TRC Potential | 0 | 0 | 0 | 0 | 0 | 0.13582 | 0.13534 | 0.13485 | 0.13437 | 0.13387 | 0.13335 | 0.13287 | 0.1324 | 0.13191 | 0.13152 | 0.1311 | 0.13076 | 0.13042 | 0.13007 | 0.1298 | 0.12951 | 0.12924 | 0.12897 | 0.12871 | 0.12845 | 0.12843 | 0.12841 | 0.12839 | 0 | 0 | 0
F2_Industrial_Agriculture_Existing_Process_Natural Gas_Process Heat Recovery_A_Achievable Economic TRC Potential | F2 | Industrial | Agriculture | Existing | Process | Natural Gas | Process Heat Recovery | A | Integrated Unit Summer Peak Savings (kW) | Achievable Economic TRC Potential | 0 | 0 | 0 | 0 | 0 | 0 | 0 | 0 | 0 | 0 | 0 | 0 | 0 | 0 | 0 | 0 | 0 | 0 | 0 | 0 | 0 | 0 | 0 | 0 | 0 | 0 | 0 | 0 | 0 | 0 | 0
F3_Industrial_Agriculture_Existing_Process_Natural Gas_Process Heat Recovery_A_Achievable Economic TRC Potential | F3 | Industrial | Agriculture | Existing | Process | Natural Gas | Process Heat Recovery | A | Integrated Unit Winter Peak Savings (kW) | Achievable Economic TRC Potential | 0 | 0 | 0 | 0 | 0 | 0 | 0 | 0 | 0 | 0 | 0 | 0 | 0 | 0 | 0 | 0 | 0 | 0 | 0 | 0 | 0 | 0 | 0 | 0 | 0 | 0 | 0 | 0 | 0 | 0 | 0
F4_Industrial_Agriculture_Existing_Process_Natural Gas_Process Heat Recovery_A_Achievable Economic TRC Potential | F4 | Industrial | Agriculture | Existing | Process | Natural Gas | Process Heat Recovery | A | Incremental Energy Savings (MWh or mTherms) | Achievable Economic TRC Potential | 0 | 0 | 0 | 0 | 0 | 0 | 0 | 0 | 0 | 0 | 0 | 0 | 0 | 0 | 0 | 0 | 0 | 0 | 0 | 0 | 0 | 0 | 0 | 0 | 0 | 0 | 0 | 0 | 0 | 0 | 0
F5_Industrial_Agriculture_Existing_Process_Natural Gas_Process Heat Recovery_A_Achievable Economic TRC Potential | F5 | Industrial | Agriculture | Existing | Process | Natural Gas | Process Heat Recovery | A | Incremental Summer Peak Savings (MW) | Achievable Economic TRC Potential | 0 | 0 | 0 | 0 | 0 | 0 | 0 | 0 | 0 | 0 | 0 | 0 | 0 | 0 | 0 | 0 | 0 | 0 | 0 | 0 | 0 | 0 | 0 | 0 | 0 | 0 | 0 | 0 | 0 | 0 | 0
F6_Industrial_Agriculture_Existing_Process_Natural Gas_Process Heat Recovery_A_Achievable Economic TRC Potential | F6 | Industrial | Agriculture | Existing | Process | Natural Gas | Process Heat Recovery | A | Incremental Winter Peak Savings (MW) | Achievable Economic TRC Potential | 0 | 0 | 0 | 0 | 0 | 0 | 0 | 0 | 0 | 0 | 0 | 0 | 0 | 0 | 0 | 0 | 0 | 0 | 0 | 0 | 0 | 0 | 0 | 0 | 0 | 0 | 0 | 0 | 0 | 0 | 0
F7_Industrial_Agriculture_Existing_Process_Natural Gas_Process Heat Recovery_A_Achievable Economic TRC Potential | F7 | Industrial | Agriculture | Existing | Process | Natural Gas | Process Heat Recovery | A | Cumulative Energy Savings (MWh or mTherms) | Achievable Economic TRC Potential | 0 | 0 | 0 | 0 | 0 | 0 | 0 | 0 | 0 | 0 | 0 | 0 | 0 | 0 | 0 | 0 | 0 | 0 | 0 | 0 | 0 | 0 | 0 | 0 | 0 | 0 | 0 | 0 | 0 | 0 | 0
F8_Industrial_Agriculture_Existing_Process_Natural Gas_Process Heat Recovery_A_Achievable Economic TRC Potential | F8 | Industrial | Agriculture | Existing | Process | Natural Gas | Process Heat Recovery | A | Cumulative Summer Peak Savings (MW) | Achievable Economic TRC Potential | 0 | 0 | 0 | 0 | 0 | 0 | 0 | 0 | 0 | 0 | 0 | 0 | 0 | 0 | 0 | 0 | 0 | 0 | 0 | 0 | 0 | 0 | 0 | 0 | 0 | 0 | 0 | 0 | 0 | 0 | 0
F9_Industrial_Agriculture_Existing_Process_Natural Gas_Process Heat Recovery_A_Achievable Economic TRC Potential | F9 | Industrial | Agriculture | Existing | Process | Natural Gas | Process Heat Recovery | A | Cumulative Winter Peak Savings (MW) | Achievable Economic TRC Potential | 0 | 0 | 0 | 0 | 0 | 0 | 0 | 0 | 0 | 0 | 0 | 0 | 0 | 0 | 0 | 0 | 0 | 0 | 0 | 0 | 0 | 0 | 0 | 0 | 0 | 0 | 0 | 0 | 0 | 0 | 0
F10_Industrial_Agriculture_Existing_Process_Natural Gas_Process Heat Recovery_A_Achievable Economic TRC Potential | F10 | Industrial | Agriculture | Existing | Process | Natural Gas | Process Heat Recovery | A | Purchases (Incremental) | Achievable Economic TRC Potential | 0 | 0 | 0 | 0 | 0 | 0 | 0 | 0 | 0 | 0 | 0 | 0 | 0 | 0 | 0 | 0 | 0 | 0 | 0 | 0 | 0 | 0 | 0 | 0 | 0 | 0 | 0 | 0 | 0 | 0 | 0
F11_Industrial_Agriculture_Existing_Process_Natural Gas_Process Heat Recovery_A_Achievable Economic TRC Potential | F11 | Industrial | Agriculture | Existing | Process | Natural Gas | Process Heat Recovery | A | Purchases (Cumulative) | Achievable Economic TRC Potential | 0 | 0 | 0 | 0 | 0 | 0 | 0 | 0 | 0 | 0 | 0 | 0 | 0 | 0 | 0 | 0 | 0 | 0 | 0 | 0 | 0 | 0 | 0 | 0 | 0 | 0 | 0 | 0 | 0 | 0 | 0
F1_Industrial_Agriculture_Existing_Space Heating_Natural Gas_Building Automation System_A_Achievable Economic TRC Potential | F1 | Industrial | Agriculture | Existing | Space Heating | Natural Gas | Building Automation System | A | Integrated Unit Energy Savings (kWh or therms) | Achievable Economic TRC Potential | 0 | 0 | 0 | 0 | 0 | 0.015458 | 0.015372 | 0.015266 | 0.015151 | 0.015026 | 0.014894 | 0.014755 | 0.014612 | 0.014462 | 0.014299 | 0.014141 | 0.013983 | 0.013834 | 0.013692 | 0.01356 | 0.013434 | 0.013308 | 0.013198 | 0.013096 | 0.013 | 0.012916 | 0.012843 | 0.012775 | 0 | 0 | 0
F2_Industrial_Agriculture_Existing_Space Heating_Natural Gas_Building Automation System_A_Achievable Economic TRC Potential | F2 | Industrial | Agriculture | Existing | Space Heating | Natural Gas | Building Automation System | A | Integrated Unit Summer Peak Savings (kW) | Achievable Economic TRC Potential | 0 | 0 | 0 | 0 | 0 | 0 | 0 | 0 | 0 | 0 | 0 | 0 | 0 | 0 | 0 | 0 | 0 | 0 | 0 | 0 | 0 | 0 | 0 | 0 | 0 | 0 | 0 | 0 | 0 | 0 | 0
F3_Industrial_Agriculture_Existing_Space Heating_Natural Gas_Building Automation System_A_Achievable Economic TRC Potential | F3 | Industrial | Agriculture | Existing | Space Heating | Natural Gas | Building Automation System | A | Integrated Unit Winter Peak Savings (kW) | Achievable Economic TRC Potential | 0 | 0 | 0 | 0 | 0 | 0 | 0 | 0 | 0 | 0 | 0 | 0 | 0 | 0 | 0 | 0 | 0 | 0 | 0 | 0 | 0 | 0 | 0 | 0 | 0 | 0 | 0 | 0 | 0 | 0 | 0
F4_Industrial_Agriculture_Existing_Space Heating_Natural Gas_Building Automation System_A_Achievable Economic TRC Potential | F4 | Industrial | Agriculture | Existing | Space Heating | Natural Gas | Building Automation System | A | Incremental Energy Savings (MWh or mTherms) | Achievable Economic TRC Potential | 0 | 0 | 0 | 0 | 0 | 0.11222 | 0.22296 | 0.39083 | 0.63127 | 0.95107 | 1.333 | 1.7914 | 2.2951 | 2.7651 | 3.2362 | 3.5564 | 3.7415 | 3.6983 | 3.4199 | 2.9812 | 2.4325 | 1.8355 | 1.2557 | 0.79334 | 0.51199 | 0 | 0 | 0 | 0 | 0 | 0
F5_Industrial_Agriculture_Existing_Space Heating_Natural Gas_Building Automation System_A_Achievable Economic TRC Potential | F5 | Industrial | Agriculture | Existing | Space Heating | Natural Gas | Building Automation System | A | Incremental Summer Peak Savings (MW) | Achievable Economic TRC Potential | 0 | 0 | 0 | 0 | 0 | 0 | 0 | 0 | 0 | 0 | 0 | 0 | 0 | 0 | 0 | 0 | 0 | 0 | 0 | 0 | 0 | 0 | 0 | 0 | 0 | 0 | 0 | 0 | 0 | 0 | 0
F6_Industrial_Agriculture_Existing_Space Heating_Natural Gas_Building Automation System_A_Achievable Economic TRC Potential | F6 | Industrial | Agriculture | Existing | Space Heating | Natural Gas | Building Automation System | A | Incremental Winter Peak Savings (MW) | Achievable Economic TRC Potential | 0 | 0 | 0 | 0 | 0 | 0 | 0 | 0 | 0 | 0 | 0 | 0 | 0 | 0 | 0 | 0 | 0 | 0 | 0 | 0 | 0 | 0 | 0 | 0 | 0 | 0 | 0 | 0 | 0 | 0 | 0
F7_Industrial_Agriculture_Existing_Space Heating_Natural Gas_Building Automation System_A_Achievable Economic TRC Potential | F7 | Industrial | Agriculture | Existing | Space Heating | Natural Gas | Building Automation System | A | Cumulative Energy Savings (MWh or mTherms) | Achievable Economic TRC Potential | 0 | 0 | 0 | 0 | 0 | 0.11222 | 0.33456 | 0.72308 | 1.3489 | 2.2888 | 3.6018 | 5.3596 | 7.6027 | 10.2901 | 13.4104 | 16.8183 | 20.3716 | 23.8525 | 27.0287 | 29.7481 | 31.9053 | 33.4401 | 34.4206 | 34.9483 | 35.205 | 34.9751 | 34.778 | 34.5937 | 0 | 0 | 0
F8_Industrial_Agriculture_Existing_Space Heating_Natural Gas_Building Automation System_A_Achievable Economic TRC Potential | F8 | Industrial | Agriculture | Existing | Space Heating | Natural Gas | Building Automation System | A | Cumulative Summer Peak Savings (MW) | Achievable Economic TRC Potential | 0 | 0 | 0 | 0 | 0 | 0 | 0 | 0 | 0 | 0 | 0 | 0 | 0 | 0 | 0 | 0 | 0 | 0 | 0 | 0 | 0 | 0 | 0 | 0 | 0 | 0 | 0 | 0 | 0 | 0 | 0
F9_Industrial_Agriculture_Existing_Space Heating_Natural Gas_Building Automation System_A_Achievable Economic TRC Potential | F9 | Industrial | Agriculture | Existing | Space Heating | Natural Gas | Building Automation System | A | Cumulative Winter Peak Savings (MW) | Achievable Economic TRC Potential | 0 | 0 | 0 | 0 | 0 | 0 | 0 | 0 | 0 | 0 | 0 | 0 | 0 | 0 | 0 | 0 | 0 | 0 | 0 | 0 | 0 | 0 | 0 | 0 | 0 | 0 | 0 | 0 | 0 | 0 | 0
F10_Industrial_Agriculture_Existing_Space Heating_Natural Gas_Building Automation System_A_Achievable Economic TRC Potential | F10 | Industrial | Agriculture | Existing | Space Heating | Natural Gas | Building Automation System | A | Purchases (Incremental) | Achievable Economic TRC Potential | 0 | 0 | 0 | 0 | 0 | 7259.9213 | 14504.1417 | 25600.8871 | 41665.866 | 63295.2593 | 89501.1447 | 121413.4437 | 157076.0934 | 191191.019 | 226320.4416 | 251495.3996 | 267578.4746 | 267343.2228 | 249768.1057 | 219862.1576 | 181071.6911 | 137928.0449 | 95140.7193 | 60577.784 | 39382.6662 | 0 | 0 | 0 | 0 | 0 | 0
F11_Industrial_Agriculture_Existing_Space Heating_Natural Gas_Building Automation System_A_Achievable Economic TRC Potential | F11 | Industrial | Agriculture | Existing | Space Heating | Natural Gas | Building Automation System | A | Purchases (Cumulative) | Achievable Economic TRC Potential | 0 | 0 | 0 | 0 | 0 | 7259.9213 | 21764.063 | 47364.9502 | 89030.8161 | 152326.0754 | 241827.2201 | 363240.6638 | 520316.7571 | 711507.7761 | 937828.2177 | 1189323.6173 | 1456902.0919 | 1724245.3147 | 1974013.4205 | 2193875.5781 | 2374947.2692 | 2512875.3141 | 2608016.0334 | 2668593.8174 | 2707976.4836 | 2707976.4836 | 2707976.4836 | 2707976.4836 | 2707976.4836 | 2707976.4836 | 2707976.4836
F1_Industrial_Agriculture_Existing_Space Heating_Natural Gas_Steam System Efficiency Improvements_A_Achievable Economic TRC Potential | F1 | Industrial | Agriculture | Existing | Space Heating | Natural Gas | Steam System Efficiency Improvements | A | Integrated Unit Energy Savings (kWh or therms) | Achievable Economic TRC Potential | 0 | 0 | 0 | 0 | 0 | 0.13739 | 0.13589 | 0.13417 | 0.13219 | 0.12996 | 0.12747 | 0.12487 | 0.12219 | 0.11939 | 0.11673 | 0.1141 | 0.11172 | 0.10946 | 0.10733 | 0.10556 | 0.10392 | 0.10239 | 0.10108 | 0.09994 | 0.098868 | 0.09807 | 0.097383 | 0.09675 | 0.11902 | 0.11854 | 0.11809
F2_Industrial_Agriculture_Existing_Space Heating_Natural Gas_Steam System Efficiency Improvements_A_Achievable Economic TRC Potential | F2 | Industrial | Agriculture | Existing | Space Heating | Natural Gas | Steam System Efficiency Improvements | A | Integrated Unit Summer Peak Savings (kW) | Achievable Economic TRC Potential | 0 | 0 | 0 | 0 | 0 | 0 | 0 | 0 | 0 | 0 | 0 | 0 | 0 | 0 | 0 | 0 | 0 | 0 | 0 | 0 | 0 | 0 | 0 | 0 | 0 | 0 | 0 | 0 | 0 | 0 | 0
F3_Industrial_Agriculture_Existing_Space Heating_Natural Gas_Steam System Efficiency Improvements_A_Achievable Economic TRC Potential | F3 | Industrial | Agriculture | Existing | Space Heating | Natural Gas | Steam System Efficiency Improvements | A | Integrated Unit Winter Peak Savings (kW) | Achievable Economic TRC Potential | 0 | 0 | 0 | 0 | 0 | 0 | 0 | 0 | 0 | 0 | 0 | 0 | 0 | 0 | 0 | 0 | 0 | 0 | 0 | 0 | 0 | 0 | 0 | 0 | 0 | 0 | 0 | 0 | 0 | 0 | 0
F4_Industrial_Agriculture_Existing_Space Heating_Natural Gas_Steam System Efficiency Improvements_A_Achievable Economic TRC Potential | F4 | Industrial | Agriculture | Existing | Space Heating | Natural Gas | Steam System Efficiency Improvements | A | Incremental Energy Savings (MWh or mTherms) | Achievable Economic TRC Potential | 0 | 0 | 0 | 0 | 0 | 0.0070691 | 0.013969 | 0.024343 | 0.039035 | 0.058297 | 0.080856 | 0.10745 | 0.13603 | 0.16177 | 0.18723 | 0.20337 | 0.21185 | 0.20739 | 0.18999 | 0.16449 | 0.13335 | 0.10009 | 0.068156 | 0.042907 | 0.027595 | 0 | 0 | 0 | 0 | 0 | 0
F5_Industrial_Agriculture_Existing_Space Heating_Natural Gas_Steam System Efficiency Improvements_A_Achievable Economic TRC Potential | F5 | Industrial | Agriculture | Existing | Space Heating | Natural Gas | Steam System Efficiency Improvements | A | Incremental Summer Peak Savings (MW) | Achievable Economic TRC Potential | 0 | 0 | 0 | 0 | 0 | 0 | 0 | 0 | 0 | 0 | 0 | 0 | 0 | 0 | 0 | 0 | 0 | 0 | 0 | 0 | 0 | 0 | 0 | 0 | 0 | 0 | 0 | 0 | 0 | 0 | 0
F6_Industrial_Agriculture_Existing_Space Heating_Natural Gas_Steam System Efficiency Improvements_A_Achievable Economic TRC Potential | F6 | Industrial | Agriculture | Existing | Space Heating | Natural Gas | Steam System Efficiency Improvements | A | Incremental Winter Peak Savings (MW) | Achievable Economic TRC Potential | 0 | 0 | 0 | 0 | 0 | 0 | 0 | 0 | 0 | 0 | 0 | 0 | 0 | 0 | 0 | 0 | 0 | 0 | 0 | 0 | 0 | 0 | 0 | 0 | 0 | 0 | 0 | 0 | 0 | 0 | 0
F7_Industrial_Agriculture_Existing_Space Heating_Natural Gas_Steam System Efficiency Improvements_A_Achievable Economic TRC Potential | F7 | Industrial | Agriculture | Existing | Space Heating | Natural Gas | Steam System Efficiency Improvements | A | Cumulative Energy Savings (MWh or mTherms) | Achievable Economic TRC Potential | 0 | 0 | 0 | 0 | 0 | 0.0070691 | 0.02096 | 0.045038 | 0.08341 | 0.1403 | 0.21847 | 0.32146 | 0.45059 | 0.60201 | 0.77583 | 0.96172 | 1.1535 | 1.3375 | 1.5016 | 1.6413 | 1.7491 | 1.8235 | 1.8683 | 1.8901 | 1.8975 | 1.8821 | 1.8689 | 1.8568 | 0 | 0 | 0
F8_Industrial_Agriculture_Existing_Space Heating_Natural Gas_Steam System Efficiency Improvements_A_Achievable Economic TRC Potential | F8 | Industrial | Agriculture | Existing | Space Heating | Natural Gas | Steam System Efficiency Improvements | A | Cumulative Summer Peak Savings (MW) | Achievable Economic TRC Potential | 0 | 0 | 0 | 0 | 0 | 0 | 0 | 0 | 0 | 0 | 0 | 0 | 0 | 0 | 0 | 0 | 0 | 0 | 0 | 0 | 0 | 0 | 0 | 0 | 0 | 0 | 0 | 0 | 0 | 0 | 0
F9_Industrial_Agriculture_Existing_Space Heating_Natural Gas_Steam System Efficiency Improvements_A_Achievable Economic TRC Potential | F9 | Industrial | Agriculture | Existing | Space Heating | Natural Gas | Steam System Efficiency Improvements | A | Cumulative Winter Peak Savings (MW) | Achievable Economic TRC Potential | 0 | 0 | 0 | 0 | 0 | 0 | 0 | 0 | 0 | 0 | 0 | 0 | 0 | 0 | 0 | 0 | 0 | 0 | 0 | 0 | 0 | 0 | 0 | 0 | 0 | 0 | 0 | 0 | 0 | 0 | 0
F10_Industrial_Agriculture_Existing_Space Heating_Natural Gas_Steam System Efficiency Improvements_A_Achievable Economic TRC Potential | F10 | Industrial | Agriculture | Existing | Space Heating | Natural Gas | Steam System Efficiency Improvements | A | Purchases (Incremental) | Achievable Economic TRC Potential | 0 | 0 | 0 | 0 | 0 | 51.452 | 102.7926 | 181.4366 | 295.2911 | 448.5812 | 634.3056 | 860.4719 | 1113.2175 | 1354.9941 | 1603.9607 | 1782.3787 | 1896.3614 | 1894.6941 | 1770.1371 | 1558.19 | 1283.2772 | 977.5129 | 674.2739 | 429.3222 | 279.1098 | 0 | 0 | 0 | 0 | 0 | 0
F11_Industrial_Agriculture_Existing_Space Heating_Natural Gas_Steam System Efficiency Improvements_A_Achievable Economic TRC Potential | F11 | Industrial | Agriculture | Existing | Space Heating | Natural Gas | Steam System Efficiency Improvements | A | Purchases (Cumulative) | Achievable Economic TRC Potential | 0 | 0 | 0 | 0 | 0 | 51.452 | 154.2446 | 335.6812 | 630.9723 | 1079.5535 | 1713.8591 | 2574.331 | 3687.5485 | 5042.5426 | 6646.5033 | 8428.882 | 10325.2433 | 12219.9375 | 13990.0746 | 15548.2646 | 16831.5418 | 17809.0547 | 18483.3286 | 18912.6508 | 19191.7606 | 19191.7606 | 19191.7606 | 19191.7606 | 19191.7606 | 19191.7606 | 19191.7606
F1_Industrial_Agriculture_Existing_Process_Natural Gas_Steam System Efficiency Improvements_A_Achievable Economic TRC Potential | F1 | Industrial | Agriculture | Existing | Process | Natural Gas | Steam System Efficiency Improvements | A | Integrated Unit Energy Savings (kWh or therms) | Achievable Economic TRC Potential | 0 | 0 | 0 | 0 | 0 | 0.18529 | 0.18464 | 0.18398 | 0.18332 | 0.18264 | 0.18192 | 0.18127 | 0.18064 | 0.17996 | 0.17943 | 0.17886 | 0.17839 | 0.17792 | 0.17745 | 0.17709 | 0.17669 | 0.17632 | 0.17596 | 0.1756 | 0.17525 | 0.17522 | 0.17519 | 0.17516 | 0.18594 | 0.18594 | 0.18594
F2_Industrial_Agriculture_Existing_Process_Natural Gas_Steam System Efficiency Improvements_A_Achievable Economic TRC Potential | F2 | Industrial | Agriculture | Existing | Process | Natural Gas | Steam System Efficiency Improvements | A | Integrated Unit Summer Peak Savings (kW) | Achievable Economic TRC Potential | 0 | 0 | 0 | 0 | 0 | 0 | 0 | 0 | 0 | 0 | 0 | 0 | 0 | 0 | 0 | 0 | 0 | 0 | 0 | 0 | 0 | 0 | 0 | 0 | 0 | 0 | 0 | 0 | 0 | 0 | 0
F3_Industrial_Agriculture_Existing_Process_Natural Gas_Steam System Efficiency Improvements_A_Achievable Economic TRC Potential | F3 | Industrial | Agriculture | Existing | Process | Natural Gas | Steam System Efficiency Improvements | A | Integrated Unit Winter Peak Savings (kW) | Achievable Economic TRC Potential | 0 | 0 | 0 | 0 | 0 | 0 | 0 | 0 | 0 | 0 | 0 | 0 | 0 | 0 | 0 | 0 | 0 | 0 | 0 | 0 | 0 | 0 | 0 | 0 | 0 | 0 | 0 | 0 | 0 | 0 | 0
F4_Industrial_Agriculture_Existing_Process_Natural Gas_Steam System Efficiency Improvements_A_Achievable Economic TRC Potential | F4 | Industrial | Agriculture | Existing | Process | Natural Gas | Steam System Efficiency Improvements | A | Incremental Energy Savings (MWh or mTherms) | Achievable Economic TRC Potential | 0 | 0 | 0 | 0 | 0 | 0 | 0 | 0 | 0 | 0 | 0 | 0 | 0 | 0 | 0 | 0 | 0 | 0 | 0 | 0 | 0 | 0 | 0 | 0 | 0 | 0 | 0 | 0 | 0 | 0 | 0
F5_Industrial_Agriculture_Existing_Process_Natural Gas_Steam System Efficiency Improvements_A_Achievable Economic TRC Potential | F5 | Industrial | Agriculture | Existing | Process | Natural Gas | Steam System Efficiency Improvements | A | Incremental Summer Peak Savings (MW) | Achievable Economic TRC Potential | 0 | 0 | 0 | 0 | 0 | 0 | 0 | 0 | 0 | 0 | 0 | 0 | 0 | 0 | 0 | 0 | 0 | 0 | 0 | 0 | 0 | 0 | 0 | 0 | 0 | 0 | 0 | 0 | 0 | 0 | 0
F6_Industrial_Agriculture_Existing_Process_Natural Gas_Steam System Efficiency Improvements_A_Achievable Economic TRC Potential | F6 | Industrial | Agriculture | Existing | Process | Natural Gas | Steam System Efficiency Improvements | A | Incremental Winter Peak Savings (MW) | Achievable Economic TRC Potential | 0 | 0 | 0 | 0 | 0 | 0 | 0 | 0 | 0 | 0 | 0 | 0 | 0 | 0 | 0 | 0 | 0 | 0 | 0 | 0 | 0 | 0 | 0 | 0 | 0 | 0 | 0 | 0 | 0 | 0 | 0
F7_Industrial_Agriculture_Existing_Process_Natural Gas_Steam System Efficiency Improvements_A_Achievable Economic TRC Potential | F7 | Industrial | Agriculture | Existing | Process | Natural Gas | Steam System Efficiency Improvements | A | Cumulative Energy Savings (MWh or mTherms) | Achievable Economic TRC Potential | 0 | 0 | 0 | 0 | 0 | 0 | 0 | 0 | 0 | 0 | 0 | 0 | 0 | 0 | 0 | 0 | 0 | 0 | 0 | 0 | 0 | 0 | 0 | 0 | 0 | 0 | 0 | 0 | 0 | 0 | 0
F8_Industrial_Agriculture_Existing_Process_Natural Gas_Steam System Efficiency Improvements_A_Achievable Economic TRC Potential | F8 | Industrial | Agriculture | Existing | Process | Natural Gas | Steam System Efficiency Improvements | A | Cumulative Summer Peak Savings (MW) | Achievable Economic TRC Potential | 0 | 0 | 0 | 0 | 0 | 0 | 0 | 0 | 0 | 0 | 0 | 0 | 0 | 0 | 0 | 0 | 0 | 0 | 0 | 0 | 0 | 0 | 0 | 0 | 0 | 0 | 0 | 0 | 0 | 0 | 0
F9_Industrial_Agriculture_Existing_Process_Natural Gas_Steam System Efficiency Improvements_A_Achievable Economic TRC Potential | F9 | Industrial | Agriculture | Existing | Process | Natural Gas | Steam System Efficiency Improvements | A | Cumulative Winter Peak Savings (MW) | Achievable Economic TRC Potential | 0 | 0 | 0 | 0 | 0 | 0 | 0 | 0 | 0 | 0 | 0 | 0 | 0 | 0 | 0 | 0 | 0 | 0 | 0 | 0 | 0 | 0 | 0 | 0 | 0 | 0 | 0 | 0 | 0 | 0 | 0
F10_Industrial_Agriculture_Existing_Process_Natural Gas_Steam System Efficiency Improvements_A_Achievable Economic TRC Potential | F10 | Industrial | Agriculture | Existing | Process | Natural Gas | Steam System Efficiency Improvements | A | Purchases (Incremental) | Achievable Economic TRC Potential | 0 | 0 | 0 | 0 | 0 | 0 | 0 | 0 | 0 | 0 | 0 | 0 | 0 | 0 | 0 | 0 | 0 | 0 | 0 | 0 | 0 | 0 | 0 | 0 | 0 | 0 | 0 | 0 | 0 | 0 | 0
F11_Industrial_Agriculture_Existing_Process_Natural Gas_Steam System Efficiency Improvements_A_Achievable Economic TRC Potential | F11 | Industrial | Agriculture | Existing | Process | Natural Gas | Steam System Efficiency Improvements | A | Purchases (Cumulative) | Achievable Economic TRC Potential | 0 | 0 | 0 | 0 | 0 | 0 | 0 | 0 | 0 | 0 | 0 | 0 | 0 | 0 | 0 | 0 | 0 | 0 | 0 | 0 | 0 | 0 | 0 | 0 | 0 | 0 | 0 | 0 | 0 | 0 | 0
F1_Industrial_Agriculture_Existing_Space Heating_Natural Gas_Strategic Energy Management_A_Achievable Economic TRC Potential | F1 | Industrial | Agriculture | Existing | Space Heating | Natural Gas | Strategic Energy Management | A | Integrated Unit Energy Savings (kWh or therms) | Achievable Economic TRC Potential | 0 | 0 | 0 | 0 | 0 | 4.0753 | 4.0515 | 4.0215 | 3.9879 | 3.9503 | 3.9088 | 3.8633 | 3.8144 | 3.761 | 3.7027 | 3.6432 | 3.5837 | 3.5263 | 3.4718 | 3.4232 | 3.3785 | 3.3365 | 3.3019 | 3.2716 | 3.2443 | 3.2226 | 3.204 | 3.1866 | 0 | 0 | 0
F2_Industrial_Agriculture_Existing_Space Heating_Natural Gas_Strategic Energy Management_A_Achievable Economic TRC Potential | F2 | Industrial | Agriculture | Existing | Space Heating | Natural Gas | Strategic Energy Management | A | Integrated Unit Summer Peak Savings (kW) | Achievable Economic TRC Potential | 0 | 0 | 0 | 0 | 0 | 0 | 0 | 0 | 0 | 0 | 0 | 0 | 0 | 0 | 0 | 0 | 0 | 0 | 0 | 0 | 0 | 0 | 0 | 0 | 0 | 0 | 0 | 0 | 0 | 0 | 0
F3_Industrial_Agriculture_Existing_Space Heating_Natural Gas_Strategic Energy Management_A_Achievable Economic TRC Potential | F3 | Industrial | Agriculture | Existing | Space Heating | Natural Gas | Strategic Energy Management | A | Integrated Unit Winter Peak Savings (kW) | Achievable Economic TRC Potential | 0 | 0 | 0 | 0 | 0 | 0 | 0 | 0 | 0 | 0 | 0 | 0 | 0 | 0 | 0 | 0 | 0 | 0 | 0 | 0 | 0 | 0 | 0 | 0 | 0 | 0 | 0 | 0 | 0 | 0 | 0
F4_Industrial_Agriculture_Existing_Space Heating_Natural Gas_Strategic Energy Management_A_Achievable Economic TRC Potential | F4 | Industrial | Agriculture | Existing | Space Heating | Natural Gas | Strategic Energy Management | A | Incremental Energy Savings (MWh or mTherms) | Achievable Economic TRC Potential | 0 | 0 | 0 | 0 | 0 | 0.70553 | 0.70102 | 0.69172 | 0.68631 | 0.6804 | 0.6647 | 0.65518 | 0.64558 | 0.62643 | 0.61907 | 0.60332 | 0.59354 | 0.5811 | 0.56701 | 0.55973 | 0.55013 | 0.54119 | 0.53362 | 0.52693 | 0.52089 | 0 | 0 | 0 | 0 | 0 | 0
F5_Industrial_Agriculture_Existing_Space Heating_Natural Gas_Strategic Energy Management_A_Achievable Economic TRC Potential | F5 | Industrial | Agriculture | Existing | Space Heating | Natural Gas | Strategic Energy Management | A | Incremental Summer Peak Savings (MW) | Achievable Economic TRC Potential | 0 | 0 | 0 | 0 | 0 | 0 | 0 | 0 | 0 | 0 | 0 | 0 | 0 | 0 | 0 | 0 | 0 | 0 | 0 | 0 | 0 | 0 | 0 | 0 | 0 | 0 | 0 | 0 | 0 | 0 | 0
F6_Industrial_Agriculture_Existing_Space Heating_Natural Gas_Strategic Energy Management_A_Achievable Economic TRC Potential | F6 | Industrial | Agriculture | Existing | Space Heating | Natural Gas | Strategic Energy Management | A | Incremental Winter Peak Savings (MW) | Achievable Economic TRC Potential | 0 | 0 | 0 | 0 | 0 | 0 | 0 | 0 | 0 | 0 | 0 | 0 | 0 | 0 | 0 | 0 | 0 | 0 | 0 | 0 | 0 | 0 | 0 | 0 | 0 | 0 | 0 | 0 | 0 | 0 | 0
F7_Industrial_Agriculture_Existing_Space Heating_Natural Gas_Strategic Energy Management_A_Achievable Economic TRC Potential | F7 | Industrial | Agriculture | Existing | Space Heating | Natural Gas | Strategic Energy Management | A | Cumulative Energy Savings (MWh or mTherms) | Achievable Economic TRC Potential | 0 | 0 | 0 | 0 | 0 | 0.70553 | 1.4024 | 2.0837 | 2.7527 | 3.4071 | 4.036 | 4.6443 | 5.2311 | 5.7842 | 6.3136 | 6.8155 | 7.2977 | 7.762 | 8.209 | 8.6538 | 9.0908 | 9.5191 | 9.9539 | 10.3895 | 10.8239 | 10.7514 | 10.6892 | 10.6311 | 0 | 0 | 0
F8_Industrial_Agriculture_Existing_Space Heating_Natural Gas_Strategic Energy Management_A_Achievable Economic TRC Potential | F8 | Industrial | Agriculture | Existing | Space Heating | Natural Gas | Strategic Energy Management | A | Cumulative Summer Peak Savings (MW) | Achievable Economic TRC Potential | 0 | 0 | 0 | 0 | 0 | 0 | 0 | 0 | 0 | 0 | 0 | 0 | 0 | 0 | 0 | 0 | 0 | 0 | 0 | 0 | 0 | 0 | 0 | 0 | 0 | 0 | 0 | 0 | 0 | 0 | 0
F9_Industrial_Agriculture_Existing_Space Heating_Natural Gas_Strategic Energy Management_A_Achievable Economic TRC Potential | F9 | Industrial | Agriculture | Existing | Space Heating | Natural Gas | Strategic Energy Management | A | Cumulative Winter Peak Savings (MW) | Achievable Economic TRC Potential | 0 | 0 | 0 | 0 | 0 | 0 | 0 | 0 | 0 | 0 | 0 | 0 | 0 | 0 | 0 | 0 | 0 | 0 | 0 | 0 | 0 | 0 | 0 | 0 | 0 | 0 | 0 | 0 | 0 | 0 | 0
F10_Industrial_Agriculture_Existing_Space Heating_Natural Gas_Strategic Energy Management_A_Achievable Economic TRC Potential | F10 | Industrial | Agriculture | Existing | Space Heating | Natural Gas | Strategic Energy Management | A | Purchases (Incremental) | Achievable Economic TRC Potential | 0 | 0 | 0 | 0 | 0 | 173.1218 | 173.0268 | 172.0064 | 172.0994 | 172.2417 | 170.0544 | 169.5897 | 169.2454 | 166.5578 | 167.1937 | 165.5993 | 165.6208 | 164.7872 | 163.3173 | 163.5108 | 162.8346 | 162.2013 | 161.6103 | 161.0611 | 160.5532 | 0 | 0 | 0 | 0 | 0 | 0
F11_Industrial_Agriculture_Existing_Space Heating_Natural Gas_Strategic Energy Management_A_Achievable Economic TRC Potential | F11 | Industrial | Agriculture | Existing | Space Heating | Natural Gas | Strategic Energy Management | A | Purchases (Cumulative) | Achievable Economic TRC Potential | 0 | 0 | 0 | 0 | 0 | 173.1218 | 346.1486 | 518.155 | 690.2544 | 862.4961 | 1032.5505 | 1202.1402 | 1371.3855 | 1537.9433 | 1705.1371 | 1870.7364 | 2036.3572 | 2201.1444 | 2364.4617 | 2527.9725 | 2690.8072 | 2853.0085 | 3014.6188 | 3175.6799 | 3336.2331 | 3336.2331 | 3336.2331 | 3336.2331 | 3336.2331 | 3336.2331 | 3336.2331
F1_Industrial_Agriculture_Existing_Process_Natural Gas_Strategic Energy Management_A_Achievable Economic TRC Potential | F1 | Industrial | Agriculture | Existing | Process | Natural Gas | Strategic Energy Management | A | Integrated Unit Energy Savings (kWh or therms) | Achievable Economic TRC Potential | 0 | 0 | 0 | 0 | 0 | 1.4031 | 1.3997 | 1.3962 | 1.3928 | 1.3893 | 1.3857 | 1.3825 | 1.3795 | 1.3763 | 1.3739 | 1.3713 | 1.3693 | 1.3673 | 1.3653 | 1.3638 | 1.3621 | 1.3606 | 1.3591 | 1.3576 | 1.3561 | 1.356 | 1.3559 | 1.3557 | 0 | 0 | 0
F2_Industrial_Agriculture_Existing_Process_Natural Gas_Strategic Energy Management_A_Achievable Economic TRC Potential | F2 | Industrial | Agriculture | Existing | Process | Natural Gas | Strategic Energy Management | A | Integrated Unit Summer Peak Savings (kW) | Achievable Economic TRC Potential | 0 | 0 | 0 | 0 | 0 | 0 | 0 | 0 | 0 | 0 | 0 | 0 | 0 | 0 | 0 | 0 | 0 | 0 | 0 | 0 | 0 | 0 | 0 | 0 | 0 | 0 | 0 | 0 | 0 | 0 | 0
F3_Industrial_Agriculture_Existing_Process_Natural Gas_Strategic Energy Management_A_Achievable Economic TRC Potential | F3 | Industrial | Agriculture | Existing | Process | Natural Gas | Strategic Energy Management | A | Integrated Unit Winter Peak Savings (kW) | Achievable Economic TRC Potential | 0 | 0 | 0 | 0 | 0 | 0 | 0 | 0 | 0 | 0 | 0 | 0 | 0 | 0 | 0 | 0 | 0 | 0 | 0 | 0 | 0 | 0 | 0 | 0 | 0 | 0 | 0 | 0 | 0 | 0 | 0
F4_Industrial_Agriculture_Existing_Process_Natural Gas_Strategic Energy Management_A_Achievable Economic TRC Potential | F4 | Industrial | Agriculture | Existing | Process | Natural Gas | Strategic Energy Management | A | Incremental Energy Savings (MWh or mTherms) | Achievable Economic TRC Potential | 0 | 0 | 0 | 0 | 0 | 1.4695 | 1.4651 | 1.4528 | 1.4501 | 1.4476 | 1.4255 | 1.4183 | 1.4123 | 1.3867 | 1.3896 | 1.3738 | 1.3719 | 1.363 | 1.3489 | 1.349 | 1.3418 | 1.3351 | 1.3287 | 1.3228 | 1.3171 | 0 | 0 | 0 | 0 | 0 | 0
F5_Industrial_Agriculture_Existing_Process_Natural Gas_Strategic Energy Management_A_Achievable Economic TRC Potential | F5 | Industrial | Agriculture | Existing | Process | Natural Gas | Strategic Energy Management | A | Incremental Summer Peak Savings (MW) | Achievable Economic TRC Potential | 0 | 0 | 0 | 0 | 0 | 0 | 0 | 0 | 0 | 0 | 0 | 0 | 0 | 0 | 0 | 0 | 0 | 0 | 0 | 0 | 0 | 0 | 0 | 0 | 0 | 0 | 0 | 0 | 0 | 0 | 0
F6_Industrial_Agriculture_Existing_Process_Natural Gas_Strategic Energy Management_A_Achievable Economic TRC Potential | F6 | Industrial | Agriculture | Existing | Process | Natural Gas | Strategic Energy Management | A | Incremental Winter Peak Savings (MW) | Achievable Economic TRC Potential | 0 | 0 | 0 | 0 | 0 | 0 | 0 | 0 | 0 | 0 | 0 | 0 | 0 | 0 | 0 | 0 | 0 | 0 | 0 | 0 | 0 | 0 | 0 | 0 | 0 | 0 | 0 | 0 | 0 | 0 | 0
F7_Industrial_Agriculture_Existing_Process_Natural Gas_Strategic Energy Management_A_Achievable Economic TRC Potential | F7 | Industrial | Agriculture | Existing | Process | Natural Gas | Strategic Energy Management | A | Cumulative Energy Savings (MWh or mTherms) | Achievable Economic TRC Potential | 0 | 0 | 0 | 0 | 0 | 1.4695 | 2.931 | 4.3766 | 5.8159 | 7.249 | 8.6556 | 10.0537 | 11.444 | 12.8044 | 14.1717 | 15.519 | 16.8683 | 18.2068 | 19.5291 | 20.8565 | 22.1727 | 23.483 | 24.7858 | 26.0812 | 27.3698 | 27.3669 | 27.3642 | 27.3617 | 0 | 0 | 0
F8_Industrial_Agriculture_Existing_Process_Natural Gas_Strategic Energy Management_A_Achievable Economic TRC Potential | F8 | Industrial | Agriculture | Existing | Process | Natural Gas | Strategic Energy Management | A | Cumulative Summer Peak Savings (MW) | Achievable Economic TRC Potential | 0 | 0 | 0 | 0 | 0 | 0 | 0 | 0 | 0 | 0 | 0 | 0 | 0 | 0 | 0 | 0 | 0 | 0 | 0 | 0 | 0 | 0 | 0 | 0 | 0 | 0 | 0 | 0 | 0 | 0 | 0
F9_Industrial_Agriculture_Existing_Process_Natural Gas_Strategic Energy Management_A_Achievable Economic TRC Potential | F9 | Industrial | Agriculture | Existing | Process | Natural Gas | Strategic Energy Management | A | Cumulative Winter Peak Savings (MW) | Achievable Economic TRC Potential | 0 | 0 | 0 | 0 | 0 | 0 | 0 | 0 | 0 | 0 | 0 | 0 | 0 | 0 | 0 | 0 | 0 | 0 | 0 | 0 | 0 | 0 | 0 | 0 | 0 | 0 | 0 | 0 | 0 | 0 | 0
F10_Industrial_Agriculture_Existing_Process_Natural Gas_Strategic Energy Management_A_Achievable Economic TRC Potential | F10 | Industrial | Agriculture | Existing | Process | Natural Gas | Strategic Energy Management | A | Purchases (Incremental) | Achievable Economic TRC Potential | 0 | 0 | 0 | 0 | 0 | 1047.2856 | 1046.7108 | 1040.538 | 1041.1005 | 1041.9614 | 1028.7296 | 1025.9184 | 1023.8353 | 1007.5772 | 1011.4242 | 1001.7789 | 1001.9089 | 996.8663 | 987.9743 | 989.1446 | 985.0542 | 981.223 | 977.6478 | 974.3254 | 971.253 | 0 | 0 | 0 | 0 | 0 | 0
F11_Industrial_Agriculture_Existing_Process_Natural Gas_Strategic Energy Management_A_Achievable Economic TRC Potential | F11 | Industrial | Agriculture | Existing | Process | Natural Gas | Strategic Energy Management | A | Purchases (Cumulative) | Achievable Economic TRC Potential | 0 | 0 | 0 | 0 | 0 | 1047.2856 | 2093.9964 | 3134.5344 | 4175.635 | 5217.5964 | 6246.326 | 7272.2444 | 8296.0797 | 9303.6569 | 10315.081 | 11316.8599 | 12318.7689 | 13315.6351 | 14303.6094 | 15292.754 | 16277.8082 | 17259.0312 | 18236.679 | 19211.0045 | 20182.2574 | 20182.2574 | 20182.2574 | 20182.2574 | 20182.2574 | 20182.2574 | 20182.2574
F1_Industrial_Agriculture_Existing_Miscellaneous_Natural Gas_Strategic Energy Management_A_Achievable Economic TRC Potential | F1 | Industrial | Agriculture | Existing | Miscellaneous | Natural Gas | Strategic Energy Management | A | Integrated Unit Energy Savings (kWh or therms) | Achievable Economic TRC Potential | 0 | 0 | 0 | 0 | 0 | 0.89787 | 0.89787 | 0.89787 | 0.89787 | 0.89787 | 0.89787 | 0.89787 | 0.89787 | 0.89787 | 0.89787 | 0.89787 | 0.89787 | 0.89787 | 0.89787 | 0.89787 | 0.89787 | 0.89787 | 0.89787 | 0.89787 | 0.89787 | 0.89787 | 0.89787 | 0.89787 | 0 | 0 | 0
F2_Industrial_Agriculture_Existing_Miscellaneous_Natural Gas_Strategic Energy Management_A_Achievable Economic TRC Potential | F2 | Industrial | Agriculture | Existing | Miscellaneous | Natural Gas | Strategic Energy Management | A | Integrated Unit Summer Peak Savings (kW) | Achievable Economic TRC Potential | 0 | 0 | 0 | 0 | 0 | 0 | 0 | 0 | 0 | 0 | 0 | 0 | 0 | 0 | 0 | 0 | 0 | 0 | 0 | 0 | 0 | 0 | 0 | 0 | 0 | 0 | 0 | 0 | 0 | 0 | 0
F3_Industrial_Agriculture_Existing_Miscellaneous_Natural Gas_Strategic Energy Management_A_Achievable Economic TRC Potential | F3 | Industrial | Agriculture | Existing | Miscellaneous | Natural Gas | Strategic Energy Management | A | Integrated Unit Winter Peak Savings (kW) | Achievable Economic TRC Potential | 0 | 0 | 0 | 0 | 0 | 0 | 0 | 0 | 0 | 0 | 0 | 0 | 0 | 0 | 0 | 0 | 0 | 0 | 0 | 0 | 0 | 0 | 0 | 0 | 0 | 0 | 0 | 0 | 0 | 0 | 0
F4_Industrial_Agriculture_Existing_Miscellaneous_Natural Gas_Strategic Energy Management_A_Achievable Economic TRC Potential | F4 | Industrial | Agriculture | Existing | Miscellaneous | Natural Gas | Strategic Energy Management | A | Incremental Energy Savings (MWh or mTherms) | Achievable Economic TRC Potential | 0 | 0 | 0 | 0 | 0 | 0.23508 | 0.23495 | 0.23357 | 0.23369 | 0.23389 | 0.23092 | 0.23029 | 0.22982 | 0.22617 | 0.22703 | 0.22487 | 0.2249 | 0.22376 | 0.22177 | 0.22203 | 0.22111 | 0.22025 | 0.21945 | 0.2187 | 0.21801 | 0 | 0 | 0 | 0 | 0 | 0
F5_Industrial_Agriculture_Existing_Miscellaneous_Natural Gas_Strategic Energy Management_A_Achievable Economic TRC Potential | F5 | Industrial | Agriculture | Existing | Miscellaneous | Natural Gas | Strategic Energy Management | A | Incremental Summer Peak Savings (MW) | Achievable Economic TRC Potential | 0 | 0 | 0 | 0 | 0 | 0 | 0 | 0 | 0 | 0 | 0 | 0 | 0 | 0 | 0 | 0 | 0 | 0 | 0 | 0 | 0 | 0 | 0 | 0 | 0 | 0 | 0 | 0 | 0 | 0 | 0
F6_Industrial_Agriculture_Existing_Miscellaneous_Natural Gas_Strategic Energy Management_A_Achievable Economic TRC Potential | F6 | Industrial | Agriculture | Existing | Miscellaneous | Natural Gas | Strategic Energy Management | A | Incremental Winter Peak Savings (MW) | Achievable Economic TRC Potential | 0 | 0 | 0 | 0 | 0 | 0 | 0 | 0 | 0 | 0 | 0 | 0 | 0 | 0 | 0 | 0 | 0 | 0 | 0 | 0 | 0 | 0 | 0 | 0 | 0 | 0 | 0 | 0 | 0 | 0 | 0
F7_Industrial_Agriculture_Existing_Miscellaneous_Natural Gas_Strategic Energy Management_A_Achievable Economic TRC Potential | F7 | Industrial | Agriculture | Existing | Miscellaneous | Natural Gas | Strategic Energy Management | A | Cumulative Energy Savings (MWh or mTherms) | Achievable Economic TRC Potential | 0 | 0 | 0 | 0 | 0 | 0.23508 | 0.47003 | 0.7036 | 0.9373 | 1.1712 | 1.4021 | 1.6324 | 1.8622 | 2.0884 | 2.3154 | 2.5403 | 2.7652 | 2.9889 | 3.2107 | 3.4327 | 3.6538 | 3.8741 | 4.0935 | 4.3123 | 4.5303 | 4.5303 | 4.5303 | 4.5303 | 0 | 0 | 0
F8_Industrial_Agriculture_Existing_Miscellaneous_Natural Gas_Strategic Energy Management_A_Achievable Economic TRC Potential | F8 | Industrial | Agriculture | Existing | Miscellaneous | Natural Gas | Strategic Energy Management | A | Cumulative Summer Peak Savings (MW) | Achievable Economic TRC Potential | 0 | 0 | 0 | 0 | 0 | 0 | 0 | 0 | 0 | 0 | 0 | 0 | 0 | 0 | 0 | 0 | 0 | 0 | 0 | 0 | 0 | 0 | 0 | 0 | 0 | 0 | 0 | 0 | 0 | 0 | 0
F9_Industrial_Agriculture_Existing_Miscellaneous_Natural Gas_Strategic Energy Management_A_Achievable Economic TRC Potential | F9 | Industrial | Agriculture | Existing | Miscellaneous | Natural Gas | Strategic Energy Management | A | Cumulative Winter Peak Savings (MW) | Achievable Economic TRC Potential | 0 | 0 | 0 | 0 | 0 | 0 | 0 | 0 | 0 | 0 | 0 | 0 | 0 | 0 | 0 | 0 | 0 | 0 | 0 | 0 | 0 | 0 | 0 | 0 | 0 | 0 | 0 | 0 | 0 | 0 | 0
F10_Industrial_Agriculture_Existing_Miscellaneous_Natural Gas_Strategic Energy Management_A_Achievable Economic TRC Potential | F10 | Industrial | Agriculture | Existing | Miscellaneous | Natural Gas | Strategic Energy Management | A | Purchases (Incremental) | Achievable Economic TRC Potential | 0 | 0 | 0 | 0 | 0 | 261.8214 | 261.6777 | 260.1345 | 260.2751 | 260.4904 | 257.1824 | 256.4796 | 255.9588 | 251.8943 | 252.856 | 250.4447 | 250.4772 | 249.2166 | 246.9936 | 247.2861 | 246.2636 | 245.3058 | 244.4119 | 243.5814 | 242.8132 | 0 | 0 | 0 | 0 | 0 | 0
F11_Industrial_Agriculture_Existing_Miscellaneous_Natural Gas_Strategic Energy Management_A_Achievable Economic TRC Potential | F11 | Industrial | Agriculture | Existing | Miscellaneous | Natural Gas | Strategic Energy Management | A | Purchases (Cumulative) | Achievable Economic TRC Potential | 0 | 0 | 0 | 0 | 0 | 261.8214 | 523.4991 | 783.6336 | 1043.9087 | 1304.3991 | 1561.5815 | 1818.0611 | 2074.0199 | 2325.9142 | 2578.7703 | 2829.215 | 3079.6922 | 3328.9088 | 3575.9023 | 3823.1885 | 4069.4521 | 4314.7578 | 4559.1698 | 4802.7511 | 5045.5644 | 5045.5644 | 5045.5644 | 5045.5644 | 5045.5644 | 5045.5644 | 5045.5644
F1_Industrial_Agriculture_Existing_Space Heating_Natural Gas_Commissioning_A_Achievable Economic TRC Potential | F1 | Industrial | Agriculture | Existing | Space Heating | Natural Gas | Commissioning | A | Integrated Unit Energy Savings (kWh or therms) | Achievable Economic TRC Potential | 0 | 0 | 0 | 0 | 0 | 3.7623 | 3.7431 | 3.7189 | 3.6925 | 3.6638 | 3.6336 | 3.6015 | 3.5683 | 3.5338 | 3.4954 | 3.4583 | 3.4208 | 3.3854 | 3.352 | 3.3204 | 3.2906 | 3.2605 | 3.2346 | 3.2105 | 3.1879 | 3.1672 | 3.1494 | 3.1327 | 0 | 0 | 0
F2_Industrial_Agriculture_Existing_Space Heating_Natural Gas_Commissioning_A_Achievable Economic TRC Potential | F2 | Industrial | Agriculture | Existing | Space Heating | Natural Gas | Commissioning | A | Integrated Unit Summer Peak Savings (kW) | Achievable Economic TRC Potential | 0 | 0 | 0 | 0 | 0 | 0 | 0 | 0 | 0 | 0 | 0 | 0 | 0 | 0 | 0 | 0 | 0 | 0 | 0 | 0 | 0 | 0 | 0 | 0 | 0 | 0 | 0 | 0 | 0 | 0 | 0
F3_Industrial_Agriculture_Existing_Space Heating_Natural Gas_Commissioning_A_Achievable Economic TRC Potential | F3 | Industrial | Agriculture | Existing | Space Heating | Natural Gas | Commissioning | A | Integrated Unit Winter Peak Savings (kW) | Achievable Economic TRC Potential | 0 | 0 | 0 | 0 | 0 | 0 | 0 | 0 | 0 | 0 | 0 | 0 | 0 | 0 | 0 | 0 | 0 | 0 | 0 | 0 | 0 | 0 | 0 | 0 | 0 | 0 | 0 | 0 | 0 | 0 | 0
F4_Industrial_Agriculture_Existing_Space Heating_Natural Gas_Commissioning_A_Achievable Economic TRC Potential | F4 | Industrial | Agriculture | Existing | Space Heating | Natural Gas | Commissioning | A | Incremental Energy Savings (MWh or mTherms) | Achievable Economic TRC Potential | 0 | 0 | 0 | 0 | 0 | 0 | 0 | 0 | 0 | 0 | 0 | 0 | 0 | 0 | 0 | 0 | 0 | 0 | 0 | 0 | 0 | 0 | 0 | 0 | 0 | 0 | 0 | 0 | 0 | 0 | 0
F5_Industrial_Agriculture_Existing_Space Heating_Natural Gas_Commissioning_A_Achievable Economic TRC Potential | F5 | Industrial | Agriculture | Existing | Space Heating | Natural Gas | Commissioning | A | Incremental Summer Peak Savings (MW) | Achievable Economic TRC Potential | 0 | 0 | 0 | 0 | 0 | 0 | 0 | 0 | 0 | 0 | 0 | 0 | 0 | 0 | 0 | 0 | 0 | 0 | 0 | 0 | 0 | 0 | 0 | 0 | 0 | 0 | 0 | 0 | 0 | 0 | 0
F6_Industrial_Agriculture_Existing_Space Heating_Natural Gas_Commissioning_A_Achievable Economic TRC Potential | F6 | Industrial | Agriculture | Existing | Space Heating | Natural Gas | Commissioning | A | Incremental Winter Peak Savings (MW) | Achievable Economic TRC Potential | 0 | 0 | 0 | 0 | 0 | 0 | 0 | 0 | 0 | 0 | 0 | 0 | 0 | 0 | 0 | 0 | 0 | 0 | 0 | 0 | 0 | 0 | 0 | 0 | 0 | 0 | 0 | 0 | 0 | 0 | 0
F7_Industrial_Agriculture_Existing_Space Heating_Natural Gas_Commissioning_A_Achievable Economic TRC Potential | F7 | Industrial | Agriculture | Existing | Space Heating | Natural Gas | Commissioning | A | Cumulative Energy Savings (MWh or mTherms) | Achievable Economic TRC Potential | 0 | 0 | 0 | 0 | 0 | 0 | 0 | 0 | 0 | 0 | 0 | 0 | 0 | 0 | 0 | 0 | 0 | 0 | 0 | 0 | 0 | 0 | 0 | 0 | 0 | 0 | 0 | 0 | 0 | 0 | 0
F8_Industrial_Agriculture_Existing_Space Heating_Natural Gas_Commissioning_A_Achievable Economic TRC Potential | F8 | Industrial | Agriculture | Existing | Space Heating | Natural Gas | Commissioning | A | Cumulative Summer Peak Savings (MW) | Achievable Economic TRC Potential | 0 | 0 | 0 | 0 | 0 | 0 | 0 | 0 | 0 | 0 | 0 | 0 | 0 | 0 | 0 | 0 | 0 | 0 | 0 | 0 | 0 | 0 | 0 | 0 | 0 | 0 | 0 | 0 | 0 | 0 | 0
F9_Industrial_Agriculture_Existing_Space Heating_Natural Gas_Commissioning_A_Achievable Economic TRC Potential | F9 | Industrial | Agriculture | Existing | Space Heating | Natural Gas | Commissioning | A | Cumulative Winter Peak Savings (MW) | Achievable Economic TRC Potential | 0 | 0 | 0 | 0 | 0 | 0 | 0 | 0 | 0 | 0 | 0 | 0 | 0 | 0 | 0 | 0 | 0 | 0 | 0 | 0 | 0 | 0 | 0 | 0 | 0 | 0 | 0 | 0 | 0 | 0 | 0
F10_Industrial_Agriculture_Existing_Space Heating_Natural Gas_Commissioning_A_Achievable Economic TRC Potential | F10 | Industrial | Agriculture | Existing | Space Heating | Natural Gas | Commissioning | A | Purchases (Incremental) | Achievable Economic TRC Potential | 0 | 0 | 0 | 0 | 0 | 0 | 0 | 0 | 0 | 0 | 0 | 0 | 0 | 0 | 0 | 0 | 0 | 0 | 0 | 0 | 0 | 0 | 0 | 0 | 0 | 0 | 0 | 0 | 0 | 0 | 0
F11_Industrial_Agriculture_Existing_Space Heating_Natural Gas_Commissioning_A_Achievable Economic TRC Potential | F11 | Industrial | Agriculture | Existing | Space Heating | Natural Gas | Commissioning | A | Purchases (Cumulative) | Achievable Economic TRC Potential | 0 | 0 | 0 | 0 | 0 | 0 | 0 | 0 | 0 | 0 | 0 | 0 | 0 | 0 | 0 | 0 | 0 | 0 | 0 | 0 | 0 | 0 | 0 | 0 | 0 | 0 | 0 | 0 | 0 | 0 | 0
F1_Industrial_Agriculture_Existing_Process_Natural Gas_Commissioning_A_Achievable Economic TRC Potential | F1 | Industrial | Agriculture | Existing | Process | Natural Gas | Commissioning | A | Integrated Unit Energy Savings (kWh or therms) | Achievable Economic TRC Potential | 0 | 0 | 0 | 0 | 0 | 7.8488 | 7.8476 | 7.8467 | 7.846 | 7.8455 | 7.8449 | 7.8444 | 7.8441 | 7.8437 | 7.8434 | 7.8431 | 7.843 | 7.8428 | 7.8426 | 7.8426 | 7.8425 | 7.8424 | 7.8423 | 7.8422 | 7.8422 | 7.8421 | 7.8421 | 7.8421 | 0 | 0 | 0
F2_Industrial_Agriculture_Existing_Process_Natural Gas_Commissioning_A_Achievable Economic TRC Potential | F2 | Industrial | Agriculture | Existing | Process | Natural Gas | Commissioning | A | Integrated Unit Summer Peak Savings (kW) | Achievable Economic TRC Potential | 0 | 0 | 0 | 0 | 0 | 0 | 0 | 0 | 0 | 0 | 0 | 0 | 0 | 0 | 0 | 0 | 0 | 0 | 0 | 0 | 0 | 0 | 0 | 0 | 0 | 0 | 0 | 0 | 0 | 0 | 0
F3_Industrial_Agriculture_Existing_Process_Natural Gas_Commissioning_A_Achievable Economic TRC Potential | F3 | Industrial | Agriculture | Existing | Process | Natural Gas | Commissioning | A | Integrated Unit Winter Peak Savings (kW) | Achievable Economic TRC Potential | 0 | 0 | 0 | 0 | 0 | 0 | 0 | 0 | 0 | 0 | 0 | 0 | 0 | 0 | 0 | 0 | 0 | 0 | 0 | 0 | 0 | 0 | 0 | 0 | 0 | 0 | 0 | 0 | 0 | 0 | 0
F4_Industrial_Agriculture_Existing_Process_Natural Gas_Commissioning_A_Achievable Economic TRC Potential | F4 | Industrial | Agriculture | Existing | Process | Natural Gas | Commissioning | A | Incremental Energy Savings (MWh or mTherms) | Achievable Economic TRC Potential | 0 | 0 | 0 | 0 | 0 | 0 | 0 | 0 | 0 | 0 | 0 | 0 | 0 | 0 | 0 | 0 | 0 | 0 | 0 | 0 | 0 | 0 | 0 | 0 | 0 | 0 | 0 | 0 | 0 | 0 | 0
F5_Industrial_Agriculture_Existing_Process_Natural Gas_Commissioning_A_Achievable Economic TRC Potential | F5 | Industrial | Agriculture | Existing | Process | Natural Gas | Commissioning | A | Incremental Summer Peak Savings (MW) | Achievable Economic TRC Potential | 0 | 0 | 0 | 0 | 0 | 0 | 0 | 0 | 0 | 0 | 0 | 0 | 0 | 0 | 0 | 0 | 0 | 0 | 0 | 0 | 0 | 0 | 0 | 0 | 0 | 0 | 0 | 0 | 0 | 0 | 0
F6_Industrial_Agriculture_Existing_Process_Natural Gas_Commissioning_A_Achievable Economic TRC Potential | F6 | Industrial | Agriculture | Existing | Process | Natural Gas | Commissioning | A | Incremental Winter Peak Savings (MW) | Achievable Economic TRC Potential | 0 | 0 | 0 | 0 | 0 | 0 | 0 | 0 | 0 | 0 | 0 | 0 | 0 | 0 | 0 | 0 | 0 | 0 | 0 | 0 | 0 | 0 | 0 | 0 | 0 | 0 | 0 | 0 | 0 | 0 | 0
F7_Industrial_Agriculture_Existing_Process_Natural Gas_Commissioning_A_Achievable Economic TRC Potential | F7 | Industrial | Agriculture | Existing | Process | Natural Gas | Commissioning | A | Cumulative Energy Savings (MWh or mTherms) | Achievable Economic TRC Potential | 0 | 0 | 0 | 0 | 0 | 0 | 0 | 0 | 0 | 0 | 0 | 0 | 0 | 0 | 0 | 0 | 0 | 0 | 0 | 0 | 0 | 0 | 0 | 0 | 0 | 0 | 0 | 0 | 0 | 0 | 0
F8_Industrial_Agriculture_Existing_Process_Natural Gas_Commissioning_A_Achievable Economic TRC Potential | F8 | Industrial | Agriculture | Existing | Process | Natural Gas | Commissioning | A | Cumulative Summer Peak Savings (MW) | Achievable Economic TRC Potential | 0 | 0 | 0 | 0 | 0 | 0 | 0 | 0 | 0 | 0 | 0 | 0 | 0 | 0 | 0 | 0 | 0 | 0 | 0 | 0 | 0 | 0 | 0 | 0 | 0 | 0 | 0 | 0 | 0 | 0 | 0
F9_Industrial_Agriculture_Existing_Process_Natural Gas_Commissioning_A_Achievable Economic TRC Potential | F9 | Industrial | Agriculture | Existing | Process | Natural Gas | Commissioning | A | Cumulative Winter Peak Savings (MW) | Achievable Economic TRC Potential | 0 | 0 | 0 | 0 | 0 | 0 | 0 | 0 | 0 | 0 | 0 | 0 | 0 | 0 | 0 | 0 | 0 | 0 | 0 | 0 | 0 | 0 | 0 | 0 | 0 | 0 | 0 | 0 | 0 | 0 | 0
F10_Industrial_Agriculture_Existing_Process_Natural Gas_Commissioning_A_Achievable Economic TRC Potential | F10 | Industrial | Agriculture | Existing | Process | Natural Gas | Commissioning | A | Purchases (Incremental) | Achievable Economic TRC Potential | 0 | 0 | 0 | 0 | 0 | 0 | 0 | 0 | 0 | 0 | 0 | 0 | 0 | 0 | 0 | 0 | 0 | 0 | 0 | 0 | 0 | 0 | 0 | 0 | 0 | 0 | 0 | 0 | 0 | 0 | 0
F11_Industrial_Agriculture_Existing_Process_Natural Gas_Commissioning_A_Achievable Economic TRC Potential | F11 | Industrial | Agriculture | Existing | Process | Natural Gas | Commissioning | A | Purchases (Cumulative) | Achievable Economic TRC Potential | 0 | 0 | 0 | 0 | 0 | 0 | 0 | 0 | 0 | 0 | 0 | 0 | 0 | 0 | 0 | 0 | 0 | 0 | 0 | 0 | 0 | 0 | 0 | 0 | 0 | 0 | 0 | 0 | 0 | 0 | 0
F1_Industrial_Agriculture_Existing_Space Heating_Natural Gas_Retrocommissioning_A_Achievable Economic TRC Potential | F1 | Industrial | Agriculture | Existing | Space Heating | Natural Gas | Retrocommissioning | A | Integrated Unit Energy Savings (kWh or therms) | Achievable Economic TRC Potential | 0 | 0 | 0 | 0 | 0 | 0.52251 | 0.5198 | 0.5164 | 0.5127 | 0.50867 | 0.50443 | 0.49994 | 0.49532 | 0.4905 | 0.48516 | 0.47999 | 0.47478 | 0.46986 | 0.46521 | 0.46083 | 0.45669 | 0.45251 | 0.44891 | 0.44557 | 0.44243 | 0.43955 | 0.43708 | 0.43477 | 0 | 0 | 0
F2_Industrial_Agriculture_Existing_Space Heating_Natural Gas_Retrocommissioning_A_Achievable Economic TRC Potential | F2 | Industrial | Agriculture | Existing | Space Heating | Natural Gas | Retrocommissioning | A | Integrated Unit Summer Peak Savings (kW) | Achievable Economic TRC Potential | 0 | 0 | 0 | 0 | 0 | 0 | 0 | 0 | 0 | 0 | 0 | 0 | 0 | 0 | 0 | 0 | 0 | 0 | 0 | 0 | 0 | 0 | 0 | 0 | 0 | 0 | 0 | 0 | 0 | 0 | 0
F3_Industrial_Agriculture_Existing_Space Heating_Natural Gas_Retrocommissioning_A_Achievable Economic TRC Potential | F3 | Industrial | Agriculture | Existing | Space Heating | Natural Gas | Retrocommissioning | A | Integrated Unit Winter Peak Savings (kW) | Achievable Economic TRC Potential | 0 | 0 | 0 | 0 | 0 | 0 | 0 | 0 | 0 | 0 | 0 | 0 | 0 | 0 | 0 | 0 | 0 | 0 | 0 | 0 | 0 | 0 | 0 | 0 | 0 | 0 | 0 | 0 | 0 | 0 | 0
F4_Industrial_Agriculture_Existing_Space Heating_Natural Gas_Retrocommissioning_A_Achievable Economic TRC Potential | F4 | Industrial | Agriculture | Existing | Space Heating | Natural Gas | Retrocommissioning | A | Incremental Energy Savings (MWh or mTherms) | Achievable Economic TRC Potential | 0 | 0 | 0 | 0 | 0 | 0.1064 | 0.10579 | 0.10448 | 0.10379 | 0.10306 | 0.1009 | 0.099731 | 0.098607 | 0.096097 | 0.095415 | 0.093497 | 0.092494 | 0.091076 | 0.08937 | 0.088632 | 0.087473 | 0.086336 | 0.085337 | 0.084414 | 0.083555 | 0 | 0 | 0 | 0 | 0 | 0
F5_Industrial_Agriculture_Existing_Space Heating_Natural Gas_Retrocommissioning_A_Achievable Economic TRC Potential | F5 | Industrial | Agriculture | Existing | Space Heating | Natural Gas | Retrocommissioning | A | Incremental Summer Peak Savings (MW) | Achievable Economic TRC Potential | 0 | 0 | 0 | 0 | 0 | 0 | 0 | 0 | 0 | 0 | 0 | 0 | 0 | 0 | 0 | 0 | 0 | 0 | 0 | 0 | 0 | 0 | 0 | 0 | 0 | 0 | 0 | 0 | 0 | 0 | 0
F6_Industrial_Agriculture_Existing_Space Heating_Natural Gas_Retrocommissioning_A_Achievable Economic TRC Potential | F6 | Industrial | Agriculture | Existing | Space Heating | Natural Gas | Retrocommissioning | A | Incremental Winter Peak Savings (MW) | Achievable Economic TRC Potential | 0 | 0 | 0 | 0 | 0 | 0 | 0 | 0 | 0 | 0 | 0 | 0 | 0 | 0 | 0 | 0 | 0 | 0 | 0 | 0 | 0 | 0 | 0 | 0 | 0 | 0 | 0 | 0 | 0 | 0 | 0
F7_Industrial_Agriculture_Existing_Space Heating_Natural Gas_Retrocommissioning_A_Achievable Economic TRC Potential | F7 | Industrial | Agriculture | Existing | Space Heating | Natural Gas | Retrocommissioning | A | Cumulative Energy Savings (MWh or mTherms) | Achievable Economic TRC Potential | 0 | 0 | 0 | 0 | 0 | 0.1064 | 0.21164 | 0.31474 | 0.41627 | 0.51607 | 0.61266 | 0.70694 | 0.79901 | 0.88733 | 0.97309 | 1.0562 | 1.1372 | 1.2165 | 1.2939 | 1.3703 | 1.4455 | 1.5186 | 1.5918 | 1.6644 | 1.7362 | 1.7249 | 1.7152 | 1.7062 | 0 | 0 | 0
F8_Industrial_Agriculture_Existing_Space Heating_Natural Gas_Retrocommissioning_A_Achievable Economic TRC Potential | F8 | Industrial | Agriculture | Existing | Space Heating | Natural Gas | Retrocommissioning | A | Cumulative Summer Peak Savings (MW) | Achievable Economic TRC Potential | 0 | 0 | 0 | 0 | 0 | 0 | 0 | 0 | 0 | 0 | 0 | 0 | 0 | 0 | 0 | 0 | 0 | 0 | 0 | 0 | 0 | 0 | 0 | 0 | 0 | 0 | 0 | 0 | 0 | 0 | 0
F9_Industrial_Agriculture_Existing_Space Heating_Natural Gas_Retrocommissioning_A_Achievable Economic TRC Potential | F9 | Industrial | Agriculture | Existing | Space Heating | Natural Gas | Retrocommissioning | A | Cumulative Winter Peak Savings (MW) | Achievable Economic TRC Potential | 0 | 0 | 0 | 0 | 0 | 0 | 0 | 0 | 0 | 0 | 0 | 0 | 0 | 0 | 0 | 0 | 0 | 0 | 0 | 0 | 0 | 0 | 0 | 0 | 0 | 0 | 0 | 0 | 0 | 0 | 0
F10_Industrial_Agriculture_Existing_Space Heating_Natural Gas_Retrocommissioning_A_Achievable Economic TRC Potential | F10 | Industrial | Agriculture | Existing | Space Heating | Natural Gas | Retrocommissioning | A | Purchases (Incremental) | Achievable Economic TRC Potential | 0 | 0 | 0 | 0 | 0 | 203.6389 | 203.5271 | 202.3268 | 202.4362 | 202.6036 | 200.0308 | 199.4841 | 199.0791 | 195.9178 | 196.6658 | 194.7903 | 194.8156 | 193.8351 | 192.1061 | 192.3337 | 191.5383 | 190.7934 | 190.0982 | 189.4522 | 188.8547 | 0 | 0 | 0 | 0 | 0 | 0
F11_Industrial_Agriculture_Existing_Space Heating_Natural Gas_Retrocommissioning_A_Achievable Economic TRC Potential | F11 | Industrial | Agriculture | Existing | Space Heating | Natural Gas | Retrocommissioning | A | Purchases (Cumulative) | Achievable Economic TRC Potential | 0 | 0 | 0 | 0 | 0 | 203.6389 | 407.166 | 609.4928 | 811.929 | 1014.5326 | 1214.5634 | 1414.0475 | 1613.1266 | 1809.0444 | 2005.7102 | 2200.5005 | 2395.3162 | 2589.1513 | 2781.2574 | 2973.5911 | 3165.1294 | 3355.9227 | 3546.0209 | 3735.4731 | 3924.3278 | 3924.3278 | 3924.3278 | 3924.3278 | 3924.3278 | 3924.3278 | 3924.3278
F1_Industrial_Agriculture_Existing_Process_Natural Gas_Retrocommissioning_A_Achievable Economic TRC Potential | F1 | Industrial | Agriculture | Existing | Process | Natural Gas | Retrocommissioning | A | Integrated Unit Energy Savings (kWh or therms) | Achievable Economic TRC Potential | 0 | 0 | 0 | 0 | 0 | 0 | 0 | 0 | 0 | 0 | 0 | 0 | 0 | 0 | 0 | 0 | 0 | 0 | 0 | 0 | 0 | 0 | 0 | 0 | 0 | 0 | 0 | 0 | 0 | 0 | 0
F2_Industrial_Agriculture_Existing_Process_Natural Gas_Retrocommissioning_A_Achievable Economic TRC Potential | F2 | Industrial | Agriculture | Existing | Process | Natural Gas | Retrocommissioning | A | Integrated Unit Summer Peak Savings (kW) | Achievable Economic TRC Potential | 0 | 0 | 0 | 0 | 0 | 0 | 0 | 0 | 0 | 0 | 0 | 0 | 0 | 0 | 0 | 0 | 0 | 0 | 0 | 0 | 0 | 0 | 0 | 0 | 0 | 0 | 0 | 0 | 0 | 0 | 0
F3_Industrial_Agriculture_Existing_Process_Natural Gas_Retrocommissioning_A_Achievable Economic TRC Potential | F3 | Industrial | Agriculture | Existing | Process | Natural Gas | Retrocommissioning | A | Integrated Unit Winter Peak Savings (kW) | Achievable Economic TRC Potential | 0 | 0 | 0 | 0 | 0 | 0 | 0 | 0 | 0 | 0 | 0 | 0 | 0 | 0 | 0 | 0 | 0 | 0 | 0 | 0 | 0 | 0 | 0 | 0 | 0 | 0 | 0 | 0 | 0 | 0 | 0
F4_Industrial_Agriculture_Existing_Process_Natural Gas_Retrocommissioning_A_Achievable Economic TRC Potential | F4 | Industrial | Agriculture | Existing | Process | Natural Gas | Retrocommissioning | A | Incremental Energy Savings (MWh or mTherms) | Achievable Economic TRC Potential | 0 | 0 | 0 | 0 | 0 | 0 | 0 | 0 | 0 | 0 | 0 | 0 | 0 | 0 | 0 | 0 | 0 | 0 | 0 | 0 | 0 | 0 | 0 | 0 | 0 | 0 | 0 | 0 | 0 | 0 | 0
F5_Industrial_Agriculture_Existing_Process_Natural Gas_Retrocommissioning_A_Achievable Economic TRC Potential | F5 | Industrial | Agriculture | Existing | Process | Natural Gas | Retrocommissioning | A | Incremental Summer Peak Savings (MW) | Achievable Economic TRC Potential | 0 | 0 | 0 | 0 | 0 | 0 | 0 | 0 | 0 | 0 | 0 | 0 | 0 | 0 | 0 | 0 | 0 | 0 | 0 | 0 | 0 | 0 | 0 | 0 | 0 | 0 | 0 | 0 | 0 | 0 | 0
F6_Industrial_Agriculture_Existing_Process_Natural Gas_Retrocommissioning_A_Achievable Economic TRC Potential | F6 | Industrial | Agriculture | Existing | Process | Natural Gas | Retrocommissioning | A | Incremental Winter Peak Savings (MW) | Achievable Economic TRC Potential | 0 | 0 | 0 | 0 | 0 | 0 | 0 | 0 | 0 | 0 | 0 | 0 | 0 | 0 | 0 | 0 | 0 | 0 | 0 | 0 | 0 | 0 | 0 | 0 | 0 | 0 | 0 | 0 | 0 | 0 | 0
F7_Industrial_Agriculture_Existing_Process_Natural Gas_Retrocommissioning_A_Achievable Economic TRC Potential | F7 | Industrial | Agriculture | Existing | Process | Natural Gas | Retrocommissioning | A | Cumulative Energy Savings (MWh or mTherms) | Achievable Economic TRC Potential | 0 | 0 | 0 | 0 | 0 | 0 | 0 | 0 | 0 | 0 | 0 | 0 | 0 | 0 | 0 | 0 | 0 | 0 | 0 | 0 | 0 | 0 | 0 | 0 | 0 | 0 | 0 | 0 | 0 | 0 | 0
F8_Industrial_Agriculture_Existing_Process_Natural Gas_Retrocommissioning_A_Achievable Economic TRC Potential | F8 | Industrial | Agriculture | Existing | Process | Natural Gas | Retrocommissioning | A | Cumulative Summer Peak Savings (MW) | Achievable Economic TRC Potential | 0 | 0 | 0 | 0 | 0 | 0 | 0 | 0 | 0 | 0 | 0 | 0 | 0 | 0 | 0 | 0 | 0 | 0 | 0 | 0 | 0 | 0 | 0 | 0 | 0 | 0 | 0 | 0 | 0 | 0 | 0
F9_Industrial_Agriculture_Existing_Process_Natural Gas_Retrocommissioning_A_Achievable Economic TRC Potential | F9 | Industrial | Agriculture | Existing | Process | Natural Gas | Retrocommissioning | A | Cumulative Winter Peak Savings (MW) | Achievable Economic TRC Potential | 0 | 0 | 0 | 0 | 0 | 0 | 0 | 0 | 0 | 0 | 0 | 0 | 0 | 0 | 0 | 0 | 0 | 0 | 0 | 0 | 0 | 0 | 0 | 0 | 0 | 0 | 0 | 0 | 0 | 0 | 0
F10_Industrial_Agriculture_Existing_Process_Natural Gas_Retrocommissioning_A_Achievable Economic TRC Potential | F10 | Industrial | Agriculture | Existing | Process | Natural Gas | Retrocommissioning | A | Purchases (Incremental) | Achievable Economic TRC Potential | 0 | 0 | 0 | 0 | 0 | 203.6389 | 203.5271 | 202.3268 | 202.4362 | 202.6036 | 200.0308 | 199.4841 | 199.0791 | 195.9178 | 196.6658 | 194.7903 | 194.8156 | 193.8351 | 192.1061 | 192.3337 | 191.5383 | 190.7934 | 190.0982 | 189.4522 | 188.8547 | 0 | 0 | 0 | 0 | 0 | 0
F11_Industrial_Agriculture_Existing_Process_Natural Gas_Retrocommissioning_A_Achievable Economic TRC Potential | F11 | Industrial | Agriculture | Existing | Process | Natural Gas | Retrocommissioning | A | Purchases (Cumulative) | Achievable Economic TRC Potential | 0 | 0 | 0 | 0 | 0 | 203.6389 | 407.166 | 609.4928 | 811.929 | 1014.5326 | 1214.5634 | 1414.0475 | 1613.1266 | 1809.0444 | 2005.7102 | 2200.5005 | 2395.3162 | 2589.1513 | 2781.2574 | 2973.5911 | 3165.1294 | 3355.9227 | 3546.0209 | 3735.4731 | 3924.3278 | 3924.3278 | 3924.3278 | 3924.3278 | 3924.3278 | 3924.3278 | 3924.3278
F1_Industrial_Agriculture_New_Space Heating_Natural Gas_Insulation - Roof/Ceiling_A_Achievable Economic TRC Potential | F1 | Industrial | Agriculture | New | Space Heating | Natural Gas | Insulation - Roof/Ceiling | A | Integrated Unit Energy Savings (kWh or therms) | Achievable Economic TRC Potential | 0 | 0 | 0 | 0 | 0 | 0.093613 | 0.092021 | 0.090688 | 0.089517 | 0.088438 | 0.087455 | 0.086269 | 0.084967 | 0.08362 | 0.082263 | 0.080997 | 0.079828 | 0.078818 | 0.077584 | 0.076631 | 0.075921 | 0.075387 | 0.075118 | 0.074983 | 0.074946 | 0.074977 | 0.075026 | 0.075094 | 0 | 0 | 0
F2_Industrial_Agriculture_New_Space Heating_Natural Gas_Insulation - Roof/Ceiling_A_Achievable Economic TRC Potential | F2 | Industrial | Agriculture | New | Space Heating | Natural Gas | Insulation - Roof/Ceiling | A | Integrated Unit Summer Peak Savings (kW) | Achievable Economic TRC Potential | 0 | 0 | 0 | 0 | 0 | 0 | 0 | 0 | 0 | 0 | 0 | 0 | 0 | 0 | 0 | 0 | 0 | 0 | 0 | 0 | 0 | 0 | 0 | 0 | 0 | 0 | 0 | 0 | 0 | 0 | 0
F3_Industrial_Agriculture_New_Space Heating_Natural Gas_Insulation - Roof/Ceiling_A_Achievable Economic TRC Potential | F3 | Industrial | Agriculture | New | Space Heating | Natural Gas | Insulation - Roof/Ceiling | A | Integrated Unit Winter Peak Savings (kW) | Achievable Economic TRC Potential | 0 | 0 | 0 | 0 | 0 | 0 | 0 | 0 | 0 | 0 | 0 | 0 | 0 | 0 | 0 | 0 | 0 | 0 | 0 | 0 | 0 | 0 | 0 | 0 | 0 | 0 | 0 | 0 | 0 | 0 | 0
F4_Industrial_Agriculture_New_Space Heating_Natural Gas_Insulation - Roof/Ceiling_A_Achievable Economic TRC Potential | F4 | Industrial | Agriculture | New | Space Heating | Natural Gas | Insulation - Roof/Ceiling | A | Incremental Energy Savings (MWh or mTherms) | Achievable Economic TRC Potential | 0 | 0 | 0 | 0 | 0 | 0 | 0 | 0 | 0 | 0 | 0 | 0 | 0 | 0 | 0 | 0 | 0 | 0 | 0 | 0 | 0 | 0 | 0 | 0 | 0 | 0 | 0 | 0 | 0 | 0 | 0
F5_Industrial_Agriculture_New_Space Heating_Natural Gas_Insulation - Roof/Ceiling_A_Achievable Economic TRC Potential | F5 | Industrial | Agriculture | New | Space Heating | Natural Gas | Insulation - Roof/Ceiling | A | Incremental Summer Peak Savings (MW) | Achievable Economic TRC Potential | 0 | 0 | 0 | 0 | 0 | 0 | 0 | 0 | 0 | 0 | 0 | 0 | 0 | 0 | 0 | 0 | 0 | 0 | 0 | 0 | 0 | 0 | 0 | 0 | 0 | 0 | 0 | 0 | 0 | 0 | 0
F6_Industrial_Agriculture_New_Space Heating_Natural Gas_Insulation - Roof/Ceiling_A_Achievable Economic TRC Potential | F6 | Industrial | Agriculture | New | Space Heating | Natural Gas | Insulation - Roof/Ceiling | A | Incremental Winter Peak Savings (MW) | Achievable Economic TRC Potential | 0 | 0 | 0 | 0 | 0 | 0 | 0 | 0 | 0 | 0 | 0 | 0 | 0 | 0 | 0 | 0 | 0 | 0 | 0 | 0 | 0 | 0 | 0 | 0 | 0 | 0 | 0 | 0 | 0 | 0 | 0
F7_Industrial_Agriculture_New_Space Heating_Natural Gas_Insulation - Roof/Ceiling_A_Achievable Economic TRC Potential | F7 | Industrial | Agriculture | New | Space Heating | Natural Gas | Insulation - Roof/Ceiling | A | Cumulative Energy Savings (MWh or mTherms) | Achievable Economic TRC Potential | 0 | 0 | 0 | 0 | 0 | 0 | 0 | 0 | 0 | 0 | 0 | 0 | 0 | 0 | 0 | 0 | 0 | 0 | 0 | 0 | 0 | 0 | 0 | 0 | 0 | 0 | 0 | 0 | 0 | 0 | 0
F8_Industrial_Agriculture_New_Space Heating_Natural Gas_Insulation - Roof/Ceiling_A_Achievable Economic TRC Potential | F8 | Industrial | Agriculture | New | Space Heating | Natural Gas | Insulation - Roof/Ceiling | A | Cumulative Summer Peak Savings (MW) | Achievable Economic TRC Potential | 0 | 0 | 0 | 0 | 0 | 0 | 0 | 0 | 0 | 0 | 0 | 0 | 0 | 0 | 0 | 0 | 0 | 0 | 0 | 0 | 0 | 0 | 0 | 0 | 0 | 0 | 0 | 0 | 0 | 0 | 0
F9_Industrial_Agriculture_New_Space Heating_Natural Gas_Insulation - Roof/Ceiling_A_Achievable Economic TRC Potential | F9 | Industrial | Agriculture | New | Space Heating | Natural Gas | Insulation - Roof/Ceiling | A | Cumulative Winter Peak Savings (MW) | Achievable Economic TRC Potential | 0 | 0 | 0 | 0 | 0 | 0 | 0 | 0 | 0 | 0 | 0 | 0 | 0 | 0 | 0 | 0 | 0 | 0 | 0 | 0 | 0 | 0 | 0 | 0 | 0 | 0 | 0 | 0 | 0 | 0 | 0
F10_Industrial_Agriculture_New_Space Heating_Natural Gas_Insulation - Roof/Ceiling_A_Achievable Economic TRC Potential | F10 | Industrial | Agriculture | New | Space Heating | Natural Gas | Insulation - Roof/Ceiling | A | Purchases (Incremental) | Achievable Economic TRC Potential | 0 | 0 | 0 | 0 | 0 | 0 | 0 | 0 | 0 | 0 | 0 | 0 | 0 | 0 | 0 | 0 | 0 | 0 | 0 | 0 | 0 | 0 | 0 | 0 | 0 | 0 | 0 | 0 | 0 | 0 | 0
F11_Industrial_Agriculture_New_Space Heating_Natural Gas_Insulation - Roof/Ceiling_A_Achievable Economic TRC Potential | F11 | Industrial | Agriculture | New | Space Heating | Natural Gas | Insulation - Roof/Ceiling | A | Purchases (Cumulative) | Achievable Economic TRC Potential | 0 | 0 | 0 | 0 | 0 | 0 | 0 | 0 | 0 | 0 | 0 | 0 | 0 | 0 | 0 | 0 | 0 | 0 | 0 | 0 | 0 | 0 | 0 | 0 | 0 | 0 | 0 | 0 | 0 | 0 | 0
F1_Industrial_Agriculture_New_Space Heating_Natural Gas_Insulation - Wall Cavity_A_Achievable Economic TRC Potential | F1 | Industrial | Agriculture | New | Space Heating | Natural Gas | Insulation - Wall Cavity | A | Integrated Unit Energy Savings (kWh or therms) | Achievable Economic TRC Potential | 0 | 0 | 0 | 0 | 0 | 0.016859 | 0.016572 | 0.016332 | 0.016121 | 0.015927 | 0.01575 | 0.015536 | 0.015302 | 0.015059 | 0.014815 | 0.014587 | 0.014376 | 0.014194 | 0.013972 | 0.0138 | 0.013673 | 0.013577 | 0.013528 | 0.013504 | 0.013497 | 0.013503 | 0.013511 | 0.013524 | 0 | 0 | 0
F2_Industrial_Agriculture_New_Space Heating_Natural Gas_Insulation - Wall Cavity_A_Achievable Economic TRC Potential | F2 | Industrial | Agriculture | New | Space Heating | Natural Gas | Insulation - Wall Cavity | A | Integrated Unit Summer Peak Savings (kW) | Achievable Economic TRC Potential | 0 | 0 | 0 | 0 | 0 | 0 | 0 | 0 | 0 | 0 | 0 | 0 | 0 | 0 | 0 | 0 | 0 | 0 | 0 | 0 | 0 | 0 | 0 | 0 | 0 | 0 | 0 | 0 | 0 | 0 | 0
F3_Industrial_Agriculture_New_Space Heating_Natural Gas_Insulation - Wall Cavity_A_Achievable Economic TRC Potential | F3 | Industrial | Agriculture | New | Space Heating | Natural Gas | Insulation - Wall Cavity | A | Integrated Unit Winter Peak Savings (kW) | Achievable Economic TRC Potential | 0 | 0 | 0 | 0 | 0 | 0 | 0 | 0 | 0 | 0 | 0 | 0 | 0 | 0 | 0 | 0 | 0 | 0 | 0 | 0 | 0 | 0 | 0 | 0 | 0 | 0 | 0 | 0 | 0 | 0 | 0
F4_Industrial_Agriculture_New_Space Heating_Natural Gas_Insulation - Wall Cavity_A_Achievable Economic TRC Potential | F4 | Industrial | Agriculture | New | Space Heating | Natural Gas | Insulation - Wall Cavity | A | Incremental Energy Savings (MWh or mTherms) | Achievable Economic TRC Potential | 0 | 0 | 0 | 0 | 0 | 0 | 0 | 0 | 0 | 0 | 0 | 0 | 0 | 0 | 0 | 0 | 0 | 0 | 0 | 0 | 0 | 0 | 0 | 0 | 0 | 0 | 0 | 0 | 0 | 0 | 0
F5_Industrial_Agriculture_New_Space Heating_Natural Gas_Insulation - Wall Cavity_A_Achievable Economic TRC Potential | F5 | Industrial | Agriculture | New | Space Heating | Natural Gas | Insulation - Wall Cavity | A | Incremental Summer Peak Savings (MW) | Achievable Economic TRC Potential | 0 | 0 | 0 | 0 | 0 | 0 | 0 | 0 | 0 | 0 | 0 | 0 | 0 | 0 | 0 | 0 | 0 | 0 | 0 | 0 | 0 | 0 | 0 | 0 | 0 | 0 | 0 | 0 | 0 | 0 | 0
F6_Industrial_Agriculture_New_Space Heating_Natural Gas_Insulation - Wall Cavity_A_Achievable Economic TRC Potential | F6 | Industrial | Agriculture | New | Space Heating | Natural Gas | Insulation - Wall Cavity | A | Incremental Winter Peak Savings (MW) | Achievable Economic TRC Potential | 0 | 0 | 0 | 0 | 0 | 0 | 0 | 0 | 0 | 0 | 0 | 0 | 0 | 0 | 0 | 0 | 0 | 0 | 0 | 0 | 0 | 0 | 0 | 0 | 0 | 0 | 0 | 0 | 0 | 0 | 0
F7_Industrial_Agriculture_New_Space Heating_Natural Gas_Insulation - Wall Cavity_A_Achievable Economic TRC Potential | F7 | Industrial | Agriculture | New | Space Heating | Natural Gas | Insulation - Wall Cavity | A | Cumulative Energy Savings (MWh or mTherms) | Achievable Economic TRC Potential | 0 | 0 | 0 | 0 | 0 | 0 | 0 | 0 | 0 | 0 | 0 | 0 | 0 | 0 | 0 | 0 | 0 | 0 | 0 | 0 | 0 | 0 | 0 | 0 | 0 | 0 | 0 | 0 | 0 | 0 | 0
F8_Industrial_Agriculture_New_Space Heating_Natural Gas_Insulation - Wall Cavity_A_Achievable Economic TRC Potential | F8 | Industrial | Agriculture | New | Space Heating | Natural Gas | Insulation - Wall Cavity | A | Cumulative Summer Peak Savings (MW) | Achievable Economic TRC Potential | 0 | 0 | 0 | 0 | 0 | 0 | 0 | 0 | 0 | 0 | 0 | 0 | 0 | 0 | 0 | 0 | 0 | 0 | 0 | 0 | 0 | 0 | 0 | 0 | 0 | 0 | 0 | 0 | 0 | 0 | 0
F9_Industrial_Agriculture_New_Space Heating_Natural Gas_Insulation - Wall Cavity_A_Achievable Economic TRC Potential | F9 | Industrial | Agriculture | New | Space Heating | Natural Gas | Insulation - Wall Cavity | A | Cumulative Winter Peak Savings (MW) | Achievable Economic TRC Potential | 0 | 0 | 0 | 0 | 0 | 0 | 0 | 0 | 0 | 0 | 0 | 0 | 0 | 0 | 0 | 0 | 0 | 0 | 0 | 0 | 0 | 0 | 0 | 0 | 0 | 0 | 0 | 0 | 0 | 0 | 0
F10_Industrial_Agriculture_New_Space Heating_Natural Gas_Insulation - Wall Cavity_A_Achievable Economic TRC Potential | F10 | Industrial | Agriculture | New | Space Heating | Natural Gas | Insulation - Wall Cavity | A | Purchases (Incremental) | Achievable Economic TRC Potential | 0 | 0 | 0 | 0 | 0 | 0 | 0 | 0 | 0 | 0 | 0 | 0 | 0 | 0 | 0 | 0 | 0 | 0 | 0 | 0 | 0 | 0 | 0 | 0 | 0 | 0 | 0 | 0 | 0 | 0 | 0
F11_Industrial_Agriculture_New_Space Heating_Natural Gas_Insulation - Wall Cavity_A_Achievable Economic TRC Potential | F11 | Industrial | Agriculture | New | Space Heating | Natural Gas | Insulation - Wall Cavity | A | Purchases (Cumulative) | Achievable Economic TRC Potential | 0 | 0 | 0 | 0 | 0 | 0 | 0 | 0 | 0 | 0 | 0 | 0 | 0 | 0 | 0 | 0 | 0 | 0 | 0 | 0 | 0 | 0 | 0 | 0 | 0 | 0 | 0 | 0 | 0 | 0 | 0
F1_Industrial_Agriculture_New_Space Heating_Natural Gas_Insulation - Ducting_A_Achievable Economic TRC Potential | F1 | Industrial | Agriculture | New | Space Heating | Natural Gas | Insulation - Ducting | A | Integrated Unit Energy Savings (kWh or therms) | Achievable Economic TRC Potential | 0 | 0 | 0 | 0 | 0 | 0 | 0 | 0 | 0 | 0 | 0 | 0 | 0 | 0 | 0 | 0 | 0 | 0 | 0 | 0 | 0 | 0 | 0 | 0 | 0 | 0 | 0 | 0 | 0 | 0 | 0
F2_Industrial_Agriculture_New_Space Heating_Natural Gas_Insulation - Ducting_A_Achievable Economic TRC Potential | F2 | Industrial | Agriculture | New | Space Heating | Natural Gas | Insulation - Ducting | A | Integrated Unit Summer Peak Savings (kW) | Achievable Economic TRC Potential | 0 | 0 | 0 | 0 | 0 | 0 | 0 | 0 | 0 | 0 | 0 | 0 | 0 | 0 | 0 | 0 | 0 | 0 | 0 | 0 | 0 | 0 | 0 | 0 | 0 | 0 | 0 | 0 | 0 | 0 | 0
F3_Industrial_Agriculture_New_Space Heating_Natural Gas_Insulation - Ducting_A_Achievable Economic TRC Potential | F3 | Industrial | Agriculture | New | Space Heating | Natural Gas | Insulation - Ducting | A | Integrated Unit Winter Peak Savings (kW) | Achievable Economic TRC Potential | 0 | 0 | 0 | 0 | 0 | 0 | 0 | 0 | 0 | 0 | 0 | 0 | 0 | 0 | 0 | 0 | 0 | 0 | 0 | 0 | 0 | 0 | 0 | 0 | 0 | 0 | 0 | 0 | 0 | 0 | 0
F4_Industrial_Agriculture_New_Space Heating_Natural Gas_Insulation - Ducting_A_Achievable Economic TRC Potential | F4 | Industrial | Agriculture | New | Space Heating | Natural Gas | Insulation - Ducting | A | Incremental Energy Savings (MWh or mTherms) | Achievable Economic TRC Potential | 0 | 0 | 0 | 0 | 0 | 0 | 0 | 0 | 0 | 0 | 0 | 0 | 0 | 0 | 0 | 0 | 0 | 0 | 0 | 0 | 0 | 0 | 0 | 0 | 0 | 0 | 0 | 0 | 0 | 0 | 0
F5_Industrial_Agriculture_New_Space Heating_Natural Gas_Insulation - Ducting_A_Achievable Economic TRC Potential | F5 | Industrial | Agriculture | New | Space Heating | Natural Gas | Insulation - Ducting | A | Incremental Summer Peak Savings (MW) | Achievable Economic TRC Potential | 0 | 0 | 0 | 0 | 0 | 0 | 0 | 0 | 0 | 0 | 0 | 0 | 0 | 0 | 0 | 0 | 0 | 0 | 0 | 0 | 0 | 0 | 0 | 0 | 0 | 0 | 0 | 0 | 0 | 0 | 0
F6_Industrial_Agriculture_New_Space Heating_Natural Gas_Insulation - Ducting_A_Achievable Economic TRC Potential | F6 | Industrial | Agriculture | New | Space Heating | Natural Gas | Insulation - Ducting | A | Incremental Winter Peak Savings (MW) | Achievable Economic TRC Potential | 0 | 0 | 0 | 0 | 0 | 0 | 0 | 0 | 0 | 0 | 0 | 0 | 0 | 0 | 0 | 0 | 0 | 0 | 0 | 0 | 0 | 0 | 0 | 0 | 0 | 0 | 0 | 0 | 0 | 0 | 0
F7_Industrial_Agriculture_New_Space Heating_Natural Gas_Insulation - Ducting_A_Achievable Economic TRC Potential | F7 | Industrial | Agriculture | New | Space Heating | Natural Gas | Insulation - Ducting | A | Cumulative Energy Savings (MWh or mTherms) | Achievable Economic TRC Potential | 0 | 0 | 0 | 0 | 0 | 0 | 0 | 0 | 0 | 0 | 0 | 0 | 0 | 0 | 0 | 0 | 0 | 0 | 0 | 0 | 0 | 0 | 0 | 0 | 0 | 0 | 0 | 0 | 0 | 0 | 0
F8_Industrial_Agriculture_New_Space Heating_Natural Gas_Insulation - Ducting_A_Achievable Economic TRC Potential | F8 | Industrial | Agriculture | New | Space Heating | Natural Gas | Insulation - Ducting | A | Cumulative Summer Peak Savings (MW) | Achievable Economic TRC Potential | 0 | 0 | 0 | 0 | 0 | 0 | 0 | 0 | 0 | 0 | 0 | 0 | 0 | 0 | 0 | 0 | 0 | 0 | 0 | 0 | 0 | 0 | 0 | 0 | 0 | 0 | 0 | 0 | 0 | 0 | 0
F9_Industrial_Agriculture_New_Space Heating_Natural Gas_Insulation - Ducting_A_Achievable Economic TRC Potential | F9 | Industrial | Agriculture | New | Space Heating | Natural Gas | Insulation - Ducting | A | Cumulative Winter Peak Savings (MW) | Achievable Economic TRC Potential | 0 | 0 | 0 | 0 | 0 | 0 | 0 | 0 | 0 | 0 | 0 | 0 | 0 | 0 | 0 | 0 | 0 | 0 | 0 | 0 | 0 | 0 | 0 | 0 | 0 | 0 | 0 | 0 | 0 | 0 | 0
F10_Industrial_Agriculture_New_Space Heating_Natural Gas_Insulation - Ducting_A_Achievable Economic TRC Potential | F10 | Industrial | Agriculture | New | Space Heating | Natural Gas | Insulation - Ducting | A | Purchases (Incremental) | Achievable Economic TRC Potential | 0 | 0 | 0 | 0 | 0 | 0 | 0 | 0 | 0 | 0 | 0 | 0 | 0 | 0 | 0 | 0 | 0 | 0 | 0 | 0 | 0 | 0 | 0 | 0 | 0 | 0 | 0 | 0 | 0 | 0 | 0
F11_Industrial_Agriculture_New_Space Heating_Natural Gas_Insulation - Ducting_A_Achievable Economic TRC Potential | F11 | Industrial | Agriculture | New | Space Heating | Natural Gas | Insulation - Ducting | A | Purchases (Cumulative) | Achievable Economic TRC Potential | 0 | 0 | 0 | 0 | 0 | 0 | 0 | 0 | 0 | 0 | 0 | 0 | 0 | 0 | 0 | 0 | 0 | 0 | 0 | 0 | 0 | 0 | 0 | 0 | 0 | 0 | 0 | 0 | 0 | 0 | 0
F1_Industrial_Agriculture_New_Space Heating_Natural Gas_HVAC - Duct Repair and Sealing_A_Achievable Economic TRC Potential | F1 | Industrial | Agriculture | New | Space Heating | Natural Gas | HVAC - Duct Repair and Sealing | A | Integrated Unit Energy Savings (kWh or therms) | Achievable Economic TRC Potential | 0 | 0 | 0 | 0 | 0 | 0 | 0 | 0 | 0 | 0 | 0 | 0 | 0 | 0 | 0 | 0 | 0 | 0 | 0 | 0 | 0 | 0 | 0 | 0 | 0 | 0 | 0 | 0 | 0 | 0 | 0
F2_Industrial_Agriculture_New_Space Heating_Natural Gas_HVAC - Duct Repair and Sealing_A_Achievable Economic TRC Potential | F2 | Industrial | Agriculture | New | Space Heating | Natural Gas | HVAC - Duct Repair and Sealing | A | Integrated Unit Summer Peak Savings (kW) | Achievable Economic TRC Potential | 0 | 0 | 0 | 0 | 0 | 0 | 0 | 0 | 0 | 0 | 0 | 0 | 0 | 0 | 0 | 0 | 0 | 0 | 0 | 0 | 0 | 0 | 0 | 0 | 0 | 0 | 0 | 0 | 0 | 0 | 0
F3_Industrial_Agriculture_New_Space Heating_Natural Gas_HVAC - Duct Repair and Sealing_A_Achievable Economic TRC Potential | F3 | Industrial | Agriculture | New | Space Heating | Natural Gas | HVAC - Duct Repair and Sealing | A | Integrated Unit Winter Peak Savings (kW) | Achievable Economic TRC Potential | 0 | 0 | 0 | 0 | 0 | 0 | 0 | 0 | 0 | 0 | 0 | 0 | 0 | 0 | 0 | 0 | 0 | 0 | 0 | 0 | 0 | 0 | 0 | 0 | 0 | 0 | 0 | 0 | 0 | 0 | 0
F4_Industrial_Agriculture_New_Space Heating_Natural Gas_HVAC - Duct Repair and Sealing_A_Achievable Economic TRC Potential | F4 | Industrial | Agriculture | New | Space Heating | Natural Gas | HVAC - Duct Repair and Sealing | A | Incremental Energy Savings (MWh or mTherms) | Achievable Economic TRC Potential | 0 | 0 | 0 | 0 | 0 | 0 | 0 | 0 | 0 | 0 | 0 | 0 | 0 | 0 | 0 | 0 | 0 | 0 | 0 | 0 | 0 | 0 | 0 | 0 | 0 | 0 | 0 | 0 | 0 | 0 | 0
F5_Industrial_Agriculture_New_Space Heating_Natural Gas_HVAC - Duct Repair and Sealing_A_Achievable Economic TRC Potential | F5 | Industrial | Agriculture | New | Space Heating | Natural Gas | HVAC - Duct Repair and Sealing | A | Incremental Summer Peak Savings (MW) | Achievable Economic TRC Potential | 0 | 0 | 0 | 0 | 0 | 0 | 0 | 0 | 0 | 0 | 0 | 0 | 0 | 0 | 0 | 0 | 0 | 0 | 0 | 0 | 0 | 0 | 0 | 0 | 0 | 0 | 0 | 0 | 0 | 0 | 0
F6_Industrial_Agriculture_New_Space Heating_Natural Gas_HVAC - Duct Repair and Sealing_A_Achievable Economic TRC Potential | F6 | Industrial | Agriculture | New | Space Heating | Natural Gas | HVAC - Duct Repair and Sealing | A | Incremental Winter Peak Savings (MW) | Achievable Economic TRC Potential | 0 | 0 | 0 | 0 | 0 | 0 | 0 | 0 | 0 | 0 | 0 | 0 | 0 | 0 | 0 | 0 | 0 | 0 | 0 | 0 | 0 | 0 | 0 | 0 | 0 | 0 | 0 | 0 | 0 | 0 | 0
F7_Industrial_Agriculture_New_Space Heating_Natural Gas_HVAC - Duct Repair and Sealing_A_Achievable Economic TRC Potential | F7 | Industrial | Agriculture | New | Space Heating | Natural Gas | HVAC - Duct Repair and Sealing | A | Cumulative Energy Savings (MWh or mTherms) | Achievable Economic TRC Potential | 0 | 0 | 0 | 0 | 0 | 0 | 0 | 0 | 0 | 0 | 0 | 0 | 0 | 0 | 0 | 0 | 0 | 0 | 0 | 0 | 0 | 0 | 0 | 0 | 0 | 0 | 0 | 0 | 0 | 0 | 0
F8_Industrial_Agriculture_New_Space Heating_Natural Gas_HVAC - Duct Repair and Sealing_A_Achievable Economic TRC Potential | F8 | Industrial | Agriculture | New | Space Heating | Natural Gas | HVAC - Duct Repair and Sealing | A | Cumulative Summer Peak Savings (MW) | Achievable Economic TRC Potential | 0 | 0 | 0 | 0 | 0 | 0 | 0 | 0 | 0 | 0 | 0 | 0 | 0 | 0 | 0 | 0 | 0 | 0 | 0 | 0 | 0 | 0 | 0 | 0 | 0 | 0 | 0 | 0 | 0 | 0 | 0
F9_Industrial_Agriculture_New_Space Heating_Natural Gas_HVAC - Duct Repair and Sealing_A_Achievable Economic TRC Potential | F9 | Industrial | Agriculture | New | Space Heating | Natural Gas | HVAC - Duct Repair and Sealing | A | Cumulative Winter Peak Savings (MW) | Achievable Economic TRC Potential | 0 | 0 | 0 | 0 | 0 | 0 | 0 | 0 | 0 | 0 | 0 | 0 | 0 | 0 | 0 | 0 | 0 | 0 | 0 | 0 | 0 | 0 | 0 | 0 | 0 | 0 | 0 | 0 | 0 | 0 | 0
F10_Industrial_Agriculture_New_Space Heating_Natural Gas_HVAC - Duct Repair and Sealing_A_Achievable Economic TRC Potential | F10 | Industrial | Agriculture | New | Space Heating | Natural Gas | HVAC - Duct Repair and Sealing | A | Purchases (Incremental) | Achievable Economic TRC Potential | 0 | 0 | 0 | 0 | 0 | 0 | 0 | 0 | 0 | 0 | 0 | 0 | 0 | 0 | 0 | 0 | 0 | 0 | 0 | 0 | 0 | 0 | 0 | 0 | 0 | 0 | 0 | 0 | 0 | 0 | 0
F11_Industrial_Agriculture_New_Space Heating_Natural Gas_HVAC - Duct Repair and Sealing_A_Achievable Economic TRC Potential | F11 | Industrial | Agriculture | New | Space Heating | Natural Gas | HVAC - Duct Repair and Sealing | A | Purchases (Cumulative) | Achievable Economic TRC Potential | 0 | 0 | 0 | 0 | 0 | 0 | 0 | 0 | 0 | 0 | 0 | 0 | 0 | 0 | 0 | 0 | 0 | 0 | 0 | 0 | 0 | 0 | 0 | 0 | 0 | 0 | 0 | 0 | 0 | 0 | 0
F1_Industrial_Agriculture_New_Space Heating_Natural Gas_Windows - High Efficiency_A_Achievable Economic TRC Potential | F1 | Industrial | Agriculture | New | Space Heating | Natural Gas | Windows - High Efficiency | A | Integrated Unit Energy Savings (kWh or therms) | Achievable Economic TRC Potential | 0 | 0 | 0 | 0 | 0 | 0.0053504 | 0.0052594 | 0.0051833 | 0.0051163 | 0.0050546 | 0.0049985 | 0.0049307 | 0.0048563 | 0.0047793 | 0.0047017 | 0.0046294 | 0.0045625 | 0.0045048 | 0.0044343 | 0.0043798 | 0.0043392 | 0.0043087 | 0.0042933 | 0.0042856 | 0.0042835 | 0.0042853 | 0.0042881 | 0.004292 | 0 | 0 | 0
F2_Industrial_Agriculture_New_Space Heating_Natural Gas_Windows - High Efficiency_A_Achievable Economic TRC Potential | F2 | Industrial | Agriculture | New | Space Heating | Natural Gas | Windows - High Efficiency | A | Integrated Unit Summer Peak Savings (kW) | Achievable Economic TRC Potential | 0 | 0 | 0 | 0 | 0 | 0 | 0 | 0 | 0 | 0 | 0 | 0 | 0 | 0 | 0 | 0 | 0 | 0 | 0 | 0 | 0 | 0 | 0 | 0 | 0 | 0 | 0 | 0 | 0 | 0 | 0
F3_Industrial_Agriculture_New_Space Heating_Natural Gas_Windows - High Efficiency_A_Achievable Economic TRC Potential | F3 | Industrial | Agriculture | New | Space Heating | Natural Gas | Windows - High Efficiency | A | Integrated Unit Winter Peak Savings (kW) | Achievable Economic TRC Potential | 0 | 0 | 0 | 0 | 0 | 0 | 0 | 0 | 0 | 0 | 0 | 0 | 0 | 0 | 0 | 0 | 0 | 0 | 0 | 0 | 0 | 0 | 0 | 0 | 0 | 0 | 0 | 0 | 0 | 0 | 0
F4_Industrial_Agriculture_New_Space Heating_Natural Gas_Windows - High Efficiency_A_Achievable Economic TRC Potential | F4 | Industrial | Agriculture | New | Space Heating | Natural Gas | Windows - High Efficiency | A | Incremental Energy Savings (MWh or mTherms) | Achievable Economic TRC Potential | 0 | 0 | 0 | 0 | 0 | 0 | 0 | 0 | 0 | 0 | 0 | 0 | 0 | 0 | 0 | 0 | 0 | 0 | 0 | 0 | 0 | 0 | 0 | 0 | 0 | 0 | 0 | 0 | 0 | 0 | 0
F5_Industrial_Agriculture_New_Space Heating_Natural Gas_Windows - High Efficiency_A_Achievable Economic TRC Potential | F5 | Industrial | Agriculture | New | Space Heating | Natural Gas | Windows - High Efficiency | A | Incremental Summer Peak Savings (MW) | Achievable Economic TRC Potential | 0 | 0 | 0 | 0 | 0 | 0 | 0 | 0 | 0 | 0 | 0 | 0 | 0 | 0 | 0 | 0 | 0 | 0 | 0 | 0 | 0 | 0 | 0 | 0 | 0 | 0 | 0 | 0 | 0 | 0 | 0
F6_Industrial_Agriculture_New_Space Heating_Natural Gas_Windows - High Efficiency_A_Achievable Economic TRC Potential | F6 | Industrial | Agriculture | New | Space Heating | Natural Gas | Windows - High Efficiency | A | Incremental Winter Peak Savings (MW) | Achievable Economic TRC Potential | 0 | 0 | 0 | 0 | 0 | 0 | 0 | 0 | 0 | 0 | 0 | 0 | 0 | 0 | 0 | 0 | 0 | 0 | 0 | 0 | 0 | 0 | 0 | 0 | 0 | 0 | 0 | 0 | 0 | 0 | 0
F7_Industrial_Agriculture_New_Space Heating_Natural Gas_Windows - High Efficiency_A_Achievable Economic TRC Potential | F7 | Industrial | Agriculture | New | Space Heating | Natural Gas | Windows - High Efficiency | A | Cumulative Energy Savings (MWh or mTherms) | Achievable Economic TRC Potential | 0 | 0 | 0 | 0 | 0 | 0 | 0 | 0 | 0 | 0 | 0 | 0 | 0 | 0 | 0 | 0 | 0 | 0 | 0 | 0 | 0 | 0 | 0 | 0 | 0 | 0 | 0 | 0 | 0 | 0 | 0
F8_Industrial_Agriculture_New_Space Heating_Natural Gas_Windows - High Efficiency_A_Achievable Economic TRC Potential | F8 | Industrial | Agriculture | New | Space Heating | Natural Gas | Windows - High Efficiency | A | Cumulative Summer Peak Savings (MW) | Achievable Economic TRC Potential | 0 | 0 | 0 | 0 | 0 | 0 | 0 | 0 | 0 | 0 | 0 | 0 | 0 | 0 | 0 | 0 | 0 | 0 | 0 | 0 | 0 | 0 | 0 | 0 | 0 | 0 | 0 | 0 | 0 | 0 | 0
F9_Industrial_Agriculture_New_Space Heating_Natural Gas_Windows - High Efficiency_A_Achievable Economic TRC Potential | F9 | Industrial | Agriculture | New | Space Heating | Natural Gas | Windows - High Efficiency | A | Cumulative Winter Peak Savings (MW) | Achievable Economic TRC Potential | 0 | 0 | 0 | 0 | 0 | 0 | 0 | 0 | 0 | 0 | 0 | 0 | 0 | 0 | 0 | 0 | 0 | 0 | 0 | 0 | 0 | 0 | 0 | 0 | 0 | 0 | 0 | 0 | 0 | 0 | 0
F10_Industrial_Agriculture_New_Space Heating_Natural Gas_Windows - High Efficiency_A_Achievable Economic TRC Potential | F10 | Industrial | Agriculture | New | Space Heating | Natural Gas | Windows - High Efficiency | A | Purchases (Incremental) | Achievable Economic TRC Potential | 0 | 0 | 0 | 0 | 0 | 0 | 0 | 0 | 0 | 0 | 0 | 0 | 0 | 0 | 0 | 0 | 0 | 0 | 0 | 0 | 0 | 0 | 0 | 0 | 0 | 0 | 0 | 0 | 0 | 0 | 0
F11_Industrial_Agriculture_New_Space Heating_Natural Gas_Windows - High Efficiency_A_Achievable Economic TRC Potential | F11 | Industrial | Agriculture | New | Space Heating | Natural Gas | Windows - High Efficiency | A | Purchases (Cumulative) | Achievable Economic TRC Potential | 0 | 0 | 0 | 0 | 0 | 0 | 0 | 0 | 0 | 0 | 0 | 0 | 0 | 0 | 0 | 0 | 0 | 0 | 0 | 0 | 0 | 0 | 0 | 0 | 0 | 0 | 0 | 0 | 0 | 0 | 0
F1_Industrial_Agriculture_New_Space Heating_Natural Gas_Gas Boiler - Maintenance_A_Achievable Economic TRC Potential | F1 | Industrial | Agriculture | New | Space Heating | Natural Gas | Gas Boiler - Maintenance | A | Integrated Unit Energy Savings (kWh or therms) | Achievable Economic TRC Potential | 0 | 0 | 0 | 0 | 0 | 0 | 0 | 0 | 0 | 0 | 0 | 0 | 0 | 0 | 0 | 0 | 0 | 0 | 0 | 0 | 0 | 0 | 0 | 0 | 0 | 0 | 0 | 0 | 0 | 0 | 0
F2_Industrial_Agriculture_New_Space Heating_Natural Gas_Gas Boiler - Maintenance_A_Achievable Economic TRC Potential | F2 | Industrial | Agriculture | New | Space Heating | Natural Gas | Gas Boiler - Maintenance | A | Integrated Unit Summer Peak Savings (kW) | Achievable Economic TRC Potential | 0 | 0 | 0 | 0 | 0 | 0 | 0 | 0 | 0 | 0 | 0 | 0 | 0 | 0 | 0 | 0 | 0 | 0 | 0 | 0 | 0 | 0 | 0 | 0 | 0 | 0 | 0 | 0 | 0 | 0 | 0
F3_Industrial_Agriculture_New_Space Heating_Natural Gas_Gas Boiler - Maintenance_A_Achievable Economic TRC Potential | F3 | Industrial | Agriculture | New | Space Heating | Natural Gas | Gas Boiler - Maintenance | A | Integrated Unit Winter Peak Savings (kW) | Achievable Economic TRC Potential | 0 | 0 | 0 | 0 | 0 | 0 | 0 | 0 | 0 | 0 | 0 | 0 | 0 | 0 | 0 | 0 | 0 | 0 | 0 | 0 | 0 | 0 | 0 | 0 | 0 | 0 | 0 | 0 | 0 | 0 | 0
F4_Industrial_Agriculture_New_Space Heating_Natural Gas_Gas Boiler - Maintenance_A_Achievable Economic TRC Potential | F4 | Industrial | Agriculture | New | Space Heating | Natural Gas | Gas Boiler - Maintenance | A | Incremental Energy Savings (MWh or mTherms) | Achievable Economic TRC Potential | 0 | 0 | 0 | 0 | 0 | 0 | 0 | 0 | 0 | 0 | 0 | 0 | 0 | 0 | 0 | 0 | 0 | 0 | 0 | 0 | 0 | 0 | 0 | 0 | 0 | 0 | 0 | 0 | 0 | 0 | 0
F5_Industrial_Agriculture_New_Space Heating_Natural Gas_Gas Boiler - Maintenance_A_Achievable Economic TRC Potential | F5 | Industrial | Agriculture | New | Space Heating | Natural Gas | Gas Boiler - Maintenance | A | Incremental Summer Peak Savings (MW) | Achievable Economic TRC Potential | 0 | 0 | 0 | 0 | 0 | 0 | 0 | 0 | 0 | 0 | 0 | 0 | 0 | 0 | 0 | 0 | 0 | 0 | 0 | 0 | 0 | 0 | 0 | 0 | 0 | 0 | 0 | 0 | 0 | 0 | 0
F6_Industrial_Agriculture_New_Space Heating_Natural Gas_Gas Boiler - Maintenance_A_Achievable Economic TRC Potential | F6 | Industrial | Agriculture | New | Space Heating | Natural Gas | Gas Boiler - Maintenance | A | Incremental Winter Peak Savings (MW) | Achievable Economic TRC Potential | 0 | 0 | 0 | 0 | 0 | 0 | 0 | 0 | 0 | 0 | 0 | 0 | 0 | 0 | 0 | 0 | 0 | 0 | 0 | 0 | 0 | 0 | 0 | 0 | 0 | 0 | 0 | 0 | 0 | 0 | 0
F7_Industrial_Agriculture_New_Space Heating_Natural Gas_Gas Boiler - Maintenance_A_Achievable Economic TRC Potential | F7 | Industrial | Agriculture | New | Space Heating | Natural Gas | Gas Boiler - Maintenance | A | Cumulative Energy Savings (MWh or mTherms) | Achievable Economic TRC Potential | 0 | 0 | 0 | 0 | 0 | 0 | 0 | 0 | 0 | 0 | 0 | 0 | 0 | 0 | 0 | 0 | 0 | 0 | 0 | 0 | 0 | 0 | 0 | 0 | 0 | 0 | 0 | 0 | 0 | 0 | 0
F8_Industrial_Agriculture_New_Space Heating_Natural Gas_Gas Boiler - Maintenance_A_Achievable Economic TRC Potential | F8 | Industrial | Agriculture | New | Space Heating | Natural Gas | Gas Boiler - Maintenance | A | Cumulative Summer Peak Savings (MW) | Achievable Economic TRC Potential | 0 | 0 | 0 | 0 | 0 | 0 | 0 | 0 | 0 | 0 | 0 | 0 | 0 | 0 | 0 | 0 | 0 | 0 | 0 | 0 | 0 | 0 | 0 | 0 | 0 | 0 | 0 | 0 | 0 | 0 | 0
F9_Industrial_Agriculture_New_Space Heating_Natural Gas_Gas Boiler - Maintenance_A_Achievable Economic TRC Potential | F9 | Industrial | Agriculture | New | Space Heating | Natural Gas | Gas Boiler - Maintenance | A | Cumulative Winter Peak Savings (MW) | Achievable Economic TRC Potential | 0 | 0 | 0 | 0 | 0 | 0 | 0 | 0 | 0 | 0 | 0 | 0 | 0 | 0 | 0 | 0 | 0 | 0 | 0 | 0 | 0 | 0 | 0 | 0 | 0 | 0 | 0 | 0 | 0 | 0 | 0
F10_Industrial_Agriculture_New_Space Heating_Natural Gas_Gas Boiler - Maintenance_A_Achievable Economic TRC Potential | F10 | Industrial | Agriculture | New | Space Heating | Natural Gas | Gas Boiler - Maintenance | A | Purchases (Incremental) | Achievable Economic TRC Potential | 0 | 0 | 0 | 0 | 0 | 0 | 0 | 0 | 0 | 0 | 0 | 0 | 0 | 0 | 0 | 0 | 0 | 0 | 0 | 0 | 0 | 0 | 0 | 0 | 0 | 0 | 0 | 0 | 0 | 0 | 0
F11_Industrial_Agriculture_New_Space Heating_Natural Gas_Gas Boiler - Maintenance_A_Achievable Economic TRC Potential | F11 | Industrial | Agriculture | New | Space Heating | Natural Gas | Gas Boiler - Maintenance | A | Purchases (Cumulative) | Achievable Economic TRC Potential | 0 | 0 | 0 | 0 | 0 | 0 | 0 | 0 | 0 | 0 | 0 | 0 | 0 | 0 | 0 | 0 | 0 | 0 | 0 | 0 | 0 | 0 | 0 | 0 | 0 | 0 | 0 | 0 | 0 | 0 | 0
F1_Industrial_Agriculture_New_Process_Natural Gas_Gas Boiler - Maintenance_A_Achievable Economic TRC Potential | F1 | Industrial | Agriculture | New | Process | Natural Gas | Gas Boiler - Maintenance | A | Integrated Unit Energy Savings (kWh or therms) | Achievable Economic TRC Potential | 0 | 0 | 0 | 0 | 0 | 1.5559 | 1.5559 | 1.5559 | 1.5559 | 1.5559 | 1.5559 | 1.5559 | 1.5559 | 1.5559 | 1.5559 | 1.5559 | 1.5559 | 1.5559 | 1.5559 | 1.5559 | 1.5559 | 1.5559 | 1.5559 | 1.5559 | 1.5559 | 1.5559 | 1.5559 | 1.5559 | 1.5559 | 1.5559 | 1.5559
F2_Industrial_Agriculture_New_Process_Natural Gas_Gas Boiler - Maintenance_A_Achievable Economic TRC Potential | F2 | Industrial | Agriculture | New | Process | Natural Gas | Gas Boiler - Maintenance | A | Integrated Unit Summer Peak Savings (kW) | Achievable Economic TRC Potential | 0 | 0 | 0 | 0 | 0 | 0 | 0 | 0 | 0 | 0 | 0 | 0 | 0 | 0 | 0 | 0 | 0 | 0 | 0 | 0 | 0 | 0 | 0 | 0 | 0 | 0 | 0 | 0 | 0 | 0 | 0
F3_Industrial_Agriculture_New_Process_Natural Gas_Gas Boiler - Maintenance_A_Achievable Economic TRC Potential | F3 | Industrial | Agriculture | New | Process | Natural Gas | Gas Boiler - Maintenance | A | Integrated Unit Winter Peak Savings (kW) | Achievable Economic TRC Potential | 0 | 0 | 0 | 0 | 0 | 0 | 0 | 0 | 0 | 0 | 0 | 0 | 0 | 0 | 0 | 0 | 0 | 0 | 0 | 0 | 0 | 0 | 0 | 0 | 0 | 0 | 0 | 0 | 0 | 0 | 0
F4_Industrial_Agriculture_New_Process_Natural Gas_Gas Boiler - Maintenance_A_Achievable Economic TRC Potential | F4 | Industrial | Agriculture | New | Process | Natural Gas | Gas Boiler - Maintenance | A | Incremental Energy Savings (MWh or mTherms) | Achievable Economic TRC Potential | 0 | 0 | 0 | 0 | 0 | 0.02168 | 0.018003 | 0.014405 | 0.02168 | 0.018003 | 0.014405 | 0.02168 | 0.018003 | 0.014405 | 0.02168 | 0.018003 | 0.014405 | 0.02168 | 0.018003 | 0.014405 | 0.02168 | 0.018003 | 0.014405 | 0.02168 | 0.018003 | 0.014405 | 0.02168 | 0.018003 | 0.014405 | 0.02168 | 0.018003
F5_Industrial_Agriculture_New_Process_Natural Gas_Gas Boiler - Maintenance_A_Achievable Economic TRC Potential | F5 | Industrial | Agriculture | New | Process | Natural Gas | Gas Boiler - Maintenance | A | Incremental Summer Peak Savings (MW) | Achievable Economic TRC Potential | 0 | 0 | 0 | 0 | 0 | 0 | 0 | 0 | 0 | 0 | 0 | 0 | 0 | 0 | 0 | 0 | 0 | 0 | 0 | 0 | 0 | 0 | 0 | 0 | 0 | 0 | 0 | 0 | 0 | 0 | 0
F6_Industrial_Agriculture_New_Process_Natural Gas_Gas Boiler - Maintenance_A_Achievable Economic TRC Potential | F6 | Industrial | Agriculture | New | Process | Natural Gas | Gas Boiler - Maintenance | A | Incremental Winter Peak Savings (MW) | Achievable Economic TRC Potential | 0 | 0 | 0 | 0 | 0 | 0 | 0 | 0 | 0 | 0 | 0 | 0 | 0 | 0 | 0 | 0 | 0 | 0 | 0 | 0 | 0 | 0 | 0 | 0 | 0 | 0 | 0 | 0 | 0 | 0 | 0
F7_Industrial_Agriculture_New_Process_Natural Gas_Gas Boiler - Maintenance_A_Achievable Economic TRC Potential | F7 | Industrial | Agriculture | New | Process | Natural Gas | Gas Boiler - Maintenance | A | Cumulative Energy Savings (MWh or mTherms) | Achievable Economic TRC Potential | 0 | 0 | 0 | 0 | 0 | 0.02168 | 0.039682 | 0.054087 | 0.054087 | 0.054087 | 0.054087 | 0.054087 | 0.054087 | 0.054087 | 0.054087 | 0.054087 | 0.054087 | 0.054087 | 0.054087 | 0.054087 | 0.054087 | 0.054087 | 0.054087 | 0.054087 | 0.054087 | 0.054087 | 0.054087 | 0.054087 | 0 | 0 | 0
F8_Industrial_Agriculture_New_Process_Natural Gas_Gas Boiler - Maintenance_A_Achievable Economic TRC Potential | F8 | Industrial | Agriculture | New | Process | Natural Gas | Gas Boiler - Maintenance | A | Cumulative Summer Peak Savings (MW) | Achievable Economic TRC Potential | 0 | 0 | 0 | 0 | 0 | 0 | 0 | 0 | 0 | 0 | 0 | 0 | 0 | 0 | 0 | 0 | 0 | 0 | 0 | 0 | 0 | 0 | 0 | 0 | 0 | 0 | 0 | 0 | 0 | 0 | 0
F9_Industrial_Agriculture_New_Process_Natural Gas_Gas Boiler - Maintenance_A_Achievable Economic TRC Potential | F9 | Industrial | Agriculture | New | Process | Natural Gas | Gas Boiler - Maintenance | A | Cumulative Winter Peak Savings (MW) | Achievable Economic TRC Potential | 0 | 0 | 0 | 0 | 0 | 0 | 0 | 0 | 0 | 0 | 0 | 0 | 0 | 0 | 0 | 0 | 0 | 0 | 0 | 0 | 0 | 0 | 0 | 0 | 0 | 0 | 0 | 0 | 0 | 0 | 0
F10_Industrial_Agriculture_New_Process_Natural Gas_Gas Boiler - Maintenance_A_Achievable Economic TRC Potential | F10 | Industrial | Agriculture | New | Process | Natural Gas | Gas Boiler - Maintenance | A | Purchases (Incremental) | Achievable Economic TRC Potential | 0 | 0 | 0 | 0 | 0 | 13.934 | 11.5708 | 9.2584 | 13.934 | 11.5708 | 9.2584 | 13.934 | 11.5708 | 9.2584 | 13.934 | 11.5708 | 9.2584 | 13.934 | 11.5708 | 9.2584 | 13.934 | 11.5708 | 9.2584 | 13.934 | 11.5708 | 9.2584 | 13.934 | 11.5708 | 9.2584 | 13.934 | 11.5708
F11_Industrial_Agriculture_New_Process_Natural Gas_Gas Boiler - Maintenance_A_Achievable Economic TRC Potential | F11 | Industrial | Agriculture | New | Process | Natural Gas | Gas Boiler - Maintenance | A | Purchases (Cumulative) | Achievable Economic TRC Potential | 0 | 0 | 0 | 0 | 0 | 13.934 | 25.5048 | 34.7631 | 34.7631 | 34.7631 | 34.7631 | 34.7631 | 34.7631 | 34.7631 | 34.7631 | 34.7631 | 34.7631 | 34.7631 | 34.7631 | 34.7631 | 34.7631 | 34.7631 | 34.7631 | 34.7631 | 34.7631 | 34.7631 | 34.7631 | 34.7631 | 34.7631 | 34.7631 | 34.7631
F1_Industrial_Agriculture_New_Space Heating_Natural Gas_Gas Furnace - Maintenance_A_Achievable Economic TRC Potential | F1 | Industrial | Agriculture | New | Space Heating | Natural Gas | Gas Furnace - Maintenance | A | Integrated Unit Energy Savings (kWh or therms) | Achievable Economic TRC Potential | 0 | 0 | 0 | 0 | 0 | 0 | 0 | 0 | 0 | 0 | 0 | 0 | 0 | 0 | 0 | 0 | 0 | 0 | 0 | 0 | 0 | 0 | 0 | 0 | 0 | 0 | 0 | 0 | 0 | 0 | 0
F2_Industrial_Agriculture_New_Space Heating_Natural Gas_Gas Furnace - Maintenance_A_Achievable Economic TRC Potential | F2 | Industrial | Agriculture | New | Space Heating | Natural Gas | Gas Furnace - Maintenance | A | Integrated Unit Summer Peak Savings (kW) | Achievable Economic TRC Potential | 0 | 0 | 0 | 0 | 0 | 0 | 0 | 0 | 0 | 0 | 0 | 0 | 0 | 0 | 0 | 0 | 0 | 0 | 0 | 0 | 0 | 0 | 0 | 0 | 0 | 0 | 0 | 0 | 0 | 0 | 0
F3_Industrial_Agriculture_New_Space Heating_Natural Gas_Gas Furnace - Maintenance_A_Achievable Economic TRC Potential | F3 | Industrial | Agriculture | New | Space Heating | Natural Gas | Gas Furnace - Maintenance | A | Integrated Unit Winter Peak Savings (kW) | Achievable Economic TRC Potential | 0 | 0 | 0 | 0 | 0 | 0 | 0 | 0 | 0 | 0 | 0 | 0 | 0 | 0 | 0 | 0 | 0 | 0 | 0 | 0 | 0 | 0 | 0 | 0 | 0 | 0 | 0 | 0 | 0 | 0 | 0
F4_Industrial_Agriculture_New_Space Heating_Natural Gas_Gas Furnace - Maintenance_A_Achievable Economic TRC Potential | F4 | Industrial | Agriculture | New | Space Heating | Natural Gas | Gas Furnace - Maintenance | A | Incremental Energy Savings (MWh or mTherms) | Achievable Economic TRC Potential | 0 | 0 | 0 | 0 | 0 | 0 | 0 | 0 | 0 | 0 | 0 | 0 | 0 | 0 | 0 | 0 | 0 | 0 | 0 | 0 | 0 | 0 | 0 | 0 | 0 | 0 | 0 | 0 | 0 | 0 | 0
F5_Industrial_Agriculture_New_Space Heating_Natural Gas_Gas Furnace - Maintenance_A_Achievable Economic TRC Potential | F5 | Industrial | Agriculture | New | Space Heating | Natural Gas | Gas Furnace - Maintenance | A | Incremental Summer Peak Savings (MW) | Achievable Economic TRC Potential | 0 | 0 | 0 | 0 | 0 | 0 | 0 | 0 | 0 | 0 | 0 | 0 | 0 | 0 | 0 | 0 | 0 | 0 | 0 | 0 | 0 | 0 | 0 | 0 | 0 | 0 | 0 | 0 | 0 | 0 | 0
F6_Industrial_Agriculture_New_Space Heating_Natural Gas_Gas Furnace - Maintenance_A_Achievable Economic TRC Potential | F6 | Industrial | Agriculture | New | Space Heating | Natural Gas | Gas Furnace - Maintenance | A | Incremental Winter Peak Savings (MW) | Achievable Economic TRC Potential | 0 | 0 | 0 | 0 | 0 | 0 | 0 | 0 | 0 | 0 | 0 | 0 | 0 | 0 | 0 | 0 | 0 | 0 | 0 | 0 | 0 | 0 | 0 | 0 | 0 | 0 | 0 | 0 | 0 | 0 | 0
F7_Industrial_Agriculture_New_Space Heating_Natural Gas_Gas Furnace - Maintenance_A_Achievable Economic TRC Potential | F7 | Industrial | Agriculture | New | Space Heating | Natural Gas | Gas Furnace - Maintenance | A | Cumulative Energy Savings (MWh or mTherms) | Achievable Economic TRC Potential | 0 | 0 | 0 | 0 | 0 | 0 | 0 | 0 | 0 | 0 | 0 | 0 | 0 | 0 | 0 | 0 | 0 | 0 | 0 | 0 | 0 | 0 | 0 | 0 | 0 | 0 | 0 | 0 | 0 | 0 | 0
F8_Industrial_Agriculture_New_Space Heating_Natural Gas_Gas Furnace - Maintenance_A_Achievable Economic TRC Potential | F8 | Industrial | Agriculture | New | Space Heating | Natural Gas | Gas Furnace - Maintenance | A | Cumulative Summer Peak Savings (MW) | Achievable Economic TRC Potential | 0 | 0 | 0 | 0 | 0 | 0 | 0 | 0 | 0 | 0 | 0 | 0 | 0 | 0 | 0 | 0 | 0 | 0 | 0 | 0 | 0 | 0 | 0 | 0 | 0 | 0 | 0 | 0 | 0 | 0 | 0
F9_Industrial_Agriculture_New_Space Heating_Natural Gas_Gas Furnace - Maintenance_A_Achievable Economic TRC Potential | F9 | Industrial | Agriculture | New | Space Heating | Natural Gas | Gas Furnace - Maintenance | A | Cumulative Winter Peak Savings (MW) | Achievable Economic TRC Potential | 0 | 0 | 0 | 0 | 0 | 0 | 0 | 0 | 0 | 0 | 0 | 0 | 0 | 0 | 0 | 0 | 0 | 0 | 0 | 0 | 0 | 0 | 0 | 0 | 0 | 0 | 0 | 0 | 0 | 0 | 0
F10_Industrial_Agriculture_New_Space Heating_Natural Gas_Gas Furnace - Maintenance_A_Achievable Economic TRC Potential | F10 | Industrial | Agriculture | New | Space Heating | Natural Gas | Gas Furnace - Maintenance | A | Purchases (Incremental) | Achievable Economic TRC Potential | 0 | 0 | 0 | 0 | 0 | 0 | 0 | 0 | 0 | 0 | 0 | 0 | 0 | 0 | 0 | 0 | 0 | 0 | 0 | 0 | 0 | 0 | 0 | 0 | 0 | 0 | 0 | 0 | 0 | 0 | 0
F11_Industrial_Agriculture_New_Space Heating_Natural Gas_Gas Furnace - Maintenance_A_Achievable Economic TRC Potential | F11 | Industrial | Agriculture | New | Space Heating | Natural Gas | Gas Furnace - Maintenance | A | Purchases (Cumulative) | Achievable Economic TRC Potential | 0 | 0 | 0 | 0 | 0 | 0 | 0 | 0 | 0 | 0 | 0 | 0 | 0 | 0 | 0 | 0 | 0 | 0 | 0 | 0 | 0 | 0 | 0 | 0 | 0 | 0 | 0 | 0 | 0 | 0 | 0
F1_Industrial_Agriculture_New_Space Heating_Natural Gas_Gas Boiler - Hot Water Reset_A_Achievable Economic TRC Potential | F1 | Industrial | Agriculture | New | Space Heating | Natural Gas | Gas Boiler - Hot Water Reset | A | Integrated Unit Energy Savings (kWh or therms) | Achievable Economic TRC Potential | 0 | 0 | 0 | 0 | 0 | 0 | 0 | 0 | 0 | 0 | 0 | 0 | 0 | 0 | 0 | 0 | 0 | 0 | 0 | 0 | 0 | 0 | 0 | 0 | 0 | 0 | 0 | 0 | 0 | 0 | 0
F2_Industrial_Agriculture_New_Space Heating_Natural Gas_Gas Boiler - Hot Water Reset_A_Achievable Economic TRC Potential | F2 | Industrial | Agriculture | New | Space Heating | Natural Gas | Gas Boiler - Hot Water Reset | A | Integrated Unit Summer Peak Savings (kW) | Achievable Economic TRC Potential | 0 | 0 | 0 | 0 | 0 | 0 | 0 | 0 | 0 | 0 | 0 | 0 | 0 | 0 | 0 | 0 | 0 | 0 | 0 | 0 | 0 | 0 | 0 | 0 | 0 | 0 | 0 | 0 | 0 | 0 | 0
F3_Industrial_Agriculture_New_Space Heating_Natural Gas_Gas Boiler - Hot Water Reset_A_Achievable Economic TRC Potential | F3 | Industrial | Agriculture | New | Space Heating | Natural Gas | Gas Boiler - Hot Water Reset | A | Integrated Unit Winter Peak Savings (kW) | Achievable Economic TRC Potential | 0 | 0 | 0 | 0 | 0 | 0 | 0 | 0 | 0 | 0 | 0 | 0 | 0 | 0 | 0 | 0 | 0 | 0 | 0 | 0 | 0 | 0 | 0 | 0 | 0 | 0 | 0 | 0 | 0 | 0 | 0
F4_Industrial_Agriculture_New_Space Heating_Natural Gas_Gas Boiler - Hot Water Reset_A_Achievable Economic TRC Potential | F4 | Industrial | Agriculture | New | Space Heating | Natural Gas | Gas Boiler - Hot Water Reset | A | Incremental Energy Savings (MWh or mTherms) | Achievable Economic TRC Potential | 0 | 0 | 0 | 0 | 0 | 0 | 0 | 0 | 0 | 0 | 0 | 0 | 0 | 0 | 0 | 0 | 0 | 0 | 0 | 0 | 0 | 0 | 0 | 0 | 0 | 0 | 0 | 0 | 0 | 0 | 0
F5_Industrial_Agriculture_New_Space Heating_Natural Gas_Gas Boiler - Hot Water Reset_A_Achievable Economic TRC Potential | F5 | Industrial | Agriculture | New | Space Heating | Natural Gas | Gas Boiler - Hot Water Reset | A | Incremental Summer Peak Savings (MW) | Achievable Economic TRC Potential | 0 | 0 | 0 | 0 | 0 | 0 | 0 | 0 | 0 | 0 | 0 | 0 | 0 | 0 | 0 | 0 | 0 | 0 | 0 | 0 | 0 | 0 | 0 | 0 | 0 | 0 | 0 | 0 | 0 | 0 | 0
F6_Industrial_Agriculture_New_Space Heating_Natural Gas_Gas Boiler - Hot Water Reset_A_Achievable Economic TRC Potential | F6 | Industrial | Agriculture | New | Space Heating | Natural Gas | Gas Boiler - Hot Water Reset | A | Incremental Winter Peak Savings (MW) | Achievable Economic TRC Potential | 0 | 0 | 0 | 0 | 0 | 0 | 0 | 0 | 0 | 0 | 0 | 0 | 0 | 0 | 0 | 0 | 0 | 0 | 0 | 0 | 0 | 0 | 0 | 0 | 0 | 0 | 0 | 0 | 0 | 0 | 0
F7_Industrial_Agriculture_New_Space Heating_Natural Gas_Gas Boiler - Hot Water Reset_A_Achievable Economic TRC Potential | F7 | Industrial | Agriculture | New | Space Heating | Natural Gas | Gas Boiler - Hot Water Reset | A | Cumulative Energy Savings (MWh or mTherms) | Achievable Economic TRC Potential | 0 | 0 | 0 | 0 | 0 | 0 | 0 | 0 | 0 | 0 | 0 | 0 | 0 | 0 | 0 | 0 | 0 | 0 | 0 | 0 | 0 | 0 | 0 | 0 | 0 | 0 | 0 | 0 | 0 | 0 | 0
F8_Industrial_Agriculture_New_Space Heating_Natural Gas_Gas Boiler - Hot Water Reset_A_Achievable Economic TRC Potential | F8 | Industrial | Agriculture | New | Space Heating | Natural Gas | Gas Boiler - Hot Water Reset | A | Cumulative Summer Peak Savings (MW) | Achievable Economic TRC Potential | 0 | 0 | 0 | 0 | 0 | 0 | 0 | 0 | 0 | 0 | 0 | 0 | 0 | 0 | 0 | 0 | 0 | 0 | 0 | 0 | 0 | 0 | 0 | 0 | 0 | 0 | 0 | 0 | 0 | 0 | 0
F9_Industrial_Agriculture_New_Space Heating_Natural Gas_Gas Boiler - Hot Water Reset_A_Achievable Economic TRC Potential | F9 | Industrial | Agriculture | New | Space Heating | Natural Gas | Gas Boiler - Hot Water Reset | A | Cumulative Winter Peak Savings (MW) | Achievable Economic TRC Potential | 0 | 0 | 0 | 0 | 0 | 0 | 0 | 0 | 0 | 0 | 0 | 0 | 0 | 0 | 0 | 0 | 0 | 0 | 0 | 0 | 0 | 0 | 0 | 0 | 0 | 0 | 0 | 0 | 0 | 0 | 0
F10_Industrial_Agriculture_New_Space Heating_Natural Gas_Gas Boiler - Hot Water Reset_A_Achievable Economic TRC Potential | F10 | Industrial | Agriculture | New | Space Heating | Natural Gas | Gas Boiler - Hot Water Reset | A | Purchases (Incremental) | Achievable Economic TRC Potential | 0 | 0 | 0 | 0 | 0 | 0 | 0 | 0 | 0 | 0 | 0 | 0 | 0 | 0 | 0 | 0 | 0 | 0 | 0 | 0 | 0 | 0 | 0 | 0 | 0 | 0 | 0 | 0 | 0 | 0 | 0
F11_Industrial_Agriculture_New_Space Heating_Natural Gas_Gas Boiler - Hot Water Reset_A_Achievable Economic TRC Potential | F11 | Industrial | Agriculture | New | Space Heating | Natural Gas | Gas Boiler - Hot Water Reset | A | Purchases (Cumulative) | Achievable Economic TRC Potential | 0 | 0 | 0 | 0 | 0 | 0 | 0 | 0 | 0 | 0 | 0 | 0 | 0 | 0 | 0 | 0 | 0 | 0 | 0 | 0 | 0 | 0 | 0 | 0 | 0 | 0 | 0 | 0 | 0 | 0 | 0
F1_Industrial_Agriculture_New_Process_Natural Gas_Gas Boiler - Hot Water Reset_A_Achievable Economic TRC Potential | F1 | Industrial | Agriculture | New | Process | Natural Gas | Gas Boiler - Hot Water Reset | A | Integrated Unit Energy Savings (kWh or therms) | Achievable Economic TRC Potential | 0 | 0 | 0 | 0 | 0 | 2.8269 | 2.8254 | 2.824 | 2.823 | 2.822 | 2.8211 | 2.8206 | 2.8203 | 2.8202 | 2.8202 | 2.8203 | 2.8204 | 2.8205 | 2.8207 | 2.8209 | 2.8213 | 2.8217 | 2.822 | 2.8222 | 2.8225 | 2.8227 | 2.823 | 2.8232 | 2.8289 | 2.8289 | 2.8289
F2_Industrial_Agriculture_New_Process_Natural Gas_Gas Boiler - Hot Water Reset_A_Achievable Economic TRC Potential | F2 | Industrial | Agriculture | New | Process | Natural Gas | Gas Boiler - Hot Water Reset | A | Integrated Unit Summer Peak Savings (kW) | Achievable Economic TRC Potential | 0 | 0 | 0 | 0 | 0 | 0 | 0 | 0 | 0 | 0 | 0 | 0 | 0 | 0 | 0 | 0 | 0 | 0 | 0 | 0 | 0 | 0 | 0 | 0 | 0 | 0 | 0 | 0 | 0 | 0 | 0
F3_Industrial_Agriculture_New_Process_Natural Gas_Gas Boiler - Hot Water Reset_A_Achievable Economic TRC Potential | F3 | Industrial | Agriculture | New | Process | Natural Gas | Gas Boiler - Hot Water Reset | A | Integrated Unit Winter Peak Savings (kW) | Achievable Economic TRC Potential | 0 | 0 | 0 | 0 | 0 | 0 | 0 | 0 | 0 | 0 | 0 | 0 | 0 | 0 | 0 | 0 | 0 | 0 | 0 | 0 | 0 | 0 | 0 | 0 | 0 | 0 | 0 | 0 | 0 | 0 | 0
F4_Industrial_Agriculture_New_Process_Natural Gas_Gas Boiler - Hot Water Reset_A_Achievable Economic TRC Potential | F4 | Industrial | Agriculture | New | Process | Natural Gas | Gas Boiler - Hot Water Reset | A | Incremental Energy Savings (MWh or mTherms) | Achievable Economic TRC Potential | 0 | 0 | 0 | 0 | 0 | 0.038286 | 0.055663 | 0.078693 | 0.10355 | 0.13204 | 0.17066 | 0.20487 | 0.22728 | 0.23112 | 0.213 | 0.17596 | 0.12376 | 0.076104 | 0.038676 | 0.017216 | 0.0065712 | 0.038215 | 0.055596 | 0.078643 | 0.10354 | 0.13207 | 0.17077 | 0.20505 | 0.22797 | 0.23183 | 0.21365
F5_Industrial_Agriculture_New_Process_Natural Gas_Gas Boiler - Hot Water Reset_A_Achievable Economic TRC Potential | F5 | Industrial | Agriculture | New | Process | Natural Gas | Gas Boiler - Hot Water Reset | A | Incremental Summer Peak Savings (MW) | Achievable Economic TRC Potential | 0 | 0 | 0 | 0 | 0 | 0 | 0 | 0 | 0 | 0 | 0 | 0 | 0 | 0 | 0 | 0 | 0 | 0 | 0 | 0 | 0 | 0 | 0 | 0 | 0 | 0 | 0 | 0 | 0 | 0 | 0
F6_Industrial_Agriculture_New_Process_Natural Gas_Gas Boiler - Hot Water Reset_A_Achievable Economic TRC Potential | F6 | Industrial | Agriculture | New | Process | Natural Gas | Gas Boiler - Hot Water Reset | A | Incremental Winter Peak Savings (MW) | Achievable Economic TRC Potential | 0 | 0 | 0 | 0 | 0 | 0 | 0 | 0 | 0 | 0 | 0 | 0 | 0 | 0 | 0 | 0 | 0 | 0 | 0 | 0 | 0 | 0 | 0 | 0 | 0 | 0 | 0 | 0 | 0 | 0 | 0
F7_Industrial_Agriculture_New_Process_Natural Gas_Gas Boiler - Hot Water Reset_A_Achievable Economic TRC Potential | F7 | Industrial | Agriculture | New | Process | Natural Gas | Gas Boiler - Hot Water Reset | A | Cumulative Energy Savings (MWh or mTherms) | Achievable Economic TRC Potential | 0 | 0 | 0 | 0 | 0 | 0.038286 | 0.093928 | 0.17258 | 0.27607 | 0.40801 | 0.57854 | 0.78331 | 1.0105 | 1.2416 | 1.4546 | 1.6306 | 1.7544 | 1.8306 | 1.8694 | 1.8868 | 1.8936 | 1.8938 | 1.894 | 1.8942 | 1.8944 | 1.8945 | 1.8947 | 1.8948 | 0 | 0 | 0
F8_Industrial_Agriculture_New_Process_Natural Gas_Gas Boiler - Hot Water Reset_A_Achievable Economic TRC Potential | F8 | Industrial | Agriculture | New | Process | Natural Gas | Gas Boiler - Hot Water Reset | A | Cumulative Summer Peak Savings (MW) | Achievable Economic TRC Potential | 0 | 0 | 0 | 0 | 0 | 0 | 0 | 0 | 0 | 0 | 0 | 0 | 0 | 0 | 0 | 0 | 0 | 0 | 0 | 0 | 0 | 0 | 0 | 0 | 0 | 0 | 0 | 0 | 0 | 0 | 0
F9_Industrial_Agriculture_New_Process_Natural Gas_Gas Boiler - Hot Water Reset_A_Achievable Economic TRC Potential | F9 | Industrial | Agriculture | New | Process | Natural Gas | Gas Boiler - Hot Water Reset | A | Cumulative Winter Peak Savings (MW) | Achievable Economic TRC Potential | 0 | 0 | 0 | 0 | 0 | 0 | 0 | 0 | 0 | 0 | 0 | 0 | 0 | 0 | 0 | 0 | 0 | 0 | 0 | 0 | 0 | 0 | 0 | 0 | 0 | 0 | 0 | 0 | 0 | 0 | 0
F10_Industrial_Agriculture_New_Process_Natural Gas_Gas Boiler - Hot Water Reset_A_Achievable Economic TRC Potential | F10 | Industrial | Agriculture | New | Process | Natural Gas | Gas Boiler - Hot Water Reset | A | Purchases (Incremental) | Achievable Economic TRC Potential | 0 | 0 | 0 | 0 | 0 | 13.5435 | 19.7011 | 27.8654 | 36.6829 | 46.7895 | 60.492 | 72.6312 | 80.5862 | 81.9508 | 75.5261 | 62.3932 | 43.8811 | 26.9822 | 13.7114 | 6.1029 | 2.3291 | 13.5435 | 19.7011 | 27.8654 | 36.6829 | 46.7895 | 60.492 | 72.6312 | 80.5862 | 81.9508 | 75.5261
F11_Industrial_Agriculture_New_Process_Natural Gas_Gas Boiler - Hot Water Reset_A_Achievable Economic TRC Potential | F11 | Industrial | Agriculture | New | Process | Natural Gas | Gas Boiler - Hot Water Reset | A | Purchases (Cumulative) | Achievable Economic TRC Potential | 0 | 0 | 0 | 0 | 0 | 13.5435 | 33.2446 | 61.11 | 97.7929 | 144.5824 | 205.0744 | 277.7056 | 358.2919 | 440.2427 | 515.7688 | 578.162 | 622.043 | 649.0252 | 662.7366 | 668.8395 | 671.1686 | 671.1686 | 671.1686 | 671.1686 | 671.1686 | 671.1686 | 671.1686 | 671.1686 | 671.1686 | 671.1686 | 671.1686
F1_Industrial_Agriculture_New_Space Heating_Natural Gas_Steam Trap Maintenance_A_Achievable Economic TRC Potential | F1 | Industrial | Agriculture | New | Space Heating | Natural Gas | Steam Trap Maintenance | A | Integrated Unit Energy Savings (kWh or therms) | Achievable Economic TRC Potential | 0 | 0 | 0 | 0 | 0 | 0 | 0 | 0 | 0 | 0 | 0 | 0 | 0 | 0 | 0 | 0 | 0 | 0 | 0 | 0 | 0 | 0 | 0 | 0 | 0 | 0 | 0 | 0 | 0 | 0 | 0
F2_Industrial_Agriculture_New_Space Heating_Natural Gas_Steam Trap Maintenance_A_Achievable Economic TRC Potential | F2 | Industrial | Agriculture | New | Space Heating | Natural Gas | Steam Trap Maintenance | A | Integrated Unit Summer Peak Savings (kW) | Achievable Economic TRC Potential | 0 | 0 | 0 | 0 | 0 | 0 | 0 | 0 | 0 | 0 | 0 | 0 | 0 | 0 | 0 | 0 | 0 | 0 | 0 | 0 | 0 | 0 | 0 | 0 | 0 | 0 | 0 | 0 | 0 | 0 | 0
F3_Industrial_Agriculture_New_Space Heating_Natural Gas_Steam Trap Maintenance_A_Achievable Economic TRC Potential | F3 | Industrial | Agriculture | New | Space Heating | Natural Gas | Steam Trap Maintenance | A | Integrated Unit Winter Peak Savings (kW) | Achievable Economic TRC Potential | 0 | 0 | 0 | 0 | 0 | 0 | 0 | 0 | 0 | 0 | 0 | 0 | 0 | 0 | 0 | 0 | 0 | 0 | 0 | 0 | 0 | 0 | 0 | 0 | 0 | 0 | 0 | 0 | 0 | 0 | 0
F4_Industrial_Agriculture_New_Space Heating_Natural Gas_Steam Trap Maintenance_A_Achievable Economic TRC Potential | F4 | Industrial | Agriculture | New | Space Heating | Natural Gas | Steam Trap Maintenance | A | Incremental Energy Savings (MWh or mTherms) | Achievable Economic TRC Potential | 0 | 0 | 0 | 0 | 0 | 0 | 0 | 0 | 0 | 0 | 0 | 0 | 0 | 0 | 0 | 0 | 0 | 0 | 0 | 0 | 0 | 0 | 0 | 0 | 0 | 0 | 0 | 0 | 0 | 0 | 0
F5_Industrial_Agriculture_New_Space Heating_Natural Gas_Steam Trap Maintenance_A_Achievable Economic TRC Potential | F5 | Industrial | Agriculture | New | Space Heating | Natural Gas | Steam Trap Maintenance | A | Incremental Summer Peak Savings (MW) | Achievable Economic TRC Potential | 0 | 0 | 0 | 0 | 0 | 0 | 0 | 0 | 0 | 0 | 0 | 0 | 0 | 0 | 0 | 0 | 0 | 0 | 0 | 0 | 0 | 0 | 0 | 0 | 0 | 0 | 0 | 0 | 0 | 0 | 0
F6_Industrial_Agriculture_New_Space Heating_Natural Gas_Steam Trap Maintenance_A_Achievable Economic TRC Potential | F6 | Industrial | Agriculture | New | Space Heating | Natural Gas | Steam Trap Maintenance | A | Incremental Winter Peak Savings (MW) | Achievable Economic TRC Potential | 0 | 0 | 0 | 0 | 0 | 0 | 0 | 0 | 0 | 0 | 0 | 0 | 0 | 0 | 0 | 0 | 0 | 0 | 0 | 0 | 0 | 0 | 0 | 0 | 0 | 0 | 0 | 0 | 0 | 0 | 0
F7_Industrial_Agriculture_New_Space Heating_Natural Gas_Steam Trap Maintenance_A_Achievable Economic TRC Potential | F7 | Industrial | Agriculture | New | Space Heating | Natural Gas | Steam Trap Maintenance | A | Cumulative Energy Savings (MWh or mTherms) | Achievable Economic TRC Potential | 0 | 0 | 0 | 0 | 0 | 0 | 0 | 0 | 0 | 0 | 0 | 0 | 0 | 0 | 0 | 0 | 0 | 0 | 0 | 0 | 0 | 0 | 0 | 0 | 0 | 0 | 0 | 0 | 0 | 0 | 0
F8_Industrial_Agriculture_New_Space Heating_Natural Gas_Steam Trap Maintenance_A_Achievable Economic TRC Potential | F8 | Industrial | Agriculture | New | Space Heating | Natural Gas | Steam Trap Maintenance | A | Cumulative Summer Peak Savings (MW) | Achievable Economic TRC Potential | 0 | 0 | 0 | 0 | 0 | 0 | 0 | 0 | 0 | 0 | 0 | 0 | 0 | 0 | 0 | 0 | 0 | 0 | 0 | 0 | 0 | 0 | 0 | 0 | 0 | 0 | 0 | 0 | 0 | 0 | 0
F9_Industrial_Agriculture_New_Space Heating_Natural Gas_Steam Trap Maintenance_A_Achievable Economic TRC Potential | F9 | Industrial | Agriculture | New | Space Heating | Natural Gas | Steam Trap Maintenance | A | Cumulative Winter Peak Savings (MW) | Achievable Economic TRC Potential | 0 | 0 | 0 | 0 | 0 | 0 | 0 | 0 | 0 | 0 | 0 | 0 | 0 | 0 | 0 | 0 | 0 | 0 | 0 | 0 | 0 | 0 | 0 | 0 | 0 | 0 | 0 | 0 | 0 | 0 | 0
F10_Industrial_Agriculture_New_Space Heating_Natural Gas_Steam Trap Maintenance_A_Achievable Economic TRC Potential | F10 | Industrial | Agriculture | New | Space Heating | Natural Gas | Steam Trap Maintenance | A | Purchases (Incremental) | Achievable Economic TRC Potential | 0 | 0 | 0 | 0 | 0 | 0 | 0 | 0 | 0 | 0 | 0 | 0 | 0 | 0 | 0 | 0 | 0 | 0 | 0 | 0 | 0 | 0 | 0 | 0 | 0 | 0 | 0 | 0 | 0 | 0 | 0
F11_Industrial_Agriculture_New_Space Heating_Natural Gas_Steam Trap Maintenance_A_Achievable Economic TRC Potential | F11 | Industrial | Agriculture | New | Space Heating | Natural Gas | Steam Trap Maintenance | A | Purchases (Cumulative) | Achievable Economic TRC Potential | 0 | 0 | 0 | 0 | 0 | 0 | 0 | 0 | 0 | 0 | 0 | 0 | 0 | 0 | 0 | 0 | 0 | 0 | 0 | 0 | 0 | 0 | 0 | 0 | 0 | 0 | 0 | 0 | 0 | 0 | 0
F1_Industrial_Agriculture_New_Process_Natural Gas_Steam Trap Maintenance_A_Achievable Economic TRC Potential | F1 | Industrial | Agriculture | New | Process | Natural Gas | Steam Trap Maintenance | A | Integrated Unit Energy Savings (kWh or therms) | Achievable Economic TRC Potential | 0 | 0 | 0 | 0 | 0 | 1.9974 | 1.9963 | 1.9953 | 1.9946 | 1.9939 | 1.9933 | 1.9929 | 1.9927 | 1.9926 | 1.9926 | 1.9927 | 1.9928 | 1.9929 | 1.993 | 1.9932 | 1.9934 | 1.9937 | 1.9939 | 1.9941 | 1.9943 | 1.9944 | 1.9946 | 1.9947 | 1.9988 | 1.9988 | 1.9988
F2_Industrial_Agriculture_New_Process_Natural Gas_Steam Trap Maintenance_A_Achievable Economic TRC Potential | F2 | Industrial | Agriculture | New | Process | Natural Gas | Steam Trap Maintenance | A | Integrated Unit Summer Peak Savings (kW) | Achievable Economic TRC Potential | 0 | 0 | 0 | 0 | 0 | 0 | 0 | 0 | 0 | 0 | 0 | 0 | 0 | 0 | 0 | 0 | 0 | 0 | 0 | 0 | 0 | 0 | 0 | 0 | 0 | 0 | 0 | 0 | 0 | 0 | 0
F3_Industrial_Agriculture_New_Process_Natural Gas_Steam Trap Maintenance_A_Achievable Economic TRC Potential | F3 | Industrial | Agriculture | New | Process | Natural Gas | Steam Trap Maintenance | A | Integrated Unit Winter Peak Savings (kW) | Achievable Economic TRC Potential | 0 | 0 | 0 | 0 | 0 | 0 | 0 | 0 | 0 | 0 | 0 | 0 | 0 | 0 | 0 | 0 | 0 | 0 | 0 | 0 | 0 | 0 | 0 | 0 | 0 | 0 | 0 | 0 | 0 | 0 | 0
F4_Industrial_Agriculture_New_Process_Natural Gas_Steam Trap Maintenance_A_Achievable Economic TRC Potential | F4 | Industrial | Agriculture | New | Process | Natural Gas | Steam Trap Maintenance | A | Incremental Energy Savings (MWh or mTherms) | Achievable Economic TRC Potential | 0 | 0 | 0 | 0 | 0 | 0 | 0 | 0 | 0 | 0 | 0 | 0 | 0 | 0 | 0 | 0 | 0 | 0 | 0 | 0 | 0 | 0 | 0 | 0 | 0 | 0 | 0 | 0 | 0 | 0 | 0
F5_Industrial_Agriculture_New_Process_Natural Gas_Steam Trap Maintenance_A_Achievable Economic TRC Potential | F5 | Industrial | Agriculture | New | Process | Natural Gas | Steam Trap Maintenance | A | Incremental Summer Peak Savings (MW) | Achievable Economic TRC Potential | 0 | 0 | 0 | 0 | 0 | 0 | 0 | 0 | 0 | 0 | 0 | 0 | 0 | 0 | 0 | 0 | 0 | 0 | 0 | 0 | 0 | 0 | 0 | 0 | 0 | 0 | 0 | 0 | 0 | 0 | 0
F6_Industrial_Agriculture_New_Process_Natural Gas_Steam Trap Maintenance_A_Achievable Economic TRC Potential | F6 | Industrial | Agriculture | New | Process | Natural Gas | Steam Trap Maintenance | A | Incremental Winter Peak Savings (MW) | Achievable Economic TRC Potential | 0 | 0 | 0 | 0 | 0 | 0 | 0 | 0 | 0 | 0 | 0 | 0 | 0 | 0 | 0 | 0 | 0 | 0 | 0 | 0 | 0 | 0 | 0 | 0 | 0 | 0 | 0 | 0 | 0 | 0 | 0
F7_Industrial_Agriculture_New_Process_Natural Gas_Steam Trap Maintenance_A_Achievable Economic TRC Potential | F7 | Industrial | Agriculture | New | Process | Natural Gas | Steam Trap Maintenance | A | Cumulative Energy Savings (MWh or mTherms) | Achievable Economic TRC Potential | 0 | 0 | 0 | 0 | 0 | 0 | 0 | 0 | 0 | 0 | 0 | 0 | 0 | 0 | 0 | 0 | 0 | 0 | 0 | 0 | 0 | 0 | 0 | 0 | 0 | 0 | 0 | 0 | 0 | 0 | 0
F8_Industrial_Agriculture_New_Process_Natural Gas_Steam Trap Maintenance_A_Achievable Economic TRC Potential | F8 | Industrial | Agriculture | New | Process | Natural Gas | Steam Trap Maintenance | A | Cumulative Summer Peak Savings (MW) | Achievable Economic TRC Potential | 0 | 0 | 0 | 0 | 0 | 0 | 0 | 0 | 0 | 0 | 0 | 0 | 0 | 0 | 0 | 0 | 0 | 0 | 0 | 0 | 0 | 0 | 0 | 0 | 0 | 0 | 0 | 0 | 0 | 0 | 0
F9_Industrial_Agriculture_New_Process_Natural Gas_Steam Trap Maintenance_A_Achievable Economic TRC Potential | F9 | Industrial | Agriculture | New | Process | Natural Gas | Steam Trap Maintenance | A | Cumulative Winter Peak Savings (MW) | Achievable Economic TRC Potential | 0 | 0 | 0 | 0 | 0 | 0 | 0 | 0 | 0 | 0 | 0 | 0 | 0 | 0 | 0 | 0 | 0 | 0 | 0 | 0 | 0 | 0 | 0 | 0 | 0 | 0 | 0 | 0 | 0 | 0 | 0
F10_Industrial_Agriculture_New_Process_Natural Gas_Steam Trap Maintenance_A_Achievable Economic TRC Potential | F10 | Industrial | Agriculture | New | Process | Natural Gas | Steam Trap Maintenance | A | Purchases (Incremental) | Achievable Economic TRC Potential | 0 | 0 | 0 | 0 | 0 | 0 | 0 | 0 | 0 | 0 | 0 | 0 | 0 | 0 | 0 | 0 | 0 | 0 | 0 | 0 | 0 | 0 | 0 | 0 | 0 | 0 | 0 | 0 | 0 | 0 | 0
F11_Industrial_Agriculture_New_Process_Natural Gas_Steam Trap Maintenance_A_Achievable Economic TRC Potential | F11 | Industrial | Agriculture | New | Process | Natural Gas | Steam Trap Maintenance | A | Purchases (Cumulative) | Achievable Economic TRC Potential | 0 | 0 | 0 | 0 | 0 | 0 | 0 | 0 | 0 | 0 | 0 | 0 | 0 | 0 | 0 | 0 | 0 | 0 | 0 | 0 | 0 | 0 | 0 | 0 | 0 | 0 | 0 | 0 | 0 | 0 | 0
F1_Industrial_Agriculture_New_Space Heating_Natural Gas_Gas Boiler - High Turndown_A_Achievable Economic TRC Potential | F1 | Industrial | Agriculture | New | Space Heating | Natural Gas | Gas Boiler - High Turndown | A | Integrated Unit Energy Savings (kWh or therms) | Achievable Economic TRC Potential | 0 | 0 | 0 | 0 | 0 | 0 | 0 | 0 | 0 | 0 | 0 | 0 | 0 | 0 | 0 | 0 | 0 | 0 | 0 | 0 | 0 | 0 | 0 | 0 | 0 | 0 | 0 | 0 | 0 | 0 | 0
F2_Industrial_Agriculture_New_Space Heating_Natural Gas_Gas Boiler - High Turndown_A_Achievable Economic TRC Potential | F2 | Industrial | Agriculture | New | Space Heating | Natural Gas | Gas Boiler - High Turndown | A | Integrated Unit Summer Peak Savings (kW) | Achievable Economic TRC Potential | 0 | 0 | 0 | 0 | 0 | 0 | 0 | 0 | 0 | 0 | 0 | 0 | 0 | 0 | 0 | 0 | 0 | 0 | 0 | 0 | 0 | 0 | 0 | 0 | 0 | 0 | 0 | 0 | 0 | 0 | 0
F3_Industrial_Agriculture_New_Space Heating_Natural Gas_Gas Boiler - High Turndown_A_Achievable Economic TRC Potential | F3 | Industrial | Agriculture | New | Space Heating | Natural Gas | Gas Boiler - High Turndown | A | Integrated Unit Winter Peak Savings (kW) | Achievable Economic TRC Potential | 0 | 0 | 0 | 0 | 0 | 0 | 0 | 0 | 0 | 0 | 0 | 0 | 0 | 0 | 0 | 0 | 0 | 0 | 0 | 0 | 0 | 0 | 0 | 0 | 0 | 0 | 0 | 0 | 0 | 0 | 0
F4_Industrial_Agriculture_New_Space Heating_Natural Gas_Gas Boiler - High Turndown_A_Achievable Economic TRC Potential | F4 | Industrial | Agriculture | New | Space Heating | Natural Gas | Gas Boiler - High Turndown | A | Incremental Energy Savings (MWh or mTherms) | Achievable Economic TRC Potential | 0 | 0 | 0 | 0 | 0 | 0 | 0 | 0 | 0 | 0 | 0 | 0 | 0 | 0 | 0 | 0 | 0 | 0 | 0 | 0 | 0 | 0 | 0 | 0 | 0 | 0 | 0 | 0 | 0 | 0 | 0
F5_Industrial_Agriculture_New_Space Heating_Natural Gas_Gas Boiler - High Turndown_A_Achievable Economic TRC Potential | F5 | Industrial | Agriculture | New | Space Heating | Natural Gas | Gas Boiler - High Turndown | A | Incremental Summer Peak Savings (MW) | Achievable Economic TRC Potential | 0 | 0 | 0 | 0 | 0 | 0 | 0 | 0 | 0 | 0 | 0 | 0 | 0 | 0 | 0 | 0 | 0 | 0 | 0 | 0 | 0 | 0 | 0 | 0 | 0 | 0 | 0 | 0 | 0 | 0 | 0
F6_Industrial_Agriculture_New_Space Heating_Natural Gas_Gas Boiler - High Turndown_A_Achievable Economic TRC Potential | F6 | Industrial | Agriculture | New | Space Heating | Natural Gas | Gas Boiler - High Turndown | A | Incremental Winter Peak Savings (MW) | Achievable Economic TRC Potential | 0 | 0 | 0 | 0 | 0 | 0 | 0 | 0 | 0 | 0 | 0 | 0 | 0 | 0 | 0 | 0 | 0 | 0 | 0 | 0 | 0 | 0 | 0 | 0 | 0 | 0 | 0 | 0 | 0 | 0 | 0
F7_Industrial_Agriculture_New_Space Heating_Natural Gas_Gas Boiler - High Turndown_A_Achievable Economic TRC Potential | F7 | Industrial | Agriculture | New | Space Heating | Natural Gas | Gas Boiler - High Turndown | A | Cumulative Energy Savings (MWh or mTherms) | Achievable Economic TRC Potential | 0 | 0 | 0 | 0 | 0 | 0 | 0 | 0 | 0 | 0 | 0 | 0 | 0 | 0 | 0 | 0 | 0 | 0 | 0 | 0 | 0 | 0 | 0 | 0 | 0 | 0 | 0 | 0 | 0 | 0 | 0
F8_Industrial_Agriculture_New_Space Heating_Natural Gas_Gas Boiler - High Turndown_A_Achievable Economic TRC Potential | F8 | Industrial | Agriculture | New | Space Heating | Natural Gas | Gas Boiler - High Turndown | A | Cumulative Summer Peak Savings (MW) | Achievable Economic TRC Potential | 0 | 0 | 0 | 0 | 0 | 0 | 0 | 0 | 0 | 0 | 0 | 0 | 0 | 0 | 0 | 0 | 0 | 0 | 0 | 0 | 0 | 0 | 0 | 0 | 0 | 0 | 0 | 0 | 0 | 0 | 0
F9_Industrial_Agriculture_New_Space Heating_Natural Gas_Gas Boiler - High Turndown_A_Achievable Economic TRC Potential | F9 | Industrial | Agriculture | New | Space Heating | Natural Gas | Gas Boiler - High Turndown | A | Cumulative Winter Peak Savings (MW) | Achievable Economic TRC Potential | 0 | 0 | 0 | 0 | 0 | 0 | 0 | 0 | 0 | 0 | 0 | 0 | 0 | 0 | 0 | 0 | 0 | 0 | 0 | 0 | 0 | 0 | 0 | 0 | 0 | 0 | 0 | 0 | 0 | 0 | 0
F10_Industrial_Agriculture_New_Space Heating_Natural Gas_Gas Boiler - High Turndown_A_Achievable Economic TRC Potential | F10 | Industrial | Agriculture | New | Space Heating | Natural Gas | Gas Boiler - High Turndown | A | Purchases (Incremental) | Achievable Economic TRC Potential | 0 | 0 | 0 | 0 | 0 | 0 | 0 | 0 | 0 | 0 | 0 | 0 | 0 | 0 | 0 | 0 | 0 | 0 | 0 | 0 | 0 | 0 | 0 | 0 | 0 | 0 | 0 | 0 | 0 | 0 | 0
F11_Industrial_Agriculture_New_Space Heating_Natural Gas_Gas Boiler - High Turndown_A_Achievable Economic TRC Potential | F11 | Industrial | Agriculture | New | Space Heating | Natural Gas | Gas Boiler - High Turndown | A | Purchases (Cumulative) | Achievable Economic TRC Potential | 0 | 0 | 0 | 0 | 0 | 0 | 0 | 0 | 0 | 0 | 0 | 0 | 0 | 0 | 0 | 0 | 0 | 0 | 0 | 0 | 0 | 0 | 0 | 0 | 0 | 0 | 0 | 0 | 0 | 0 | 0
F1_Industrial_Agriculture_New_Process_Natural Gas_Gas Boiler - High Turndown_A_Achievable Economic TRC Potential | F1 | Industrial | Agriculture | New | Process | Natural Gas | Gas Boiler - High Turndown | A | Integrated Unit Energy Savings (kWh or therms) | Achievable Economic TRC Potential | 0 | 0 | 0 | 0 | 0 | 2.1158 | 2.1108 | 2.1063 | 2.1022 | 2.0982 | 2.0954 | 2.093 | 2.091 | 2.0893 | 2.088 | 2.087 | 2.0863 | 2.0859 | 2.0856 | 2.0854 | 2.0854 | 2.0854 | 2.0853 | 2.0852 | 2.0851 | 2.0865 | 2.0877 | 2.0889 | 2.1216 | 2.1216 | 2.1216
F2_Industrial_Agriculture_New_Process_Natural Gas_Gas Boiler - High Turndown_A_Achievable Economic TRC Potential | F2 | Industrial | Agriculture | New | Process | Natural Gas | Gas Boiler - High Turndown | A | Integrated Unit Summer Peak Savings (kW) | Achievable Economic TRC Potential | 0 | 0 | 0 | 0 | 0 | 0 | 0 | 0 | 0 | 0 | 0 | 0 | 0 | 0 | 0 | 0 | 0 | 0 | 0 | 0 | 0 | 0 | 0 | 0 | 0 | 0 | 0 | 0 | 0 | 0 | 0
F3_Industrial_Agriculture_New_Process_Natural Gas_Gas Boiler - High Turndown_A_Achievable Economic TRC Potential | F3 | Industrial | Agriculture | New | Process | Natural Gas | Gas Boiler - High Turndown | A | Integrated Unit Winter Peak Savings (kW) | Achievable Economic TRC Potential | 0 | 0 | 0 | 0 | 0 | 0 | 0 | 0 | 0 | 0 | 0 | 0 | 0 | 0 | 0 | 0 | 0 | 0 | 0 | 0 | 0 | 0 | 0 | 0 | 0 | 0 | 0 | 0 | 0 | 0 | 0
F4_Industrial_Agriculture_New_Process_Natural Gas_Gas Boiler - High Turndown_A_Achievable Economic TRC Potential | F4 | Industrial | Agriculture | New | Process | Natural Gas | Gas Boiler - High Turndown | A | Incremental Energy Savings (MWh or mTherms) | Achievable Economic TRC Potential | 0 | 0 | 0 | 0 | 0 | 0 | 0 | 0 | 0 | 0 | 0 | 0 | 0 | 0 | 0 | 0 | 0 | 0 | 0 | 0 | 0 | 0 | 0 | 0 | 0 | 0 | 0 | 0 | 0 | 0 | 0
F5_Industrial_Agriculture_New_Process_Natural Gas_Gas Boiler - High Turndown_A_Achievable Economic TRC Potential | F5 | Industrial | Agriculture | New | Process | Natural Gas | Gas Boiler - High Turndown | A | Incremental Summer Peak Savings (MW) | Achievable Economic TRC Potential | 0 | 0 | 0 | 0 | 0 | 0 | 0 | 0 | 0 | 0 | 0 | 0 | 0 | 0 | 0 | 0 | 0 | 0 | 0 | 0 | 0 | 0 | 0 | 0 | 0 | 0 | 0 | 0 | 0 | 0 | 0
F6_Industrial_Agriculture_New_Process_Natural Gas_Gas Boiler - High Turndown_A_Achievable Economic TRC Potential | F6 | Industrial | Agriculture | New | Process | Natural Gas | Gas Boiler - High Turndown | A | Incremental Winter Peak Savings (MW) | Achievable Economic TRC Potential | 0 | 0 | 0 | 0 | 0 | 0 | 0 | 0 | 0 | 0 | 0 | 0 | 0 | 0 | 0 | 0 | 0 | 0 | 0 | 0 | 0 | 0 | 0 | 0 | 0 | 0 | 0 | 0 | 0 | 0 | 0
F7_Industrial_Agriculture_New_Process_Natural Gas_Gas Boiler - High Turndown_A_Achievable Economic TRC Potential | F7 | Industrial | Agriculture | New | Process | Natural Gas | Gas Boiler - High Turndown | A | Cumulative Energy Savings (MWh or mTherms) | Achievable Economic TRC Potential | 0 | 0 | 0 | 0 | 0 | 0 | 0 | 0 | 0 | 0 | 0 | 0 | 0 | 0 | 0 | 0 | 0 | 0 | 0 | 0 | 0 | 0 | 0 | 0 | 0 | 0 | 0 | 0 | 0 | 0 | 0
F8_Industrial_Agriculture_New_Process_Natural Gas_Gas Boiler - High Turndown_A_Achievable Economic TRC Potential | F8 | Industrial | Agriculture | New | Process | Natural Gas | Gas Boiler - High Turndown | A | Cumulative Summer Peak Savings (MW) | Achievable Economic TRC Potential | 0 | 0 | 0 | 0 | 0 | 0 | 0 | 0 | 0 | 0 | 0 | 0 | 0 | 0 | 0 | 0 | 0 | 0 | 0 | 0 | 0 | 0 | 0 | 0 | 0 | 0 | 0 | 0 | 0 | 0 | 0
F9_Industrial_Agriculture_New_Process_Natural Gas_Gas Boiler - High Turndown_A_Achievable Economic TRC Potential | F9 | Industrial | Agriculture | New | Process | Natural Gas | Gas Boiler - High Turndown | A | Cumulative Winter Peak Savings (MW) | Achievable Economic TRC Potential | 0 | 0 | 0 | 0 | 0 | 0 | 0 | 0 | 0 | 0 | 0 | 0 | 0 | 0 | 0 | 0 | 0 | 0 | 0 | 0 | 0 | 0 | 0 | 0 | 0 | 0 | 0 | 0 | 0 | 0 | 0
F10_Industrial_Agriculture_New_Process_Natural Gas_Gas Boiler - High Turndown_A_Achievable Economic TRC Potential | F10 | Industrial | Agriculture | New | Process | Natural Gas | Gas Boiler - High Turndown | A | Purchases (Incremental) | Achievable Economic TRC Potential | 0 | 0 | 0 | 0 | 0 | 0 | 0 | 0 | 0 | 0 | 0 | 0 | 0 | 0 | 0 | 0 | 0 | 0 | 0 | 0 | 0 | 0 | 0 | 0 | 0 | 0 | 0 | 0 | 0 | 0 | 0
F11_Industrial_Agriculture_New_Process_Natural Gas_Gas Boiler - High Turndown_A_Achievable Economic TRC Potential | F11 | Industrial | Agriculture | New | Process | Natural Gas | Gas Boiler - High Turndown | A | Purchases (Cumulative) | Achievable Economic TRC Potential | 0 | 0 | 0 | 0 | 0 | 0 | 0 | 0 | 0 | 0 | 0 | 0 | 0 | 0 | 0 | 0 | 0 | 0 | 0 | 0 | 0 | 0 | 0 | 0 | 0 | 0 | 0 | 0 | 0 | 0 | 0
F1_Industrial_Agriculture_New_Space Heating_Natural Gas_Gas Boiler - Burner Control Optimization_A_Achievable Economic TRC Potential | F1 | Industrial | Agriculture | New | Space Heating | Natural Gas | Gas Boiler - Burner Control Optimization | A | Integrated Unit Energy Savings (kWh or therms) | Achievable Economic TRC Potential | 0 | 0 | 0 | 0 | 0 | 0 | 0 | 0 | 0 | 0 | 0 | 0 | 0 | 0 | 0 | 0 | 0 | 0 | 0 | 0 | 0 | 0 | 0 | 0 | 0 | 0 | 0 | 0 | 0 | 0 | 0
F2_Industrial_Agriculture_New_Space Heating_Natural Gas_Gas Boiler - Burner Control Optimization_A_Achievable Economic TRC Potential | F2 | Industrial | Agriculture | New | Space Heating | Natural Gas | Gas Boiler - Burner Control Optimization | A | Integrated Unit Summer Peak Savings (kW) | Achievable Economic TRC Potential | 0 | 0 | 0 | 0 | 0 | 0 | 0 | 0 | 0 | 0 | 0 | 0 | 0 | 0 | 0 | 0 | 0 | 0 | 0 | 0 | 0 | 0 | 0 | 0 | 0 | 0 | 0 | 0 | 0 | 0 | 0
F3_Industrial_Agriculture_New_Space Heating_Natural Gas_Gas Boiler - Burner Control Optimization_A_Achievable Economic TRC Potential | F3 | Industrial | Agriculture | New | Space Heating | Natural Gas | Gas Boiler - Burner Control Optimization | A | Integrated Unit Winter Peak Savings (kW) | Achievable Economic TRC Potential | 0 | 0 | 0 | 0 | 0 | 0 | 0 | 0 | 0 | 0 | 0 | 0 | 0 | 0 | 0 | 0 | 0 | 0 | 0 | 0 | 0 | 0 | 0 | 0 | 0 | 0 | 0 | 0 | 0 | 0 | 0
F4_Industrial_Agriculture_New_Space Heating_Natural Gas_Gas Boiler - Burner Control Optimization_A_Achievable Economic TRC Potential | F4 | Industrial | Agriculture | New | Space Heating | Natural Gas | Gas Boiler - Burner Control Optimization | A | Incremental Energy Savings (MWh or mTherms) | Achievable Economic TRC Potential | 0 | 0 | 0 | 0 | 0 | 0 | 0 | 0 | 0 | 0 | 0 | 0 | 0 | 0 | 0 | 0 | 0 | 0 | 0 | 0 | 0 | 0 | 0 | 0 | 0 | 0 | 0 | 0 | 0 | 0 | 0
F5_Industrial_Agriculture_New_Space Heating_Natural Gas_Gas Boiler - Burner Control Optimization_A_Achievable Economic TRC Potential | F5 | Industrial | Agriculture | New | Space Heating | Natural Gas | Gas Boiler - Burner Control Optimization | A | Incremental Summer Peak Savings (MW) | Achievable Economic TRC Potential | 0 | 0 | 0 | 0 | 0 | 0 | 0 | 0 | 0 | 0 | 0 | 0 | 0 | 0 | 0 | 0 | 0 | 0 | 0 | 0 | 0 | 0 | 0 | 0 | 0 | 0 | 0 | 0 | 0 | 0 | 0
F6_Industrial_Agriculture_New_Space Heating_Natural Gas_Gas Boiler - Burner Control Optimization_A_Achievable Economic TRC Potential | F6 | Industrial | Agriculture | New | Space Heating | Natural Gas | Gas Boiler - Burner Control Optimization | A | Incremental Winter Peak Savings (MW) | Achievable Economic TRC Potential | 0 | 0 | 0 | 0 | 0 | 0 | 0 | 0 | 0 | 0 | 0 | 0 | 0 | 0 | 0 | 0 | 0 | 0 | 0 | 0 | 0 | 0 | 0 | 0 | 0 | 0 | 0 | 0 | 0 | 0 | 0
F7_Industrial_Agriculture_New_Space Heating_Natural Gas_Gas Boiler - Burner Control Optimization_A_Achievable Economic TRC Potential | F7 | Industrial | Agriculture | New | Space Heating | Natural Gas | Gas Boiler - Burner Control Optimization | A | Cumulative Energy Savings (MWh or mTherms) | Achievable Economic TRC Potential | 0 | 0 | 0 | 0 | 0 | 0 | 0 | 0 | 0 | 0 | 0 | 0 | 0 | 0 | 0 | 0 | 0 | 0 | 0 | 0 | 0 | 0 | 0 | 0 | 0 | 0 | 0 | 0 | 0 | 0 | 0
F8_Industrial_Agriculture_New_Space Heating_Natural Gas_Gas Boiler - Burner Control Optimization_A_Achievable Economic TRC Potential | F8 | Industrial | Agriculture | New | Space Heating | Natural Gas | Gas Boiler - Burner Control Optimization | A | Cumulative Summer Peak Savings (MW) | Achievable Economic TRC Potential | 0 | 0 | 0 | 0 | 0 | 0 | 0 | 0 | 0 | 0 | 0 | 0 | 0 | 0 | 0 | 0 | 0 | 0 | 0 | 0 | 0 | 0 | 0 | 0 | 0 | 0 | 0 | 0 | 0 | 0 | 0
F9_Industrial_Agriculture_New_Space Heating_Natural Gas_Gas Boiler - Burner Control Optimization_A_Achievable Economic TRC Potential | F9 | Industrial | Agriculture | New | Space Heating | Natural Gas | Gas Boiler - Burner Control Optimization | A | Cumulative Winter Peak Savings (MW) | Achievable Economic TRC Potential | 0 | 0 | 0 | 0 | 0 | 0 | 0 | 0 | 0 | 0 | 0 | 0 | 0 | 0 | 0 | 0 | 0 | 0 | 0 | 0 | 0 | 0 | 0 | 0 | 0 | 0 | 0 | 0 | 0 | 0 | 0
F10_Industrial_Agriculture_New_Space Heating_Natural Gas_Gas Boiler - Burner Control Optimization_A_Achievable Economic TRC Potential | F10 | Industrial | Agriculture | New | Space Heating | Natural Gas | Gas Boiler - Burner Control Optimization | A | Purchases (Incremental) | Achievable Economic TRC Potential | 0 | 0 | 0 | 0 | 0 | 0 | 0 | 0 | 0 | 0 | 0 | 0 | 0 | 0 | 0 | 0 | 0 | 0 | 0 | 0 | 0 | 0 | 0 | 0 | 0 | 0 | 0 | 0 | 0 | 0 | 0
F11_Industrial_Agriculture_New_Space Heating_Natural Gas_Gas Boiler - Burner Control Optimization_A_Achievable Economic TRC Potential | F11 | Industrial | Agriculture | New | Space Heating | Natural Gas | Gas Boiler - Burner Control Optimization | A | Purchases (Cumulative) | Achievable Economic TRC Potential | 0 | 0 | 0 | 0 | 0 | 0 | 0 | 0 | 0 | 0 | 0 | 0 | 0 | 0 | 0 | 0 | 0 | 0 | 0 | 0 | 0 | 0 | 0 | 0 | 0 | 0 | 0 | 0 | 0 | 0 | 0
F1_Industrial_Agriculture_New_Process_Natural Gas_Gas Boiler - Burner Control Optimization_A_Achievable Economic TRC Potential | F1 | Industrial | Agriculture | New | Process | Natural Gas | Gas Boiler - Burner Control Optimization | A | Integrated Unit Energy Savings (kWh or therms) | Achievable Economic TRC Potential | 0 | 0 | 0 | 0 | 0 | 0.61357 | 0.61213 | 0.61082 | 0.60963 | 0.60848 | 0.60767 | 0.60698 | 0.60639 | 0.60591 | 0.60552 | 0.60523 | 0.60504 | 0.60491 | 0.60483 | 0.60477 | 0.60476 | 0.60476 | 0.60475 | 0.60472 | 0.60468 | 0.60507 | 0.60544 | 0.60578 | 0.61528 | 0.61528 | 0.61528
F2_Industrial_Agriculture_New_Process_Natural Gas_Gas Boiler - Burner Control Optimization_A_Achievable Economic TRC Potential | F2 | Industrial | Agriculture | New | Process | Natural Gas | Gas Boiler - Burner Control Optimization | A | Integrated Unit Summer Peak Savings (kW) | Achievable Economic TRC Potential | 0 | 0 | 0 | 0 | 0 | 0 | 0 | 0 | 0 | 0 | 0 | 0 | 0 | 0 | 0 | 0 | 0 | 0 | 0 | 0 | 0 | 0 | 0 | 0 | 0 | 0 | 0 | 0 | 0 | 0 | 0
F3_Industrial_Agriculture_New_Process_Natural Gas_Gas Boiler - Burner Control Optimization_A_Achievable Economic TRC Potential | F3 | Industrial | Agriculture | New | Process | Natural Gas | Gas Boiler - Burner Control Optimization | A | Integrated Unit Winter Peak Savings (kW) | Achievable Economic TRC Potential | 0 | 0 | 0 | 0 | 0 | 0 | 0 | 0 | 0 | 0 | 0 | 0 | 0 | 0 | 0 | 0 | 0 | 0 | 0 | 0 | 0 | 0 | 0 | 0 | 0 | 0 | 0 | 0 | 0 | 0 | 0
F4_Industrial_Agriculture_New_Process_Natural Gas_Gas Boiler - Burner Control Optimization_A_Achievable Economic TRC Potential | F4 | Industrial | Agriculture | New | Process | Natural Gas | Gas Boiler - Burner Control Optimization | A | Incremental Energy Savings (MWh or mTherms) | Achievable Economic TRC Potential | 0 | 0 | 0 | 0 | 0 | 0 | 0 | 0 | 0 | 0 | 0 | 0 | 0 | 0 | 0 | 0 | 0 | 0 | 0 | 0 | 0 | 0 | 0 | 0 | 0 | 0 | 0 | 0 | 0 | 0 | 0
F5_Industrial_Agriculture_New_Process_Natural Gas_Gas Boiler - Burner Control Optimization_A_Achievable Economic TRC Potential | F5 | Industrial | Agriculture | New | Process | Natural Gas | Gas Boiler - Burner Control Optimization | A | Incremental Summer Peak Savings (MW) | Achievable Economic TRC Potential | 0 | 0 | 0 | 0 | 0 | 0 | 0 | 0 | 0 | 0 | 0 | 0 | 0 | 0 | 0 | 0 | 0 | 0 | 0 | 0 | 0 | 0 | 0 | 0 | 0 | 0 | 0 | 0 | 0 | 0 | 0
F6_Industrial_Agriculture_New_Process_Natural Gas_Gas Boiler - Burner Control Optimization_A_Achievable Economic TRC Potential | F6 | Industrial | Agriculture | New | Process | Natural Gas | Gas Boiler - Burner Control Optimization | A | Incremental Winter Peak Savings (MW) | Achievable Economic TRC Potential | 0 | 0 | 0 | 0 | 0 | 0 | 0 | 0 | 0 | 0 | 0 | 0 | 0 | 0 | 0 | 0 | 0 | 0 | 0 | 0 | 0 | 0 | 0 | 0 | 0 | 0 | 0 | 0 | 0 | 0 | 0
F7_Industrial_Agriculture_New_Process_Natural Gas_Gas Boiler - Burner Control Optimization_A_Achievable Economic TRC Potential | F7 | Industrial | Agriculture | New | Process | Natural Gas | Gas Boiler - Burner Control Optimization | A | Cumulative Energy Savings (MWh or mTherms) | Achievable Economic TRC Potential | 0 | 0 | 0 | 0 | 0 | 0 | 0 | 0 | 0 | 0 | 0 | 0 | 0 | 0 | 0 | 0 | 0 | 0 | 0 | 0 | 0 | 0 | 0 | 0 | 0 | 0 | 0 | 0 | 0 | 0 | 0
F8_Industrial_Agriculture_New_Process_Natural Gas_Gas Boiler - Burner Control Optimization_A_Achievable Economic TRC Potential | F8 | Industrial | Agriculture | New | Process | Natural Gas | Gas Boiler - Burner Control Optimization | A | Cumulative Summer Peak Savings (MW) | Achievable Economic TRC Potential | 0 | 0 | 0 | 0 | 0 | 0 | 0 | 0 | 0 | 0 | 0 | 0 | 0 | 0 | 0 | 0 | 0 | 0 | 0 | 0 | 0 | 0 | 0 | 0 | 0 | 0 | 0 | 0 | 0 | 0 | 0
F9_Industrial_Agriculture_New_Process_Natural Gas_Gas Boiler - Burner Control Optimization_A_Achievable Economic TRC Potential | F9 | Industrial | Agriculture | New | Process | Natural Gas | Gas Boiler - Burner Control Optimization | A | Cumulative Winter Peak Savings (MW) | Achievable Economic TRC Potential | 0 | 0 | 0 | 0 | 0 | 0 | 0 | 0 | 0 | 0 | 0 | 0 | 0 | 0 | 0 | 0 | 0 | 0 | 0 | 0 | 0 | 0 | 0 | 0 | 0 | 0 | 0 | 0 | 0 | 0 | 0
F10_Industrial_Agriculture_New_Process_Natural Gas_Gas Boiler - Burner Control Optimization_A_Achievable Economic TRC Potential | F10 | Industrial | Agriculture | New | Process | Natural Gas | Gas Boiler - Burner Control Optimization | A | Purchases (Incremental) | Achievable Economic TRC Potential | 0 | 0 | 0 | 0 | 0 | 0 | 0 | 0 | 0 | 0 | 0 | 0 | 0 | 0 | 0 | 0 | 0 | 0 | 0 | 0 | 0 | 0 | 0 | 0 | 0 | 0 | 0 | 0 | 0 | 0 | 0
F11_Industrial_Agriculture_New_Process_Natural Gas_Gas Boiler - Burner Control Optimization_A_Achievable Economic TRC Potential | F11 | Industrial | Agriculture | New | Process | Natural Gas | Gas Boiler - Burner Control Optimization | A | Purchases (Cumulative) | Achievable Economic TRC Potential | 0 | 0 | 0 | 0 | 0 | 0 | 0 | 0 | 0 | 0 | 0 | 0 | 0 | 0 | 0 | 0 | 0 | 0 | 0 | 0 | 0 | 0 | 0 | 0 | 0 | 0 | 0 | 0 | 0 | 0 | 0
F1_Industrial_Agriculture_New_Space Heating_Natural Gas_HVAC - Demand Controlled Ventilation_A_Achievable Economic TRC Potential | F1 | Industrial | Agriculture | New | Space Heating | Natural Gas | HVAC - Demand Controlled Ventilation | A | Integrated Unit Energy Savings (kWh or therms) | Achievable Economic TRC Potential | 0 | 0 | 0 | 0 | 0 | 0 | 0 | 0 | 0 | 0 | 0 | 0 | 0 | 0 | 0 | 0 | 0 | 0 | 0 | 0 | 0 | 0 | 0 | 0 | 0 | 0 | 0 | 0 | 0 | 0 | 0
F2_Industrial_Agriculture_New_Space Heating_Natural Gas_HVAC - Demand Controlled Ventilation_A_Achievable Economic TRC Potential | F2 | Industrial | Agriculture | New | Space Heating | Natural Gas | HVAC - Demand Controlled Ventilation | A | Integrated Unit Summer Peak Savings (kW) | Achievable Economic TRC Potential | 0 | 0 | 0 | 0 | 0 | 0 | 0 | 0 | 0 | 0 | 0 | 0 | 0 | 0 | 0 | 0 | 0 | 0 | 0 | 0 | 0 | 0 | 0 | 0 | 0 | 0 | 0 | 0 | 0 | 0 | 0
F3_Industrial_Agriculture_New_Space Heating_Natural Gas_HVAC - Demand Controlled Ventilation_A_Achievable Economic TRC Potential | F3 | Industrial | Agriculture | New | Space Heating | Natural Gas | HVAC - Demand Controlled Ventilation | A | Integrated Unit Winter Peak Savings (kW) | Achievable Economic TRC Potential | 0 | 0 | 0 | 0 | 0 | 0 | 0 | 0 | 0 | 0 | 0 | 0 | 0 | 0 | 0 | 0 | 0 | 0 | 0 | 0 | 0 | 0 | 0 | 0 | 0 | 0 | 0 | 0 | 0 | 0 | 0
F4_Industrial_Agriculture_New_Space Heating_Natural Gas_HVAC - Demand Controlled Ventilation_A_Achievable Economic TRC Potential | F4 | Industrial | Agriculture | New | Space Heating | Natural Gas | HVAC - Demand Controlled Ventilation | A | Incremental Energy Savings (MWh or mTherms) | Achievable Economic TRC Potential | 0 | 0 | 0 | 0 | 0 | 0 | 0 | 0 | 0 | 0 | 0 | 0 | 0 | 0 | 0 | 0 | 0 | 0 | 0 | 0 | 0 | 0 | 0 | 0 | 0 | 0 | 0 | 0 | 0 | 0 | 0
F5_Industrial_Agriculture_New_Space Heating_Natural Gas_HVAC - Demand Controlled Ventilation_A_Achievable Economic TRC Potential | F5 | Industrial | Agriculture | New | Space Heating | Natural Gas | HVAC - Demand Controlled Ventilation | A | Incremental Summer Peak Savings (MW) | Achievable Economic TRC Potential | 0 | 0 | 0 | 0 | 0 | 0 | 0 | 0 | 0 | 0 | 0 | 0 | 0 | 0 | 0 | 0 | 0 | 0 | 0 | 0 | 0 | 0 | 0 | 0 | 0 | 0 | 0 | 0 | 0 | 0 | 0
F6_Industrial_Agriculture_New_Space Heating_Natural Gas_HVAC - Demand Controlled Ventilation_A_Achievable Economic TRC Potential | F6 | Industrial | Agriculture | New | Space Heating | Natural Gas | HVAC - Demand Controlled Ventilation | A | Incremental Winter Peak Savings (MW) | Achievable Economic TRC Potential | 0 | 0 | 0 | 0 | 0 | 0 | 0 | 0 | 0 | 0 | 0 | 0 | 0 | 0 | 0 | 0 | 0 | 0 | 0 | 0 | 0 | 0 | 0 | 0 | 0 | 0 | 0 | 0 | 0 | 0 | 0
F7_Industrial_Agriculture_New_Space Heating_Natural Gas_HVAC - Demand Controlled Ventilation_A_Achievable Economic TRC Potential | F7 | Industrial | Agriculture | New | Space Heating | Natural Gas | HVAC - Demand Controlled Ventilation | A | Cumulative Energy Savings (MWh or mTherms) | Achievable Economic TRC Potential | 0 | 0 | 0 | 0 | 0 | 0 | 0 | 0 | 0 | 0 | 0 | 0 | 0 | 0 | 0 | 0 | 0 | 0 | 0 | 0 | 0 | 0 | 0 | 0 | 0 | 0 | 0 | 0 | 0 | 0 | 0
F8_Industrial_Agriculture_New_Space Heating_Natural Gas_HVAC - Demand Controlled Ventilation_A_Achievable Economic TRC Potential | F8 | Industrial | Agriculture | New | Space Heating | Natural Gas | HVAC - Demand Controlled Ventilation | A | Cumulative Summer Peak Savings (MW) | Achievable Economic TRC Potential | 0 | 0 | 0 | 0 | 0 | 0 | 0 | 0 | 0 | 0 | 0 | 0 | 0 | 0 | 0 | 0 | 0 | 0 | 0 | 0 | 0 | 0 | 0 | 0 | 0 | 0 | 0 | 0 | 0 | 0 | 0
F9_Industrial_Agriculture_New_Space Heating_Natural Gas_HVAC - Demand Controlled Ventilation_A_Achievable Economic TRC Potential | F9 | Industrial | Agriculture | New | Space Heating | Natural Gas | HVAC - Demand Controlled Ventilation | A | Cumulative Winter Peak Savings (MW) | Achievable Economic TRC Potential | 0 | 0 | 0 | 0 | 0 | 0 | 0 | 0 | 0 | 0 | 0 | 0 | 0 | 0 | 0 | 0 | 0 | 0 | 0 | 0 | 0 | 0 | 0 | 0 | 0 | 0 | 0 | 0 | 0 | 0 | 0
F10_Industrial_Agriculture_New_Space Heating_Natural Gas_HVAC - Demand Controlled Ventilation_A_Achievable Economic TRC Potential | F10 | Industrial | Agriculture | New | Space Heating | Natural Gas | HVAC - Demand Controlled Ventilation | A | Purchases (Incremental) | Achievable Economic TRC Potential | 0 | 0 | 0 | 0 | 0 | 0 | 0 | 0 | 0 | 0 | 0 | 0 | 0 | 0 | 0 | 0 | 0 | 0 | 0 | 0 | 0 | 0 | 0 | 0 | 0 | 0 | 0 | 0 | 0 | 0 | 0
F11_Industrial_Agriculture_New_Space Heating_Natural Gas_HVAC - Demand Controlled Ventilation_A_Achievable Economic TRC Potential | F11 | Industrial | Agriculture | New | Space Heating | Natural Gas | HVAC - Demand Controlled Ventilation | A | Purchases (Cumulative) | Achievable Economic TRC Potential | 0 | 0 | 0 | 0 | 0 | 0 | 0 | 0 | 0 | 0 | 0 | 0 | 0 | 0 | 0 | 0 | 0 | 0 | 0 | 0 | 0 | 0 | 0 | 0 | 0 | 0 | 0 | 0 | 0 | 0 | 0
F1_Industrial_Agriculture_New_Space Heating_Natural Gas_Gas Boiler - Stack Economizer_A_Achievable Economic TRC Potential | F1 | Industrial | Agriculture | New | Space Heating | Natural Gas | Gas Boiler - Stack Economizer | A | Integrated Unit Energy Savings (kWh or therms) | Achievable Economic TRC Potential | 0 | 0 | 0 | 0 | 0 | 0 | 0 | 0 | 0 | 0 | 0 | 0 | 0 | 0 | 0 | 0 | 0 | 0 | 0 | 0 | 0 | 0 | 0 | 0 | 0 | 0 | 0 | 0 | 0 | 0 | 0
F2_Industrial_Agriculture_New_Space Heating_Natural Gas_Gas Boiler - Stack Economizer_A_Achievable Economic TRC Potential | F2 | Industrial | Agriculture | New | Space Heating | Natural Gas | Gas Boiler - Stack Economizer | A | Integrated Unit Summer Peak Savings (kW) | Achievable Economic TRC Potential | 0 | 0 | 0 | 0 | 0 | 0 | 0 | 0 | 0 | 0 | 0 | 0 | 0 | 0 | 0 | 0 | 0 | 0 | 0 | 0 | 0 | 0 | 0 | 0 | 0 | 0 | 0 | 0 | 0 | 0 | 0
F3_Industrial_Agriculture_New_Space Heating_Natural Gas_Gas Boiler - Stack Economizer_A_Achievable Economic TRC Potential | F3 | Industrial | Agriculture | New | Space Heating | Natural Gas | Gas Boiler - Stack Economizer | A | Integrated Unit Winter Peak Savings (kW) | Achievable Economic TRC Potential | 0 | 0 | 0 | 0 | 0 | 0 | 0 | 0 | 0 | 0 | 0 | 0 | 0 | 0 | 0 | 0 | 0 | 0 | 0 | 0 | 0 | 0 | 0 | 0 | 0 | 0 | 0 | 0 | 0 | 0 | 0
F4_Industrial_Agriculture_New_Space Heating_Natural Gas_Gas Boiler - Stack Economizer_A_Achievable Economic TRC Potential | F4 | Industrial | Agriculture | New | Space Heating | Natural Gas | Gas Boiler - Stack Economizer | A | Incremental Energy Savings (MWh or mTherms) | Achievable Economic TRC Potential | 0 | 0 | 0 | 0 | 0 | 0 | 0 | 0 | 0 | 0 | 0 | 0 | 0 | 0 | 0 | 0 | 0 | 0 | 0 | 0 | 0 | 0 | 0 | 0 | 0 | 0 | 0 | 0 | 0 | 0 | 0
F5_Industrial_Agriculture_New_Space Heating_Natural Gas_Gas Boiler - Stack Economizer_A_Achievable Economic TRC Potential | F5 | Industrial | Agriculture | New | Space Heating | Natural Gas | Gas Boiler - Stack Economizer | A | Incremental Summer Peak Savings (MW) | Achievable Economic TRC Potential | 0 | 0 | 0 | 0 | 0 | 0 | 0 | 0 | 0 | 0 | 0 | 0 | 0 | 0 | 0 | 0 | 0 | 0 | 0 | 0 | 0 | 0 | 0 | 0 | 0 | 0 | 0 | 0 | 0 | 0 | 0
F6_Industrial_Agriculture_New_Space Heating_Natural Gas_Gas Boiler - Stack Economizer_A_Achievable Economic TRC Potential | F6 | Industrial | Agriculture | New | Space Heating | Natural Gas | Gas Boiler - Stack Economizer | A | Incremental Winter Peak Savings (MW) | Achievable Economic TRC Potential | 0 | 0 | 0 | 0 | 0 | 0 | 0 | 0 | 0 | 0 | 0 | 0 | 0 | 0 | 0 | 0 | 0 | 0 | 0 | 0 | 0 | 0 | 0 | 0 | 0 | 0 | 0 | 0 | 0 | 0 | 0
F7_Industrial_Agriculture_New_Space Heating_Natural Gas_Gas Boiler - Stack Economizer_A_Achievable Economic TRC Potential | F7 | Industrial | Agriculture | New | Space Heating | Natural Gas | Gas Boiler - Stack Economizer | A | Cumulative Energy Savings (MWh or mTherms) | Achievable Economic TRC Potential | 0 | 0 | 0 | 0 | 0 | 0 | 0 | 0 | 0 | 0 | 0 | 0 | 0 | 0 | 0 | 0 | 0 | 0 | 0 | 0 | 0 | 0 | 0 | 0 | 0 | 0 | 0 | 0 | 0 | 0 | 0
F8_Industrial_Agriculture_New_Space Heating_Natural Gas_Gas Boiler - Stack Economizer_A_Achievable Economic TRC Potential | F8 | Industrial | Agriculture | New | Space Heating | Natural Gas | Gas Boiler - Stack Economizer | A | Cumulative Summer Peak Savings (MW) | Achievable Economic TRC Potential | 0 | 0 | 0 | 0 | 0 | 0 | 0 | 0 | 0 | 0 | 0 | 0 | 0 | 0 | 0 | 0 | 0 | 0 | 0 | 0 | 0 | 0 | 0 | 0 | 0 | 0 | 0 | 0 | 0 | 0 | 0
F9_Industrial_Agriculture_New_Space Heating_Natural Gas_Gas Boiler - Stack Economizer_A_Achievable Economic TRC Potential | F9 | Industrial | Agriculture | New | Space Heating | Natural Gas | Gas Boiler - Stack Economizer | A | Cumulative Winter Peak Savings (MW) | Achievable Economic TRC Potential | 0 | 0 | 0 | 0 | 0 | 0 | 0 | 0 | 0 | 0 | 0 | 0 | 0 | 0 | 0 | 0 | 0 | 0 | 0 | 0 | 0 | 0 | 0 | 0 | 0 | 0 | 0 | 0 | 0 | 0 | 0
F10_Industrial_Agriculture_New_Space Heating_Natural Gas_Gas Boiler - Stack Economizer_A_Achievable Economic TRC Potential | F10 | Industrial | Agriculture | New | Space Heating | Natural Gas | Gas Boiler - Stack Economizer | A | Purchases (Incremental) | Achievable Economic TRC Potential | 0 | 0 | 0 | 0 | 0 | 0 | 0 | 0 | 0 | 0 | 0 | 0 | 0 | 0 | 0 | 0 | 0 | 0 | 0 | 0 | 0 | 0 | 0 | 0 | 0 | 0 | 0 | 0 | 0 | 0 | 0
F11_Industrial_Agriculture_New_Space Heating_Natural Gas_Gas Boiler - Stack Economizer_A_Achievable Economic TRC Potential | F11 | Industrial | Agriculture | New | Space Heating | Natural Gas | Gas Boiler - Stack Economizer | A | Purchases (Cumulative) | Achievable Economic TRC Potential | 0 | 0 | 0 | 0 | 0 | 0 | 0 | 0 | 0 | 0 | 0 | 0 | 0 | 0 | 0 | 0 | 0 | 0 | 0 | 0 | 0 | 0 | 0 | 0 | 0 | 0 | 0 | 0 | 0 | 0 | 0
F1_Industrial_Agriculture_New_Process_Natural Gas_Gas Boiler - Stack Economizer_A_Achievable Economic TRC Potential | F1 | Industrial | Agriculture | New | Process | Natural Gas | Gas Boiler - Stack Economizer | A | Integrated Unit Energy Savings (kWh or therms) | Achievable Economic TRC Potential | 0 | 0 | 0 | 0 | 0 | 2.0366 | 2.0364 | 2.0364 | 2.0364 | 2.0365 | 2.0365 | 2.0365 | 2.0365 | 2.0366 | 2.0366 | 2.0366 | 2.0366 | 2.0366 | 2.0366 | 2.0366 | 2.0366 | 2.0366 | 2.0366 | 2.0366 | 2.0367 | 2.0367 | 2.0367 | 2.0367 | 2.0368 | 2.0368 | 2.0368
F2_Industrial_Agriculture_New_Process_Natural Gas_Gas Boiler - Stack Economizer_A_Achievable Economic TRC Potential | F2 | Industrial | Agriculture | New | Process | Natural Gas | Gas Boiler - Stack Economizer | A | Integrated Unit Summer Peak Savings (kW) | Achievable Economic TRC Potential | 0 | 0 | 0 | 0 | 0 | 0 | 0 | 0 | 0 | 0 | 0 | 0 | 0 | 0 | 0 | 0 | 0 | 0 | 0 | 0 | 0 | 0 | 0 | 0 | 0 | 0 | 0 | 0 | 0 | 0 | 0
F3_Industrial_Agriculture_New_Process_Natural Gas_Gas Boiler - Stack Economizer_A_Achievable Economic TRC Potential | F3 | Industrial | Agriculture | New | Process | Natural Gas | Gas Boiler - Stack Economizer | A | Integrated Unit Winter Peak Savings (kW) | Achievable Economic TRC Potential | 0 | 0 | 0 | 0 | 0 | 0 | 0 | 0 | 0 | 0 | 0 | 0 | 0 | 0 | 0 | 0 | 0 | 0 | 0 | 0 | 0 | 0 | 0 | 0 | 0 | 0 | 0 | 0 | 0 | 0 | 0
F4_Industrial_Agriculture_New_Process_Natural Gas_Gas Boiler - Stack Economizer_A_Achievable Economic TRC Potential | F4 | Industrial | Agriculture | New | Process | Natural Gas | Gas Boiler - Stack Economizer | A | Incremental Energy Savings (MWh or mTherms) | Achievable Economic TRC Potential | 0 | 0 | 0 | 0 | 0 | 0.11225 | 0.13298 | 0.1537 | 0.1743 | 0.19492 | 0.194 | 0.16986 | 0.14759 | 0.12742 | 0.10929 | 0.093337 | 0.07935 | 0.067225 | 0.05676 | 0.047772 | 0.11226 | 0.13299 | 0.15372 | 0.17432 | 0.19494 | 0.19401 | 0.16988 | 0.1476 | 0.12743 | 0.1093 | 0.093347
F5_Industrial_Agriculture_New_Process_Natural Gas_Gas Boiler - Stack Economizer_A_Achievable Economic TRC Potential | F5 | Industrial | Agriculture | New | Process | Natural Gas | Gas Boiler - Stack Economizer | A | Incremental Summer Peak Savings (MW) | Achievable Economic TRC Potential | 0 | 0 | 0 | 0 | 0 | 0 | 0 | 0 | 0 | 0 | 0 | 0 | 0 | 0 | 0 | 0 | 0 | 0 | 0 | 0 | 0 | 0 | 0 | 0 | 0 | 0 | 0 | 0 | 0 | 0 | 0
F6_Industrial_Agriculture_New_Process_Natural Gas_Gas Boiler - Stack Economizer_A_Achievable Economic TRC Potential | F6 | Industrial | Agriculture | New | Process | Natural Gas | Gas Boiler - Stack Economizer | A | Incremental Winter Peak Savings (MW) | Achievable Economic TRC Potential | 0 | 0 | 0 | 0 | 0 | 0 | 0 | 0 | 0 | 0 | 0 | 0 | 0 | 0 | 0 | 0 | 0 | 0 | 0 | 0 | 0 | 0 | 0 | 0 | 0 | 0 | 0 | 0 | 0 | 0 | 0
F7_Industrial_Agriculture_New_Process_Natural Gas_Gas Boiler - Stack Economizer_A_Achievable Economic TRC Potential | F7 | Industrial | Agriculture | New | Process | Natural Gas | Gas Boiler - Stack Economizer | A | Cumulative Energy Savings (MWh or mTherms) | Achievable Economic TRC Potential | 0 | 0 | 0 | 0 | 0 | 0.11225 | 0.24523 | 0.39892 | 0.57323 | 0.76816 | 0.96217 | 1.132 | 1.2797 | 1.4071 | 1.5164 | 1.6097 | 1.6891 | 1.7563 | 1.8131 | 1.8609 | 1.8609 | 1.8609 | 1.8609 | 1.8609 | 1.8609 | 1.8609 | 1.8609 | 1.8609 | 0 | 0 | 0
F8_Industrial_Agriculture_New_Process_Natural Gas_Gas Boiler - Stack Economizer_A_Achievable Economic TRC Potential | F8 | Industrial | Agriculture | New | Process | Natural Gas | Gas Boiler - Stack Economizer | A | Cumulative Summer Peak Savings (MW) | Achievable Economic TRC Potential | 0 | 0 | 0 | 0 | 0 | 0 | 0 | 0 | 0 | 0 | 0 | 0 | 0 | 0 | 0 | 0 | 0 | 0 | 0 | 0 | 0 | 0 | 0 | 0 | 0 | 0 | 0 | 0 | 0 | 0 | 0
F9_Industrial_Agriculture_New_Process_Natural Gas_Gas Boiler - Stack Economizer_A_Achievable Economic TRC Potential | F9 | Industrial | Agriculture | New | Process | Natural Gas | Gas Boiler - Stack Economizer | A | Cumulative Winter Peak Savings (MW) | Achievable Economic TRC Potential | 0 | 0 | 0 | 0 | 0 | 0 | 0 | 0 | 0 | 0 | 0 | 0 | 0 | 0 | 0 | 0 | 0 | 0 | 0 | 0 | 0 | 0 | 0 | 0 | 0 | 0 | 0 | 0 | 0 | 0 | 0
F10_Industrial_Agriculture_New_Process_Natural Gas_Gas Boiler - Stack Economizer_A_Achievable Economic TRC Potential | F10 | Industrial | Agriculture | New | Process | Natural Gas | Gas Boiler - Stack Economizer | A | Purchases (Incremental) | Achievable Economic TRC Potential | 0 | 0 | 0 | 0 | 0 | 55.1186 | 65.3005 | 75.4768 | 85.5931 | 95.7149 | 95.2606 | 83.4095 | 72.4727 | 62.565 | 53.6631 | 45.8304 | 38.9622 | 33.0082 | 27.87 | 23.4563 | 55.1186 | 65.3005 | 75.4768 | 85.5931 | 95.7149 | 95.2606 | 83.4095 | 72.4727 | 62.565 | 53.6631 | 45.8304
F11_Industrial_Agriculture_New_Process_Natural Gas_Gas Boiler - Stack Economizer_A_Achievable Economic TRC Potential | F11 | Industrial | Agriculture | New | Process | Natural Gas | Gas Boiler - Stack Economizer | A | Purchases (Cumulative) | Achievable Economic TRC Potential | 0 | 0 | 0 | 0 | 0 | 55.1186 | 120.4191 | 195.896 | 281.4891 | 377.2041 | 472.4646 | 555.8741 | 628.3469 | 690.9118 | 744.575 | 790.4054 | 829.3676 | 862.3758 | 890.2458 | 913.7021 | 913.7021 | 913.7021 | 913.7021 | 913.7021 | 913.7021 | 913.7021 | 913.7021 | 913.7021 | 913.7021 | 913.7021 | 913.7021
F1_Industrial_Agriculture_New_Space Heating_Natural Gas_Gas Furnace Tube Inserts_A_Achievable Economic TRC Potential | F1 | Industrial | Agriculture | New | Space Heating | Natural Gas | Gas Furnace Tube Inserts | A | Integrated Unit Energy Savings (kWh or therms) | Achievable Economic TRC Potential | 0 | 0 | 0 | 0 | 0 | 0 | 0 | 0 | 0 | 0 | 0 | 0 | 0 | 0 | 0 | 0 | 0 | 0 | 0 | 0 | 0 | 0 | 0 | 0 | 0 | 0 | 0 | 0 | 0 | 0 | 0
F2_Industrial_Agriculture_New_Space Heating_Natural Gas_Gas Furnace Tube Inserts_A_Achievable Economic TRC Potential | F2 | Industrial | Agriculture | New | Space Heating | Natural Gas | Gas Furnace Tube Inserts | A | Integrated Unit Summer Peak Savings (kW) | Achievable Economic TRC Potential | 0 | 0 | 0 | 0 | 0 | 0 | 0 | 0 | 0 | 0 | 0 | 0 | 0 | 0 | 0 | 0 | 0 | 0 | 0 | 0 | 0 | 0 | 0 | 0 | 0 | 0 | 0 | 0 | 0 | 0 | 0
F3_Industrial_Agriculture_New_Space Heating_Natural Gas_Gas Furnace Tube Inserts_A_Achievable Economic TRC Potential | F3 | Industrial | Agriculture | New | Space Heating | Natural Gas | Gas Furnace Tube Inserts | A | Integrated Unit Winter Peak Savings (kW) | Achievable Economic TRC Potential | 0 | 0 | 0 | 0 | 0 | 0 | 0 | 0 | 0 | 0 | 0 | 0 | 0 | 0 | 0 | 0 | 0 | 0 | 0 | 0 | 0 | 0 | 0 | 0 | 0 | 0 | 0 | 0 | 0 | 0 | 0
F4_Industrial_Agriculture_New_Space Heating_Natural Gas_Gas Furnace Tube Inserts_A_Achievable Economic TRC Potential | F4 | Industrial | Agriculture | New | Space Heating | Natural Gas | Gas Furnace Tube Inserts | A | Incremental Energy Savings (MWh or mTherms) | Achievable Economic TRC Potential | 0 | 0 | 0 | 0 | 0 | 0 | 0 | 0 | 0 | 0 | 0 | 0 | 0 | 0 | 0 | 0 | 0 | 0 | 0 | 0 | 0 | 0 | 0 | 0 | 0 | 0 | 0 | 0 | 0 | 0 | 0
F5_Industrial_Agriculture_New_Space Heating_Natural Gas_Gas Furnace Tube Inserts_A_Achievable Economic TRC Potential | F5 | Industrial | Agriculture | New | Space Heating | Natural Gas | Gas Furnace Tube Inserts | A | Incremental Summer Peak Savings (MW) | Achievable Economic TRC Potential | 0 | 0 | 0 | 0 | 0 | 0 | 0 | 0 | 0 | 0 | 0 | 0 | 0 | 0 | 0 | 0 | 0 | 0 | 0 | 0 | 0 | 0 | 0 | 0 | 0 | 0 | 0 | 0 | 0 | 0 | 0
F6_Industrial_Agriculture_New_Space Heating_Natural Gas_Gas Furnace Tube Inserts_A_Achievable Economic TRC Potential | F6 | Industrial | Agriculture | New | Space Heating | Natural Gas | Gas Furnace Tube Inserts | A | Incremental Winter Peak Savings (MW) | Achievable Economic TRC Potential | 0 | 0 | 0 | 0 | 0 | 0 | 0 | 0 | 0 | 0 | 0 | 0 | 0 | 0 | 0 | 0 | 0 | 0 | 0 | 0 | 0 | 0 | 0 | 0 | 0 | 0 | 0 | 0 | 0 | 0 | 0
F7_Industrial_Agriculture_New_Space Heating_Natural Gas_Gas Furnace Tube Inserts_A_Achievable Economic TRC Potential | F7 | Industrial | Agriculture | New | Space Heating | Natural Gas | Gas Furnace Tube Inserts | A | Cumulative Energy Savings (MWh or mTherms) | Achievable Economic TRC Potential | 0 | 0 | 0 | 0 | 0 | 0 | 0 | 0 | 0 | 0 | 0 | 0 | 0 | 0 | 0 | 0 | 0 | 0 | 0 | 0 | 0 | 0 | 0 | 0 | 0 | 0 | 0 | 0 | 0 | 0 | 0
F8_Industrial_Agriculture_New_Space Heating_Natural Gas_Gas Furnace Tube Inserts_A_Achievable Economic TRC Potential | F8 | Industrial | Agriculture | New | Space Heating | Natural Gas | Gas Furnace Tube Inserts | A | Cumulative Summer Peak Savings (MW) | Achievable Economic TRC Potential | 0 | 0 | 0 | 0 | 0 | 0 | 0 | 0 | 0 | 0 | 0 | 0 | 0 | 0 | 0 | 0 | 0 | 0 | 0 | 0 | 0 | 0 | 0 | 0 | 0 | 0 | 0 | 0 | 0 | 0 | 0
F9_Industrial_Agriculture_New_Space Heating_Natural Gas_Gas Furnace Tube Inserts_A_Achievable Economic TRC Potential | F9 | Industrial | Agriculture | New | Space Heating | Natural Gas | Gas Furnace Tube Inserts | A | Cumulative Winter Peak Savings (MW) | Achievable Economic TRC Potential | 0 | 0 | 0 | 0 | 0 | 0 | 0 | 0 | 0 | 0 | 0 | 0 | 0 | 0 | 0 | 0 | 0 | 0 | 0 | 0 | 0 | 0 | 0 | 0 | 0 | 0 | 0 | 0 | 0 | 0 | 0
F10_Industrial_Agriculture_New_Space Heating_Natural Gas_Gas Furnace Tube Inserts_A_Achievable Economic TRC Potential | F10 | Industrial | Agriculture | New | Space Heating | Natural Gas | Gas Furnace Tube Inserts | A | Purchases (Incremental) | Achievable Economic TRC Potential | 0 | 0 | 0 | 0 | 0 | 0 | 0 | 0 | 0 | 0 | 0 | 0 | 0 | 0 | 0 | 0 | 0 | 0 | 0 | 0 | 0 | 0 | 0 | 0 | 0 | 0 | 0 | 0 | 0 | 0 | 0
F11_Industrial_Agriculture_New_Space Heating_Natural Gas_Gas Furnace Tube Inserts_A_Achievable Economic TRC Potential | F11 | Industrial | Agriculture | New | Space Heating | Natural Gas | Gas Furnace Tube Inserts | A | Purchases (Cumulative) | Achievable Economic TRC Potential | 0 | 0 | 0 | 0 | 0 | 0 | 0 | 0 | 0 | 0 | 0 | 0 | 0 | 0 | 0 | 0 | 0 | 0 | 0 | 0 | 0 | 0 | 0 | 0 | 0 | 0 | 0 | 0 | 0 | 0 | 0
F1_Industrial_Agriculture_New_Space Heating_Natural Gas_Space Heating - Heat Recovery Ventilator_A_Achievable Economic TRC Potential | F1 | Industrial | Agriculture | New | Space Heating | Natural Gas | Space Heating - Heat Recovery Ventilator | A | Integrated Unit Energy Savings (kWh or therms) | Achievable Economic TRC Potential | 0 | 0 | 0 | 0 | 0 | 0.012431 | 0.01222 | 0.012043 | 0.011887 | 0.011744 | 0.011613 | 0.011456 | 0.011283 | 0.011104 | 0.010924 | 0.010756 | 0.010601 | 0.010466 | 0.010303 | 0.010176 | 0.010082 | 0.010011 | 0.0099751 | 0.0099572 | 0.0099523 | 0.0099563 | 0.0099629 | 0.009972 | 0 | 0 | 0
F2_Industrial_Agriculture_New_Space Heating_Natural Gas_Space Heating - Heat Recovery Ventilator_A_Achievable Economic TRC Potential | F2 | Industrial | Agriculture | New | Space Heating | Natural Gas | Space Heating - Heat Recovery Ventilator | A | Integrated Unit Summer Peak Savings (kW) | Achievable Economic TRC Potential | 0 | 0 | 0 | 0 | 0 | 0 | 0 | 0 | 0 | 0 | 0 | 0 | 0 | 0 | 0 | 0 | 0 | 0 | 0 | 0 | 0 | 0 | 0 | 0 | 0 | 0 | 0 | 0 | 0 | 0 | 0
F3_Industrial_Agriculture_New_Space Heating_Natural Gas_Space Heating - Heat Recovery Ventilator_A_Achievable Economic TRC Potential | F3 | Industrial | Agriculture | New | Space Heating | Natural Gas | Space Heating - Heat Recovery Ventilator | A | Integrated Unit Winter Peak Savings (kW) | Achievable Economic TRC Potential | 0 | 0 | 0 | 0 | 0 | 0 | 0 | 0 | 0 | 0 | 0 | 0 | 0 | 0 | 0 | 0 | 0 | 0 | 0 | 0 | 0 | 0 | 0 | 0 | 0 | 0 | 0 | 0 | 0 | 0 | 0
F4_Industrial_Agriculture_New_Space Heating_Natural Gas_Space Heating - Heat Recovery Ventilator_A_Achievable Economic TRC Potential | F4 | Industrial | Agriculture | New | Space Heating | Natural Gas | Space Heating - Heat Recovery Ventilator | A | Incremental Energy Savings (MWh or mTherms) | Achievable Economic TRC Potential | 0 | 0 | 0 | 0 | 0 | 0 | 0 | 0 | 0 | 0 | 0 | 0 | 0 | 0 | 0 | 0 | 0 | 0 | 0 | 0 | 0 | 0 | 0 | 0 | 0 | 0 | 0 | 0 | 0 | 0 | 0
F5_Industrial_Agriculture_New_Space Heating_Natural Gas_Space Heating - Heat Recovery Ventilator_A_Achievable Economic TRC Potential | F5 | Industrial | Agriculture | New | Space Heating | Natural Gas | Space Heating - Heat Recovery Ventilator | A | Incremental Summer Peak Savings (MW) | Achievable Economic TRC Potential | 0 | 0 | 0 | 0 | 0 | 0 | 0 | 0 | 0 | 0 | 0 | 0 | 0 | 0 | 0 | 0 | 0 | 0 | 0 | 0 | 0 | 0 | 0 | 0 | 0 | 0 | 0 | 0 | 0 | 0 | 0
F6_Industrial_Agriculture_New_Space Heating_Natural Gas_Space Heating - Heat Recovery Ventilator_A_Achievable Economic TRC Potential | F6 | Industrial | Agriculture | New | Space Heating | Natural Gas | Space Heating - Heat Recovery Ventilator | A | Incremental Winter Peak Savings (MW) | Achievable Economic TRC Potential | 0 | 0 | 0 | 0 | 0 | 0 | 0 | 0 | 0 | 0 | 0 | 0 | 0 | 0 | 0 | 0 | 0 | 0 | 0 | 0 | 0 | 0 | 0 | 0 | 0 | 0 | 0 | 0 | 0 | 0 | 0
F7_Industrial_Agriculture_New_Space Heating_Natural Gas_Space Heating - Heat Recovery Ventilator_A_Achievable Economic TRC Potential | F7 | Industrial | Agriculture | New | Space Heating | Natural Gas | Space Heating - Heat Recovery Ventilator | A | Cumulative Energy Savings (MWh or mTherms) | Achievable Economic TRC Potential | 0 | 0 | 0 | 0 | 0 | 0 | 0 | 0 | 0 | 0 | 0 | 0 | 0 | 0 | 0 | 0 | 0 | 0 | 0 | 0 | 0 | 0 | 0 | 0 | 0 | 0 | 0 | 0 | 0 | 0 | 0
F8_Industrial_Agriculture_New_Space Heating_Natural Gas_Space Heating - Heat Recovery Ventilator_A_Achievable Economic TRC Potential | F8 | Industrial | Agriculture | New | Space Heating | Natural Gas | Space Heating - Heat Recovery Ventilator | A | Cumulative Summer Peak Savings (MW) | Achievable Economic TRC Potential | 0 | 0 | 0 | 0 | 0 | 0 | 0 | 0 | 0 | 0 | 0 | 0 | 0 | 0 | 0 | 0 | 0 | 0 | 0 | 0 | 0 | 0 | 0 | 0 | 0 | 0 | 0 | 0 | 0 | 0 | 0
F9_Industrial_Agriculture_New_Space Heating_Natural Gas_Space Heating - Heat Recovery Ventilator_A_Achievable Economic TRC Potential | F9 | Industrial | Agriculture | New | Space Heating | Natural Gas | Space Heating - Heat Recovery Ventilator | A | Cumulative Winter Peak Savings (MW) | Achievable Economic TRC Potential | 0 | 0 | 0 | 0 | 0 | 0 | 0 | 0 | 0 | 0 | 0 | 0 | 0 | 0 | 0 | 0 | 0 | 0 | 0 | 0 | 0 | 0 | 0 | 0 | 0 | 0 | 0 | 0 | 0 | 0 | 0
F10_Industrial_Agriculture_New_Space Heating_Natural Gas_Space Heating - Heat Recovery Ventilator_A_Achievable Economic TRC Potential | F10 | Industrial | Agriculture | New | Space Heating | Natural Gas | Space Heating - Heat Recovery Ventilator | A | Purchases (Incremental) | Achievable Economic TRC Potential | 0 | 0 | 0 | 0 | 0 | 0 | 0 | 0 | 0 | 0 | 0 | 0 | 0 | 0 | 0 | 0 | 0 | 0 | 0 | 0 | 0 | 0 | 0 | 0 | 0 | 0 | 0 | 0 | 0 | 0 | 0
F11_Industrial_Agriculture_New_Space Heating_Natural Gas_Space Heating - Heat Recovery Ventilator_A_Achievable Economic TRC Potential | F11 | Industrial | Agriculture | New | Space Heating | Natural Gas | Space Heating - Heat Recovery Ventilator | A | Purchases (Cumulative) | Achievable Economic TRC Potential | 0 | 0 | 0 | 0 | 0 | 0 | 0 | 0 | 0 | 0 | 0 | 0 | 0 | 0 | 0 | 0 | 0 | 0 | 0 | 0 | 0 | 0 | 0 | 0 | 0 | 0 | 0 | 0 | 0 | 0 | 0
F1_Industrial_Agriculture_New_Space Heating_Natural Gas_Thermostat - Programmable_A_Achievable Economic TRC Potential | F1 | Industrial | Agriculture | New | Space Heating | Natural Gas | Thermostat - Programmable | A | Integrated Unit Energy Savings (kWh or therms) | Achievable Economic TRC Potential | 0 | 0 | 0 | 0 | 0 | 0.0061756 | 0.0060706 | 0.0059827 | 0.0059054 | 0.0058342 | 0.0057694 | 0.0056911 | 0.0056053 | 0.0055164 | 0.0054268 | 0.0053434 | 0.0052662 | 0.0051996 | 0.0051182 | 0.0050553 | 0.0050085 | 0.0049733 | 0.0049555 | 0.0049466 | 0.0049442 | 0.0049462 | 0.0049494 | 0.0049539 | 0 | 0 | 0
F2_Industrial_Agriculture_New_Space Heating_Natural Gas_Thermostat - Programmable_A_Achievable Economic TRC Potential | F2 | Industrial | Agriculture | New | Space Heating | Natural Gas | Thermostat - Programmable | A | Integrated Unit Summer Peak Savings (kW) | Achievable Economic TRC Potential | 0 | 0 | 0 | 0 | 0 | 0 | 0 | 0 | 0 | 0 | 0 | 0 | 0 | 0 | 0 | 0 | 0 | 0 | 0 | 0 | 0 | 0 | 0 | 0 | 0 | 0 | 0 | 0 | 0 | 0 | 0
F3_Industrial_Agriculture_New_Space Heating_Natural Gas_Thermostat - Programmable_A_Achievable Economic TRC Potential | F3 | Industrial | Agriculture | New | Space Heating | Natural Gas | Thermostat - Programmable | A | Integrated Unit Winter Peak Savings (kW) | Achievable Economic TRC Potential | 0 | 0 | 0 | 0 | 0 | 0 | 0 | 0 | 0 | 0 | 0 | 0 | 0 | 0 | 0 | 0 | 0 | 0 | 0 | 0 | 0 | 0 | 0 | 0 | 0 | 0 | 0 | 0 | 0 | 0 | 0
F4_Industrial_Agriculture_New_Space Heating_Natural Gas_Thermostat - Programmable_A_Achievable Economic TRC Potential | F4 | Industrial | Agriculture | New | Space Heating | Natural Gas | Thermostat - Programmable | A | Incremental Energy Savings (MWh or mTherms) | Achievable Economic TRC Potential | 0 | 0 | 0 | 0 | 0 | 0 | 0 | 0 | 0 | 0 | 0 | 0 | 0 | 0 | 0 | 0 | 0 | 0 | 0 | 0 | 0 | 0 | 0 | 0 | 0 | 0 | 0 | 0 | 0 | 0 | 0
F5_Industrial_Agriculture_New_Space Heating_Natural Gas_Thermostat - Programmable_A_Achievable Economic TRC Potential | F5 | Industrial | Agriculture | New | Space Heating | Natural Gas | Thermostat - Programmable | A | Incremental Summer Peak Savings (MW) | Achievable Economic TRC Potential | 0 | 0 | 0 | 0 | 0 | 0 | 0 | 0 | 0 | 0 | 0 | 0 | 0 | 0 | 0 | 0 | 0 | 0 | 0 | 0 | 0 | 0 | 0 | 0 | 0 | 0 | 0 | 0 | 0 | 0 | 0
F6_Industrial_Agriculture_New_Space Heating_Natural Gas_Thermostat - Programmable_A_Achievable Economic TRC Potential | F6 | Industrial | Agriculture | New | Space Heating | Natural Gas | Thermostat - Programmable | A | Incremental Winter Peak Savings (MW) | Achievable Economic TRC Potential | 0 | 0 | 0 | 0 | 0 | 0 | 0 | 0 | 0 | 0 | 0 | 0 | 0 | 0 | 0 | 0 | 0 | 0 | 0 | 0 | 0 | 0 | 0 | 0 | 0 | 0 | 0 | 0 | 0 | 0 | 0
F7_Industrial_Agriculture_New_Space Heating_Natural Gas_Thermostat - Programmable_A_Achievable Economic TRC Potential | F7 | Industrial | Agriculture | New | Space Heating | Natural Gas | Thermostat - Programmable | A | Cumulative Energy Savings (MWh or mTherms) | Achievable Economic TRC Potential | 0 | 0 | 0 | 0 | 0 | 0 | 0 | 0 | 0 | 0 | 0 | 0 | 0 | 0 | 0 | 0 | 0 | 0 | 0 | 0 | 0 | 0 | 0 | 0 | 0 | 0 | 0 | 0 | 0 | 0 | 0
F8_Industrial_Agriculture_New_Space Heating_Natural Gas_Thermostat - Programmable_A_Achievable Economic TRC Potential | F8 | Industrial | Agriculture | New | Space Heating | Natural Gas | Thermostat - Programmable | A | Cumulative Summer Peak Savings (MW) | Achievable Economic TRC Potential | 0 | 0 | 0 | 0 | 0 | 0 | 0 | 0 | 0 | 0 | 0 | 0 | 0 | 0 | 0 | 0 | 0 | 0 | 0 | 0 | 0 | 0 | 0 | 0 | 0 | 0 | 0 | 0 | 0 | 0 | 0
F9_Industrial_Agriculture_New_Space Heating_Natural Gas_Thermostat - Programmable_A_Achievable Economic TRC Potential | F9 | Industrial | Agriculture | New | Space Heating | Natural Gas | Thermostat - Programmable | A | Cumulative Winter Peak Savings (MW) | Achievable Economic TRC Potential | 0 | 0 | 0 | 0 | 0 | 0 | 0 | 0 | 0 | 0 | 0 | 0 | 0 | 0 | 0 | 0 | 0 | 0 | 0 | 0 | 0 | 0 | 0 | 0 | 0 | 0 | 0 | 0 | 0 | 0 | 0
F10_Industrial_Agriculture_New_Space Heating_Natural Gas_Thermostat - Programmable_A_Achievable Economic TRC Potential | F10 | Industrial | Agriculture | New | Space Heating | Natural Gas | Thermostat - Programmable | A | Purchases (Incremental) | Achievable Economic TRC Potential | 0 | 0 | 0 | 0 | 0 | 0 | 0 | 0 | 0 | 0 | 0 | 0 | 0 | 0 | 0 | 0 | 0 | 0 | 0 | 0 | 0 | 0 | 0 | 0 | 0 | 0 | 0 | 0 | 0 | 0 | 0
F11_Industrial_Agriculture_New_Space Heating_Natural Gas_Thermostat - Programmable_A_Achievable Economic TRC Potential | F11 | Industrial | Agriculture | New | Space Heating | Natural Gas | Thermostat - Programmable | A | Purchases (Cumulative) | Achievable Economic TRC Potential | 0 | 0 | 0 | 0 | 0 | 0 | 0 | 0 | 0 | 0 | 0 | 0 | 0 | 0 | 0 | 0 | 0 | 0 | 0 | 0 | 0 | 0 | 0 | 0 | 0 | 0 | 0 | 0 | 0 | 0 | 0
F1_Industrial_Agriculture_New_Space Heating_Natural Gas_ENERGY STAR Connected Thermostat_A_Achievable Economic TRC Potential | F1 | Industrial | Agriculture | New | Space Heating | Natural Gas | ENERGY STAR Connected Thermostat | A | Integrated Unit Energy Savings (kWh or therms) | Achievable Economic TRC Potential | 0 | 0 | 0 | 0 | 0 | 0.014538 | 0.01429 | 0.014083 | 0.013901 | 0.013734 | 0.013581 | 0.013397 | 0.013195 | 0.012986 | 0.012775 | 0.012578 | 0.012397 | 0.01224 | 0.012048 | 0.0119 | 0.01179 | 0.011707 | 0.011665 | 0.011644 | 0.011639 | 0.011643 | 0.011651 | 0.011662 | 0 | 0 | 0
F2_Industrial_Agriculture_New_Space Heating_Natural Gas_ENERGY STAR Connected Thermostat_A_Achievable Economic TRC Potential | F2 | Industrial | Agriculture | New | Space Heating | Natural Gas | ENERGY STAR Connected Thermostat | A | Integrated Unit Summer Peak Savings (kW) | Achievable Economic TRC Potential | 0 | 0 | 0 | 0 | 0 | 0 | 0 | 0 | 0 | 0 | 0 | 0 | 0 | 0 | 0 | 0 | 0 | 0 | 0 | 0 | 0 | 0 | 0 | 0 | 0 | 0 | 0 | 0 | 0 | 0 | 0
F3_Industrial_Agriculture_New_Space Heating_Natural Gas_ENERGY STAR Connected Thermostat_A_Achievable Economic TRC Potential | F3 | Industrial | Agriculture | New | Space Heating | Natural Gas | ENERGY STAR Connected Thermostat | A | Integrated Unit Winter Peak Savings (kW) | Achievable Economic TRC Potential | 0 | 0 | 0 | 0 | 0 | 0 | 0 | 0 | 0 | 0 | 0 | 0 | 0 | 0 | 0 | 0 | 0 | 0 | 0 | 0 | 0 | 0 | 0 | 0 | 0 | 0 | 0 | 0 | 0 | 0 | 0
F4_Industrial_Agriculture_New_Space Heating_Natural Gas_ENERGY STAR Connected Thermostat_A_Achievable Economic TRC Potential | F4 | Industrial | Agriculture | New | Space Heating | Natural Gas | ENERGY STAR Connected Thermostat | A | Incremental Energy Savings (MWh or mTherms) | Achievable Economic TRC Potential | 0 | 0 | 0 | 0 | 0 | 0 | 0 | 0 | 0 | 0 | 0 | 0 | 0 | 0 | 0 | 0 | 0 | 0 | 0 | 0 | 0 | 0 | 0 | 0 | 0 | 0 | 0 | 0 | 0 | 0 | 0
F5_Industrial_Agriculture_New_Space Heating_Natural Gas_ENERGY STAR Connected Thermostat_A_Achievable Economic TRC Potential | F5 | Industrial | Agriculture | New | Space Heating | Natural Gas | ENERGY STAR Connected Thermostat | A | Incremental Summer Peak Savings (MW) | Achievable Economic TRC Potential | 0 | 0 | 0 | 0 | 0 | 0 | 0 | 0 | 0 | 0 | 0 | 0 | 0 | 0 | 0 | 0 | 0 | 0 | 0 | 0 | 0 | 0 | 0 | 0 | 0 | 0 | 0 | 0 | 0 | 0 | 0
F6_Industrial_Agriculture_New_Space Heating_Natural Gas_ENERGY STAR Connected Thermostat_A_Achievable Economic TRC Potential | F6 | Industrial | Agriculture | New | Space Heating | Natural Gas | ENERGY STAR Connected Thermostat | A | Incremental Winter Peak Savings (MW) | Achievable Economic TRC Potential | 0 | 0 | 0 | 0 | 0 | 0 | 0 | 0 | 0 | 0 | 0 | 0 | 0 | 0 | 0 | 0 | 0 | 0 | 0 | 0 | 0 | 0 | 0 | 0 | 0 | 0 | 0 | 0 | 0 | 0 | 0
F7_Industrial_Agriculture_New_Space Heating_Natural Gas_ENERGY STAR Connected Thermostat_A_Achievable Economic TRC Potential | F7 | Industrial | Agriculture | New | Space Heating | Natural Gas | ENERGY STAR Connected Thermostat | A | Cumulative Energy Savings (MWh or mTherms) | Achievable Economic TRC Potential | 0 | 0 | 0 | 0 | 0 | 0 | 0 | 0 | 0 | 0 | 0 | 0 | 0 | 0 | 0 | 0 | 0 | 0 | 0 | 0 | 0 | 0 | 0 | 0 | 0 | 0 | 0 | 0 | 0 | 0 | 0
F8_Industrial_Agriculture_New_Space Heating_Natural Gas_ENERGY STAR Connected Thermostat_A_Achievable Economic TRC Potential | F8 | Industrial | Agriculture | New | Space Heating | Natural Gas | ENERGY STAR Connected Thermostat | A | Cumulative Summer Peak Savings (MW) | Achievable Economic TRC Potential | 0 | 0 | 0 | 0 | 0 | 0 | 0 | 0 | 0 | 0 | 0 | 0 | 0 | 0 | 0 | 0 | 0 | 0 | 0 | 0 | 0 | 0 | 0 | 0 | 0 | 0 | 0 | 0 | 0 | 0 | 0
F9_Industrial_Agriculture_New_Space Heating_Natural Gas_ENERGY STAR Connected Thermostat_A_Achievable Economic TRC Potential | F9 | Industrial | Agriculture | New | Space Heating | Natural Gas | ENERGY STAR Connected Thermostat | A | Cumulative Winter Peak Savings (MW) | Achievable Economic TRC Potential | 0 | 0 | 0 | 0 | 0 | 0 | 0 | 0 | 0 | 0 | 0 | 0 | 0 | 0 | 0 | 0 | 0 | 0 | 0 | 0 | 0 | 0 | 0 | 0 | 0 | 0 | 0 | 0 | 0 | 0 | 0
F10_Industrial_Agriculture_New_Space Heating_Natural Gas_ENERGY STAR Connected Thermostat_A_Achievable Economic TRC Potential | F10 | Industrial | Agriculture | New | Space Heating | Natural Gas | ENERGY STAR Connected Thermostat | A | Purchases (Incremental) | Achievable Economic TRC Potential | 0 | 0 | 0 | 0 | 0 | 0 | 0 | 0 | 0 | 0 | 0 | 0 | 0 | 0 | 0 | 0 | 0 | 0 | 0 | 0 | 0 | 0 | 0 | 0 | 0 | 0 | 0 | 0 | 0 | 0 | 0
F11_Industrial_Agriculture_New_Space Heating_Natural Gas_ENERGY STAR Connected Thermostat_A_Achievable Economic TRC Potential | F11 | Industrial | Agriculture | New | Space Heating | Natural Gas | ENERGY STAR Connected Thermostat | A | Purchases (Cumulative) | Achievable Economic TRC Potential | 0 | 0 | 0 | 0 | 0 | 0 | 0 | 0 | 0 | 0 | 0 | 0 | 0 | 0 | 0 | 0 | 0 | 0 | 0 | 0 | 0 | 0 | 0 | 0 | 0 | 0 | 0 | 0 | 0 | 0 | 0
F1_Industrial_Agriculture_New_Space Heating_Natural Gas_Destratification Fans (HVLS)_A_Achievable Economic TRC Potential | F1 | Industrial | Agriculture | New | Space Heating | Natural Gas | Destratification Fans (HVLS) | A | Integrated Unit Energy Savings (kWh or therms) | Achievable Economic TRC Potential | 0 | 0 | 0 | 0 | 0 | 0.014538 | 0.01429 | 0.014083 | 0.013901 | 0.013734 | 0.013581 | 0.013397 | 0.013195 | 0.012986 | 0.012775 | 0.012578 | 0.012397 | 0.01224 | 0.012048 | 0.0119 | 0.01179 | 0.011707 | 0.011665 | 0.011644 | 0.011639 | 0.011643 | 0.011651 | 0.011662 | 0 | 0 | 0
F2_Industrial_Agriculture_New_Space Heating_Natural Gas_Destratification Fans (HVLS)_A_Achievable Economic TRC Potential | F2 | Industrial | Agriculture | New | Space Heating | Natural Gas | Destratification Fans (HVLS) | A | Integrated Unit Summer Peak Savings (kW) | Achievable Economic TRC Potential | 0 | 0 | 0 | 0 | 0 | 0 | 0 | 0 | 0 | 0 | 0 | 0 | 0 | 0 | 0 | 0 | 0 | 0 | 0 | 0 | 0 | 0 | 0 | 0 | 0 | 0 | 0 | 0 | 0 | 0 | 0
F3_Industrial_Agriculture_New_Space Heating_Natural Gas_Destratification Fans (HVLS)_A_Achievable Economic TRC Potential | F3 | Industrial | Agriculture | New | Space Heating | Natural Gas | Destratification Fans (HVLS) | A | Integrated Unit Winter Peak Savings (kW) | Achievable Economic TRC Potential | 0 | 0 | 0 | 0 | 0 | 0 | 0 | 0 | 0 | 0 | 0 | 0 | 0 | 0 | 0 | 0 | 0 | 0 | 0 | 0 | 0 | 0 | 0 | 0 | 0 | 0 | 0 | 0 | 0 | 0 | 0
F4_Industrial_Agriculture_New_Space Heating_Natural Gas_Destratification Fans (HVLS)_A_Achievable Economic TRC Potential | F4 | Industrial | Agriculture | New | Space Heating | Natural Gas | Destratification Fans (HVLS) | A | Incremental Energy Savings (MWh or mTherms) | Achievable Economic TRC Potential | 0 | 0 | 0 | 0 | 0 | 0 | 0 | 0 | 0 | 0 | 0 | 0 | 0 | 0 | 0 | 0 | 0 | 0 | 0 | 0 | 0 | 0 | 0 | 0 | 0 | 0 | 0 | 0 | 0 | 0 | 0
F5_Industrial_Agriculture_New_Space Heating_Natural Gas_Destratification Fans (HVLS)_A_Achievable Economic TRC Potential | F5 | Industrial | Agriculture | New | Space Heating | Natural Gas | Destratification Fans (HVLS) | A | Incremental Summer Peak Savings (MW) | Achievable Economic TRC Potential | 0 | 0 | 0 | 0 | 0 | 0 | 0 | 0 | 0 | 0 | 0 | 0 | 0 | 0 | 0 | 0 | 0 | 0 | 0 | 0 | 0 | 0 | 0 | 0 | 0 | 0 | 0 | 0 | 0 | 0 | 0
F6_Industrial_Agriculture_New_Space Heating_Natural Gas_Destratification Fans (HVLS)_A_Achievable Economic TRC Potential | F6 | Industrial | Agriculture | New | Space Heating | Natural Gas | Destratification Fans (HVLS) | A | Incremental Winter Peak Savings (MW) | Achievable Economic TRC Potential | 0 | 0 | 0 | 0 | 0 | 0 | 0 | 0 | 0 | 0 | 0 | 0 | 0 | 0 | 0 | 0 | 0 | 0 | 0 | 0 | 0 | 0 | 0 | 0 | 0 | 0 | 0 | 0 | 0 | 0 | 0
F7_Industrial_Agriculture_New_Space Heating_Natural Gas_Destratification Fans (HVLS)_A_Achievable Economic TRC Potential | F7 | Industrial | Agriculture | New | Space Heating | Natural Gas | Destratification Fans (HVLS) | A | Cumulative Energy Savings (MWh or mTherms) | Achievable Economic TRC Potential | 0 | 0 | 0 | 0 | 0 | 0 | 0 | 0 | 0 | 0 | 0 | 0 | 0 | 0 | 0 | 0 | 0 | 0 | 0 | 0 | 0 | 0 | 0 | 0 | 0 | 0 | 0 | 0 | 0 | 0 | 0
F8_Industrial_Agriculture_New_Space Heating_Natural Gas_Destratification Fans (HVLS)_A_Achievable Economic TRC Potential | F8 | Industrial | Agriculture | New | Space Heating | Natural Gas | Destratification Fans (HVLS) | A | Cumulative Summer Peak Savings (MW) | Achievable Economic TRC Potential | 0 | 0 | 0 | 0 | 0 | 0 | 0 | 0 | 0 | 0 | 0 | 0 | 0 | 0 | 0 | 0 | 0 | 0 | 0 | 0 | 0 | 0 | 0 | 0 | 0 | 0 | 0 | 0 | 0 | 0 | 0
F9_Industrial_Agriculture_New_Space Heating_Natural Gas_Destratification Fans (HVLS)_A_Achievable Economic TRC Potential | F9 | Industrial | Agriculture | New | Space Heating | Natural Gas | Destratification Fans (HVLS) | A | Cumulative Winter Peak Savings (MW) | Achievable Economic TRC Potential | 0 | 0 | 0 | 0 | 0 | 0 | 0 | 0 | 0 | 0 | 0 | 0 | 0 | 0 | 0 | 0 | 0 | 0 | 0 | 0 | 0 | 0 | 0 | 0 | 0 | 0 | 0 | 0 | 0 | 0 | 0
F10_Industrial_Agriculture_New_Space Heating_Natural Gas_Destratification Fans (HVLS)_A_Achievable Economic TRC Potential | F10 | Industrial | Agriculture | New | Space Heating | Natural Gas | Destratification Fans (HVLS) | A | Purchases (Incremental) | Achievable Economic TRC Potential | 0 | 0 | 0 | 0 | 0 | 0 | 0 | 0 | 0 | 0 | 0 | 0 | 0 | 0 | 0 | 0 | 0 | 0 | 0 | 0 | 0 | 0 | 0 | 0 | 0 | 0 | 0 | 0 | 0 | 0 | 0
F11_Industrial_Agriculture_New_Space Heating_Natural Gas_Destratification Fans (HVLS)_A_Achievable Economic TRC Potential | F11 | Industrial | Agriculture | New | Space Heating | Natural Gas | Destratification Fans (HVLS) | A | Purchases (Cumulative) | Achievable Economic TRC Potential | 0 | 0 | 0 | 0 | 0 | 0 | 0 | 0 | 0 | 0 | 0 | 0 | 0 | 0 | 0 | 0 | 0 | 0 | 0 | 0 | 0 | 0 | 0 | 0 | 0 | 0 | 0 | 0 | 0 | 0 | 0
F1_Industrial_Agriculture_New_Space Heating_Natural Gas_Gas Boiler - Insulate Steam Lines/Condensate Tank_A_Achievable Economic TRC Potential | F1 | Industrial | Agriculture | New | Space Heating | Natural Gas | Gas Boiler - Insulate Steam Lines/Condensate Tank | A | Integrated Unit Energy Savings (kWh or therms) | Achievable Economic TRC Potential | 0 | 0 | 0 | 0 | 0 | 0 | 0 | 0 | 0 | 0 | 0 | 0 | 0 | 0 | 0 | 0 | 0 | 0 | 0 | 0 | 0 | 0 | 0 | 0 | 0 | 0 | 0 | 0 | 0 | 0 | 0
F2_Industrial_Agriculture_New_Space Heating_Natural Gas_Gas Boiler - Insulate Steam Lines/Condensate Tank_A_Achievable Economic TRC Potential | F2 | Industrial | Agriculture | New | Space Heating | Natural Gas | Gas Boiler - Insulate Steam Lines/Condensate Tank | A | Integrated Unit Summer Peak Savings (kW) | Achievable Economic TRC Potential | 0 | 0 | 0 | 0 | 0 | 0 | 0 | 0 | 0 | 0 | 0 | 0 | 0 | 0 | 0 | 0 | 0 | 0 | 0 | 0 | 0 | 0 | 0 | 0 | 0 | 0 | 0 | 0 | 0 | 0 | 0
F3_Industrial_Agriculture_New_Space Heating_Natural Gas_Gas Boiler - Insulate Steam Lines/Condensate Tank_A_Achievable Economic TRC Potential | F3 | Industrial | Agriculture | New | Space Heating | Natural Gas | Gas Boiler - Insulate Steam Lines/Condensate Tank | A | Integrated Unit Winter Peak Savings (kW) | Achievable Economic TRC Potential | 0 | 0 | 0 | 0 | 0 | 0 | 0 | 0 | 0 | 0 | 0 | 0 | 0 | 0 | 0 | 0 | 0 | 0 | 0 | 0 | 0 | 0 | 0 | 0 | 0 | 0 | 0 | 0 | 0 | 0 | 0
F4_Industrial_Agriculture_New_Space Heating_Natural Gas_Gas Boiler - Insulate Steam Lines/Condensate Tank_A_Achievable Economic TRC Potential | F4 | Industrial | Agriculture | New | Space Heating | Natural Gas | Gas Boiler - Insulate Steam Lines/Condensate Tank | A | Incremental Energy Savings (MWh or mTherms) | Achievable Economic TRC Potential | 0 | 0 | 0 | 0 | 0 | 0 | 0 | 0 | 0 | 0 | 0 | 0 | 0 | 0 | 0 | 0 | 0 | 0 | 0 | 0 | 0 | 0 | 0 | 0 | 0 | 0 | 0 | 0 | 0 | 0 | 0
F5_Industrial_Agriculture_New_Space Heating_Natural Gas_Gas Boiler - Insulate Steam Lines/Condensate Tank_A_Achievable Economic TRC Potential | F5 | Industrial | Agriculture | New | Space Heating | Natural Gas | Gas Boiler - Insulate Steam Lines/Condensate Tank | A | Incremental Summer Peak Savings (MW) | Achievable Economic TRC Potential | 0 | 0 | 0 | 0 | 0 | 0 | 0 | 0 | 0 | 0 | 0 | 0 | 0 | 0 | 0 | 0 | 0 | 0 | 0 | 0 | 0 | 0 | 0 | 0 | 0 | 0 | 0 | 0 | 0 | 0 | 0
F6_Industrial_Agriculture_New_Space Heating_Natural Gas_Gas Boiler - Insulate Steam Lines/Condensate Tank_A_Achievable Economic TRC Potential | F6 | Industrial | Agriculture | New | Space Heating | Natural Gas | Gas Boiler - Insulate Steam Lines/Condensate Tank | A | Incremental Winter Peak Savings (MW) | Achievable Economic TRC Potential | 0 | 0 | 0 | 0 | 0 | 0 | 0 | 0 | 0 | 0 | 0 | 0 | 0 | 0 | 0 | 0 | 0 | 0 | 0 | 0 | 0 | 0 | 0 | 0 | 0 | 0 | 0 | 0 | 0 | 0 | 0
F7_Industrial_Agriculture_New_Space Heating_Natural Gas_Gas Boiler - Insulate Steam Lines/Condensate Tank_A_Achievable Economic TRC Potential | F7 | Industrial | Agriculture | New | Space Heating | Natural Gas | Gas Boiler - Insulate Steam Lines/Condensate Tank | A | Cumulative Energy Savings (MWh or mTherms) | Achievable Economic TRC Potential | 0 | 0 | 0 | 0 | 0 | 0 | 0 | 0 | 0 | 0 | 0 | 0 | 0 | 0 | 0 | 0 | 0 | 0 | 0 | 0 | 0 | 0 | 0 | 0 | 0 | 0 | 0 | 0 | 0 | 0 | 0
F8_Industrial_Agriculture_New_Space Heating_Natural Gas_Gas Boiler - Insulate Steam Lines/Condensate Tank_A_Achievable Economic TRC Potential | F8 | Industrial | Agriculture | New | Space Heating | Natural Gas | Gas Boiler - Insulate Steam Lines/Condensate Tank | A | Cumulative Summer Peak Savings (MW) | Achievable Economic TRC Potential | 0 | 0 | 0 | 0 | 0 | 0 | 0 | 0 | 0 | 0 | 0 | 0 | 0 | 0 | 0 | 0 | 0 | 0 | 0 | 0 | 0 | 0 | 0 | 0 | 0 | 0 | 0 | 0 | 0 | 0 | 0
F9_Industrial_Agriculture_New_Space Heating_Natural Gas_Gas Boiler - Insulate Steam Lines/Condensate Tank_A_Achievable Economic TRC Potential | F9 | Industrial | Agriculture | New | Space Heating | Natural Gas | Gas Boiler - Insulate Steam Lines/Condensate Tank | A | Cumulative Winter Peak Savings (MW) | Achievable Economic TRC Potential | 0 | 0 | 0 | 0 | 0 | 0 | 0 | 0 | 0 | 0 | 0 | 0 | 0 | 0 | 0 | 0 | 0 | 0 | 0 | 0 | 0 | 0 | 0 | 0 | 0 | 0 | 0 | 0 | 0 | 0 | 0
F10_Industrial_Agriculture_New_Space Heating_Natural Gas_Gas Boiler - Insulate Steam Lines/Condensate Tank_A_Achievable Economic TRC Potential | F10 | Industrial | Agriculture | New | Space Heating | Natural Gas | Gas Boiler - Insulate Steam Lines/Condensate Tank | A | Purchases (Incremental) | Achievable Economic TRC Potential | 0 | 0 | 0 | 0 | 0 | 0 | 0 | 0 | 0 | 0 | 0 | 0 | 0 | 0 | 0 | 0 | 0 | 0 | 0 | 0 | 0 | 0 | 0 | 0 | 0 | 0 | 0 | 0 | 0 | 0 | 0
F11_Industrial_Agriculture_New_Space Heating_Natural Gas_Gas Boiler - Insulate Steam Lines/Condensate Tank_A_Achievable Economic TRC Potential | F11 | Industrial | Agriculture | New | Space Heating | Natural Gas | Gas Boiler - Insulate Steam Lines/Condensate Tank | A | Purchases (Cumulative) | Achievable Economic TRC Potential | 0 | 0 | 0 | 0 | 0 | 0 | 0 | 0 | 0 | 0 | 0 | 0 | 0 | 0 | 0 | 0 | 0 | 0 | 0 | 0 | 0 | 0 | 0 | 0 | 0 | 0 | 0 | 0 | 0 | 0 | 0
F1_Industrial_Agriculture_New_Process_Natural Gas_Gas Boiler - Insulate Steam Lines/Condensate Tank_A_Achievable Economic TRC Potential | F1 | Industrial | Agriculture | New | Process | Natural Gas | Gas Boiler - Insulate Steam Lines/Condensate Tank | A | Integrated Unit Energy Savings (kWh or therms) | Achievable Economic TRC Potential | 0 | 0 | 0 | 0 | 0 | 16.8297 | 16.8125 | 16.7967 | 16.7823 | 16.7679 | 16.7541 | 16.7417 | 16.7308 | 16.7217 | 16.7146 | 16.7097 | 16.7069 | 16.7057 | 16.7056 | 16.706 | 16.7074 | 16.7086 | 16.7094 | 16.71 | 16.7103 | 16.7155 | 16.7203 | 16.7248 | 16.8499 | 16.8499 | 16.8499
F2_Industrial_Agriculture_New_Process_Natural Gas_Gas Boiler - Insulate Steam Lines/Condensate Tank_A_Achievable Economic TRC Potential | F2 | Industrial | Agriculture | New | Process | Natural Gas | Gas Boiler - Insulate Steam Lines/Condensate Tank | A | Integrated Unit Summer Peak Savings (kW) | Achievable Economic TRC Potential | 0 | 0 | 0 | 0 | 0 | 0 | 0 | 0 | 0 | 0 | 0 | 0 | 0 | 0 | 0 | 0 | 0 | 0 | 0 | 0 | 0 | 0 | 0 | 0 | 0 | 0 | 0 | 0 | 0 | 0 | 0
F3_Industrial_Agriculture_New_Process_Natural Gas_Gas Boiler - Insulate Steam Lines/Condensate Tank_A_Achievable Economic TRC Potential | F3 | Industrial | Agriculture | New | Process | Natural Gas | Gas Boiler - Insulate Steam Lines/Condensate Tank | A | Integrated Unit Winter Peak Savings (kW) | Achievable Economic TRC Potential | 0 | 0 | 0 | 0 | 0 | 0 | 0 | 0 | 0 | 0 | 0 | 0 | 0 | 0 | 0 | 0 | 0 | 0 | 0 | 0 | 0 | 0 | 0 | 0 | 0 | 0 | 0 | 0 | 0 | 0 | 0
F4_Industrial_Agriculture_New_Process_Natural Gas_Gas Boiler - Insulate Steam Lines/Condensate Tank_A_Achievable Economic TRC Potential | F4 | Industrial | Agriculture | New | Process | Natural Gas | Gas Boiler - Insulate Steam Lines/Condensate Tank | A | Incremental Energy Savings (MWh or mTherms) | Achievable Economic TRC Potential | 0 | 0 | 0 | 0 | 0 | 0.053008 | 0.062736 | 0.072444 | 0.082083 | 0.091711 | 0.10133 | 0.11083 | 0.12029 | 0.12974 | 0.13904 | 0.14839 | 0.15766 | 0.16695 | 0.1762 | 0.18537 | 0.19457 | 0.20373 | 0.21284 | 0.22193 | 0.23098 | 0.052648 | 0.062391 | 0.072134 | 0.082414 | 0.09216 | 0.10191
F5_Industrial_Agriculture_New_Process_Natural Gas_Gas Boiler - Insulate Steam Lines/Condensate Tank_A_Achievable Economic TRC Potential | F5 | Industrial | Agriculture | New | Process | Natural Gas | Gas Boiler - Insulate Steam Lines/Condensate Tank | A | Incremental Summer Peak Savings (MW) | Achievable Economic TRC Potential | 0 | 0 | 0 | 0 | 0 | 0 | 0 | 0 | 0 | 0 | 0 | 0 | 0 | 0 | 0 | 0 | 0 | 0 | 0 | 0 | 0 | 0 | 0 | 0 | 0 | 0 | 0 | 0 | 0 | 0 | 0
F6_Industrial_Agriculture_New_Process_Natural Gas_Gas Boiler - Insulate Steam Lines/Condensate Tank_A_Achievable Economic TRC Potential | F6 | Industrial | Agriculture | New | Process | Natural Gas | Gas Boiler - Insulate Steam Lines/Condensate Tank | A | Incremental Winter Peak Savings (MW) | Achievable Economic TRC Potential | 0 | 0 | 0 | 0 | 0 | 0 | 0 | 0 | 0 | 0 | 0 | 0 | 0 | 0 | 0 | 0 | 0 | 0 | 0 | 0 | 0 | 0 | 0 | 0 | 0 | 0 | 0 | 0 | 0 | 0 | 0
F7_Industrial_Agriculture_New_Process_Natural Gas_Gas Boiler - Insulate Steam Lines/Condensate Tank_A_Achievable Economic TRC Potential | F7 | Industrial | Agriculture | New | Process | Natural Gas | Gas Boiler - Insulate Steam Lines/Condensate Tank | A | Cumulative Energy Savings (MWh or mTherms) | Achievable Economic TRC Potential | 0 | 0 | 0 | 0 | 0 | 0.053008 | 0.11569 | 0.18802 | 0.26995 | 0.36143 | 0.46246 | 0.57295 | 0.69287 | 0.82223 | 0.96091 | 1.109 | 1.2665 | 1.4333 | 1.6095 | 1.7949 | 1.9897 | 2.1935 | 2.4065 | 2.6285 | 2.8595 | 2.8604 | 2.8612 | 2.862 | 0 | 0 | 0
F8_Industrial_Agriculture_New_Process_Natural Gas_Gas Boiler - Insulate Steam Lines/Condensate Tank_A_Achievable Economic TRC Potential | F8 | Industrial | Agriculture | New | Process | Natural Gas | Gas Boiler - Insulate Steam Lines/Condensate Tank | A | Cumulative Summer Peak Savings (MW) | Achievable Economic TRC Potential | 0 | 0 | 0 | 0 | 0 | 0 | 0 | 0 | 0 | 0 | 0 | 0 | 0 | 0 | 0 | 0 | 0 | 0 | 0 | 0 | 0 | 0 | 0 | 0 | 0 | 0 | 0 | 0 | 0 | 0 | 0
F9_Industrial_Agriculture_New_Process_Natural Gas_Gas Boiler - Insulate Steam Lines/Condensate Tank_A_Achievable Economic TRC Potential | F9 | Industrial | Agriculture | New | Process | Natural Gas | Gas Boiler - Insulate Steam Lines/Condensate Tank | A | Cumulative Winter Peak Savings (MW) | Achievable Economic TRC Potential | 0 | 0 | 0 | 0 | 0 | 0 | 0 | 0 | 0 | 0 | 0 | 0 | 0 | 0 | 0 | 0 | 0 | 0 | 0 | 0 | 0 | 0 | 0 | 0 | 0 | 0 | 0 | 0 | 0 | 0 | 0
F10_Industrial_Agriculture_New_Process_Natural Gas_Gas Boiler - Insulate Steam Lines/Condensate Tank_A_Achievable Economic TRC Potential | F10 | Industrial | Agriculture | New | Process | Natural Gas | Gas Boiler - Insulate Steam Lines/Condensate Tank | A | Purchases (Incremental) | Achievable Economic TRC Potential | 0 | 0 | 0 | 0 | 0 | 3.1496 | 3.7315 | 4.313 | 4.8911 | 5.4694 | 6.0483 | 6.6198 | 7.1898 | 7.7586 | 8.3183 | 8.8802 | 9.4368 | 9.9934 | 10.5472 | 11.0961 | 11.6456 | 12.1929 | 12.738 | 13.2811 | 13.8224 | 3.1496 | 3.7315 | 4.313 | 4.8911 | 5.4694 | 6.0483
F11_Industrial_Agriculture_New_Process_Natural Gas_Gas Boiler - Insulate Steam Lines/Condensate Tank_A_Achievable Economic TRC Potential | F11 | Industrial | Agriculture | New | Process | Natural Gas | Gas Boiler - Insulate Steam Lines/Condensate Tank | A | Purchases (Cumulative) | Achievable Economic TRC Potential | 0 | 0 | 0 | 0 | 0 | 3.1496 | 6.8811 | 11.1941 | 16.0852 | 21.5546 | 27.6029 | 34.2227 | 41.4125 | 49.1711 | 57.4894 | 66.3697 | 75.8065 | 85.7999 | 96.3471 | 107.4432 | 119.0888 | 131.2817 | 144.0197 | 157.3008 | 171.1233 | 171.1233 | 171.1233 | 171.1233 | 171.1233 | 171.1233 | 171.1233
F1_Industrial_Agriculture_New_Space Heating_Natural Gas_Gas Boiler - Insulate Hot Water Lines_A_Achievable Economic TRC Potential | F1 | Industrial | Agriculture | New | Space Heating | Natural Gas | Gas Boiler - Insulate Hot Water Lines | A | Integrated Unit Energy Savings (kWh or therms) | Achievable Economic TRC Potential | 0 | 0 | 0 | 0 | 0 | 0 | 0 | 0 | 0 | 0 | 0 | 0 | 0 | 0 | 0 | 0 | 0 | 0 | 0 | 0 | 0 | 0 | 0 | 0 | 0 | 0 | 0 | 0 | 0 | 0 | 0
F2_Industrial_Agriculture_New_Space Heating_Natural Gas_Gas Boiler - Insulate Hot Water Lines_A_Achievable Economic TRC Potential | F2 | Industrial | Agriculture | New | Space Heating | Natural Gas | Gas Boiler - Insulate Hot Water Lines | A | Integrated Unit Summer Peak Savings (kW) | Achievable Economic TRC Potential | 0 | 0 | 0 | 0 | 0 | 0 | 0 | 0 | 0 | 0 | 0 | 0 | 0 | 0 | 0 | 0 | 0 | 0 | 0 | 0 | 0 | 0 | 0 | 0 | 0 | 0 | 0 | 0 | 0 | 0 | 0
F3_Industrial_Agriculture_New_Space Heating_Natural Gas_Gas Boiler - Insulate Hot Water Lines_A_Achievable Economic TRC Potential | F3 | Industrial | Agriculture | New | Space Heating | Natural Gas | Gas Boiler - Insulate Hot Water Lines | A | Integrated Unit Winter Peak Savings (kW) | Achievable Economic TRC Potential | 0 | 0 | 0 | 0 | 0 | 0 | 0 | 0 | 0 | 0 | 0 | 0 | 0 | 0 | 0 | 0 | 0 | 0 | 0 | 0 | 0 | 0 | 0 | 0 | 0 | 0 | 0 | 0 | 0 | 0 | 0
F4_Industrial_Agriculture_New_Space Heating_Natural Gas_Gas Boiler - Insulate Hot Water Lines_A_Achievable Economic TRC Potential | F4 | Industrial | Agriculture | New | Space Heating | Natural Gas | Gas Boiler - Insulate Hot Water Lines | A | Incremental Energy Savings (MWh or mTherms) | Achievable Economic TRC Potential | 0 | 0 | 0 | 0 | 0 | 0 | 0 | 0 | 0 | 0 | 0 | 0 | 0 | 0 | 0 | 0 | 0 | 0 | 0 | 0 | 0 | 0 | 0 | 0 | 0 | 0 | 0 | 0 | 0 | 0 | 0
F5_Industrial_Agriculture_New_Space Heating_Natural Gas_Gas Boiler - Insulate Hot Water Lines_A_Achievable Economic TRC Potential | F5 | Industrial | Agriculture | New | Space Heating | Natural Gas | Gas Boiler - Insulate Hot Water Lines | A | Incremental Summer Peak Savings (MW) | Achievable Economic TRC Potential | 0 | 0 | 0 | 0 | 0 | 0 | 0 | 0 | 0 | 0 | 0 | 0 | 0 | 0 | 0 | 0 | 0 | 0 | 0 | 0 | 0 | 0 | 0 | 0 | 0 | 0 | 0 | 0 | 0 | 0 | 0
F6_Industrial_Agriculture_New_Space Heating_Natural Gas_Gas Boiler - Insulate Hot Water Lines_A_Achievable Economic TRC Potential | F6 | Industrial | Agriculture | New | Space Heating | Natural Gas | Gas Boiler - Insulate Hot Water Lines | A | Incremental Winter Peak Savings (MW) | Achievable Economic TRC Potential | 0 | 0 | 0 | 0 | 0 | 0 | 0 | 0 | 0 | 0 | 0 | 0 | 0 | 0 | 0 | 0 | 0 | 0 | 0 | 0 | 0 | 0 | 0 | 0 | 0 | 0 | 0 | 0 | 0 | 0 | 0
F7_Industrial_Agriculture_New_Space Heating_Natural Gas_Gas Boiler - Insulate Hot Water Lines_A_Achievable Economic TRC Potential | F7 | Industrial | Agriculture | New | Space Heating | Natural Gas | Gas Boiler - Insulate Hot Water Lines | A | Cumulative Energy Savings (MWh or mTherms) | Achievable Economic TRC Potential | 0 | 0 | 0 | 0 | 0 | 0 | 0 | 0 | 0 | 0 | 0 | 0 | 0 | 0 | 0 | 0 | 0 | 0 | 0 | 0 | 0 | 0 | 0 | 0 | 0 | 0 | 0 | 0 | 0 | 0 | 0
F8_Industrial_Agriculture_New_Space Heating_Natural Gas_Gas Boiler - Insulate Hot Water Lines_A_Achievable Economic TRC Potential | F8 | Industrial | Agriculture | New | Space Heating | Natural Gas | Gas Boiler - Insulate Hot Water Lines | A | Cumulative Summer Peak Savings (MW) | Achievable Economic TRC Potential | 0 | 0 | 0 | 0 | 0 | 0 | 0 | 0 | 0 | 0 | 0 | 0 | 0 | 0 | 0 | 0 | 0 | 0 | 0 | 0 | 0 | 0 | 0 | 0 | 0 | 0 | 0 | 0 | 0 | 0 | 0
F9_Industrial_Agriculture_New_Space Heating_Natural Gas_Gas Boiler - Insulate Hot Water Lines_A_Achievable Economic TRC Potential | F9 | Industrial | Agriculture | New | Space Heating | Natural Gas | Gas Boiler - Insulate Hot Water Lines | A | Cumulative Winter Peak Savings (MW) | Achievable Economic TRC Potential | 0 | 0 | 0 | 0 | 0 | 0 | 0 | 0 | 0 | 0 | 0 | 0 | 0 | 0 | 0 | 0 | 0 | 0 | 0 | 0 | 0 | 0 | 0 | 0 | 0 | 0 | 0 | 0 | 0 | 0 | 0
F10_Industrial_Agriculture_New_Space Heating_Natural Gas_Gas Boiler - Insulate Hot Water Lines_A_Achievable Economic TRC Potential | F10 | Industrial | Agriculture | New | Space Heating | Natural Gas | Gas Boiler - Insulate Hot Water Lines | A | Purchases (Incremental) | Achievable Economic TRC Potential | 0 | 0 | 0 | 0 | 0 | 0 | 0 | 0 | 0 | 0 | 0 | 0 | 0 | 0 | 0 | 0 | 0 | 0 | 0 | 0 | 0 | 0 | 0 | 0 | 0 | 0 | 0 | 0 | 0 | 0 | 0
F11_Industrial_Agriculture_New_Space Heating_Natural Gas_Gas Boiler - Insulate Hot Water Lines_A_Achievable Economic TRC Potential | F11 | Industrial | Agriculture | New | Space Heating | Natural Gas | Gas Boiler - Insulate Hot Water Lines | A | Purchases (Cumulative) | Achievable Economic TRC Potential | 0 | 0 | 0 | 0 | 0 | 0 | 0 | 0 | 0 | 0 | 0 | 0 | 0 | 0 | 0 | 0 | 0 | 0 | 0 | 0 | 0 | 0 | 0 | 0 | 0 | 0 | 0 | 0 | 0 | 0 | 0
F1_Industrial_Agriculture_New_Process_Natural Gas_Gas Boiler - Insulate Hot Water Lines_A_Achievable Economic TRC Potential | F1 | Industrial | Agriculture | New | Process | Natural Gas | Gas Boiler - Insulate Hot Water Lines | A | Integrated Unit Energy Savings (kWh or therms) | Achievable Economic TRC Potential | 0 | 0 | 0 | 0 | 0 | 19.0288 | 19.0143 | 19.0008 | 18.9886 | 18.9761 | 18.9641 | 18.9537 | 18.9448 | 18.938 | 18.9332 | 18.931 | 18.9311 | 18.933 | 18.9361 | 18.9397 | 18.9445 | 18.9491 | 18.9532 | 18.957 | 18.9605 | 18.9637 | 18.9666 | 18.9694 | 19.0457 | 19.0457 | 19.0457
F2_Industrial_Agriculture_New_Process_Natural Gas_Gas Boiler - Insulate Hot Water Lines_A_Achievable Economic TRC Potential | F2 | Industrial | Agriculture | New | Process | Natural Gas | Gas Boiler - Insulate Hot Water Lines | A | Integrated Unit Summer Peak Savings (kW) | Achievable Economic TRC Potential | 0 | 0 | 0 | 0 | 0 | 0 | 0 | 0 | 0 | 0 | 0 | 0 | 0 | 0 | 0 | 0 | 0 | 0 | 0 | 0 | 0 | 0 | 0 | 0 | 0 | 0 | 0 | 0 | 0 | 0 | 0
F3_Industrial_Agriculture_New_Process_Natural Gas_Gas Boiler - Insulate Hot Water Lines_A_Achievable Economic TRC Potential | F3 | Industrial | Agriculture | New | Process | Natural Gas | Gas Boiler - Insulate Hot Water Lines | A | Integrated Unit Winter Peak Savings (kW) | Achievable Economic TRC Potential | 0 | 0 | 0 | 0 | 0 | 0 | 0 | 0 | 0 | 0 | 0 | 0 | 0 | 0 | 0 | 0 | 0 | 0 | 0 | 0 | 0 | 0 | 0 | 0 | 0 | 0 | 0 | 0 | 0 | 0 | 0
F4_Industrial_Agriculture_New_Process_Natural Gas_Gas Boiler - Insulate Hot Water Lines_A_Achievable Economic TRC Potential | F4 | Industrial | Agriculture | New | Process | Natural Gas | Gas Boiler - Insulate Hot Water Lines | A | Incremental Energy Savings (MWh or mTherms) | Achievable Economic TRC Potential | 0 | 0 | 0 | 0 | 0 | 0.059934 | 0.070951 | 0.08195 | 0.092874 | 0.10379 | 0.1147 | 0.12547 | 0.13621 | 0.14693 | 0.15749 | 0.16811 | 0.17865 | 0.18921 | 0.19972 | 0.21016 | 0.22062 | 0.23104 | 0.24143 | 0.25177 | 0.26208 | 0.059729 | 0.070773 | 0.081814 | 0.093154 | 0.10417 | 0.11519
F5_Industrial_Agriculture_New_Process_Natural Gas_Gas Boiler - Insulate Hot Water Lines_A_Achievable Economic TRC Potential | F5 | Industrial | Agriculture | New | Process | Natural Gas | Gas Boiler - Insulate Hot Water Lines | A | Incremental Summer Peak Savings (MW) | Achievable Economic TRC Potential | 0 | 0 | 0 | 0 | 0 | 0 | 0 | 0 | 0 | 0 | 0 | 0 | 0 | 0 | 0 | 0 | 0 | 0 | 0 | 0 | 0 | 0 | 0 | 0 | 0 | 0 | 0 | 0 | 0 | 0 | 0
F6_Industrial_Agriculture_New_Process_Natural Gas_Gas Boiler - Insulate Hot Water Lines_A_Achievable Economic TRC Potential | F6 | Industrial | Agriculture | New | Process | Natural Gas | Gas Boiler - Insulate Hot Water Lines | A | Incremental Winter Peak Savings (MW) | Achievable Economic TRC Potential | 0 | 0 | 0 | 0 | 0 | 0 | 0 | 0 | 0 | 0 | 0 | 0 | 0 | 0 | 0 | 0 | 0 | 0 | 0 | 0 | 0 | 0 | 0 | 0 | 0 | 0 | 0 | 0 | 0 | 0 | 0
F7_Industrial_Agriculture_New_Process_Natural Gas_Gas Boiler - Insulate Hot Water Lines_A_Achievable Economic TRC Potential | F7 | Industrial | Agriculture | New | Process | Natural Gas | Gas Boiler - Insulate Hot Water Lines | A | Cumulative Energy Savings (MWh or mTherms) | Achievable Economic TRC Potential | 0 | 0 | 0 | 0 | 0 | 0.059934 | 0.13084 | 0.2127 | 0.30543 | 0.40902 | 0.52347 | 0.64865 | 0.78455 | 0.9312 | 1.0885 | 1.2564 | 1.4351 | 1.6244 | 1.8244 | 2.0349 | 2.2561 | 2.4877 | 2.7296 | 2.982 | 3.2446 | 3.2451 | 3.2456 | 3.2461 | 0 | 0 | 0
F8_Industrial_Agriculture_New_Process_Natural Gas_Gas Boiler - Insulate Hot Water Lines_A_Achievable Economic TRC Potential | F8 | Industrial | Agriculture | New | Process | Natural Gas | Gas Boiler - Insulate Hot Water Lines | A | Cumulative Summer Peak Savings (MW) | Achievable Economic TRC Potential | 0 | 0 | 0 | 0 | 0 | 0 | 0 | 0 | 0 | 0 | 0 | 0 | 0 | 0 | 0 | 0 | 0 | 0 | 0 | 0 | 0 | 0 | 0 | 0 | 0 | 0 | 0 | 0 | 0 | 0 | 0
F9_Industrial_Agriculture_New_Process_Natural Gas_Gas Boiler - Insulate Hot Water Lines_A_Achievable Economic TRC Potential | F9 | Industrial | Agriculture | New | Process | Natural Gas | Gas Boiler - Insulate Hot Water Lines | A | Cumulative Winter Peak Savings (MW) | Achievable Economic TRC Potential | 0 | 0 | 0 | 0 | 0 | 0 | 0 | 0 | 0 | 0 | 0 | 0 | 0 | 0 | 0 | 0 | 0 | 0 | 0 | 0 | 0 | 0 | 0 | 0 | 0 | 0 | 0 | 0 | 0 | 0 | 0
F10_Industrial_Agriculture_New_Process_Natural Gas_Gas Boiler - Insulate Hot Water Lines_A_Achievable Economic TRC Potential | F10 | Industrial | Agriculture | New | Process | Natural Gas | Gas Boiler - Insulate Hot Water Lines | A | Purchases (Incremental) | Achievable Economic TRC Potential | 0 | 0 | 0 | 0 | 0 | 3.1496 | 3.7315 | 4.313 | 4.8911 | 5.4694 | 6.0483 | 6.6198 | 7.1898 | 7.7586 | 8.3183 | 8.8802 | 9.4368 | 9.9934 | 10.5472 | 11.0961 | 11.6456 | 12.1929 | 12.738 | 13.2811 | 13.8224 | 3.1496 | 3.7315 | 4.313 | 4.8911 | 5.4694 | 6.0483
F11_Industrial_Agriculture_New_Process_Natural Gas_Gas Boiler - Insulate Hot Water Lines_A_Achievable Economic TRC Potential | F11 | Industrial | Agriculture | New | Process | Natural Gas | Gas Boiler - Insulate Hot Water Lines | A | Purchases (Cumulative) | Achievable Economic TRC Potential | 0 | 0 | 0 | 0 | 0 | 3.1496 | 6.8811 | 11.1941 | 16.0852 | 21.5546 | 27.6029 | 34.2227 | 41.4125 | 49.1711 | 57.4894 | 66.3697 | 75.8065 | 85.7999 | 96.3471 | 107.4432 | 119.0888 | 131.2817 | 144.0197 | 157.3008 | 171.1233 | 171.1233 | 171.1233 | 171.1233 | 171.1233 | 171.1233 | 171.1233
F1_Industrial_Agriculture_New_Process_Natural Gas_Process - Insulate Heated Process Fluids_A_Achievable Economic TRC Potential | F1 | Industrial | Agriculture | New | Process | Natural Gas | Process - Insulate Heated Process Fluids | A | Integrated Unit Energy Savings (kWh or therms) | Achievable Economic TRC Potential | 0 | 0 | 0 | 0 | 0 | 13.5892 | 13.5722 | 13.5566 | 13.5424 | 13.5284 | 13.5149 | 13.5027 | 13.4917 | 13.4823 | 13.4744 | 13.4683 | 13.464 | 13.4611 | 13.4589 | 13.4572 | 13.4563 | 13.4553 | 13.454 | 13.4524 | 13.4507 | 13.4566 | 13.4621 | 13.4672 | 13.6092 | 13.6092 | 13.6092
F2_Industrial_Agriculture_New_Process_Natural Gas_Process - Insulate Heated Process Fluids_A_Achievable Economic TRC Potential | F2 | Industrial | Agriculture | New | Process | Natural Gas | Process - Insulate Heated Process Fluids | A | Integrated Unit Summer Peak Savings (kW) | Achievable Economic TRC Potential | 0 | 0 | 0 | 0 | 0 | 0 | 0 | 0 | 0 | 0 | 0 | 0 | 0 | 0 | 0 | 0 | 0 | 0 | 0 | 0 | 0 | 0 | 0 | 0 | 0 | 0 | 0 | 0 | 0 | 0 | 0
F3_Industrial_Agriculture_New_Process_Natural Gas_Process - Insulate Heated Process Fluids_A_Achievable Economic TRC Potential | F3 | Industrial | Agriculture | New | Process | Natural Gas | Process - Insulate Heated Process Fluids | A | Integrated Unit Winter Peak Savings (kW) | Achievable Economic TRC Potential | 0 | 0 | 0 | 0 | 0 | 0 | 0 | 0 | 0 | 0 | 0 | 0 | 0 | 0 | 0 | 0 | 0 | 0 | 0 | 0 | 0 | 0 | 0 | 0 | 0 | 0 | 0 | 0 | 0 | 0 | 0
F4_Industrial_Agriculture_New_Process_Natural Gas_Process - Insulate Heated Process Fluids_A_Achievable Economic TRC Potential | F4 | Industrial | Agriculture | New | Process | Natural Gas | Process - Insulate Heated Process Fluids | A | Incremental Energy Savings (MWh or mTherms) | Achievable Economic TRC Potential | 0 | 0 | 0 | 0 | 0 | 0.093627 | 0.11078 | 0.1279 | 0.14489 | 0.16186 | 0.16093 | 0.14078 | 0.12222 | 0.10544 | 0.090385 | 0.077157 | 0.065573 | 0.055541 | 0.046888 | 0.039457 | 0.033127 | 0.00023655 | 8.825e-05 | 3.1365e-05 | 1.0643e-05 | 0.092714 | 0.10989 | 0.12706 | 0.14561 | 0.16283 | 0.16205
F5_Industrial_Agriculture_New_Process_Natural Gas_Process - Insulate Heated Process Fluids_A_Achievable Economic TRC Potential | F5 | Industrial | Agriculture | New | Process | Natural Gas | Process - Insulate Heated Process Fluids | A | Incremental Summer Peak Savings (MW) | Achievable Economic TRC Potential | 0 | 0 | 0 | 0 | 0 | 0 | 0 | 0 | 0 | 0 | 0 | 0 | 0 | 0 | 0 | 0 | 0 | 0 | 0 | 0 | 0 | 0 | 0 | 0 | 0 | 0 | 0 | 0 | 0 | 0 | 0
F6_Industrial_Agriculture_New_Process_Natural Gas_Process - Insulate Heated Process Fluids_A_Achievable Economic TRC Potential | F6 | Industrial | Agriculture | New | Process | Natural Gas | Process - Insulate Heated Process Fluids | A | Incremental Winter Peak Savings (MW) | Achievable Economic TRC Potential | 0 | 0 | 0 | 0 | 0 | 0 | 0 | 0 | 0 | 0 | 0 | 0 | 0 | 0 | 0 | 0 | 0 | 0 | 0 | 0 | 0 | 0 | 0 | 0 | 0 | 0 | 0 | 0 | 0 | 0 | 0
F7_Industrial_Agriculture_New_Process_Natural Gas_Process - Insulate Heated Process Fluids_A_Achievable Economic TRC Potential | F7 | Industrial | Agriculture | New | Process | Natural Gas | Process - Insulate Heated Process Fluids | A | Cumulative Energy Savings (MWh or mTherms) | Achievable Economic TRC Potential | 0 | 0 | 0 | 0 | 0 | 0.093627 | 0.20429 | 0.33196 | 0.4765 | 0.63787 | 0.79816 | 0.93822 | 1.0597 | 1.1644 | 1.2541 | 1.3307 | 1.3958 | 1.4511 | 1.4977 | 1.537 | 1.57 | 1.5701 | 1.5701 | 1.5699 | 1.5697 | 1.5704 | 1.5711 | 1.5716 | 0 | 0 | 0
F8_Industrial_Agriculture_New_Process_Natural Gas_Process - Insulate Heated Process Fluids_A_Achievable Economic TRC Potential | F8 | Industrial | Agriculture | New | Process | Natural Gas | Process - Insulate Heated Process Fluids | A | Cumulative Summer Peak Savings (MW) | Achievable Economic TRC Potential | 0 | 0 | 0 | 0 | 0 | 0 | 0 | 0 | 0 | 0 | 0 | 0 | 0 | 0 | 0 | 0 | 0 | 0 | 0 | 0 | 0 | 0 | 0 | 0 | 0 | 0 | 0 | 0 | 0 | 0 | 0
F9_Industrial_Agriculture_New_Process_Natural Gas_Process - Insulate Heated Process Fluids_A_Achievable Economic TRC Potential | F9 | Industrial | Agriculture | New | Process | Natural Gas | Process - Insulate Heated Process Fluids | A | Cumulative Winter Peak Savings (MW) | Achievable Economic TRC Potential | 0 | 0 | 0 | 0 | 0 | 0 | 0 | 0 | 0 | 0 | 0 | 0 | 0 | 0 | 0 | 0 | 0 | 0 | 0 | 0 | 0 | 0 | 0 | 0 | 0 | 0 | 0 | 0 | 0 | 0 | 0
F10_Industrial_Agriculture_New_Process_Natural Gas_Process - Insulate Heated Process Fluids_A_Achievable Economic TRC Potential | F10 | Industrial | Agriculture | New | Process | Natural Gas | Process - Insulate Heated Process Fluids | A | Purchases (Incremental) | Achievable Economic TRC Potential | 0 | 0 | 0 | 0 | 0 | 6.8898 | 8.1626 | 9.4346 | 10.6991 | 11.9644 | 11.9076 | 10.4262 | 9.0591 | 7.8206 | 6.7079 | 5.7288 | 4.8703 | 4.126 | 3.4837 | 2.932 | 2.4618 | 0.01758 | 0.0065594 | 0.0023315 | 0.00079126 | 6.8898 | 8.1626 | 9.4346 | 10.6991 | 11.9644 | 11.9076
F11_Industrial_Agriculture_New_Process_Natural Gas_Process - Insulate Heated Process Fluids_A_Achievable Economic TRC Potential | F11 | Industrial | Agriculture | New | Process | Natural Gas | Process - Insulate Heated Process Fluids | A | Purchases (Cumulative) | Achievable Economic TRC Potential | 0 | 0 | 0 | 0 | 0 | 6.8898 | 15.0524 | 24.487 | 35.1861 | 47.1505 | 59.0581 | 69.4843 | 78.5434 | 86.364 | 93.0719 | 98.8007 | 103.6709 | 107.797 | 111.2807 | 114.2128 | 116.6746 | 116.6921 | 116.6987 | 116.701 | 116.7018 | 116.7018 | 116.7018 | 116.7018 | 116.7018 | 116.7018 | 116.7018
F1_Industrial_Agriculture_New_Process_Natural Gas_Process Heat Recovery_A_Achievable Economic TRC Potential | F1 | Industrial | Agriculture | New | Process | Natural Gas | Process Heat Recovery | A | Integrated Unit Energy Savings (kWh or therms) | Achievable Economic TRC Potential | 0 | 0 | 0 | 0 | 0 | 0.13592 | 0.1356 | 0.13531 | 0.13504 | 0.13479 | 0.13461 | 0.13446 | 0.13433 | 0.13422 | 0.13413 | 0.13407 | 0.13403 | 0.134 | 0.13398 | 0.13397 | 0.13396 | 0.13396 | 0.13396 | 0.13396 | 0.13395 | 0.13403 | 0.13411 | 0.13419 | 0 | 0 | 0
F2_Industrial_Agriculture_New_Process_Natural Gas_Process Heat Recovery_A_Achievable Economic TRC Potential | F2 | Industrial | Agriculture | New | Process | Natural Gas | Process Heat Recovery | A | Integrated Unit Summer Peak Savings (kW) | Achievable Economic TRC Potential | 0 | 0 | 0 | 0 | 0 | 0 | 0 | 0 | 0 | 0 | 0 | 0 | 0 | 0 | 0 | 0 | 0 | 0 | 0 | 0 | 0 | 0 | 0 | 0 | 0 | 0 | 0 | 0 | 0 | 0 | 0
F3_Industrial_Agriculture_New_Process_Natural Gas_Process Heat Recovery_A_Achievable Economic TRC Potential | F3 | Industrial | Agriculture | New | Process | Natural Gas | Process Heat Recovery | A | Integrated Unit Winter Peak Savings (kW) | Achievable Economic TRC Potential | 0 | 0 | 0 | 0 | 0 | 0 | 0 | 0 | 0 | 0 | 0 | 0 | 0 | 0 | 0 | 0 | 0 | 0 | 0 | 0 | 0 | 0 | 0 | 0 | 0 | 0 | 0 | 0 | 0 | 0 | 0
F4_Industrial_Agriculture_New_Process_Natural Gas_Process Heat Recovery_A_Achievable Economic TRC Potential | F4 | Industrial | Agriculture | New | Process | Natural Gas | Process Heat Recovery | A | Incremental Energy Savings (MWh or mTherms) | Achievable Economic TRC Potential | 0 | 0 | 0 | 0 | 0 | 0 | 0 | 0 | 0 | 0 | 0 | 0 | 0 | 0 | 0 | 0 | 0 | 0 | 0 | 0 | 0 | 0 | 0 | 0 | 0 | 0 | 0 | 0 | 0 | 0 | 0
F5_Industrial_Agriculture_New_Process_Natural Gas_Process Heat Recovery_A_Achievable Economic TRC Potential | F5 | Industrial | Agriculture | New | Process | Natural Gas | Process Heat Recovery | A | Incremental Summer Peak Savings (MW) | Achievable Economic TRC Potential | 0 | 0 | 0 | 0 | 0 | 0 | 0 | 0 | 0 | 0 | 0 | 0 | 0 | 0 | 0 | 0 | 0 | 0 | 0 | 0 | 0 | 0 | 0 | 0 | 0 | 0 | 0 | 0 | 0 | 0 | 0
F6_Industrial_Agriculture_New_Process_Natural Gas_Process Heat Recovery_A_Achievable Economic TRC Potential | F6 | Industrial | Agriculture | New | Process | Natural Gas | Process Heat Recovery | A | Incremental Winter Peak Savings (MW) | Achievable Economic TRC Potential | 0 | 0 | 0 | 0 | 0 | 0 | 0 | 0 | 0 | 0 | 0 | 0 | 0 | 0 | 0 | 0 | 0 | 0 | 0 | 0 | 0 | 0 | 0 | 0 | 0 | 0 | 0 | 0 | 0 | 0 | 0
F7_Industrial_Agriculture_New_Process_Natural Gas_Process Heat Recovery_A_Achievable Economic TRC Potential | F7 | Industrial | Agriculture | New | Process | Natural Gas | Process Heat Recovery | A | Cumulative Energy Savings (MWh or mTherms) | Achievable Economic TRC Potential | 0 | 0 | 0 | 0 | 0 | 0 | 0 | 0 | 0 | 0 | 0 | 0 | 0 | 0 | 0 | 0 | 0 | 0 | 0 | 0 | 0 | 0 | 0 | 0 | 0 | 0 | 0 | 0 | 0 | 0 | 0
F8_Industrial_Agriculture_New_Process_Natural Gas_Process Heat Recovery_A_Achievable Economic TRC Potential | F8 | Industrial | Agriculture | New | Process | Natural Gas | Process Heat Recovery | A | Cumulative Summer Peak Savings (MW) | Achievable Economic TRC Potential | 0 | 0 | 0 | 0 | 0 | 0 | 0 | 0 | 0 | 0 | 0 | 0 | 0 | 0 | 0 | 0 | 0 | 0 | 0 | 0 | 0 | 0 | 0 | 0 | 0 | 0 | 0 | 0 | 0 | 0 | 0
F9_Industrial_Agriculture_New_Process_Natural Gas_Process Heat Recovery_A_Achievable Economic TRC Potential | F9 | Industrial | Agriculture | New | Process | Natural Gas | Process Heat Recovery | A | Cumulative Winter Peak Savings (MW) | Achievable Economic TRC Potential | 0 | 0 | 0 | 0 | 0 | 0 | 0 | 0 | 0 | 0 | 0 | 0 | 0 | 0 | 0 | 0 | 0 | 0 | 0 | 0 | 0 | 0 | 0 | 0 | 0 | 0 | 0 | 0 | 0 | 0 | 0
F10_Industrial_Agriculture_New_Process_Natural Gas_Process Heat Recovery_A_Achievable Economic TRC Potential | F10 | Industrial | Agriculture | New | Process | Natural Gas | Process Heat Recovery | A | Purchases (Incremental) | Achievable Economic TRC Potential | 0 | 0 | 0 | 0 | 0 | 0 | 0 | 0 | 0 | 0 | 0 | 0 | 0 | 0 | 0 | 0 | 0 | 0 | 0 | 0 | 0 | 0 | 0 | 0 | 0 | 0 | 0 | 0 | 0 | 0 | 0
F11_Industrial_Agriculture_New_Process_Natural Gas_Process Heat Recovery_A_Achievable Economic TRC Potential | F11 | Industrial | Agriculture | New | Process | Natural Gas | Process Heat Recovery | A | Purchases (Cumulative) | Achievable Economic TRC Potential | 0 | 0 | 0 | 0 | 0 | 0 | 0 | 0 | 0 | 0 | 0 | 0 | 0 | 0 | 0 | 0 | 0 | 0 | 0 | 0 | 0 | 0 | 0 | 0 | 0 | 0 | 0 | 0 | 0 | 0 | 0
F1_Industrial_Agriculture_New_Space Heating_Natural Gas_Building Automation System_A_Achievable Economic TRC Potential | F1 | Industrial | Agriculture | New | Space Heating | Natural Gas | Building Automation System | A | Integrated Unit Energy Savings (kWh or therms) | Achievable Economic TRC Potential | 0 | 0 | 0 | 0 | 0 | 0.014549 | 0.014313 | 0.014117 | 0.013949 | 0.013799 | 0.013662 | 0.013499 | 0.013323 | 0.013145 | 0.01297 | 0.012811 | 0.012669 | 0.012549 | 0.012388 | 0.012265 | 0.012171 | 0.012096 | 0.012055 | 0.012028 | 0.012011 | 0.012002 | 0.011996 | 0.011995 | 0 | 0 | 0
F2_Industrial_Agriculture_New_Space Heating_Natural Gas_Building Automation System_A_Achievable Economic TRC Potential | F2 | Industrial | Agriculture | New | Space Heating | Natural Gas | Building Automation System | A | Integrated Unit Summer Peak Savings (kW) | Achievable Economic TRC Potential | 0 | 0 | 0 | 0 | 0 | 0 | 0 | 0 | 0 | 0 | 0 | 0 | 0 | 0 | 0 | 0 | 0 | 0 | 0 | 0 | 0 | 0 | 0 | 0 | 0 | 0 | 0 | 0 | 0 | 0 | 0
F3_Industrial_Agriculture_New_Space Heating_Natural Gas_Building Automation System_A_Achievable Economic TRC Potential | F3 | Industrial | Agriculture | New | Space Heating | Natural Gas | Building Automation System | A | Integrated Unit Winter Peak Savings (kW) | Achievable Economic TRC Potential | 0 | 0 | 0 | 0 | 0 | 0 | 0 | 0 | 0 | 0 | 0 | 0 | 0 | 0 | 0 | 0 | 0 | 0 | 0 | 0 | 0 | 0 | 0 | 0 | 0 | 0 | 0 | 0 | 0 | 0 | 0
F4_Industrial_Agriculture_New_Space Heating_Natural Gas_Building Automation System_A_Achievable Economic TRC Potential | F4 | Industrial | Agriculture | New | Space Heating | Natural Gas | Building Automation System | A | Incremental Energy Savings (MWh or mTherms) | Achievable Economic TRC Potential | 0 | 0 | 0 | 0 | 0 | 0.0010238 | 0.0023851 | 0.0048281 | 0.0088 | 0.014776 | 0.02317 | 0.034083 | 0.047363 | 0.06237 | 0.077803 | 0.092049 | 0.1029 | 0.10839 | 0.10646 | 0.097491 | 0.08397 | 0.066817 | 0.048161 | 0.032009 | 0.021697 | 0.020354 | 0.03029 | 0.042642 | 0 | 0 | 0
F5_Industrial_Agriculture_New_Space Heating_Natural Gas_Building Automation System_A_Achievable Economic TRC Potential | F5 | Industrial | Agriculture | New | Space Heating | Natural Gas | Building Automation System | A | Incremental Summer Peak Savings (MW) | Achievable Economic TRC Potential | 0 | 0 | 0 | 0 | 0 | 0 | 0 | 0 | 0 | 0 | 0 | 0 | 0 | 0 | 0 | 0 | 0 | 0 | 0 | 0 | 0 | 0 | 0 | 0 | 0 | 0 | 0 | 0 | 0 | 0 | 0
F6_Industrial_Agriculture_New_Space Heating_Natural Gas_Building Automation System_A_Achievable Economic TRC Potential | F6 | Industrial | Agriculture | New | Space Heating | Natural Gas | Building Automation System | A | Incremental Winter Peak Savings (MW) | Achievable Economic TRC Potential | 0 | 0 | 0 | 0 | 0 | 0 | 0 | 0 | 0 | 0 | 0 | 0 | 0 | 0 | 0 | 0 | 0 | 0 | 0 | 0 | 0 | 0 | 0 | 0 | 0 | 0 | 0 | 0 | 0 | 0 | 0
F7_Industrial_Agriculture_New_Space Heating_Natural Gas_Building Automation System_A_Achievable Economic TRC Potential | F7 | Industrial | Agriculture | New | Space Heating | Natural Gas | Building Automation System | A | Cumulative Energy Savings (MWh or mTherms) | Achievable Economic TRC Potential | 0 | 0 | 0 | 0 | 0 | 0.0010238 | 0.0033923 | 0.008174 | 0.016877 | 0.03147 | 0.054329 | 0.087763 | 0.13398 | 0.19456 | 0.26977 | 0.35853 | 0.45744 | 0.56151 | 0.66078 | 0.75168 | 0.82905 | 0.88876 | 0.92977 | 0.95209 | 0.95961 | 0.95886 | 0.95842 | 0.95831 | 0 | 0 | 0
F8_Industrial_Agriculture_New_Space Heating_Natural Gas_Building Automation System_A_Achievable Economic TRC Potential | F8 | Industrial | Agriculture | New | Space Heating | Natural Gas | Building Automation System | A | Cumulative Summer Peak Savings (MW) | Achievable Economic TRC Potential | 0 | 0 | 0 | 0 | 0 | 0 | 0 | 0 | 0 | 0 | 0 | 0 | 0 | 0 | 0 | 0 | 0 | 0 | 0 | 0 | 0 | 0 | 0 | 0 | 0 | 0 | 0 | 0 | 0 | 0 | 0
F9_Industrial_Agriculture_New_Space Heating_Natural Gas_Building Automation System_A_Achievable Economic TRC Potential | F9 | Industrial | Agriculture | New | Space Heating | Natural Gas | Building Automation System | A | Cumulative Winter Peak Savings (MW) | Achievable Economic TRC Potential | 0 | 0 | 0 | 0 | 0 | 0 | 0 | 0 | 0 | 0 | 0 | 0 | 0 | 0 | 0 | 0 | 0 | 0 | 0 | 0 | 0 | 0 | 0 | 0 | 0 | 0 | 0 | 0 | 0 | 0 | 0
F10_Industrial_Agriculture_New_Space Heating_Natural Gas_Building Automation System_A_Achievable Economic TRC Potential | F10 | Industrial | Agriculture | New | Space Heating | Natural Gas | Building Automation System | A | Purchases (Incremental) | Achievable Economic TRC Potential | 0 | 0 | 0 | 0 | 0 | 70.3675 | 166.6437 | 341.9934 | 630.861 | 1070.7946 | 1695.9183 | 2524.8994 | 3554.9963 | 4744.7662 | 5998.8888 | 7184.9979 | 8122.5183 | 8637.5243 | 8593.5546 | 7948.8508 | 6899.1643 | 5523.754 | 3995.1085 | 2661.2639 | 1806.3441 | 1695.9183 | 2524.8994 | 3554.9963 | 4744.7662 | 5998.8888 | 7184.9979
F11_Industrial_Agriculture_New_Space Heating_Natural Gas_Building Automation System_A_Achievable Economic TRC Potential | F11 | Industrial | Agriculture | New | Space Heating | Natural Gas | Building Automation System | A | Purchases (Cumulative) | Achievable Economic TRC Potential | 0 | 0 | 0 | 0 | 0 | 70.3675 | 237.0112 | 579.0047 | 1209.8657 | 2280.6602 | 3976.5786 | 6501.478 | 10056.4743 | 14801.2405 | 20800.1293 | 27985.1272 | 36107.6455 | 44745.1698 | 53338.7244 | 61287.5752 | 68116.3721 | 73473.4824 | 77126.5974 | 79157.0003 | 79892.5499 | 79892.5499 | 79892.5499 | 79892.5499 | 79892.5499 | 79892.5499 | 79892.5499
F1_Industrial_Agriculture_New_Space Heating_Natural Gas_Steam System Efficiency Improvements_A_Achievable Economic TRC Potential | F1 | Industrial | Agriculture | New | Space Heating | Natural Gas | Steam System Efficiency Improvements | A | Integrated Unit Energy Savings (kWh or therms) | Achievable Economic TRC Potential | 0 | 0 | 0 | 0 | 0 | 0 | 0 | 0 | 0 | 0 | 0 | 0 | 0 | 0 | 0 | 0 | 0 | 0 | 0 | 0 | 0 | 0 | 0 | 0 | 0 | 0 | 0 | 0 | 0 | 0 | 0
F2_Industrial_Agriculture_New_Space Heating_Natural Gas_Steam System Efficiency Improvements_A_Achievable Economic TRC Potential | F2 | Industrial | Agriculture | New | Space Heating | Natural Gas | Steam System Efficiency Improvements | A | Integrated Unit Summer Peak Savings (kW) | Achievable Economic TRC Potential | 0 | 0 | 0 | 0 | 0 | 0 | 0 | 0 | 0 | 0 | 0 | 0 | 0 | 0 | 0 | 0 | 0 | 0 | 0 | 0 | 0 | 0 | 0 | 0 | 0 | 0 | 0 | 0 | 0 | 0 | 0
F3_Industrial_Agriculture_New_Space Heating_Natural Gas_Steam System Efficiency Improvements_A_Achievable Economic TRC Potential | F3 | Industrial | Agriculture | New | Space Heating | Natural Gas | Steam System Efficiency Improvements | A | Integrated Unit Winter Peak Savings (kW) | Achievable Economic TRC Potential | 0 | 0 | 0 | 0 | 0 | 0 | 0 | 0 | 0 | 0 | 0 | 0 | 0 | 0 | 0 | 0 | 0 | 0 | 0 | 0 | 0 | 0 | 0 | 0 | 0 | 0 | 0 | 0 | 0 | 0 | 0
F4_Industrial_Agriculture_New_Space Heating_Natural Gas_Steam System Efficiency Improvements_A_Achievable Economic TRC Potential | F4 | Industrial | Agriculture | New | Space Heating | Natural Gas | Steam System Efficiency Improvements | A | Incremental Energy Savings (MWh or mTherms) | Achievable Economic TRC Potential | 0 | 0 | 0 | 0 | 0 | 0 | 0 | 0 | 0 | 0 | 0 | 0 | 0 | 0 | 0 | 0 | 0 | 0 | 0 | 0 | 0 | 0 | 0 | 0 | 0 | 0 | 0 | 0 | 0 | 0 | 0
F5_Industrial_Agriculture_New_Space Heating_Natural Gas_Steam System Efficiency Improvements_A_Achievable Economic TRC Potential | F5 | Industrial | Agriculture | New | Space Heating | Natural Gas | Steam System Efficiency Improvements | A | Incremental Summer Peak Savings (MW) | Achievable Economic TRC Potential | 0 | 0 | 0 | 0 | 0 | 0 | 0 | 0 | 0 | 0 | 0 | 0 | 0 | 0 | 0 | 0 | 0 | 0 | 0 | 0 | 0 | 0 | 0 | 0 | 0 | 0 | 0 | 0 | 0 | 0 | 0
F6_Industrial_Agriculture_New_Space Heating_Natural Gas_Steam System Efficiency Improvements_A_Achievable Economic TRC Potential | F6 | Industrial | Agriculture | New | Space Heating | Natural Gas | Steam System Efficiency Improvements | A | Incremental Winter Peak Savings (MW) | Achievable Economic TRC Potential | 0 | 0 | 0 | 0 | 0 | 0 | 0 | 0 | 0 | 0 | 0 | 0 | 0 | 0 | 0 | 0 | 0 | 0 | 0 | 0 | 0 | 0 | 0 | 0 | 0 | 0 | 0 | 0 | 0 | 0 | 0
F7_Industrial_Agriculture_New_Space Heating_Natural Gas_Steam System Efficiency Improvements_A_Achievable Economic TRC Potential | F7 | Industrial | Agriculture | New | Space Heating | Natural Gas | Steam System Efficiency Improvements | A | Cumulative Energy Savings (MWh or mTherms) | Achievable Economic TRC Potential | 0 | 0 | 0 | 0 | 0 | 0 | 0 | 0 | 0 | 0 | 0 | 0 | 0 | 0 | 0 | 0 | 0 | 0 | 0 | 0 | 0 | 0 | 0 | 0 | 0 | 0 | 0 | 0 | 0 | 0 | 0
F8_Industrial_Agriculture_New_Space Heating_Natural Gas_Steam System Efficiency Improvements_A_Achievable Economic TRC Potential | F8 | Industrial | Agriculture | New | Space Heating | Natural Gas | Steam System Efficiency Improvements | A | Cumulative Summer Peak Savings (MW) | Achievable Economic TRC Potential | 0 | 0 | 0 | 0 | 0 | 0 | 0 | 0 | 0 | 0 | 0 | 0 | 0 | 0 | 0 | 0 | 0 | 0 | 0 | 0 | 0 | 0 | 0 | 0 | 0 | 0 | 0 | 0 | 0 | 0 | 0
F9_Industrial_Agriculture_New_Space Heating_Natural Gas_Steam System Efficiency Improvements_A_Achievable Economic TRC Potential | F9 | Industrial | Agriculture | New | Space Heating | Natural Gas | Steam System Efficiency Improvements | A | Cumulative Winter Peak Savings (MW) | Achievable Economic TRC Potential | 0 | 0 | 0 | 0 | 0 | 0 | 0 | 0 | 0 | 0 | 0 | 0 | 0 | 0 | 0 | 0 | 0 | 0 | 0 | 0 | 0 | 0 | 0 | 0 | 0 | 0 | 0 | 0 | 0 | 0 | 0
F10_Industrial_Agriculture_New_Space Heating_Natural Gas_Steam System Efficiency Improvements_A_Achievable Economic TRC Potential | F10 | Industrial | Agriculture | New | Space Heating | Natural Gas | Steam System Efficiency Improvements | A | Purchases (Incremental) | Achievable Economic TRC Potential | 0 | 0 | 0 | 0 | 0 | 0 | 0 | 0 | 0 | 0 | 0 | 0 | 0 | 0 | 0 | 0 | 0 | 0 | 0 | 0 | 0 | 0 | 0 | 0 | 0 | 0 | 0 | 0 | 0 | 0 | 0
F11_Industrial_Agriculture_New_Space Heating_Natural Gas_Steam System Efficiency Improvements_A_Achievable Economic TRC Potential | F11 | Industrial | Agriculture | New | Space Heating | Natural Gas | Steam System Efficiency Improvements | A | Purchases (Cumulative) | Achievable Economic TRC Potential | 0 | 0 | 0 | 0 | 0 | 0 | 0 | 0 | 0 | 0 | 0 | 0 | 0 | 0 | 0 | 0 | 0 | 0 | 0 | 0 | 0 | 0 | 0 | 0 | 0 | 0 | 0 | 0 | 0 | 0 | 0
F1_Industrial_Agriculture_New_Process_Natural Gas_Steam System Efficiency Improvements_A_Achievable Economic TRC Potential | F1 | Industrial | Agriculture | New | Process | Natural Gas | Steam System Efficiency Improvements | A | Integrated Unit Energy Savings (kWh or therms) | Achievable Economic TRC Potential | 0 | 0 | 0 | 0 | 0 | 0.18543 | 0.18499 | 0.1846 | 0.18424 | 0.18389 | 0.18364 | 0.18343 | 0.18326 | 0.18311 | 0.18299 | 0.18291 | 0.18285 | 0.18281 | 0.18279 | 0.18277 | 0.18276 | 0.18277 | 0.18276 | 0.18275 | 0.18274 | 0.18286 | 0.18297 | 0.18307 | 0.18594 | 0.18594 | 0.18594
F2_Industrial_Agriculture_New_Process_Natural Gas_Steam System Efficiency Improvements_A_Achievable Economic TRC Potential | F2 | Industrial | Agriculture | New | Process | Natural Gas | Steam System Efficiency Improvements | A | Integrated Unit Summer Peak Savings (kW) | Achievable Economic TRC Potential | 0 | 0 | 0 | 0 | 0 | 0 | 0 | 0 | 0 | 0 | 0 | 0 | 0 | 0 | 0 | 0 | 0 | 0 | 0 | 0 | 0 | 0 | 0 | 0 | 0 | 0 | 0 | 0 | 0 | 0 | 0
F3_Industrial_Agriculture_New_Process_Natural Gas_Steam System Efficiency Improvements_A_Achievable Economic TRC Potential | F3 | Industrial | Agriculture | New | Process | Natural Gas | Steam System Efficiency Improvements | A | Integrated Unit Winter Peak Savings (kW) | Achievable Economic TRC Potential | 0 | 0 | 0 | 0 | 0 | 0 | 0 | 0 | 0 | 0 | 0 | 0 | 0 | 0 | 0 | 0 | 0 | 0 | 0 | 0 | 0 | 0 | 0 | 0 | 0 | 0 | 0 | 0 | 0 | 0 | 0
F4_Industrial_Agriculture_New_Process_Natural Gas_Steam System Efficiency Improvements_A_Achievable Economic TRC Potential | F4 | Industrial | Agriculture | New | Process | Natural Gas | Steam System Efficiency Improvements | A | Incremental Energy Savings (MWh or mTherms) | Achievable Economic TRC Potential | 0 | 0 | 0 | 0 | 0 | 0 | 0 | 0 | 0 | 0 | 0 | 0 | 0 | 0 | 0 | 0 | 0 | 0 | 0 | 0 | 0 | 0 | 0 | 0 | 0 | 0 | 0 | 0 | 0 | 0 | 0
F5_Industrial_Agriculture_New_Process_Natural Gas_Steam System Efficiency Improvements_A_Achievable Economic TRC Potential | F5 | Industrial | Agriculture | New | Process | Natural Gas | Steam System Efficiency Improvements | A | Incremental Summer Peak Savings (MW) | Achievable Economic TRC Potential | 0 | 0 | 0 | 0 | 0 | 0 | 0 | 0 | 0 | 0 | 0 | 0 | 0 | 0 | 0 | 0 | 0 | 0 | 0 | 0 | 0 | 0 | 0 | 0 | 0 | 0 | 0 | 0 | 0 | 0 | 0
F6_Industrial_Agriculture_New_Process_Natural Gas_Steam System Efficiency Improvements_A_Achievable Economic TRC Potential | F6 | Industrial | Agriculture | New | Process | Natural Gas | Steam System Efficiency Improvements | A | Incremental Winter Peak Savings (MW) | Achievable Economic TRC Potential | 0 | 0 | 0 | 0 | 0 | 0 | 0 | 0 | 0 | 0 | 0 | 0 | 0 | 0 | 0 | 0 | 0 | 0 | 0 | 0 | 0 | 0 | 0 | 0 | 0 | 0 | 0 | 0 | 0 | 0 | 0
F7_Industrial_Agriculture_New_Process_Natural Gas_Steam System Efficiency Improvements_A_Achievable Economic TRC Potential | F7 | Industrial | Agriculture | New | Process | Natural Gas | Steam System Efficiency Improvements | A | Cumulative Energy Savings (MWh or mTherms) | Achievable Economic TRC Potential | 0 | 0 | 0 | 0 | 0 | 0 | 0 | 0 | 0 | 0 | 0 | 0 | 0 | 0 | 0 | 0 | 0 | 0 | 0 | 0 | 0 | 0 | 0 | 0 | 0 | 0 | 0 | 0 | 0 | 0 | 0
F8_Industrial_Agriculture_New_Process_Natural Gas_Steam System Efficiency Improvements_A_Achievable Economic TRC Potential | F8 | Industrial | Agriculture | New | Process | Natural Gas | Steam System Efficiency Improvements | A | Cumulative Summer Peak Savings (MW) | Achievable Economic TRC Potential | 0 | 0 | 0 | 0 | 0 | 0 | 0 | 0 | 0 | 0 | 0 | 0 | 0 | 0 | 0 | 0 | 0 | 0 | 0 | 0 | 0 | 0 | 0 | 0 | 0 | 0 | 0 | 0 | 0 | 0 | 0
F9_Industrial_Agriculture_New_Process_Natural Gas_Steam System Efficiency Improvements_A_Achievable Economic TRC Potential | F9 | Industrial | Agriculture | New | Process | Natural Gas | Steam System Efficiency Improvements | A | Cumulative Winter Peak Savings (MW) | Achievable Economic TRC Potential | 0 | 0 | 0 | 0 | 0 | 0 | 0 | 0 | 0 | 0 | 0 | 0 | 0 | 0 | 0 | 0 | 0 | 0 | 0 | 0 | 0 | 0 | 0 | 0 | 0 | 0 | 0 | 0 | 0 | 0 | 0
F10_Industrial_Agriculture_New_Process_Natural Gas_Steam System Efficiency Improvements_A_Achievable Economic TRC Potential | F10 | Industrial | Agriculture | New | Process | Natural Gas | Steam System Efficiency Improvements | A | Purchases (Incremental) | Achievable Economic TRC Potential | 0 | 0 | 0 | 0 | 0 | 0 | 0 | 0 | 0 | 0 | 0 | 0 | 0 | 0 | 0 | 0 | 0 | 0 | 0 | 0 | 0 | 0 | 0 | 0 | 0 | 0 | 0 | 0 | 0 | 0 | 0
F11_Industrial_Agriculture_New_Process_Natural Gas_Steam System Efficiency Improvements_A_Achievable Economic TRC Potential | F11 | Industrial | Agriculture | New | Process | Natural Gas | Steam System Efficiency Improvements | A | Purchases (Cumulative) | Achievable Economic TRC Potential | 0 | 0 | 0 | 0 | 0 | 0 | 0 | 0 | 0 | 0 | 0 | 0 | 0 | 0 | 0 | 0 | 0 | 0 | 0 | 0 | 0 | 0 | 0 | 0 | 0 | 0 | 0 | 0 | 0 | 0 | 0
F1_Industrial_Agriculture_New_Space Heating_Natural Gas_Strategic Energy Management_A_Achievable Economic TRC Potential | F1 | Industrial | Agriculture | New | Space Heating | Natural Gas | Strategic Energy Management | A | Integrated Unit Energy Savings (kWh or therms) | Achievable Economic TRC Potential | 0 | 0 | 0 | 0 | 0 | 3.836 | 3.773 | 3.7202 | 3.6739 | 3.6312 | 3.5911 | 3.5426 | 3.4893 | 3.4342 | 3.3785 | 3.3267 | 3.2787 | 3.2373 | 3.1867 | 3.1476 | 3.1185 | 3.0966 | 3.0856 | 3.0801 | 3.0786 | 3.0795 | 3.0812 | 3.0837 | 0 | 0 | 0
F2_Industrial_Agriculture_New_Space Heating_Natural Gas_Strategic Energy Management_A_Achievable Economic TRC Potential | F2 | Industrial | Agriculture | New | Space Heating | Natural Gas | Strategic Energy Management | A | Integrated Unit Summer Peak Savings (kW) | Achievable Economic TRC Potential | 0 | 0 | 0 | 0 | 0 | 0 | 0 | 0 | 0 | 0 | 0 | 0 | 0 | 0 | 0 | 0 | 0 | 0 | 0 | 0 | 0 | 0 | 0 | 0 | 0 | 0 | 0 | 0 | 0 | 0 | 0
F3_Industrial_Agriculture_New_Space Heating_Natural Gas_Strategic Energy Management_A_Achievable Economic TRC Potential | F3 | Industrial | Agriculture | New | Space Heating | Natural Gas | Strategic Energy Management | A | Integrated Unit Winter Peak Savings (kW) | Achievable Economic TRC Potential | 0 | 0 | 0 | 0 | 0 | 0 | 0 | 0 | 0 | 0 | 0 | 0 | 0 | 0 | 0 | 0 | 0 | 0 | 0 | 0 | 0 | 0 | 0 | 0 | 0 | 0 | 0 | 0 | 0 | 0 | 0
F4_Industrial_Agriculture_New_Space Heating_Natural Gas_Strategic Energy Management_A_Achievable Economic TRC Potential | F4 | Industrial | Agriculture | New | Space Heating | Natural Gas | Strategic Energy Management | A | Incremental Energy Savings (MWh or mTherms) | Achievable Economic TRC Potential | 0 | 0 | 0 | 0 | 0 | 0.0064368 | 0.0075005 | 0.0085482 | 0.0095732 | 0.010581 | 0.011572 | 0.012494 | 0.013366 | 0.014195 | 0.014973 | 0.015739 | 0.016484 | 0.017236 | 0.017906 | 0.018607 | 0.019348 | 0.020115 | 0.02094 | 0.021794 | 0.022671 | 0.019106 | 0.020015 | 0.020927 | 0 | 0 | 0
F5_Industrial_Agriculture_New_Space Heating_Natural Gas_Strategic Energy Management_A_Achievable Economic TRC Potential | F5 | Industrial | Agriculture | New | Space Heating | Natural Gas | Strategic Energy Management | A | Incremental Summer Peak Savings (MW) | Achievable Economic TRC Potential | 0 | 0 | 0 | 0 | 0 | 0 | 0 | 0 | 0 | 0 | 0 | 0 | 0 | 0 | 0 | 0 | 0 | 0 | 0 | 0 | 0 | 0 | 0 | 0 | 0 | 0 | 0 | 0 | 0 | 0 | 0
F6_Industrial_Agriculture_New_Space Heating_Natural Gas_Strategic Energy Management_A_Achievable Economic TRC Potential | F6 | Industrial | Agriculture | New | Space Heating | Natural Gas | Strategic Energy Management | A | Incremental Winter Peak Savings (MW) | Achievable Economic TRC Potential | 0 | 0 | 0 | 0 | 0 | 0 | 0 | 0 | 0 | 0 | 0 | 0 | 0 | 0 | 0 | 0 | 0 | 0 | 0 | 0 | 0 | 0 | 0 | 0 | 0 | 0 | 0 | 0 | 0 | 0 | 0
F7_Industrial_Agriculture_New_Space Heating_Natural Gas_Strategic Energy Management_A_Achievable Economic TRC Potential | F7 | Industrial | Agriculture | New | Space Heating | Natural Gas | Strategic Energy Management | A | Cumulative Energy Savings (MWh or mTherms) | Achievable Economic TRC Potential | 0 | 0 | 0 | 0 | 0 | 0.0064368 | 0.013832 | 0.022186 | 0.031483 | 0.041699 | 0.046784 | 0.051603 | 0.056175 | 0.060534 | 0.064681 | 0.068707 | 0.072637 | 0.076556 | 0.080093 | 0.083768 | 0.087588 | 0.091521 | 0.095707 | 0.10002 | 0.10445 | 0.10448 | 0.10453 | 0.10462 | 0 | 0 | 0
F8_Industrial_Agriculture_New_Space Heating_Natural Gas_Strategic Energy Management_A_Achievable Economic TRC Potential | F8 | Industrial | Agriculture | New | Space Heating | Natural Gas | Strategic Energy Management | A | Cumulative Summer Peak Savings (MW) | Achievable Economic TRC Potential | 0 | 0 | 0 | 0 | 0 | 0 | 0 | 0 | 0 | 0 | 0 | 0 | 0 | 0 | 0 | 0 | 0 | 0 | 0 | 0 | 0 | 0 | 0 | 0 | 0 | 0 | 0 | 0 | 0 | 0 | 0
F9_Industrial_Agriculture_New_Space Heating_Natural Gas_Strategic Energy Management_A_Achievable Economic TRC Potential | F9 | Industrial | Agriculture | New | Space Heating | Natural Gas | Strategic Energy Management | A | Cumulative Winter Peak Savings (MW) | Achievable Economic TRC Potential | 0 | 0 | 0 | 0 | 0 | 0 | 0 | 0 | 0 | 0 | 0 | 0 | 0 | 0 | 0 | 0 | 0 | 0 | 0 | 0 | 0 | 0 | 0 | 0 | 0 | 0 | 0 | 0 | 0 | 0 | 0
F10_Industrial_Agriculture_New_Space Heating_Natural Gas_Strategic Energy Management_A_Achievable Economic TRC Potential | F10 | Industrial | Agriculture | New | Space Heating | Natural Gas | Strategic Energy Management | A | Purchases (Incremental) | Achievable Economic TRC Potential | 0 | 0 | 0 | 0 | 0 | 1.678 | 1.988 | 2.2978 | 2.6057 | 2.9139 | 3.2223 | 3.5268 | 3.8304 | 4.1334 | 4.4317 | 4.731 | 5.0275 | 5.3241 | 5.6191 | 5.9115 | 6.2043 | 6.4959 | 6.7863 | 7.0756 | 7.364 | 6.2043 | 6.4959 | 6.7863 | 7.0756 | 7.364 | 6.2043
F11_Industrial_Agriculture_New_Space Heating_Natural Gas_Strategic Energy Management_A_Achievable Economic TRC Potential | F11 | Industrial | Agriculture | New | Space Heating | Natural Gas | Strategic Energy Management | A | Purchases (Cumulative) | Achievable Economic TRC Potential | 0 | 0 | 0 | 0 | 0 | 1.678 | 3.666 | 5.9637 | 8.5695 | 11.4834 | 13.0277 | 14.5665 | 16.0991 | 17.6268 | 19.1446 | 20.6533 | 22.1541 | 23.6477 | 25.1334 | 26.6133 | 28.0865 | 29.5549 | 31.0171 | 32.4736 | 33.9261 | 33.9261 | 33.9261 | 33.9261 | 33.9261 | 33.9261 | 33.9261
F1_Industrial_Agriculture_New_Process_Natural Gas_Strategic Energy Management_A_Achievable Economic TRC Potential | F1 | Industrial | Agriculture | New | Process | Natural Gas | Strategic Energy Management | A | Integrated Unit Energy Savings (kWh or therms) | Achievable Economic TRC Potential | 0 | 0 | 0 | 0 | 0 | 1.4038 | 1.4015 | 1.3994 | 1.3974 | 1.3955 | 1.3938 | 1.3923 | 1.391 | 1.39 | 1.3892 | 1.3886 | 1.3882 | 1.3879 | 1.3878 | 1.3877 | 1.3877 | 1.3877 | 1.3877 | 1.3877 | 1.3876 | 1.3883 | 1.3889 | 1.3896 | 0 | 0 | 0
F2_Industrial_Agriculture_New_Process_Natural Gas_Strategic Energy Management_A_Achievable Economic TRC Potential | F2 | Industrial | Agriculture | New | Process | Natural Gas | Strategic Energy Management | A | Integrated Unit Summer Peak Savings (kW) | Achievable Economic TRC Potential | 0 | 0 | 0 | 0 | 0 | 0 | 0 | 0 | 0 | 0 | 0 | 0 | 0 | 0 | 0 | 0 | 0 | 0 | 0 | 0 | 0 | 0 | 0 | 0 | 0 | 0 | 0 | 0 | 0 | 0 | 0
F3_Industrial_Agriculture_New_Process_Natural Gas_Strategic Energy Management_A_Achievable Economic TRC Potential | F3 | Industrial | Agriculture | New | Process | Natural Gas | Strategic Energy Management | A | Integrated Unit Winter Peak Savings (kW) | Achievable Economic TRC Potential | 0 | 0 | 0 | 0 | 0 | 0 | 0 | 0 | 0 | 0 | 0 | 0 | 0 | 0 | 0 | 0 | 0 | 0 | 0 | 0 | 0 | 0 | 0 | 0 | 0 | 0 | 0 | 0 | 0 | 0 | 0
F4_Industrial_Agriculture_New_Process_Natural Gas_Strategic Energy Management_A_Achievable Economic TRC Potential | F4 | Industrial | Agriculture | New | Process | Natural Gas | Strategic Energy Management | A | Incremental Energy Savings (MWh or mTherms) | Achievable Economic TRC Potential | 0 | 0 | 0 | 0 | 0 | 0.15917 | 0.18826 | 0.21728 | 0.24606 | 0.27478 | 0.30348 | 0.33181 | 0.36005 | 0.38824 | 0.416 | 0.44391 | 0.4716 | 0.49932 | 0.52694 | 0.55432 | 0.58177 | 0.60913 | 0.63636 | 0.66347 | 0.69047 | 0.58203 | 0.60967 | 0.63721 | 0 | 0 | 0
F5_Industrial_Agriculture_New_Process_Natural Gas_Strategic Energy Management_A_Achievable Economic TRC Potential | F5 | Industrial | Agriculture | New | Process | Natural Gas | Strategic Energy Management | A | Incremental Summer Peak Savings (MW) | Achievable Economic TRC Potential | 0 | 0 | 0 | 0 | 0 | 0 | 0 | 0 | 0 | 0 | 0 | 0 | 0 | 0 | 0 | 0 | 0 | 0 | 0 | 0 | 0 | 0 | 0 | 0 | 0 | 0 | 0 | 0 | 0 | 0 | 0
F6_Industrial_Agriculture_New_Process_Natural Gas_Strategic Energy Management_A_Achievable Economic TRC Potential | F6 | Industrial | Agriculture | New | Process | Natural Gas | Strategic Energy Management | A | Incremental Winter Peak Savings (MW) | Achievable Economic TRC Potential | 0 | 0 | 0 | 0 | 0 | 0 | 0 | 0 | 0 | 0 | 0 | 0 | 0 | 0 | 0 | 0 | 0 | 0 | 0 | 0 | 0 | 0 | 0 | 0 | 0 | 0 | 0 | 0 | 0 | 0 | 0
F7_Industrial_Agriculture_New_Process_Natural Gas_Strategic Energy Management_A_Achievable Economic TRC Potential | F7 | Industrial | Agriculture | New | Process | Natural Gas | Strategic Energy Management | A | Cumulative Energy Savings (MWh or mTherms) | Achievable Economic TRC Potential | 0 | 0 | 0 | 0 | 0 | 0.15917 | 0.34717 | 0.56393 | 0.8092 | 1.0829 | 1.227 | 1.3704 | 1.5133 | 1.6556 | 1.7971 | 1.9379 | 2.0781 | 2.2178 | 2.3569 | 2.4955 | 2.6337 | 2.7714 | 2.9085 | 3.045 | 3.181 | 3.1826 | 3.1841 | 3.1855 | 0 | 0 | 0
F8_Industrial_Agriculture_New_Process_Natural Gas_Strategic Energy Management_A_Achievable Economic TRC Potential | F8 | Industrial | Agriculture | New | Process | Natural Gas | Strategic Energy Management | A | Cumulative Summer Peak Savings (MW) | Achievable Economic TRC Potential | 0 | 0 | 0 | 0 | 0 | 0 | 0 | 0 | 0 | 0 | 0 | 0 | 0 | 0 | 0 | 0 | 0 | 0 | 0 | 0 | 0 | 0 | 0 | 0 | 0 | 0 | 0 | 0 | 0 | 0 | 0
F9_Industrial_Agriculture_New_Process_Natural Gas_Strategic Energy Management_A_Achievable Economic TRC Potential | F9 | Industrial | Agriculture | New | Process | Natural Gas | Strategic Energy Management | A | Cumulative Winter Peak Savings (MW) | Achievable Economic TRC Potential | 0 | 0 | 0 | 0 | 0 | 0 | 0 | 0 | 0 | 0 | 0 | 0 | 0 | 0 | 0 | 0 | 0 | 0 | 0 | 0 | 0 | 0 | 0 | 0 | 0 | 0 | 0 | 0 | 0 | 0 | 0
F10_Industrial_Agriculture_New_Process_Natural Gas_Strategic Energy Management_A_Achievable Economic TRC Potential | F10 | Industrial | Agriculture | New | Process | Natural Gas | Strategic Energy Management | A | Purchases (Incremental) | Achievable Economic TRC Potential | 0 | 0 | 0 | 0 | 0 | 113.3873 | 134.333 | 155.2672 | 176.078 | 196.9 | 217.7392 | 238.3138 | 258.8322 | 279.3089 | 299.4604 | 319.6889 | 339.7245 | 359.7627 | 379.7 | 399.4595 | 419.2424 | 438.9435 | 458.5679 | 478.1209 | 497.6074 | 419.2424 | 438.9435 | 458.5679 | 478.1209 | 497.6074 | 419.2424
F11_Industrial_Agriculture_New_Process_Natural Gas_Strategic Energy Management_A_Achievable Economic TRC Potential | F11 | Industrial | Agriculture | New | Process | Natural Gas | Strategic Energy Management | A | Purchases (Cumulative) | Achievable Economic TRC Potential | 0 | 0 | 0 | 0 | 0 | 113.3873 | 247.7203 | 402.9875 | 579.0655 | 775.9655 | 880.3174 | 984.2982 | 1087.8632 | 1191.0941 | 1293.6546 | 1395.6042 | 1497.0149 | 1597.9454 | 1698.3365 | 1798.3356 | 1897.889 | 1997.108 | 2095.9132 | 2194.3341 | 2292.482 | 2292.482 | 2292.482 | 2292.482 | 2292.482 | 2292.482 | 2292.482
F1_Industrial_Agriculture_New_Miscellaneous_Natural Gas_Strategic Energy Management_A_Achievable Economic TRC Potential | F1 | Industrial | Agriculture | New | Miscellaneous | Natural Gas | Strategic Energy Management | A | Integrated Unit Energy Savings (kWh or therms) | Achievable Economic TRC Potential | 0 | 0 | 0 | 0 | 0 | 0.89787 | 0.89787 | 0.89787 | 0.89787 | 0.89787 | 0.89787 | 0.89787 | 0.89787 | 0.89787 | 0.89787 | 0.89787 | 0.89787 | 0.89787 | 0.89787 | 0.89787 | 0.89787 | 0.89787 | 0.89787 | 0.89787 | 0.89787 | 0.89787 | 0.89787 | 0.89787 | 0 | 0 | 0
F2_Industrial_Agriculture_New_Miscellaneous_Natural Gas_Strategic Energy Management_A_Achievable Economic TRC Potential | F2 | Industrial | Agriculture | New | Miscellaneous | Natural Gas | Strategic Energy Management | A | Integrated Unit Summer Peak Savings (kW) | Achievable Economic TRC Potential | 0 | 0 | 0 | 0 | 0 | 0 | 0 | 0 | 0 | 0 | 0 | 0 | 0 | 0 | 0 | 0 | 0 | 0 | 0 | 0 | 0 | 0 | 0 | 0 | 0 | 0 | 0 | 0 | 0 | 0 | 0
F3_Industrial_Agriculture_New_Miscellaneous_Natural Gas_Strategic Energy Management_A_Achievable Economic TRC Potential | F3 | Industrial | Agriculture | New | Miscellaneous | Natural Gas | Strategic Energy Management | A | Integrated Unit Winter Peak Savings (kW) | Achievable Economic TRC Potential | 0 | 0 | 0 | 0 | 0 | 0 | 0 | 0 | 0 | 0 | 0 | 0 | 0 | 0 | 0 | 0 | 0 | 0 | 0 | 0 | 0 | 0 | 0 | 0 | 0 | 0 | 0 | 0 | 0 | 0 | 0
F4_Industrial_Agriculture_New_Miscellaneous_Natural Gas_Strategic Energy Management_A_Achievable Economic TRC Potential | F4 | Industrial | Agriculture | New | Miscellaneous | Natural Gas | Strategic Energy Management | A | Incremental Energy Savings (MWh or mTherms) | Achievable Economic TRC Potential | 0 | 0 | 0 | 0 | 0 | 0.025452 | 0.030153 | 0.034852 | 0.039524 | 0.044198 | 0.048875 | 0.053494 | 0.058099 | 0.062696 | 0.067219 | 0.07176 | 0.076257 | 0.080755 | 0.08523 | 0.089666 | 0.094106 | 0.098529 | 0.10293 | 0.10732 | 0.1117 | 0.094106 | 0.098529 | 0.10293 | 0 | 0 | 0
F5_Industrial_Agriculture_New_Miscellaneous_Natural Gas_Strategic Energy Management_A_Achievable Economic TRC Potential | F5 | Industrial | Agriculture | New | Miscellaneous | Natural Gas | Strategic Energy Management | A | Incremental Summer Peak Savings (MW) | Achievable Economic TRC Potential | 0 | 0 | 0 | 0 | 0 | 0 | 0 | 0 | 0 | 0 | 0 | 0 | 0 | 0 | 0 | 0 | 0 | 0 | 0 | 0 | 0 | 0 | 0 | 0 | 0 | 0 | 0 | 0 | 0 | 0 | 0
F6_Industrial_Agriculture_New_Miscellaneous_Natural Gas_Strategic Energy Management_A_Achievable Economic TRC Potential | F6 | Industrial | Agriculture | New | Miscellaneous | Natural Gas | Strategic Energy Management | A | Incremental Winter Peak Savings (MW) | Achievable Economic TRC Potential | 0 | 0 | 0 | 0 | 0 | 0 | 0 | 0 | 0 | 0 | 0 | 0 | 0 | 0 | 0 | 0 | 0 | 0 | 0 | 0 | 0 | 0 | 0 | 0 | 0 | 0 | 0 | 0 | 0 | 0 | 0
F7_Industrial_Agriculture_New_Miscellaneous_Natural Gas_Strategic Energy Management_A_Achievable Economic TRC Potential | F7 | Industrial | Agriculture | New | Miscellaneous | Natural Gas | Strategic Energy Management | A | Cumulative Energy Savings (MWh or mTherms) | Achievable Economic TRC Potential | 0 | 0 | 0 | 0 | 0 | 0.025452 | 0.055605 | 0.090458 | 0.12998 | 0.17418 | 0.1976 | 0.22094 | 0.24419 | 0.26736 | 0.29038 | 0.31327 | 0.33603 | 0.35869 | 0.38122 | 0.40367 | 0.42601 | 0.44829 | 0.47046 | 0.49256 | 0.51459 | 0.51459 | 0.51459 | 0.51459 | 0 | 0 | 0
F8_Industrial_Agriculture_New_Miscellaneous_Natural Gas_Strategic Energy Management_A_Achievable Economic TRC Potential | F8 | Industrial | Agriculture | New | Miscellaneous | Natural Gas | Strategic Energy Management | A | Cumulative Summer Peak Savings (MW) | Achievable Economic TRC Potential | 0 | 0 | 0 | 0 | 0 | 0 | 0 | 0 | 0 | 0 | 0 | 0 | 0 | 0 | 0 | 0 | 0 | 0 | 0 | 0 | 0 | 0 | 0 | 0 | 0 | 0 | 0 | 0 | 0 | 0 | 0
F9_Industrial_Agriculture_New_Miscellaneous_Natural Gas_Strategic Energy Management_A_Achievable Economic TRC Potential | F9 | Industrial | Agriculture | New | Miscellaneous | Natural Gas | Strategic Energy Management | A | Cumulative Winter Peak Savings (MW) | Achievable Economic TRC Potential | 0 | 0 | 0 | 0 | 0 | 0 | 0 | 0 | 0 | 0 | 0 | 0 | 0 | 0 | 0 | 0 | 0 | 0 | 0 | 0 | 0 | 0 | 0 | 0 | 0 | 0 | 0 | 0 | 0 | 0 | 0
F10_Industrial_Agriculture_New_Miscellaneous_Natural Gas_Strategic Energy Management_A_Achievable Economic TRC Potential | F10 | Industrial | Agriculture | New | Miscellaneous | Natural Gas | Strategic Energy Management | A | Purchases (Incremental) | Achievable Economic TRC Potential | 0 | 0 | 0 | 0 | 0 | 28.3468 | 33.5833 | 38.8168 | 44.0195 | 49.225 | 54.4348 | 59.5785 | 64.708 | 69.8272 | 74.8651 | 79.9222 | 84.9311 | 89.9407 | 94.925 | 99.8649 | 104.8106 | 109.7359 | 114.642 | 119.5302 | 124.4018 | 104.8106 | 109.7359 | 114.642 | 119.5302 | 124.4018 | 104.8106
F11_Industrial_Agriculture_New_Miscellaneous_Natural Gas_Strategic Energy Management_A_Achievable Economic TRC Potential | F11 | Industrial | Agriculture | New | Miscellaneous | Natural Gas | Strategic Energy Management | A | Purchases (Cumulative) | Achievable Economic TRC Potential | 0 | 0 | 0 | 0 | 0 | 28.3468 | 61.9301 | 100.7469 | 144.7664 | 193.9914 | 220.0794 | 246.0746 | 271.9658 | 297.7735 | 323.4136 | 348.9011 | 374.2537 | 399.4864 | 424.5841 | 449.5839 | 474.4723 | 499.277 | 523.9783 | 548.5835 | 573.1205 | 573.1205 | 573.1205 | 573.1205 | 573.1205 | 573.1205 | 573.1205
F1_Industrial_Agriculture_New_Space Heating_Natural Gas_Commissioning_A_Achievable Economic TRC Potential | F1 | Industrial | Agriculture | New | Space Heating | Natural Gas | Commissioning | A | Integrated Unit Energy Savings (kWh or therms) | Achievable Economic TRC Potential | 0 | 0 | 0 | 0 | 0 | 3.5396 | 3.4821 | 3.4346 | 3.3937 | 3.3571 | 3.3239 | 3.2842 | 3.2413 | 3.198 | 3.1553 | 3.1169 | 3.0822 | 3.0531 | 3.0139 | 2.9839 | 2.9611 | 2.9429 | 2.9329 | 2.9263 | 2.9222 | 2.9199 | 2.9186 | 2.9183 | 0 | 0 | 0
F2_Industrial_Agriculture_New_Space Heating_Natural Gas_Commissioning_A_Achievable Economic TRC Potential | F2 | Industrial | Agriculture | New | Space Heating | Natural Gas | Commissioning | A | Integrated Unit Summer Peak Savings (kW) | Achievable Economic TRC Potential | 0 | 0 | 0 | 0 | 0 | 0 | 0 | 0 | 0 | 0 | 0 | 0 | 0 | 0 | 0 | 0 | 0 | 0 | 0 | 0 | 0 | 0 | 0 | 0 | 0 | 0 | 0 | 0 | 0 | 0 | 0
F3_Industrial_Agriculture_New_Space Heating_Natural Gas_Commissioning_A_Achievable Economic TRC Potential | F3 | Industrial | Agriculture | New | Space Heating | Natural Gas | Commissioning | A | Integrated Unit Winter Peak Savings (kW) | Achievable Economic TRC Potential | 0 | 0 | 0 | 0 | 0 | 0 | 0 | 0 | 0 | 0 | 0 | 0 | 0 | 0 | 0 | 0 | 0 | 0 | 0 | 0 | 0 | 0 | 0 | 0 | 0 | 0 | 0 | 0 | 0 | 0 | 0
F4_Industrial_Agriculture_New_Space Heating_Natural Gas_Commissioning_A_Achievable Economic TRC Potential | F4 | Industrial | Agriculture | New | Space Heating | Natural Gas | Commissioning | A | Incremental Energy Savings (MWh or mTherms) | Achievable Economic TRC Potential | 0 | 0 | 0 | 0 | 0 | 0 | 0 | 0 | 0 | 0 | 0 | 0 | 0 | 0 | 0 | 0 | 0 | 0 | 0 | 0 | 0 | 0 | 0 | 0 | 0 | 0 | 0 | 0 | 0 | 0 | 0
F5_Industrial_Agriculture_New_Space Heating_Natural Gas_Commissioning_A_Achievable Economic TRC Potential | F5 | Industrial | Agriculture | New | Space Heating | Natural Gas | Commissioning | A | Incremental Summer Peak Savings (MW) | Achievable Economic TRC Potential | 0 | 0 | 0 | 0 | 0 | 0 | 0 | 0 | 0 | 0 | 0 | 0 | 0 | 0 | 0 | 0 | 0 | 0 | 0 | 0 | 0 | 0 | 0 | 0 | 0 | 0 | 0 | 0 | 0 | 0 | 0
F6_Industrial_Agriculture_New_Space Heating_Natural Gas_Commissioning_A_Achievable Economic TRC Potential | F6 | Industrial | Agriculture | New | Space Heating | Natural Gas | Commissioning | A | Incremental Winter Peak Savings (MW) | Achievable Economic TRC Potential | 0 | 0 | 0 | 0 | 0 | 0 | 0 | 0 | 0 | 0 | 0 | 0 | 0 | 0 | 0 | 0 | 0 | 0 | 0 | 0 | 0 | 0 | 0 | 0 | 0 | 0 | 0 | 0 | 0 | 0 | 0
F7_Industrial_Agriculture_New_Space Heating_Natural Gas_Commissioning_A_Achievable Economic TRC Potential | F7 | Industrial | Agriculture | New | Space Heating | Natural Gas | Commissioning | A | Cumulative Energy Savings (MWh or mTherms) | Achievable Economic TRC Potential | 0 | 0 | 0 | 0 | 0 | 0 | 0 | 0 | 0 | 0 | 0 | 0 | 0 | 0 | 0 | 0 | 0 | 0 | 0 | 0 | 0 | 0 | 0 | 0 | 0 | 0 | 0 | 0 | 0 | 0 | 0
F8_Industrial_Agriculture_New_Space Heating_Natural Gas_Commissioning_A_Achievable Economic TRC Potential | F8 | Industrial | Agriculture | New | Space Heating | Natural Gas | Commissioning | A | Cumulative Summer Peak Savings (MW) | Achievable Economic TRC Potential | 0 | 0 | 0 | 0 | 0 | 0 | 0 | 0 | 0 | 0 | 0 | 0 | 0 | 0 | 0 | 0 | 0 | 0 | 0 | 0 | 0 | 0 | 0 | 0 | 0 | 0 | 0 | 0 | 0 | 0 | 0
F9_Industrial_Agriculture_New_Space Heating_Natural Gas_Commissioning_A_Achievable Economic TRC Potential | F9 | Industrial | Agriculture | New | Space Heating | Natural Gas | Commissioning | A | Cumulative Winter Peak Savings (MW) | Achievable Economic TRC Potential | 0 | 0 | 0 | 0 | 0 | 0 | 0 | 0 | 0 | 0 | 0 | 0 | 0 | 0 | 0 | 0 | 0 | 0 | 0 | 0 | 0 | 0 | 0 | 0 | 0 | 0 | 0 | 0 | 0 | 0 | 0
F10_Industrial_Agriculture_New_Space Heating_Natural Gas_Commissioning_A_Achievable Economic TRC Potential | F10 | Industrial | Agriculture | New | Space Heating | Natural Gas | Commissioning | A | Purchases (Incremental) | Achievable Economic TRC Potential | 0 | 0 | 0 | 0 | 0 | 0 | 0 | 0 | 0 | 0 | 0 | 0 | 0 | 0 | 0 | 0 | 0 | 0 | 0 | 0 | 0 | 0 | 0 | 0 | 0 | 0 | 0 | 0 | 0 | 0 | 0
F11_Industrial_Agriculture_New_Space Heating_Natural Gas_Commissioning_A_Achievable Economic TRC Potential | F11 | Industrial | Agriculture | New | Space Heating | Natural Gas | Commissioning | A | Purchases (Cumulative) | Achievable Economic TRC Potential | 0 | 0 | 0 | 0 | 0 | 0 | 0 | 0 | 0 | 0 | 0 | 0 | 0 | 0 | 0 | 0 | 0 | 0 | 0 | 0 | 0 | 0 | 0 | 0 | 0 | 0 | 0 | 0 | 0 | 0 | 0
F1_Industrial_Agriculture_New_Process_Natural Gas_Commissioning_A_Achievable Economic TRC Potential | F1 | Industrial | Agriculture | New | Process | Natural Gas | Commissioning | A | Integrated Unit Energy Savings (kWh or therms) | Achievable Economic TRC Potential | 0 | 0 | 0 | 0 | 0 | 7.8497 | 7.8492 | 7.849 | 7.8491 | 7.8493 | 7.8494 | 7.8495 | 7.8496 | 7.8497 | 7.8497 | 7.8498 | 7.8498 | 7.8499 | 7.8499 | 7.8499 | 7.85 | 7.85 | 7.85 | 7.85 | 7.8501 | 7.8501 | 7.8501 | 7.8501 | 0 | 0 | 0
F2_Industrial_Agriculture_New_Process_Natural Gas_Commissioning_A_Achievable Economic TRC Potential | F2 | Industrial | Agriculture | New | Process | Natural Gas | Commissioning | A | Integrated Unit Summer Peak Savings (kW) | Achievable Economic TRC Potential | 0 | 0 | 0 | 0 | 0 | 0 | 0 | 0 | 0 | 0 | 0 | 0 | 0 | 0 | 0 | 0 | 0 | 0 | 0 | 0 | 0 | 0 | 0 | 0 | 0 | 0 | 0 | 0 | 0 | 0 | 0
F3_Industrial_Agriculture_New_Process_Natural Gas_Commissioning_A_Achievable Economic TRC Potential | F3 | Industrial | Agriculture | New | Process | Natural Gas | Commissioning | A | Integrated Unit Winter Peak Savings (kW) | Achievable Economic TRC Potential | 0 | 0 | 0 | 0 | 0 | 0 | 0 | 0 | 0 | 0 | 0 | 0 | 0 | 0 | 0 | 0 | 0 | 0 | 0 | 0 | 0 | 0 | 0 | 0 | 0 | 0 | 0 | 0 | 0 | 0 | 0
F4_Industrial_Agriculture_New_Process_Natural Gas_Commissioning_A_Achievable Economic TRC Potential | F4 | Industrial | Agriculture | New | Process | Natural Gas | Commissioning | A | Incremental Energy Savings (MWh or mTherms) | Achievable Economic TRC Potential | 0 | 0 | 0 | 0 | 0 | 0 | 0 | 0 | 0 | 0 | 0 | 0 | 0 | 0 | 0 | 0 | 0 | 0 | 0 | 0 | 0 | 0 | 0 | 0 | 0 | 0 | 0 | 0 | 0 | 0 | 0
F5_Industrial_Agriculture_New_Process_Natural Gas_Commissioning_A_Achievable Economic TRC Potential | F5 | Industrial | Agriculture | New | Process | Natural Gas | Commissioning | A | Incremental Summer Peak Savings (MW) | Achievable Economic TRC Potential | 0 | 0 | 0 | 0 | 0 | 0 | 0 | 0 | 0 | 0 | 0 | 0 | 0 | 0 | 0 | 0 | 0 | 0 | 0 | 0 | 0 | 0 | 0 | 0 | 0 | 0 | 0 | 0 | 0 | 0 | 0
F6_Industrial_Agriculture_New_Process_Natural Gas_Commissioning_A_Achievable Economic TRC Potential | F6 | Industrial | Agriculture | New | Process | Natural Gas | Commissioning | A | Incremental Winter Peak Savings (MW) | Achievable Economic TRC Potential | 0 | 0 | 0 | 0 | 0 | 0 | 0 | 0 | 0 | 0 | 0 | 0 | 0 | 0 | 0 | 0 | 0 | 0 | 0 | 0 | 0 | 0 | 0 | 0 | 0 | 0 | 0 | 0 | 0 | 0 | 0
F7_Industrial_Agriculture_New_Process_Natural Gas_Commissioning_A_Achievable Economic TRC Potential | F7 | Industrial | Agriculture | New | Process | Natural Gas | Commissioning | A | Cumulative Energy Savings (MWh or mTherms) | Achievable Economic TRC Potential | 0 | 0 | 0 | 0 | 0 | 0 | 0 | 0 | 0 | 0 | 0 | 0 | 0 | 0 | 0 | 0 | 0 | 0 | 0 | 0 | 0 | 0 | 0 | 0 | 0 | 0 | 0 | 0 | 0 | 0 | 0
F8_Industrial_Agriculture_New_Process_Natural Gas_Commissioning_A_Achievable Economic TRC Potential | F8 | Industrial | Agriculture | New | Process | Natural Gas | Commissioning | A | Cumulative Summer Peak Savings (MW) | Achievable Economic TRC Potential | 0 | 0 | 0 | 0 | 0 | 0 | 0 | 0 | 0 | 0 | 0 | 0 | 0 | 0 | 0 | 0 | 0 | 0 | 0 | 0 | 0 | 0 | 0 | 0 | 0 | 0 | 0 | 0 | 0 | 0 | 0
F9_Industrial_Agriculture_New_Process_Natural Gas_Commissioning_A_Achievable Economic TRC Potential | F9 | Industrial | Agriculture | New | Process | Natural Gas | Commissioning | A | Cumulative Winter Peak Savings (MW) | Achievable Economic TRC Potential | 0 | 0 | 0 | 0 | 0 | 0 | 0 | 0 | 0 | 0 | 0 | 0 | 0 | 0 | 0 | 0 | 0 | 0 | 0 | 0 | 0 | 0 | 0 | 0 | 0 | 0 | 0 | 0 | 0 | 0 | 0
F10_Industrial_Agriculture_New_Process_Natural Gas_Commissioning_A_Achievable Economic TRC Potential | F10 | Industrial | Agriculture | New | Process | Natural Gas | Commissioning | A | Purchases (Incremental) | Achievable Economic TRC Potential | 0 | 0 | 0 | 0 | 0 | 0 | 0 | 0 | 0 | 0 | 0 | 0 | 0 | 0 | 0 | 0 | 0 | 0 | 0 | 0 | 0 | 0 | 0 | 0 | 0 | 0 | 0 | 0 | 0 | 0 | 0
F11_Industrial_Agriculture_New_Process_Natural Gas_Commissioning_A_Achievable Economic TRC Potential | F11 | Industrial | Agriculture | New | Process | Natural Gas | Commissioning | A | Purchases (Cumulative) | Achievable Economic TRC Potential | 0 | 0 | 0 | 0 | 0 | 0 | 0 | 0 | 0 | 0 | 0 | 0 | 0 | 0 | 0 | 0 | 0 | 0 | 0 | 0 | 0 | 0 | 0 | 0 | 0 | 0 | 0 | 0 | 0 | 0 | 0
F1_Industrial_Agriculture_New_Space Heating_Natural Gas_Retrocommissioning_A_Achievable Economic TRC Potential | F1 | Industrial | Agriculture | New | Space Heating | Natural Gas | Retrocommissioning | A | Integrated Unit Energy Savings (kWh or therms) | Achievable Economic TRC Potential | 0 | 0 | 0 | 0 | 0 | 0 | 0 | 0 | 0 | 0 | 0 | 0 | 0 | 0 | 0 | 0 | 0 | 0 | 0 | 0 | 0 | 0 | 0 | 0 | 0 | 0 | 0 | 0 | 0 | 0 | 0
F2_Industrial_Agriculture_New_Space Heating_Natural Gas_Retrocommissioning_A_Achievable Economic TRC Potential | F2 | Industrial | Agriculture | New | Space Heating | Natural Gas | Retrocommissioning | A | Integrated Unit Summer Peak Savings (kW) | Achievable Economic TRC Potential | 0 | 0 | 0 | 0 | 0 | 0 | 0 | 0 | 0 | 0 | 0 | 0 | 0 | 0 | 0 | 0 | 0 | 0 | 0 | 0 | 0 | 0 | 0 | 0 | 0 | 0 | 0 | 0 | 0 | 0 | 0
F3_Industrial_Agriculture_New_Space Heating_Natural Gas_Retrocommissioning_A_Achievable Economic TRC Potential | F3 | Industrial | Agriculture | New | Space Heating | Natural Gas | Retrocommissioning | A | Integrated Unit Winter Peak Savings (kW) | Achievable Economic TRC Potential | 0 | 0 | 0 | 0 | 0 | 0 | 0 | 0 | 0 | 0 | 0 | 0 | 0 | 0 | 0 | 0 | 0 | 0 | 0 | 0 | 0 | 0 | 0 | 0 | 0 | 0 | 0 | 0 | 0 | 0 | 0
F4_Industrial_Agriculture_New_Space Heating_Natural Gas_Retrocommissioning_A_Achievable Economic TRC Potential | F4 | Industrial | Agriculture | New | Space Heating | Natural Gas | Retrocommissioning | A | Incremental Energy Savings (MWh or mTherms) | Achievable Economic TRC Potential | 0 | 0 | 0 | 0 | 0 | 0 | 0 | 0 | 0 | 0 | 0 | 0 | 0 | 0 | 0 | 0 | 0 | 0 | 0 | 0 | 0 | 0 | 0 | 0 | 0 | 0 | 0 | 0 | 0 | 0 | 0
F5_Industrial_Agriculture_New_Space Heating_Natural Gas_Retrocommissioning_A_Achievable Economic TRC Potential | F5 | Industrial | Agriculture | New | Space Heating | Natural Gas | Retrocommissioning | A | Incremental Summer Peak Savings (MW) | Achievable Economic TRC Potential | 0 | 0 | 0 | 0 | 0 | 0 | 0 | 0 | 0 | 0 | 0 | 0 | 0 | 0 | 0 | 0 | 0 | 0 | 0 | 0 | 0 | 0 | 0 | 0 | 0 | 0 | 0 | 0 | 0 | 0 | 0
F6_Industrial_Agriculture_New_Space Heating_Natural Gas_Retrocommissioning_A_Achievable Economic TRC Potential | F6 | Industrial | Agriculture | New | Space Heating | Natural Gas | Retrocommissioning | A | Incremental Winter Peak Savings (MW) | Achievable Economic TRC Potential | 0 | 0 | 0 | 0 | 0 | 0 | 0 | 0 | 0 | 0 | 0 | 0 | 0 | 0 | 0 | 0 | 0 | 0 | 0 | 0 | 0 | 0 | 0 | 0 | 0 | 0 | 0 | 0 | 0 | 0 | 0
F7_Industrial_Agriculture_New_Space Heating_Natural Gas_Retrocommissioning_A_Achievable Economic TRC Potential | F7 | Industrial | Agriculture | New | Space Heating | Natural Gas | Retrocommissioning | A | Cumulative Energy Savings (MWh or mTherms) | Achievable Economic TRC Potential | 0 | 0 | 0 | 0 | 0 | 0 | 0 | 0 | 0 | 0 | 0 | 0 | 0 | 0 | 0 | 0 | 0 | 0 | 0 | 0 | 0 | 0 | 0 | 0 | 0 | 0 | 0 | 0 | 0 | 0 | 0
F8_Industrial_Agriculture_New_Space Heating_Natural Gas_Retrocommissioning_A_Achievable Economic TRC Potential | F8 | Industrial | Agriculture | New | Space Heating | Natural Gas | Retrocommissioning | A | Cumulative Summer Peak Savings (MW) | Achievable Economic TRC Potential | 0 | 0 | 0 | 0 | 0 | 0 | 0 | 0 | 0 | 0 | 0 | 0 | 0 | 0 | 0 | 0 | 0 | 0 | 0 | 0 | 0 | 0 | 0 | 0 | 0 | 0 | 0 | 0 | 0 | 0 | 0
F9_Industrial_Agriculture_New_Space Heating_Natural Gas_Retrocommissioning_A_Achievable Economic TRC Potential | F9 | Industrial | Agriculture | New | Space Heating | Natural Gas | Retrocommissioning | A | Cumulative Winter Peak Savings (MW) | Achievable Economic TRC Potential | 0 | 0 | 0 | 0 | 0 | 0 | 0 | 0 | 0 | 0 | 0 | 0 | 0 | 0 | 0 | 0 | 0 | 0 | 0 | 0 | 0 | 0 | 0 | 0 | 0 | 0 | 0 | 0 | 0 | 0 | 0
F10_Industrial_Agriculture_New_Space Heating_Natural Gas_Retrocommissioning_A_Achievable Economic TRC Potential | F10 | Industrial | Agriculture | New | Space Heating | Natural Gas | Retrocommissioning | A | Purchases (Incremental) | Achievable Economic TRC Potential | 0 | 0 | 0 | 0 | 0 | 0 | 0 | 0 | 0 | 0 | 0 | 0 | 0 | 0 | 0 | 0 | 0 | 0 | 0 | 0 | 0 | 0 | 0 | 0 | 0 | 0 | 0 | 0 | 0 | 0 | 0
F11_Industrial_Agriculture_New_Space Heating_Natural Gas_Retrocommissioning_A_Achievable Economic TRC Potential | F11 | Industrial | Agriculture | New | Space Heating | Natural Gas | Retrocommissioning | A | Purchases (Cumulative) | Achievable Economic TRC Potential | 0 | 0 | 0 | 0 | 0 | 0 | 0 | 0 | 0 | 0 | 0 | 0 | 0 | 0 | 0 | 0 | 0 | 0 | 0 | 0 | 0 | 0 | 0 | 0 | 0 | 0 | 0 | 0 | 0 | 0 | 0
F1_Industrial_Agriculture_New_Process_Natural Gas_Retrocommissioning_A_Achievable Economic TRC Potential | F1 | Industrial | Agriculture | New | Process | Natural Gas | Retrocommissioning | A | Integrated Unit Energy Savings (kWh or therms) | Achievable Economic TRC Potential | 0 | 0 | 0 | 0 | 0 | 0 | 0 | 0 | 0 | 0 | 0 | 0 | 0 | 0 | 0 | 0 | 0 | 0 | 0 | 0 | 0 | 0 | 0 | 0 | 0 | 0 | 0 | 0 | 0 | 0 | 0
F2_Industrial_Agriculture_New_Process_Natural Gas_Retrocommissioning_A_Achievable Economic TRC Potential | F2 | Industrial | Agriculture | New | Process | Natural Gas | Retrocommissioning | A | Integrated Unit Summer Peak Savings (kW) | Achievable Economic TRC Potential | 0 | 0 | 0 | 0 | 0 | 0 | 0 | 0 | 0 | 0 | 0 | 0 | 0 | 0 | 0 | 0 | 0 | 0 | 0 | 0 | 0 | 0 | 0 | 0 | 0 | 0 | 0 | 0 | 0 | 0 | 0
F3_Industrial_Agriculture_New_Process_Natural Gas_Retrocommissioning_A_Achievable Economic TRC Potential | F3 | Industrial | Agriculture | New | Process | Natural Gas | Retrocommissioning | A | Integrated Unit Winter Peak Savings (kW) | Achievable Economic TRC Potential | 0 | 0 | 0 | 0 | 0 | 0 | 0 | 0 | 0 | 0 | 0 | 0 | 0 | 0 | 0 | 0 | 0 | 0 | 0 | 0 | 0 | 0 | 0 | 0 | 0 | 0 | 0 | 0 | 0 | 0 | 0
F4_Industrial_Agriculture_New_Process_Natural Gas_Retrocommissioning_A_Achievable Economic TRC Potential | F4 | Industrial | Agriculture | New | Process | Natural Gas | Retrocommissioning | A | Incremental Energy Savings (MWh or mTherms) | Achievable Economic TRC Potential | 0 | 0 | 0 | 0 | 0 | 0 | 0 | 0 | 0 | 0 | 0 | 0 | 0 | 0 | 0 | 0 | 0 | 0 | 0 | 0 | 0 | 0 | 0 | 0 | 0 | 0 | 0 | 0 | 0 | 0 | 0
F5_Industrial_Agriculture_New_Process_Natural Gas_Retrocommissioning_A_Achievable Economic TRC Potential | F5 | Industrial | Agriculture | New | Process | Natural Gas | Retrocommissioning | A | Incremental Summer Peak Savings (MW) | Achievable Economic TRC Potential | 0 | 0 | 0 | 0 | 0 | 0 | 0 | 0 | 0 | 0 | 0 | 0 | 0 | 0 | 0 | 0 | 0 | 0 | 0 | 0 | 0 | 0 | 0 | 0 | 0 | 0 | 0 | 0 | 0 | 0 | 0
F6_Industrial_Agriculture_New_Process_Natural Gas_Retrocommissioning_A_Achievable Economic TRC Potential | F6 | Industrial | Agriculture | New | Process | Natural Gas | Retrocommissioning | A | Incremental Winter Peak Savings (MW) | Achievable Economic TRC Potential | 0 | 0 | 0 | 0 | 0 | 0 | 0 | 0 | 0 | 0 | 0 | 0 | 0 | 0 | 0 | 0 | 0 | 0 | 0 | 0 | 0 | 0 | 0 | 0 | 0 | 0 | 0 | 0 | 0 | 0 | 0
F7_Industrial_Agriculture_New_Process_Natural Gas_Retrocommissioning_A_Achievable Economic TRC Potential | F7 | Industrial | Agriculture | New | Process | Natural Gas | Retrocommissioning | A | Cumulative Energy Savings (MWh or mTherms) | Achievable Economic TRC Potential | 0 | 0 | 0 | 0 | 0 | 0 | 0 | 0 | 0 | 0 | 0 | 0 | 0 | 0 | 0 | 0 | 0 | 0 | 0 | 0 | 0 | 0 | 0 | 0 | 0 | 0 | 0 | 0 | 0 | 0 | 0
F8_Industrial_Agriculture_New_Process_Natural Gas_Retrocommissioning_A_Achievable Economic TRC Potential | F8 | Industrial | Agriculture | New | Process | Natural Gas | Retrocommissioning | A | Cumulative Summer Peak Savings (MW) | Achievable Economic TRC Potential | 0 | 0 | 0 | 0 | 0 | 0 | 0 | 0 | 0 | 0 | 0 | 0 | 0 | 0 | 0 | 0 | 0 | 0 | 0 | 0 | 0 | 0 | 0 | 0 | 0 | 0 | 0 | 0 | 0 | 0 | 0
F9_Industrial_Agriculture_New_Process_Natural Gas_Retrocommissioning_A_Achievable Economic TRC Potential | F9 | Industrial | Agriculture | New | Process | Natural Gas | Retrocommissioning | A | Cumulative Winter Peak Savings (MW) | Achievable Economic TRC Potential | 0 | 0 | 0 | 0 | 0 | 0 | 0 | 0 | 0 | 0 | 0 | 0 | 0 | 0 | 0 | 0 | 0 | 0 | 0 | 0 | 0 | 0 | 0 | 0 | 0 | 0 | 0 | 0 | 0 | 0 | 0
F10_Industrial_Agriculture_New_Process_Natural Gas_Retrocommissioning_A_Achievable Economic TRC Potential | F10 | Industrial | Agriculture | New | Process | Natural Gas | Retrocommissioning | A | Purchases (Incremental) | Achievable Economic TRC Potential | 0 | 0 | 0 | 0 | 0 | 0 | 0 | 0 | 0 | 0 | 0 | 0 | 0 | 0 | 0 | 0 | 0 | 0 | 0 | 0 | 0 | 0 | 0 | 0 | 0 | 0 | 0 | 0 | 0 | 0 | 0
F11_Industrial_Agriculture_New_Process_Natural Gas_Retrocommissioning_A_Achievable Economic TRC Potential | F11 | Industrial | Agriculture | New | Process | Natural Gas | Retrocommissioning | A | Purchases (Cumulative) | Achievable Economic TRC Potential | 0 | 0 | 0 | 0 | 0 | 0 | 0 | 0 | 0 | 0 | 0 | 0 | 0 | 0 | 0 | 0 | 0 | 0 | 0 | 0 | 0 | 0 | 0 | 0 | 0 | 0 | 0 | 0 | 0 | 0 | 0
F1_Industrial_Primary Metals_Existing_Space Heating_Natural Gas_Insulation - Roof/Ceiling_A_Achievable Economic TRC Potential | F1 | Industrial | Primary Metals | Existing | Space Heating | Natural Gas | Insulation - Roof/Ceiling | A | Integrated Unit Energy Savings (kWh or therms) | Achievable Economic TRC Potential | 0 | 0 | 0 | 0 | 0 | 0.099439 | 0.098777 | 0.097962 | 0.097064 | 0.09607 | 0.094977 | 0.093794 | 0.09253 | 0.091148 | 0.089663 | 0.088143 | 0.086631 | 0.085169 | 0.083774 | 0.082533 | 0.081382 | 0.0803 | 0.079396 | 0.078598 | 0.077874 | 0.077349 | 0.076898 | 0.076477 | 0 | 0 | 0
F2_Industrial_Primary Metals_Existing_Space Heating_Natural Gas_Insulation - Roof/Ceiling_A_Achievable Economic TRC Potential | F2 | Industrial | Primary Metals | Existing | Space Heating | Natural Gas | Insulation - Roof/Ceiling | A | Integrated Unit Summer Peak Savings (kW) | Achievable Economic TRC Potential | 0 | 0 | 0 | 0 | 0 | 0 | 0 | 0 | 0 | 0 | 0 | 0 | 0 | 0 | 0 | 0 | 0 | 0 | 0 | 0 | 0 | 0 | 0 | 0 | 0 | 0 | 0 | 0 | 0 | 0 | 0
F3_Industrial_Primary Metals_Existing_Space Heating_Natural Gas_Insulation - Roof/Ceiling_A_Achievable Economic TRC Potential | F3 | Industrial | Primary Metals | Existing | Space Heating | Natural Gas | Insulation - Roof/Ceiling | A | Integrated Unit Winter Peak Savings (kW) | Achievable Economic TRC Potential | 0 | 0 | 0 | 0 | 0 | 0 | 0 | 0 | 0 | 0 | 0 | 0 | 0 | 0 | 0 | 0 | 0 | 0 | 0 | 0 | 0 | 0 | 0 | 0 | 0 | 0 | 0 | 0 | 0 | 0 | 0
F4_Industrial_Primary Metals_Existing_Space Heating_Natural Gas_Insulation - Roof/Ceiling_A_Achievable Economic TRC Potential | F4 | Industrial | Primary Metals | Existing | Space Heating | Natural Gas | Insulation - Roof/Ceiling | A | Incremental Energy Savings (MWh or mTherms) | Achievable Economic TRC Potential | 0 | 0 | 0 | 0 | 0 | 0.2958 | 0.51393 | 0.78818 | 1.0939 | 1.3791 | 1.5705 | 1.6657 | 1.6399 | 1.4838 | 1.282 | 1.028 | 0.78593 | 0.56646 | 0.38655 | 0.25419 | 0.15884 | 0.095028 | 0.063386 | 0 | 0 | 0 | 0 | 0 | 0 | 0 | 0
F5_Industrial_Primary Metals_Existing_Space Heating_Natural Gas_Insulation - Roof/Ceiling_A_Achievable Economic TRC Potential | F5 | Industrial | Primary Metals | Existing | Space Heating | Natural Gas | Insulation - Roof/Ceiling | A | Incremental Summer Peak Savings (MW) | Achievable Economic TRC Potential | 0 | 0 | 0 | 0 | 0 | 0 | 0 | 0 | 0 | 0 | 0 | 0 | 0 | 0 | 0 | 0 | 0 | 0 | 0 | 0 | 0 | 0 | 0 | 0 | 0 | 0 | 0 | 0 | 0 | 0 | 0
F6_Industrial_Primary Metals_Existing_Space Heating_Natural Gas_Insulation - Roof/Ceiling_A_Achievable Economic TRC Potential | F6 | Industrial | Primary Metals | Existing | Space Heating | Natural Gas | Insulation - Roof/Ceiling | A | Incremental Winter Peak Savings (MW) | Achievable Economic TRC Potential | 0 | 0 | 0 | 0 | 0 | 0 | 0 | 0 | 0 | 0 | 0 | 0 | 0 | 0 | 0 | 0 | 0 | 0 | 0 | 0 | 0 | 0 | 0 | 0 | 0 | 0 | 0 | 0 | 0 | 0 | 0
F7_Industrial_Primary Metals_Existing_Space Heating_Natural Gas_Insulation - Roof/Ceiling_A_Achievable Economic TRC Potential | F7 | Industrial | Primary Metals | Existing | Space Heating | Natural Gas | Insulation - Roof/Ceiling | A | Cumulative Energy Savings (MWh or mTherms) | Achievable Economic TRC Potential | 0 | 0 | 0 | 0 | 0 | 0.2958 | 0.80776 | 1.5893 | 2.6686 | 4.0204 | 5.5452 | 7.1418 | 8.6854 | 10.0395 | 11.158 | 11.9967 | 12.5769 | 12.931 | 13.1059 | 13.1659 | 13.1411 | 13.0615 | 12.9778 | 12.8473 | 12.729 | 12.6432 | 12.5694 | 12.5006 | 0 | 0 | 0
F8_Industrial_Primary Metals_Existing_Space Heating_Natural Gas_Insulation - Roof/Ceiling_A_Achievable Economic TRC Potential | F8 | Industrial | Primary Metals | Existing | Space Heating | Natural Gas | Insulation - Roof/Ceiling | A | Cumulative Summer Peak Savings (MW) | Achievable Economic TRC Potential | 0 | 0 | 0 | 0 | 0 | 0 | 0 | 0 | 0 | 0 | 0 | 0 | 0 | 0 | 0 | 0 | 0 | 0 | 0 | 0 | 0 | 0 | 0 | 0 | 0 | 0 | 0 | 0 | 0 | 0 | 0
F9_Industrial_Primary Metals_Existing_Space Heating_Natural Gas_Insulation - Roof/Ceiling_A_Achievable Economic TRC Potential | F9 | Industrial | Primary Metals | Existing | Space Heating | Natural Gas | Insulation - Roof/Ceiling | A | Cumulative Winter Peak Savings (MW) | Achievable Economic TRC Potential | 0 | 0 | 0 | 0 | 0 | 0 | 0 | 0 | 0 | 0 | 0 | 0 | 0 | 0 | 0 | 0 | 0 | 0 | 0 | 0 | 0 | 0 | 0 | 0 | 0 | 0 | 0 | 0 | 0 | 0 | 0
F10_Industrial_Primary Metals_Existing_Space Heating_Natural Gas_Insulation - Roof/Ceiling_A_Achievable Economic TRC Potential | F10 | Industrial | Primary Metals | Existing | Space Heating | Natural Gas | Insulation - Roof/Ceiling | A | Purchases (Incremental) | Achievable Economic TRC Potential | 0 | 0 | 0 | 0 | 0 | 2974.7326 | 5202.9248 | 8045.7087 | 11270.082 | 14355.6013 | 16535.5166 | 17758.8174 | 17722.7594 | 16278.5729 | 14298.1344 | 11662.6449 | 9072.1232 | 6651.0778 | 4614.2254 | 3079.7942 | 1951.7645 | 1183.4099 | 798.348 | 0 | 0 | 0 | 0 | 0 | 0 | 0 | 0
F11_Industrial_Primary Metals_Existing_Space Heating_Natural Gas_Insulation - Roof/Ceiling_A_Achievable Economic TRC Potential | F11 | Industrial | Primary Metals | Existing | Space Heating | Natural Gas | Insulation - Roof/Ceiling | A | Purchases (Cumulative) | Achievable Economic TRC Potential | 0 | 0 | 0 | 0 | 0 | 2974.7326 | 8177.6574 | 16223.3661 | 27493.4482 | 41849.0495 | 58384.5661 | 76143.3835 | 93866.1429 | 110144.7157 | 124442.8501 | 136105.495 | 145177.6182 | 151828.696 | 156442.9214 | 159522.7156 | 161474.4801 | 162657.89 | 163456.238 | 163456.238 | 163456.238 | 163456.238 | 163456.238 | 163456.238 | 163456.238 | 163456.238 | 163456.238
F1_Industrial_Primary Metals_Existing_Space Heating_Natural Gas_Insulation - Wall Cavity_A_Achievable Economic TRC Potential | F1 | Industrial | Primary Metals | Existing | Space Heating | Natural Gas | Insulation - Wall Cavity | A | Integrated Unit Energy Savings (kWh or therms) | Achievable Economic TRC Potential | 0 | 0 | 0 | 0 | 0 | 0.017839 | 0.017601 | 0.017271 | 0.016858 | 0.016365 | 0.015798 | 0.015204 | 0.014608 | 0.014001 | 0.013475 | 0.012973 | 0.01256 | 0.012196 | 0.011873 | 0.011639 | 0.011424 | 0.011236 | 0.011083 | 0.01096 | 0.010849 | 0.010767 | 0.010696 | 0.01063 | 0 | 0 | 0
F2_Industrial_Primary Metals_Existing_Space Heating_Natural Gas_Insulation - Wall Cavity_A_Achievable Economic TRC Potential | F2 | Industrial | Primary Metals | Existing | Space Heating | Natural Gas | Insulation - Wall Cavity | A | Integrated Unit Summer Peak Savings (kW) | Achievable Economic TRC Potential | 0 | 0 | 0 | 0 | 0 | 0 | 0 | 0 | 0 | 0 | 0 | 0 | 0 | 0 | 0 | 0 | 0 | 0 | 0 | 0 | 0 | 0 | 0 | 0 | 0 | 0 | 0 | 0 | 0 | 0 | 0
F3_Industrial_Primary Metals_Existing_Space Heating_Natural Gas_Insulation - Wall Cavity_A_Achievable Economic TRC Potential | F3 | Industrial | Primary Metals | Existing | Space Heating | Natural Gas | Insulation - Wall Cavity | A | Integrated Unit Winter Peak Savings (kW) | Achievable Economic TRC Potential | 0 | 0 | 0 | 0 | 0 | 0 | 0 | 0 | 0 | 0 | 0 | 0 | 0 | 0 | 0 | 0 | 0 | 0 | 0 | 0 | 0 | 0 | 0 | 0 | 0 | 0 | 0 | 0 | 0 | 0 | 0
F4_Industrial_Primary Metals_Existing_Space Heating_Natural Gas_Insulation - Wall Cavity_A_Achievable Economic TRC Potential | F4 | Industrial | Primary Metals | Existing | Space Heating | Natural Gas | Insulation - Wall Cavity | A | Incremental Energy Savings (MWh or mTherms) | Achievable Economic TRC Potential | 0 | 0 | 0 | 0 | 0 | 0.053067 | 0.091576 | 0.13896 | 0.18999 | 0.23493 | 0.26122 | 0.27001 | 0.2589 | 0.22791 | 0.19267 | 0.1513 | 0.11395 | 0.081114 | 0.054786 | 0.035845 | 0.022297 | 0.013297 | 0.0088477 | 0 | 0 | 0 | 0 | 0 | 0 | 0 | 0
F5_Industrial_Primary Metals_Existing_Space Heating_Natural Gas_Insulation - Wall Cavity_A_Achievable Economic TRC Potential | F5 | Industrial | Primary Metals | Existing | Space Heating | Natural Gas | Insulation - Wall Cavity | A | Incremental Summer Peak Savings (MW) | Achievable Economic TRC Potential | 0 | 0 | 0 | 0 | 0 | 0 | 0 | 0 | 0 | 0 | 0 | 0 | 0 | 0 | 0 | 0 | 0 | 0 | 0 | 0 | 0 | 0 | 0 | 0 | 0 | 0 | 0 | 0 | 0 | 0 | 0
F6_Industrial_Primary Metals_Existing_Space Heating_Natural Gas_Insulation - Wall Cavity_A_Achievable Economic TRC Potential | F6 | Industrial | Primary Metals | Existing | Space Heating | Natural Gas | Insulation - Wall Cavity | A | Incremental Winter Peak Savings (MW) | Achievable Economic TRC Potential | 0 | 0 | 0 | 0 | 0 | 0 | 0 | 0 | 0 | 0 | 0 | 0 | 0 | 0 | 0 | 0 | 0 | 0 | 0 | 0 | 0 | 0 | 0 | 0 | 0 | 0 | 0 | 0 | 0 | 0 | 0
F7_Industrial_Primary Metals_Existing_Space Heating_Natural Gas_Insulation - Wall Cavity_A_Achievable Economic TRC Potential | F7 | Industrial | Primary Metals | Existing | Space Heating | Natural Gas | Insulation - Wall Cavity | A | Cumulative Energy Savings (MWh or mTherms) | Achievable Economic TRC Potential | 0 | 0 | 0 | 0 | 0 | 0.053067 | 0.14393 | 0.28019 | 0.46349 | 0.68487 | 0.92233 | 1.1577 | 1.3712 | 1.5421 | 1.6769 | 1.7656 | 1.8235 | 1.8516 | 1.8575 | 1.8567 | 1.8447 | 1.8277 | 1.8115 | 1.7915 | 1.7734 | 1.7599 | 1.7483 | 1.7375 | 0 | 0 | 0
F8_Industrial_Primary Metals_Existing_Space Heating_Natural Gas_Insulation - Wall Cavity_A_Achievable Economic TRC Potential | F8 | Industrial | Primary Metals | Existing | Space Heating | Natural Gas | Insulation - Wall Cavity | A | Cumulative Summer Peak Savings (MW) | Achievable Economic TRC Potential | 0 | 0 | 0 | 0 | 0 | 0 | 0 | 0 | 0 | 0 | 0 | 0 | 0 | 0 | 0 | 0 | 0 | 0 | 0 | 0 | 0 | 0 | 0 | 0 | 0 | 0 | 0 | 0 | 0 | 0 | 0
F9_Industrial_Primary Metals_Existing_Space Heating_Natural Gas_Insulation - Wall Cavity_A_Achievable Economic TRC Potential | F9 | Industrial | Primary Metals | Existing | Space Heating | Natural Gas | Insulation - Wall Cavity | A | Cumulative Winter Peak Savings (MW) | Achievable Economic TRC Potential | 0 | 0 | 0 | 0 | 0 | 0 | 0 | 0 | 0 | 0 | 0 | 0 | 0 | 0 | 0 | 0 | 0 | 0 | 0 | 0 | 0 | 0 | 0 | 0 | 0 | 0 | 0 | 0 | 0 | 0 | 0
F10_Industrial_Primary Metals_Existing_Space Heating_Natural Gas_Insulation - Wall Cavity_A_Achievable Economic TRC Potential | F10 | Industrial | Primary Metals | Existing | Space Heating | Natural Gas | Insulation - Wall Cavity | A | Purchases (Incremental) | Achievable Economic TRC Potential | 0 | 0 | 0 | 0 | 0 | 2974.7326 | 5202.9248 | 8045.7087 | 11270.082 | 14355.6013 | 16535.5166 | 17758.8174 | 17722.7594 | 16278.5729 | 14298.1344 | 11662.6449 | 9072.1232 | 6651.0778 | 4614.2254 | 3079.7942 | 1951.7645 | 1183.4099 | 798.348 | 0 | 0 | 0 | 0 | 0 | 0 | 0 | 0
F11_Industrial_Primary Metals_Existing_Space Heating_Natural Gas_Insulation - Wall Cavity_A_Achievable Economic TRC Potential | F11 | Industrial | Primary Metals | Existing | Space Heating | Natural Gas | Insulation - Wall Cavity | A | Purchases (Cumulative) | Achievable Economic TRC Potential | 0 | 0 | 0 | 0 | 0 | 2974.7326 | 8177.6574 | 16223.3661 | 27493.4482 | 41849.0495 | 58384.5661 | 76143.3835 | 93866.1429 | 110144.7157 | 124442.8501 | 136105.495 | 145177.6182 | 151828.696 | 156442.9214 | 159522.7156 | 161474.4801 | 162657.89 | 163456.238 | 163456.238 | 163456.238 | 163456.238 | 163456.238 | 163456.238 | 163456.238 | 163456.238 | 163456.238
F1_Industrial_Primary Metals_Existing_Space Heating_Natural Gas_Insulation - Ducting_A_Achievable Economic TRC Potential | F1 | Industrial | Primary Metals | Existing | Space Heating | Natural Gas | Insulation - Ducting | A | Integrated Unit Energy Savings (kWh or therms) | Achievable Economic TRC Potential | 0 | 0 | 0 | 0 | 0 | 0.001621 | 0.0015908 | 0.0015494 | 0.0015002 | 0.0014437 | 0.001381 | 0.001317 | 0.0012546 | 0.0011928 | 0.0011403 | 0.0010916 | 0.0010523 | 0.0010177 | 0.00098731 | 0.00096484 | 0.0009441 | 0.00092601 | 0.00091007 | 0.00089701 | 0.00088498 | 0.00087544 | 0.00086697 | 0.00085904 | 0.00131 | 0.0013019 | 0.0012943
F2_Industrial_Primary Metals_Existing_Space Heating_Natural Gas_Insulation - Ducting_A_Achievable Economic TRC Potential | F2 | Industrial | Primary Metals | Existing | Space Heating | Natural Gas | Insulation - Ducting | A | Integrated Unit Summer Peak Savings (kW) | Achievable Economic TRC Potential | 0 | 0 | 0 | 0 | 0 | 0 | 0 | 0 | 0 | 0 | 0 | 0 | 0 | 0 | 0 | 0 | 0 | 0 | 0 | 0 | 0 | 0 | 0 | 0 | 0 | 0 | 0 | 0 | 0 | 0 | 0
F3_Industrial_Primary Metals_Existing_Space Heating_Natural Gas_Insulation - Ducting_A_Achievable Economic TRC Potential | F3 | Industrial | Primary Metals | Existing | Space Heating | Natural Gas | Insulation - Ducting | A | Integrated Unit Winter Peak Savings (kW) | Achievable Economic TRC Potential | 0 | 0 | 0 | 0 | 0 | 0 | 0 | 0 | 0 | 0 | 0 | 0 | 0 | 0 | 0 | 0 | 0 | 0 | 0 | 0 | 0 | 0 | 0 | 0 | 0 | 0 | 0 | 0 | 0 | 0 | 0
F4_Industrial_Primary Metals_Existing_Space Heating_Natural Gas_Insulation - Ducting_A_Achievable Economic TRC Potential | F4 | Industrial | Primary Metals | Existing | Space Heating | Natural Gas | Insulation - Ducting | A | Incremental Energy Savings (MWh or mTherms) | Achievable Economic TRC Potential | 0 | 0 | 0 | 0 | 0 | 0 | 0 | 0 | 0 | 0 | 0 | 0 | 0 | 0 | 0 | 0 | 0 | 0 | 0 | 0 | 0 | 0 | 0 | 0 | 0 | 0 | 0 | 0 | 0 | 0 | 0
F5_Industrial_Primary Metals_Existing_Space Heating_Natural Gas_Insulation - Ducting_A_Achievable Economic TRC Potential | F5 | Industrial | Primary Metals | Existing | Space Heating | Natural Gas | Insulation - Ducting | A | Incremental Summer Peak Savings (MW) | Achievable Economic TRC Potential | 0 | 0 | 0 | 0 | 0 | 0 | 0 | 0 | 0 | 0 | 0 | 0 | 0 | 0 | 0 | 0 | 0 | 0 | 0 | 0 | 0 | 0 | 0 | 0 | 0 | 0 | 0 | 0 | 0 | 0 | 0
F6_Industrial_Primary Metals_Existing_Space Heating_Natural Gas_Insulation - Ducting_A_Achievable Economic TRC Potential | F6 | Industrial | Primary Metals | Existing | Space Heating | Natural Gas | Insulation - Ducting | A | Incremental Winter Peak Savings (MW) | Achievable Economic TRC Potential | 0 | 0 | 0 | 0 | 0 | 0 | 0 | 0 | 0 | 0 | 0 | 0 | 0 | 0 | 0 | 0 | 0 | 0 | 0 | 0 | 0 | 0 | 0 | 0 | 0 | 0 | 0 | 0 | 0 | 0 | 0
F7_Industrial_Primary Metals_Existing_Space Heating_Natural Gas_Insulation - Ducting_A_Achievable Economic TRC Potential | F7 | Industrial | Primary Metals | Existing | Space Heating | Natural Gas | Insulation - Ducting | A | Cumulative Energy Savings (MWh or mTherms) | Achievable Economic TRC Potential | 0 | 0 | 0 | 0 | 0 | 0 | 0 | 0 | 0 | 0 | 0 | 0 | 0 | 0 | 0 | 0 | 0 | 0 | 0 | 0 | 0 | 0 | 0 | 0 | 0 | 0 | 0 | 0 | 0 | 0 | 0
F8_Industrial_Primary Metals_Existing_Space Heating_Natural Gas_Insulation - Ducting_A_Achievable Economic TRC Potential | F8 | Industrial | Primary Metals | Existing | Space Heating | Natural Gas | Insulation - Ducting | A | Cumulative Summer Peak Savings (MW) | Achievable Economic TRC Potential | 0 | 0 | 0 | 0 | 0 | 0 | 0 | 0 | 0 | 0 | 0 | 0 | 0 | 0 | 0 | 0 | 0 | 0 | 0 | 0 | 0 | 0 | 0 | 0 | 0 | 0 | 0 | 0 | 0 | 0 | 0
F9_Industrial_Primary Metals_Existing_Space Heating_Natural Gas_Insulation - Ducting_A_Achievable Economic TRC Potential | F9 | Industrial | Primary Metals | Existing | Space Heating | Natural Gas | Insulation - Ducting | A | Cumulative Winter Peak Savings (MW) | Achievable Economic TRC Potential | 0 | 0 | 0 | 0 | 0 | 0 | 0 | 0 | 0 | 0 | 0 | 0 | 0 | 0 | 0 | 0 | 0 | 0 | 0 | 0 | 0 | 0 | 0 | 0 | 0 | 0 | 0 | 0 | 0 | 0 | 0
F10_Industrial_Primary Metals_Existing_Space Heating_Natural Gas_Insulation - Ducting_A_Achievable Economic TRC Potential | F10 | Industrial | Primary Metals | Existing | Space Heating | Natural Gas | Insulation - Ducting | A | Purchases (Incremental) | Achievable Economic TRC Potential | 0 | 0 | 0 | 0 | 0 | 0 | 0 | 0 | 0 | 0 | 0 | 0 | 0 | 0 | 0 | 0 | 0 | 0 | 0 | 0 | 0 | 0 | 0 | 0 | 0 | 0 | 0 | 0 | 0 | 0 | 0
F11_Industrial_Primary Metals_Existing_Space Heating_Natural Gas_Insulation - Ducting_A_Achievable Economic TRC Potential | F11 | Industrial | Primary Metals | Existing | Space Heating | Natural Gas | Insulation - Ducting | A | Purchases (Cumulative) | Achievable Economic TRC Potential | 0 | 0 | 0 | 0 | 0 | 0 | 0 | 0 | 0 | 0 | 0 | 0 | 0 | 0 | 0 | 0 | 0 | 0 | 0 | 0 | 0 | 0 | 0 | 0 | 0 | 0 | 0 | 0 | 0 | 0 | 0
F1_Industrial_Primary Metals_Existing_Space Heating_Natural Gas_HVAC - Duct Repair and Sealing_A_Achievable Economic TRC Potential | F1 | Industrial | Primary Metals | Existing | Space Heating | Natural Gas | HVAC - Duct Repair and Sealing | A | Integrated Unit Energy Savings (kWh or therms) | Achievable Economic TRC Potential | 0 | 0 | 0 | 0 | 0 | 0.0038188 | 0.0037522 | 0.0036614 | 0.0035544 | 0.0034321 | 0.0032963 | 0.0031571 | 0.0030204 | 0.0028841 | 0.0027667 | 0.0026569 | 0.0025671 | 0.0024874 | 0.0024167 | 0.0023634 | 0.0023142 | 0.0022709 | 0.0022326 | 0.0022009 | 0.0021716 | 0.0021485 | 0.002128 | 0.0021087 | 0.0030839 | 0.0030649 | 0.0030471
F2_Industrial_Primary Metals_Existing_Space Heating_Natural Gas_HVAC - Duct Repair and Sealing_A_Achievable Economic TRC Potential | F2 | Industrial | Primary Metals | Existing | Space Heating | Natural Gas | HVAC - Duct Repair and Sealing | A | Integrated Unit Summer Peak Savings (kW) | Achievable Economic TRC Potential | 0 | 0 | 0 | 0 | 0 | 0 | 0 | 0 | 0 | 0 | 0 | 0 | 0 | 0 | 0 | 0 | 0 | 0 | 0 | 0 | 0 | 0 | 0 | 0 | 0 | 0 | 0 | 0 | 0 | 0 | 0
F3_Industrial_Primary Metals_Existing_Space Heating_Natural Gas_HVAC - Duct Repair and Sealing_A_Achievable Economic TRC Potential | F3 | Industrial | Primary Metals | Existing | Space Heating | Natural Gas | HVAC - Duct Repair and Sealing | A | Integrated Unit Winter Peak Savings (kW) | Achievable Economic TRC Potential | 0 | 0 | 0 | 0 | 0 | 0 | 0 | 0 | 0 | 0 | 0 | 0 | 0 | 0 | 0 | 0 | 0 | 0 | 0 | 0 | 0 | 0 | 0 | 0 | 0 | 0 | 0 | 0 | 0 | 0 | 0
F4_Industrial_Primary Metals_Existing_Space Heating_Natural Gas_HVAC - Duct Repair and Sealing_A_Achievable Economic TRC Potential | F4 | Industrial | Primary Metals | Existing | Space Heating | Natural Gas | HVAC - Duct Repair and Sealing | A | Incremental Energy Savings (MWh or mTherms) | Achievable Economic TRC Potential | 0 | 0 | 0 | 0 | 0 | 0 | 0 | 0 | 0 | 0 | 0 | 0 | 0 | 0 | 0 | 0 | 0 | 0 | 0 | 0 | 0 | 0 | 0 | 0 | 0 | 0 | 0 | 0 | 0 | 0 | 0
F5_Industrial_Primary Metals_Existing_Space Heating_Natural Gas_HVAC - Duct Repair and Sealing_A_Achievable Economic TRC Potential | F5 | Industrial | Primary Metals | Existing | Space Heating | Natural Gas | HVAC - Duct Repair and Sealing | A | Incremental Summer Peak Savings (MW) | Achievable Economic TRC Potential | 0 | 0 | 0 | 0 | 0 | 0 | 0 | 0 | 0 | 0 | 0 | 0 | 0 | 0 | 0 | 0 | 0 | 0 | 0 | 0 | 0 | 0 | 0 | 0 | 0 | 0 | 0 | 0 | 0 | 0 | 0
F6_Industrial_Primary Metals_Existing_Space Heating_Natural Gas_HVAC - Duct Repair and Sealing_A_Achievable Economic TRC Potential | F6 | Industrial | Primary Metals | Existing | Space Heating | Natural Gas | HVAC - Duct Repair and Sealing | A | Incremental Winter Peak Savings (MW) | Achievable Economic TRC Potential | 0 | 0 | 0 | 0 | 0 | 0 | 0 | 0 | 0 | 0 | 0 | 0 | 0 | 0 | 0 | 0 | 0 | 0 | 0 | 0 | 0 | 0 | 0 | 0 | 0 | 0 | 0 | 0 | 0 | 0 | 0
F7_Industrial_Primary Metals_Existing_Space Heating_Natural Gas_HVAC - Duct Repair and Sealing_A_Achievable Economic TRC Potential | F7 | Industrial | Primary Metals | Existing | Space Heating | Natural Gas | HVAC - Duct Repair and Sealing | A | Cumulative Energy Savings (MWh or mTherms) | Achievable Economic TRC Potential | 0 | 0 | 0 | 0 | 0 | 0 | 0 | 0 | 0 | 0 | 0 | 0 | 0 | 0 | 0 | 0 | 0 | 0 | 0 | 0 | 0 | 0 | 0 | 0 | 0 | 0 | 0 | 0 | 0 | 0 | 0
F8_Industrial_Primary Metals_Existing_Space Heating_Natural Gas_HVAC - Duct Repair and Sealing_A_Achievable Economic TRC Potential | F8 | Industrial | Primary Metals | Existing | Space Heating | Natural Gas | HVAC - Duct Repair and Sealing | A | Cumulative Summer Peak Savings (MW) | Achievable Economic TRC Potential | 0 | 0 | 0 | 0 | 0 | 0 | 0 | 0 | 0 | 0 | 0 | 0 | 0 | 0 | 0 | 0 | 0 | 0 | 0 | 0 | 0 | 0 | 0 | 0 | 0 | 0 | 0 | 0 | 0 | 0 | 0
F9_Industrial_Primary Metals_Existing_Space Heating_Natural Gas_HVAC - Duct Repair and Sealing_A_Achievable Economic TRC Potential | F9 | Industrial | Primary Metals | Existing | Space Heating | Natural Gas | HVAC - Duct Repair and Sealing | A | Cumulative Winter Peak Savings (MW) | Achievable Economic TRC Potential | 0 | 0 | 0 | 0 | 0 | 0 | 0 | 0 | 0 | 0 | 0 | 0 | 0 | 0 | 0 | 0 | 0 | 0 | 0 | 0 | 0 | 0 | 0 | 0 | 0 | 0 | 0 | 0 | 0 | 0 | 0
F10_Industrial_Primary Metals_Existing_Space Heating_Natural Gas_HVAC - Duct Repair and Sealing_A_Achievable Economic TRC Potential | F10 | Industrial | Primary Metals | Existing | Space Heating | Natural Gas | HVAC - Duct Repair and Sealing | A | Purchases (Incremental) | Achievable Economic TRC Potential | 0 | 0 | 0 | 0 | 0 | 0 | 0 | 0 | 0 | 0 | 0 | 0 | 0 | 0 | 0 | 0 | 0 | 0 | 0 | 0 | 0 | 0 | 0 | 0 | 0 | 0 | 0 | 0 | 0 | 0 | 0
F11_Industrial_Primary Metals_Existing_Space Heating_Natural Gas_HVAC - Duct Repair and Sealing_A_Achievable Economic TRC Potential | F11 | Industrial | Primary Metals | Existing | Space Heating | Natural Gas | HVAC - Duct Repair and Sealing | A | Purchases (Cumulative) | Achievable Economic TRC Potential | 0 | 0 | 0 | 0 | 0 | 0 | 0 | 0 | 0 | 0 | 0 | 0 | 0 | 0 | 0 | 0 | 0 | 0 | 0 | 0 | 0 | 0 | 0 | 0 | 0 | 0 | 0 | 0 | 0 | 0 | 0
F1_Industrial_Primary Metals_Existing_Space Heating_Natural Gas_Windows - High Efficiency_A_Achievable Economic TRC Potential | F1 | Industrial | Primary Metals | Existing | Space Heating | Natural Gas | Windows - High Efficiency | A | Integrated Unit Energy Savings (kWh or therms) | Achievable Economic TRC Potential | 0 | 0 | 0 | 0 | 0 | 0.0056576 | 0.0055754 | 0.0054605 | 0.0053161 | 0.0051434 | 0.0049449 | 0.0047388 | 0.0045335 | 0.0043261 | 0.0041494 | 0.003982 | 0.0038468 | 0.0037281 | 0.0036241 | 0.0035499 | 0.0034821 | 0.0034233 | 0.0033752 | 0.0033375 | 0.0033033 | 0.0032778 | 0.0032558 | 0.0032353 | 0 | 0 | 0
F2_Industrial_Primary Metals_Existing_Space Heating_Natural Gas_Windows - High Efficiency_A_Achievable Economic TRC Potential | F2 | Industrial | Primary Metals | Existing | Space Heating | Natural Gas | Windows - High Efficiency | A | Integrated Unit Summer Peak Savings (kW) | Achievable Economic TRC Potential | 0 | 0 | 0 | 0 | 0 | 0 | 0 | 0 | 0 | 0 | 0 | 0 | 0 | 0 | 0 | 0 | 0 | 0 | 0 | 0 | 0 | 0 | 0 | 0 | 0 | 0 | 0 | 0 | 0 | 0 | 0
F3_Industrial_Primary Metals_Existing_Space Heating_Natural Gas_Windows - High Efficiency_A_Achievable Economic TRC Potential | F3 | Industrial | Primary Metals | Existing | Space Heating | Natural Gas | Windows - High Efficiency | A | Integrated Unit Winter Peak Savings (kW) | Achievable Economic TRC Potential | 0 | 0 | 0 | 0 | 0 | 0 | 0 | 0 | 0 | 0 | 0 | 0 | 0 | 0 | 0 | 0 | 0 | 0 | 0 | 0 | 0 | 0 | 0 | 0 | 0 | 0 | 0 | 0 | 0 | 0 | 0
F4_Industrial_Primary Metals_Existing_Space Heating_Natural Gas_Windows - High Efficiency_A_Achievable Economic TRC Potential | F4 | Industrial | Primary Metals | Existing | Space Heating | Natural Gas | Windows - High Efficiency | A | Incremental Energy Savings (MWh or mTherms) | Achievable Economic TRC Potential | 0 | 0 | 0 | 0 | 0 | 0 | 0 | 0 | 0 | 0 | 0 | 0 | 0 | 0 | 0 | 0 | 0 | 0 | 0 | 0 | 0 | 0 | 0 | 0 | 0 | 0 | 0 | 0 | 0 | 0 | 0
F5_Industrial_Primary Metals_Existing_Space Heating_Natural Gas_Windows - High Efficiency_A_Achievable Economic TRC Potential | F5 | Industrial | Primary Metals | Existing | Space Heating | Natural Gas | Windows - High Efficiency | A | Incremental Summer Peak Savings (MW) | Achievable Economic TRC Potential | 0 | 0 | 0 | 0 | 0 | 0 | 0 | 0 | 0 | 0 | 0 | 0 | 0 | 0 | 0 | 0 | 0 | 0 | 0 | 0 | 0 | 0 | 0 | 0 | 0 | 0 | 0 | 0 | 0 | 0 | 0
F6_Industrial_Primary Metals_Existing_Space Heating_Natural Gas_Windows - High Efficiency_A_Achievable Economic TRC Potential | F6 | Industrial | Primary Metals | Existing | Space Heating | Natural Gas | Windows - High Efficiency | A | Incremental Winter Peak Savings (MW) | Achievable Economic TRC Potential | 0 | 0 | 0 | 0 | 0 | 0 | 0 | 0 | 0 | 0 | 0 | 0 | 0 | 0 | 0 | 0 | 0 | 0 | 0 | 0 | 0 | 0 | 0 | 0 | 0 | 0 | 0 | 0 | 0 | 0 | 0
F7_Industrial_Primary Metals_Existing_Space Heating_Natural Gas_Windows - High Efficiency_A_Achievable Economic TRC Potential | F7 | Industrial | Primary Metals | Existing | Space Heating | Natural Gas | Windows - High Efficiency | A | Cumulative Energy Savings (MWh or mTherms) | Achievable Economic TRC Potential | 0 | 0 | 0 | 0 | 0 | 0 | 0 | 0 | 0 | 0 | 0 | 0 | 0 | 0 | 0 | 0 | 0 | 0 | 0 | 0 | 0 | 0 | 0 | 0 | 0 | 0 | 0 | 0 | 0 | 0 | 0
F8_Industrial_Primary Metals_Existing_Space Heating_Natural Gas_Windows - High Efficiency_A_Achievable Economic TRC Potential | F8 | Industrial | Primary Metals | Existing | Space Heating | Natural Gas | Windows - High Efficiency | A | Cumulative Summer Peak Savings (MW) | Achievable Economic TRC Potential | 0 | 0 | 0 | 0 | 0 | 0 | 0 | 0 | 0 | 0 | 0 | 0 | 0 | 0 | 0 | 0 | 0 | 0 | 0 | 0 | 0 | 0 | 0 | 0 | 0 | 0 | 0 | 0 | 0 | 0 | 0
F9_Industrial_Primary Metals_Existing_Space Heating_Natural Gas_Windows - High Efficiency_A_Achievable Economic TRC Potential | F9 | Industrial | Primary Metals | Existing | Space Heating | Natural Gas | Windows - High Efficiency | A | Cumulative Winter Peak Savings (MW) | Achievable Economic TRC Potential | 0 | 0 | 0 | 0 | 0 | 0 | 0 | 0 | 0 | 0 | 0 | 0 | 0 | 0 | 0 | 0 | 0 | 0 | 0 | 0 | 0 | 0 | 0 | 0 | 0 | 0 | 0 | 0 | 0 | 0 | 0
F10_Industrial_Primary Metals_Existing_Space Heating_Natural Gas_Windows - High Efficiency_A_Achievable Economic TRC Potential | F10 | Industrial | Primary Metals | Existing | Space Heating | Natural Gas | Windows - High Efficiency | A | Purchases (Incremental) | Achievable Economic TRC Potential | 0 | 0 | 0 | 0 | 0 | 0 | 0 | 0 | 0 | 0 | 0 | 0 | 0 | 0 | 0 | 0 | 0 | 0 | 0 | 0 | 0 | 0 | 0 | 0 | 0 | 0 | 0 | 0 | 0 | 0 | 0
F11_Industrial_Primary Metals_Existing_Space Heating_Natural Gas_Windows - High Efficiency_A_Achievable Economic TRC Potential | F11 | Industrial | Primary Metals | Existing | Space Heating | Natural Gas | Windows - High Efficiency | A | Purchases (Cumulative) | Achievable Economic TRC Potential | 0 | 0 | 0 | 0 | 0 | 0 | 0 | 0 | 0 | 0 | 0 | 0 | 0 | 0 | 0 | 0 | 0 | 0 | 0 | 0 | 0 | 0 | 0 | 0 | 0 | 0 | 0 | 0 | 0 | 0 | 0
F1_Industrial_Primary Metals_Existing_Space Heating_Natural Gas_Gas Boiler - Maintenance_A_Achievable Economic TRC Potential | F1 | Industrial | Primary Metals | Existing | Space Heating | Natural Gas | Gas Boiler - Maintenance | A | Integrated Unit Energy Savings (kWh or therms) | Achievable Economic TRC Potential | 0 | 0 | 0 | 0 | 0 | 28.8186 | 28.618 | 28.4137 | 28.2014 | 27.9806 | 27.7557 | 27.5239 | 27.285 | 27.0365 | 26.7641 | 26.5004 | 26.2335 | 25.9719 | 25.7152 | 25.4681 | 25.2317 | 24.9897 | 24.7704 | 24.5627 | 24.3592 | 24.1741 | 24.0154 | 23.869 | 24.8946 | 24.7923 | 24.699
F2_Industrial_Primary Metals_Existing_Space Heating_Natural Gas_Gas Boiler - Maintenance_A_Achievable Economic TRC Potential | F2 | Industrial | Primary Metals | Existing | Space Heating | Natural Gas | Gas Boiler - Maintenance | A | Integrated Unit Summer Peak Savings (kW) | Achievable Economic TRC Potential | 0 | 0 | 0 | 0 | 0 | 0 | 0 | 0 | 0 | 0 | 0 | 0 | 0 | 0 | 0 | 0 | 0 | 0 | 0 | 0 | 0 | 0 | 0 | 0 | 0 | 0 | 0 | 0 | 0 | 0 | 0
F3_Industrial_Primary Metals_Existing_Space Heating_Natural Gas_Gas Boiler - Maintenance_A_Achievable Economic TRC Potential | F3 | Industrial | Primary Metals | Existing | Space Heating | Natural Gas | Gas Boiler - Maintenance | A | Integrated Unit Winter Peak Savings (kW) | Achievable Economic TRC Potential | 0 | 0 | 0 | 0 | 0 | 0 | 0 | 0 | 0 | 0 | 0 | 0 | 0 | 0 | 0 | 0 | 0 | 0 | 0 | 0 | 0 | 0 | 0 | 0 | 0 | 0 | 0 | 0 | 0 | 0 | 0
F4_Industrial_Primary Metals_Existing_Space Heating_Natural Gas_Gas Boiler - Maintenance_A_Achievable Economic TRC Potential | F4 | Industrial | Primary Metals | Existing | Space Heating | Natural Gas | Gas Boiler - Maintenance | A | Incremental Energy Savings (MWh or mTherms) | Achievable Economic TRC Potential | 0 | 0 | 0 | 0 | 0 | 0.0032512 | 0.0022617 | 0.0015454 | 0.0011952 | 0.0010398 | 0.00088123 | 0.00074659 | 0.00062752 | 0.00051628 | 0.00043029 | 0.00035212 | 0.0002715 | 0.00020828 | 0.00015918 | 0.00012292 | 0.00011136 | 8.5977e-05 | 7.3119e-05 | 6.0605e-05 | 4.8391e-05 | 0 | 0 | 0 | 0 | 0 | 0
F5_Industrial_Primary Metals_Existing_Space Heating_Natural Gas_Gas Boiler - Maintenance_A_Achievable Economic TRC Potential | F5 | Industrial | Primary Metals | Existing | Space Heating | Natural Gas | Gas Boiler - Maintenance | A | Incremental Summer Peak Savings (MW) | Achievable Economic TRC Potential | 0 | 0 | 0 | 0 | 0 | 0 | 0 | 0 | 0 | 0 | 0 | 0 | 0 | 0 | 0 | 0 | 0 | 0 | 0 | 0 | 0 | 0 | 0 | 0 | 0 | 0 | 0 | 0 | 0 | 0 | 0
F6_Industrial_Primary Metals_Existing_Space Heating_Natural Gas_Gas Boiler - Maintenance_A_Achievable Economic TRC Potential | F6 | Industrial | Primary Metals | Existing | Space Heating | Natural Gas | Gas Boiler - Maintenance | A | Incremental Winter Peak Savings (MW) | Achievable Economic TRC Potential | 0 | 0 | 0 | 0 | 0 | 0 | 0 | 0 | 0 | 0 | 0 | 0 | 0 | 0 | 0 | 0 | 0 | 0 | 0 | 0 | 0 | 0 | 0 | 0 | 0 | 0 | 0 | 0 | 0 | 0 | 0
F7_Industrial_Primary Metals_Existing_Space Heating_Natural Gas_Gas Boiler - Maintenance_A_Achievable Economic TRC Potential | F7 | Industrial | Primary Metals | Existing | Space Heating | Natural Gas | Gas Boiler - Maintenance | A | Cumulative Energy Savings (MWh or mTherms) | Achievable Economic TRC Potential | 0 | 0 | 0 | 0 | 0 | 0.0032512 | 0.0054903 | 0.0069965 | 0.0081394 | 0.0091155 | 0.0099235 | 0.010587 | 0.011123 | 0.011538 | 0.011852 | 0.012087 | 0.012237 | 0.012323 | 0.012361 | 0.012365 | 0.012361 | 0.012329 | 0.012294 | 0.012251 | 0.012198 | 0.012105 | 0.012026 | 0.011953 | 0 | 0 | 0
F8_Industrial_Primary Metals_Existing_Space Heating_Natural Gas_Gas Boiler - Maintenance_A_Achievable Economic TRC Potential | F8 | Industrial | Primary Metals | Existing | Space Heating | Natural Gas | Gas Boiler - Maintenance | A | Cumulative Summer Peak Savings (MW) | Achievable Economic TRC Potential | 0 | 0 | 0 | 0 | 0 | 0 | 0 | 0 | 0 | 0 | 0 | 0 | 0 | 0 | 0 | 0 | 0 | 0 | 0 | 0 | 0 | 0 | 0 | 0 | 0 | 0 | 0 | 0 | 0 | 0 | 0
F9_Industrial_Primary Metals_Existing_Space Heating_Natural Gas_Gas Boiler - Maintenance_A_Achievable Economic TRC Potential | F9 | Industrial | Primary Metals | Existing | Space Heating | Natural Gas | Gas Boiler - Maintenance | A | Cumulative Winter Peak Savings (MW) | Achievable Economic TRC Potential | 0 | 0 | 0 | 0 | 0 | 0 | 0 | 0 | 0 | 0 | 0 | 0 | 0 | 0 | 0 | 0 | 0 | 0 | 0 | 0 | 0 | 0 | 0 | 0 | 0 | 0 | 0 | 0 | 0 | 0 | 0
F10_Industrial_Primary Metals_Existing_Space Heating_Natural Gas_Gas Boiler - Maintenance_A_Achievable Economic TRC Potential | F10 | Industrial | Primary Metals | Existing | Space Heating | Natural Gas | Gas Boiler - Maintenance | A | Purchases (Incremental) | Achievable Economic TRC Potential | 0 | 0 | 0 | 0 | 0 | 0.11282 | 0.079032 | 0.054388 | 0.042381 | 0.037163 | 0.03175 | 0.027125 | 0.022999 | 0.019096 | 0.016077 | 0.013287 | 0.010349 | 0.0080196 | 0.0061899 | 0.0048264 | 0.0044134 | 0.0034405 | 0.0029519 | 0.0024673 | 0.0019866 | 0 | 0 | 0 | 0 | 0 | 0
F11_Industrial_Primary Metals_Existing_Space Heating_Natural Gas_Gas Boiler - Maintenance_A_Achievable Economic TRC Potential | F11 | Industrial | Primary Metals | Existing | Space Heating | Natural Gas | Gas Boiler - Maintenance | A | Purchases (Cumulative) | Achievable Economic TRC Potential | 0 | 0 | 0 | 0 | 0 | 0.11282 | 0.19185 | 0.24624 | 0.28862 | 0.32578 | 0.35753 | 0.38465 | 0.40765 | 0.42675 | 0.44283 | 0.45611 | 0.46646 | 0.47448 | 0.48067 | 0.4855 | 0.48991 | 0.49335 | 0.4963 | 0.49877 | 0.50076 | 0.50076 | 0.50076 | 0.50076 | 0.50076 | 0.50076 | 0.50076
F1_Industrial_Primary Metals_Existing_Process_Natural Gas_Gas Boiler - Maintenance_A_Achievable Economic TRC Potential | F1 | Industrial | Primary Metals | Existing | Process | Natural Gas | Gas Boiler - Maintenance | A | Integrated Unit Energy Savings (kWh or therms) | Achievable Economic TRC Potential | 0 | 0 | 0 | 0 | 0 | 28.0317 | 28.0317 | 28.0317 | 28.0317 | 28.0317 | 28.0317 | 28.0317 | 28.0317 | 28.0317 | 28.0317 | 28.0317 | 28.0317 | 28.0317 | 28.0317 | 28.0317 | 28.0317 | 28.0317 | 28.0317 | 28.0317 | 28.0317 | 28.0317 | 28.0317 | 28.0317 | 28.0317 | 28.0317 | 28.0317
F2_Industrial_Primary Metals_Existing_Process_Natural Gas_Gas Boiler - Maintenance_A_Achievable Economic TRC Potential | F2 | Industrial | Primary Metals | Existing | Process | Natural Gas | Gas Boiler - Maintenance | A | Integrated Unit Summer Peak Savings (kW) | Achievable Economic TRC Potential | 0 | 0 | 0 | 0 | 0 | 0 | 0 | 0 | 0 | 0 | 0 | 0 | 0 | 0 | 0 | 0 | 0 | 0 | 0 | 0 | 0 | 0 | 0 | 0 | 0 | 0 | 0 | 0 | 0 | 0 | 0
F3_Industrial_Primary Metals_Existing_Process_Natural Gas_Gas Boiler - Maintenance_A_Achievable Economic TRC Potential | F3 | Industrial | Primary Metals | Existing | Process | Natural Gas | Gas Boiler - Maintenance | A | Integrated Unit Winter Peak Savings (kW) | Achievable Economic TRC Potential | 0 | 0 | 0 | 0 | 0 | 0 | 0 | 0 | 0 | 0 | 0 | 0 | 0 | 0 | 0 | 0 | 0 | 0 | 0 | 0 | 0 | 0 | 0 | 0 | 0 | 0 | 0 | 0 | 0 | 0 | 0
F4_Industrial_Primary Metals_Existing_Process_Natural Gas_Gas Boiler - Maintenance_A_Achievable Economic TRC Potential | F4 | Industrial | Primary Metals | Existing | Process | Natural Gas | Gas Boiler - Maintenance | A | Incremental Energy Savings (MWh or mTherms) | Achievable Economic TRC Potential | 0 | 0 | 0 | 0 | 0 | 0.11454 | 0.08024 | 0.05522 | 0.043028 | 0.037731 | 0.032235 | 0.02754 | 0.02335 | 0.019388 | 0.016323 | 0.01349 | 0.010508 | 0.0081421 | 0.0062845 | 0.0049002 | 0.0044808 | 0.0034931 | 0.002997 | 0.0025051 | 0.0020169 | 0 | 0 | 0 | 0 | 0 | 0
F5_Industrial_Primary Metals_Existing_Process_Natural Gas_Gas Boiler - Maintenance_A_Achievable Economic TRC Potential | F5 | Industrial | Primary Metals | Existing | Process | Natural Gas | Gas Boiler - Maintenance | A | Incremental Summer Peak Savings (MW) | Achievable Economic TRC Potential | 0 | 0 | 0 | 0 | 0 | 0 | 0 | 0 | 0 | 0 | 0 | 0 | 0 | 0 | 0 | 0 | 0 | 0 | 0 | 0 | 0 | 0 | 0 | 0 | 0 | 0 | 0 | 0 | 0 | 0 | 0
F6_Industrial_Primary Metals_Existing_Process_Natural Gas_Gas Boiler - Maintenance_A_Achievable Economic TRC Potential | F6 | Industrial | Primary Metals | Existing | Process | Natural Gas | Gas Boiler - Maintenance | A | Incremental Winter Peak Savings (MW) | Achievable Economic TRC Potential | 0 | 0 | 0 | 0 | 0 | 0 | 0 | 0 | 0 | 0 | 0 | 0 | 0 | 0 | 0 | 0 | 0 | 0 | 0 | 0 | 0 | 0 | 0 | 0 | 0 | 0 | 0 | 0 | 0 | 0 | 0
F7_Industrial_Primary Metals_Existing_Process_Natural Gas_Gas Boiler - Maintenance_A_Achievable Economic TRC Potential | F7 | Industrial | Primary Metals | Existing | Process | Natural Gas | Gas Boiler - Maintenance | A | Cumulative Energy Savings (MWh or mTherms) | Achievable Economic TRC Potential | 0 | 0 | 0 | 0 | 0 | 0.11454 | 0.19478 | 0.25 | 0.29303 | 0.33076 | 0.36299 | 0.39053 | 0.41388 | 0.43327 | 0.44959 | 0.46308 | 0.47359 | 0.48173 | 0.48802 | 0.49292 | 0.4974 | 0.50089 | 0.50389 | 0.5064 | 0.50841 | 0.50841 | 0.50841 | 0.50841 | 0 | 0 | 0
F8_Industrial_Primary Metals_Existing_Process_Natural Gas_Gas Boiler - Maintenance_A_Achievable Economic TRC Potential | F8 | Industrial | Primary Metals | Existing | Process | Natural Gas | Gas Boiler - Maintenance | A | Cumulative Summer Peak Savings (MW) | Achievable Economic TRC Potential | 0 | 0 | 0 | 0 | 0 | 0 | 0 | 0 | 0 | 0 | 0 | 0 | 0 | 0 | 0 | 0 | 0 | 0 | 0 | 0 | 0 | 0 | 0 | 0 | 0 | 0 | 0 | 0 | 0 | 0 | 0
F9_Industrial_Primary Metals_Existing_Process_Natural Gas_Gas Boiler - Maintenance_A_Achievable Economic TRC Potential | F9 | Industrial | Primary Metals | Existing | Process | Natural Gas | Gas Boiler - Maintenance | A | Cumulative Winter Peak Savings (MW) | Achievable Economic TRC Potential | 0 | 0 | 0 | 0 | 0 | 0 | 0 | 0 | 0 | 0 | 0 | 0 | 0 | 0 | 0 | 0 | 0 | 0 | 0 | 0 | 0 | 0 | 0 | 0 | 0 | 0 | 0 | 0 | 0 | 0 | 0
F10_Industrial_Primary Metals_Existing_Process_Natural Gas_Gas Boiler - Maintenance_A_Achievable Economic TRC Potential | F10 | Industrial | Primary Metals | Existing | Process | Natural Gas | Gas Boiler - Maintenance | A | Purchases (Incremental) | Achievable Economic TRC Potential | 0 | 0 | 0 | 0 | 0 | 4.0861 | 2.8625 | 1.9699 | 1.535 | 1.346 | 1.1499 | 0.98245 | 0.83299 | 0.69164 | 0.5823 | 0.48125 | 0.37485 | 0.29046 | 0.22419 | 0.17481 | 0.15985 | 0.12461 | 0.10691 | 0.089365 | 0.071952 | 0 | 0 | 0 | 0 | 0 | 0
F11_Industrial_Primary Metals_Existing_Process_Natural Gas_Gas Boiler - Maintenance_A_Achievable Economic TRC Potential | F11 | Industrial | Primary Metals | Existing | Process | Natural Gas | Gas Boiler - Maintenance | A | Purchases (Cumulative) | Achievable Economic TRC Potential | 0 | 0 | 0 | 0 | 0 | 4.0861 | 6.9486 | 8.9185 | 10.4535 | 11.7995 | 12.9494 | 13.9319 | 14.7649 | 15.4565 | 16.0388 | 16.52 | 16.8949 | 17.1854 | 17.4095 | 17.5844 | 17.7442 | 17.8688 | 17.9757 | 18.0651 | 18.1371 | 18.1371 | 18.1371 | 18.1371 | 18.1371 | 18.1371 | 18.1371
F1_Industrial_Primary Metals_Existing_Space Heating_Natural Gas_Gas Furnace - Maintenance_A_Achievable Economic TRC Potential | F1 | Industrial | Primary Metals | Existing | Space Heating | Natural Gas | Gas Furnace - Maintenance | A | Integrated Unit Energy Savings (kWh or therms) | Achievable Economic TRC Potential | 0 | 0 | 0 | 0 | 0 | 0.0091816 | 0.0090854 | 0.0089651 | 0.0088415 | 0.0087149 | 0.0085871 | 0.0084585 | 0.0083337 | 0.0082104 | 0.0080848 | 0.0079679 | 0.0078558 | 0.007749 | 0.0076471 | 0.0075491 | 0.0074543 | 0.0073605 | 0.00727 | 0.0071844 | 0.0071028 | 0.0070343 | 0.0069735 | 0.0069164 | 0.0073847 | 0.0073392 | 0.0072965
F2_Industrial_Primary Metals_Existing_Space Heating_Natural Gas_Gas Furnace - Maintenance_A_Achievable Economic TRC Potential | F2 | Industrial | Primary Metals | Existing | Space Heating | Natural Gas | Gas Furnace - Maintenance | A | Integrated Unit Summer Peak Savings (kW) | Achievable Economic TRC Potential | 0 | 0 | 0 | 0 | 0 | 0 | 0 | 0 | 0 | 0 | 0 | 0 | 0 | 0 | 0 | 0 | 0 | 0 | 0 | 0 | 0 | 0 | 0 | 0 | 0 | 0 | 0 | 0 | 0 | 0 | 0
F3_Industrial_Primary Metals_Existing_Space Heating_Natural Gas_Gas Furnace - Maintenance_A_Achievable Economic TRC Potential | F3 | Industrial | Primary Metals | Existing | Space Heating | Natural Gas | Gas Furnace - Maintenance | A | Integrated Unit Winter Peak Savings (kW) | Achievable Economic TRC Potential | 0 | 0 | 0 | 0 | 0 | 0 | 0 | 0 | 0 | 0 | 0 | 0 | 0 | 0 | 0 | 0 | 0 | 0 | 0 | 0 | 0 | 0 | 0 | 0 | 0 | 0 | 0 | 0 | 0 | 0 | 0
F4_Industrial_Primary Metals_Existing_Space Heating_Natural Gas_Gas Furnace - Maintenance_A_Achievable Economic TRC Potential | F4 | Industrial | Primary Metals | Existing | Space Heating | Natural Gas | Gas Furnace - Maintenance | A | Incremental Energy Savings (MWh or mTherms) | Achievable Economic TRC Potential | 0 | 0 | 0 | 0 | 0 | 0 | 0 | 0 | 0 | 0 | 0 | 0 | 0 | 0 | 0 | 0 | 0 | 0 | 0 | 0 | 1.2192e-05 | 8.4055e-06 | 5.7264e-06 | 4.3922e-06 | 3.7926e-06 | 3.2407e-06 | 2.7449e-06 | 2.3074e-06 | 2.074e-06 | 1.7254e-06 | 1.4289e-06
F5_Industrial_Primary Metals_Existing_Space Heating_Natural Gas_Gas Furnace - Maintenance_A_Achievable Economic TRC Potential | F5 | Industrial | Primary Metals | Existing | Space Heating | Natural Gas | Gas Furnace - Maintenance | A | Incremental Summer Peak Savings (MW) | Achievable Economic TRC Potential | 0 | 0 | 0 | 0 | 0 | 0 | 0 | 0 | 0 | 0 | 0 | 0 | 0 | 0 | 0 | 0 | 0 | 0 | 0 | 0 | 0 | 0 | 0 | 0 | 0 | 0 | 0 | 0 | 0 | 0 | 0
F6_Industrial_Primary Metals_Existing_Space Heating_Natural Gas_Gas Furnace - Maintenance_A_Achievable Economic TRC Potential | F6 | Industrial | Primary Metals | Existing | Space Heating | Natural Gas | Gas Furnace - Maintenance | A | Incremental Winter Peak Savings (MW) | Achievable Economic TRC Potential | 0 | 0 | 0 | 0 | 0 | 0 | 0 | 0 | 0 | 0 | 0 | 0 | 0 | 0 | 0 | 0 | 0 | 0 | 0 | 0 | 0 | 0 | 0 | 0 | 0 | 0 | 0 | 0 | 0 | 0 | 0
F7_Industrial_Primary Metals_Existing_Space Heating_Natural Gas_Gas Furnace - Maintenance_A_Achievable Economic TRC Potential | F7 | Industrial | Primary Metals | Existing | Space Heating | Natural Gas | Gas Furnace - Maintenance | A | Cumulative Energy Savings (MWh or mTherms) | Achievable Economic TRC Potential | 0 | 0 | 0 | 0 | 0 | 0 | 0 | 0 | 0 | 0 | 0 | 0 | 0 | 0 | 0 | 0 | 0 | 0 | 0 | 0 | 1.2192e-05 | 2.0444e-05 | 2.592e-05 | 3.0006e-05 | 3.3458e-05 | 3.6376e-05 | 3.8807e-05 | 4.0796e-05 | 0 | 0 | 0
F8_Industrial_Primary Metals_Existing_Space Heating_Natural Gas_Gas Furnace - Maintenance_A_Achievable Economic TRC Potential | F8 | Industrial | Primary Metals | Existing | Space Heating | Natural Gas | Gas Furnace - Maintenance | A | Cumulative Summer Peak Savings (MW) | Achievable Economic TRC Potential | 0 | 0 | 0 | 0 | 0 | 0 | 0 | 0 | 0 | 0 | 0 | 0 | 0 | 0 | 0 | 0 | 0 | 0 | 0 | 0 | 0 | 0 | 0 | 0 | 0 | 0 | 0 | 0 | 0 | 0 | 0
F9_Industrial_Primary Metals_Existing_Space Heating_Natural Gas_Gas Furnace - Maintenance_A_Achievable Economic TRC Potential | F9 | Industrial | Primary Metals | Existing | Space Heating | Natural Gas | Gas Furnace - Maintenance | A | Cumulative Winter Peak Savings (MW) | Achievable Economic TRC Potential | 0 | 0 | 0 | 0 | 0 | 0 | 0 | 0 | 0 | 0 | 0 | 0 | 0 | 0 | 0 | 0 | 0 | 0 | 0 | 0 | 0 | 0 | 0 | 0 | 0 | 0 | 0 | 0 | 0 | 0 | 0
F10_Industrial_Primary Metals_Existing_Space Heating_Natural Gas_Gas Furnace - Maintenance_A_Achievable Economic TRC Potential | F10 | Industrial | Primary Metals | Existing | Space Heating | Natural Gas | Gas Furnace - Maintenance | A | Purchases (Incremental) | Achievable Economic TRC Potential | 0 | 0 | 0 | 0 | 0 | 0 | 0 | 0 | 0 | 0 | 0 | 0 | 0 | 0 | 0 | 0 | 0 | 0 | 0 | 0 | 1.6356 | 1.142 | 0.78767 | 0.61135 | 0.53395 | 0.4607 | 0.39362 | 0.33361 | 0.28085 | 0.2351 | 0.19584
F11_Industrial_Primary Metals_Existing_Space Heating_Natural Gas_Gas Furnace - Maintenance_A_Achievable Economic TRC Potential | F11 | Industrial | Primary Metals | Existing | Space Heating | Natural Gas | Gas Furnace - Maintenance | A | Purchases (Cumulative) | Achievable Economic TRC Potential | 0 | 0 | 0 | 0 | 0 | 0 | 0 | 0 | 0 | 0 | 0 | 0 | 0 | 0 | 0 | 0 | 0 | 0 | 0 | 0 | 1.6356 | 2.7776 | 3.5653 | 4.1766 | 4.7106 | 5.1713 | 5.5649 | 5.8985 | 6.1793 | 6.4144 | 6.6103
F1_Industrial_Primary Metals_Existing_Space Heating_Natural Gas_Gas Boiler - Hot Water Reset_A_Achievable Economic TRC Potential | F1 | Industrial | Primary Metals | Existing | Space Heating | Natural Gas | Gas Boiler - Hot Water Reset | A | Integrated Unit Energy Savings (kWh or therms) | Achievable Economic TRC Potential | 0 | 0 | 0 | 0 | 0 | 104.6813 | 103.841 | 102.9887 | 102.1108 | 101.2045 | 100.2789 | 99.3368 | 98.3724 | 97.3641 | 96.29 | 95.2362 | 94.1836 | 93.1462 | 92.1232 | 91.1499 | 90.2093 | 89.2511 | 88.3758 | 87.5439 | 86.7285 | 86.0641 | 85.4946 | 84.9692 | 90.5257 | 90.1539 | 89.8145
F2_Industrial_Primary Metals_Existing_Space Heating_Natural Gas_Gas Boiler - Hot Water Reset_A_Achievable Economic TRC Potential | F2 | Industrial | Primary Metals | Existing | Space Heating | Natural Gas | Gas Boiler - Hot Water Reset | A | Integrated Unit Summer Peak Savings (kW) | Achievable Economic TRC Potential | 0 | 0 | 0 | 0 | 0 | 0 | 0 | 0 | 0 | 0 | 0 | 0 | 0 | 0 | 0 | 0 | 0 | 0 | 0 | 0 | 0 | 0 | 0 | 0 | 0 | 0 | 0 | 0 | 0 | 0 | 0
F3_Industrial_Primary Metals_Existing_Space Heating_Natural Gas_Gas Boiler - Hot Water Reset_A_Achievable Economic TRC Potential | F3 | Industrial | Primary Metals | Existing | Space Heating | Natural Gas | Gas Boiler - Hot Water Reset | A | Integrated Unit Winter Peak Savings (kW) | Achievable Economic TRC Potential | 0 | 0 | 0 | 0 | 0 | 0 | 0 | 0 | 0 | 0 | 0 | 0 | 0 | 0 | 0 | 0 | 0 | 0 | 0 | 0 | 0 | 0 | 0 | 0 | 0 | 0 | 0 | 0 | 0 | 0 | 0
F4_Industrial_Primary Metals_Existing_Space Heating_Natural Gas_Gas Boiler - Hot Water Reset_A_Achievable Economic TRC Potential | F4 | Industrial | Primary Metals | Existing | Space Heating | Natural Gas | Gas Boiler - Hot Water Reset | A | Incremental Energy Savings (MWh or mTherms) | Achievable Economic TRC Potential | 0 | 0 | 0 | 0 | 0 | 0.0057394 | 0.0069866 | 0.0084294 | 0.0097071 | 0.010983 | 0.012561 | 0.013613 | 0.013744 | 0.012616 | 0.010766 | 0.0081611 | 0.0053422 | 0.0030523 | 0.0014405 | 0.00060373 | 0.00021637 | 6.6607e-05 | 1.4323e-05 | 2.3242e-06 | 2.7551e-07 | 0 | 0 | 0 | 0 | 0 | 0
F5_Industrial_Primary Metals_Existing_Space Heating_Natural Gas_Gas Boiler - Hot Water Reset_A_Achievable Economic TRC Potential | F5 | Industrial | Primary Metals | Existing | Space Heating | Natural Gas | Gas Boiler - Hot Water Reset | A | Incremental Summer Peak Savings (MW) | Achievable Economic TRC Potential | 0 | 0 | 0 | 0 | 0 | 0 | 0 | 0 | 0 | 0 | 0 | 0 | 0 | 0 | 0 | 0 | 0 | 0 | 0 | 0 | 0 | 0 | 0 | 0 | 0 | 0 | 0 | 0 | 0 | 0 | 0
F6_Industrial_Primary Metals_Existing_Space Heating_Natural Gas_Gas Boiler - Hot Water Reset_A_Achievable Economic TRC Potential | F6 | Industrial | Primary Metals | Existing | Space Heating | Natural Gas | Gas Boiler - Hot Water Reset | A | Incremental Winter Peak Savings (MW) | Achievable Economic TRC Potential | 0 | 0 | 0 | 0 | 0 | 0 | 0 | 0 | 0 | 0 | 0 | 0 | 0 | 0 | 0 | 0 | 0 | 0 | 0 | 0 | 0 | 0 | 0 | 0 | 0 | 0 | 0 | 0 | 0 | 0 | 0
F7_Industrial_Primary Metals_Existing_Space Heating_Natural Gas_Gas Boiler - Hot Water Reset_A_Achievable Economic TRC Potential | F7 | Industrial | Primary Metals | Existing | Space Heating | Natural Gas | Gas Boiler - Hot Water Reset | A | Cumulative Energy Savings (MWh or mTherms) | Achievable Economic TRC Potential | 0 | 0 | 0 | 0 | 0 | 0.0057394 | 0.01268 | 0.021005 | 0.030533 | 0.041245 | 0.053429 | 0.066541 | 0.079639 | 0.091438 | 0.10119 | 0.10825 | 0.11239 | 0.11421 | 0.11439 | 0.11379 | 0.11283 | 0.1117 | 0.11062 | 0.10958 | 0.10856 | 0.10773 | 0.10702 | 0.10636 | 0 | 0 | 0
F8_Industrial_Primary Metals_Existing_Space Heating_Natural Gas_Gas Boiler - Hot Water Reset_A_Achievable Economic TRC Potential | F8 | Industrial | Primary Metals | Existing | Space Heating | Natural Gas | Gas Boiler - Hot Water Reset | A | Cumulative Summer Peak Savings (MW) | Achievable Economic TRC Potential | 0 | 0 | 0 | 0 | 0 | 0 | 0 | 0 | 0 | 0 | 0 | 0 | 0 | 0 | 0 | 0 | 0 | 0 | 0 | 0 | 0 | 0 | 0 | 0 | 0 | 0 | 0 | 0 | 0 | 0 | 0
F9_Industrial_Primary Metals_Existing_Space Heating_Natural Gas_Gas Boiler - Hot Water Reset_A_Achievable Economic TRC Potential | F9 | Industrial | Primary Metals | Existing | Space Heating | Natural Gas | Gas Boiler - Hot Water Reset | A | Cumulative Winter Peak Savings (MW) | Achievable Economic TRC Potential | 0 | 0 | 0 | 0 | 0 | 0 | 0 | 0 | 0 | 0 | 0 | 0 | 0 | 0 | 0 | 0 | 0 | 0 | 0 | 0 | 0 | 0 | 0 | 0 | 0 | 0 | 0 | 0 | 0 | 0 | 0
F10_Industrial_Primary Metals_Existing_Space Heating_Natural Gas_Gas Boiler - Hot Water Reset_A_Achievable Economic TRC Potential | F10 | Industrial | Primary Metals | Existing | Space Heating | Natural Gas | Gas Boiler - Hot Water Reset | A | Purchases (Incremental) | Achievable Economic TRC Potential | 0 | 0 | 0 | 0 | 0 | 0.054827 | 0.067282 | 0.081848 | 0.095064 | 0.10852 | 0.12526 | 0.13704 | 0.13971 | 0.12957 | 0.1118 | 0.085693 | 0.056721 | 0.032769 | 0.015637 | 0.0066235 | 0.0023986 | 0.00074629 | 0.00016206 | 2.6548e-05 | 3.1767e-06 | 0 | 0 | 0 | 0 | 0 | 0
F11_Industrial_Primary Metals_Existing_Space Heating_Natural Gas_Gas Boiler - Hot Water Reset_A_Achievable Economic TRC Potential | F11 | Industrial | Primary Metals | Existing | Space Heating | Natural Gas | Gas Boiler - Hot Water Reset | A | Purchases (Cumulative) | Achievable Economic TRC Potential | 0 | 0 | 0 | 0 | 0 | 0.054827 | 0.12211 | 0.20396 | 0.29902 | 0.40754 | 0.53281 | 0.66985 | 0.80956 | 0.93913 | 1.0509 | 1.1366 | 1.1934 | 1.2261 | 1.2418 | 1.2484 | 1.2508 | 1.2515 | 1.2517 | 1.2517 | 1.2517 | 1.2517 | 1.2517 | 1.2517 | 1.2517 | 1.2517 | 1.2517
F1_Industrial_Primary Metals_Existing_Process_Natural Gas_Gas Boiler - Hot Water Reset_A_Achievable Economic TRC Potential | F1 | Industrial | Primary Metals | Existing | Process | Natural Gas | Gas Boiler - Hot Water Reset | A | Integrated Unit Energy Savings (kWh or therms) | Achievable Economic TRC Potential | 0 | 0 | 0 | 0 | 0 | 50.8655 | 50.7651 | 50.6643 | 50.5654 | 50.4668 | 50.3673 | 50.2826 | 50.2063 | 50.1258 | 50.0657 | 49.9981 | 49.9425 | 49.8843 | 49.8238 | 49.776 | 49.7232 | 49.6758 | 49.6286 | 49.5816 | 49.5348 | 49.5306 | 49.5268 | 49.5234 | 50.9667 | 50.9667 | 50.9667
F2_Industrial_Primary Metals_Existing_Process_Natural Gas_Gas Boiler - Hot Water Reset_A_Achievable Economic TRC Potential | F2 | Industrial | Primary Metals | Existing | Process | Natural Gas | Gas Boiler - Hot Water Reset | A | Integrated Unit Summer Peak Savings (kW) | Achievable Economic TRC Potential | 0 | 0 | 0 | 0 | 0 | 0 | 0 | 0 | 0 | 0 | 0 | 0 | 0 | 0 | 0 | 0 | 0 | 0 | 0 | 0 | 0 | 0 | 0 | 0 | 0 | 0 | 0 | 0 | 0 | 0 | 0
F3_Industrial_Primary Metals_Existing_Process_Natural Gas_Gas Boiler - Hot Water Reset_A_Achievable Economic TRC Potential | F3 | Industrial | Primary Metals | Existing | Process | Natural Gas | Gas Boiler - Hot Water Reset | A | Integrated Unit Winter Peak Savings (kW) | Achievable Economic TRC Potential | 0 | 0 | 0 | 0 | 0 | 0 | 0 | 0 | 0 | 0 | 0 | 0 | 0 | 0 | 0 | 0 | 0 | 0 | 0 | 0 | 0 | 0 | 0 | 0 | 0 | 0 | 0 | 0 | 0 | 0 | 0
F4_Industrial_Primary Metals_Existing_Process_Natural Gas_Gas Boiler - Hot Water Reset_A_Achievable Economic TRC Potential | F4 | Industrial | Primary Metals | Existing | Process | Natural Gas | Gas Boiler - Hot Water Reset | A | Incremental Energy Savings (MWh or mTherms) | Achievable Economic TRC Potential | 0 | 0 | 0 | 0 | 0 | 0.10101 | 0.12371 | 0.15019 | 0.1741 | 0.19836 | 0.22852 | 0.24958 | 0.25406 | 0.23524 | 0.20274 | 0.15518 | 0.1026 | 0.059206 | 0.028218 | 0.011941 | 0.0043197 | 0.0013427 | 0.00029131 | 4.7676e-05 | 5.6993e-06 | 0 | 0 | 0 | 0 | 0 | 0
F5_Industrial_Primary Metals_Existing_Process_Natural Gas_Gas Boiler - Hot Water Reset_A_Achievable Economic TRC Potential | F5 | Industrial | Primary Metals | Existing | Process | Natural Gas | Gas Boiler - Hot Water Reset | A | Incremental Summer Peak Savings (MW) | Achievable Economic TRC Potential | 0 | 0 | 0 | 0 | 0 | 0 | 0 | 0 | 0 | 0 | 0 | 0 | 0 | 0 | 0 | 0 | 0 | 0 | 0 | 0 | 0 | 0 | 0 | 0 | 0 | 0 | 0 | 0 | 0 | 0 | 0
F6_Industrial_Primary Metals_Existing_Process_Natural Gas_Gas Boiler - Hot Water Reset_A_Achievable Economic TRC Potential | F6 | Industrial | Primary Metals | Existing | Process | Natural Gas | Gas Boiler - Hot Water Reset | A | Incremental Winter Peak Savings (MW) | Achievable Economic TRC Potential | 0 | 0 | 0 | 0 | 0 | 0 | 0 | 0 | 0 | 0 | 0 | 0 | 0 | 0 | 0 | 0 | 0 | 0 | 0 | 0 | 0 | 0 | 0 | 0 | 0 | 0 | 0 | 0 | 0 | 0 | 0
F7_Industrial_Primary Metals_Existing_Process_Natural Gas_Gas Boiler - Hot Water Reset_A_Achievable Economic TRC Potential | F7 | Industrial | Primary Metals | Existing | Process | Natural Gas | Gas Boiler - Hot Water Reset | A | Cumulative Energy Savings (MWh or mTherms) | Achievable Economic TRC Potential | 0 | 0 | 0 | 0 | 0 | 0.10101 | 0.22452 | 0.37427 | 0.54764 | 0.74494 | 0.97198 | 1.2199 | 1.4721 | 1.705 | 1.9057 | 2.0583 | 2.1586 | 2.2153 | 2.2409 | 2.2506 | 2.2526 | 2.2518 | 2.2499 | 2.2478 | 2.2457 | 2.2455 | 2.2454 | 2.2452 | 0 | 0 | 0
F8_Industrial_Primary Metals_Existing_Process_Natural Gas_Gas Boiler - Hot Water Reset_A_Achievable Economic TRC Potential | F8 | Industrial | Primary Metals | Existing | Process | Natural Gas | Gas Boiler - Hot Water Reset | A | Cumulative Summer Peak Savings (MW) | Achievable Economic TRC Potential | 0 | 0 | 0 | 0 | 0 | 0 | 0 | 0 | 0 | 0 | 0 | 0 | 0 | 0 | 0 | 0 | 0 | 0 | 0 | 0 | 0 | 0 | 0 | 0 | 0 | 0 | 0 | 0 | 0 | 0 | 0
F9_Industrial_Primary Metals_Existing_Process_Natural Gas_Gas Boiler - Hot Water Reset_A_Achievable Economic TRC Potential | F9 | Industrial | Primary Metals | Existing | Process | Natural Gas | Gas Boiler - Hot Water Reset | A | Cumulative Winter Peak Savings (MW) | Achievable Economic TRC Potential | 0 | 0 | 0 | 0 | 0 | 0 | 0 | 0 | 0 | 0 | 0 | 0 | 0 | 0 | 0 | 0 | 0 | 0 | 0 | 0 | 0 | 0 | 0 | 0 | 0 | 0 | 0 | 0 | 0 | 0 | 0
F10_Industrial_Primary Metals_Existing_Process_Natural Gas_Gas Boiler - Hot Water Reset_A_Achievable Economic TRC Potential | F10 | Industrial | Primary Metals | Existing | Process | Natural Gas | Gas Boiler - Hot Water Reset | A | Purchases (Incremental) | Achievable Economic TRC Potential | 0 | 0 | 0 | 0 | 0 | 1.9858 | 2.4369 | 2.9645 | 3.4431 | 3.9306 | 4.537 | 4.9635 | 5.0603 | 4.693 | 4.0494 | 3.1037 | 2.0544 | 1.1869 | 0.56636 | 0.2399 | 0.086874 | 0.02703 | 0.0058699 | 0.00096156 | 0.00011506 | 0 | 0 | 0 | 0 | 0 | 0
F11_Industrial_Primary Metals_Existing_Process_Natural Gas_Gas Boiler - Hot Water Reset_A_Achievable Economic TRC Potential | F11 | Industrial | Primary Metals | Existing | Process | Natural Gas | Gas Boiler - Hot Water Reset | A | Purchases (Cumulative) | Achievable Economic TRC Potential | 0 | 0 | 0 | 0 | 0 | 1.9858 | 4.4227 | 7.3872 | 10.8303 | 14.7609 | 19.2979 | 24.2614 | 29.3217 | 34.0147 | 38.0642 | 41.1679 | 43.2223 | 44.4092 | 44.9755 | 45.2154 | 45.3023 | 45.3293 | 45.3352 | 45.3361 | 45.3363 | 45.3363 | 45.3363 | 45.3363 | 45.3363 | 45.3363 | 45.3363
F1_Industrial_Primary Metals_Existing_Space Heating_Natural Gas_Steam Trap Maintenance_A_Achievable Economic TRC Potential | F1 | Industrial | Primary Metals | Existing | Space Heating | Natural Gas | Steam Trap Maintenance | A | Integrated Unit Energy Savings (kWh or therms) | Achievable Economic TRC Potential | 0 | 0 | 0 | 0 | 0 | 37.0127 | 36.7464 | 36.4757 | 36.1951 | 35.9039 | 35.6074 | 35.303 | 34.9902 | 34.6646 | 34.31 | 33.966 | 33.619 | 33.2786 | 32.9443 | 32.6234 | 32.3159 | 32.0015 | 31.7163 | 31.4462 | 31.1815 | 30.9442 | 30.7408 | 30.5532 | 31.9808 | 31.8495 | 31.7296
F2_Industrial_Primary Metals_Existing_Space Heating_Natural Gas_Steam Trap Maintenance_A_Achievable Economic TRC Potential | F2 | Industrial | Primary Metals | Existing | Space Heating | Natural Gas | Steam Trap Maintenance | A | Integrated Unit Summer Peak Savings (kW) | Achievable Economic TRC Potential | 0 | 0 | 0 | 0 | 0 | 0 | 0 | 0 | 0 | 0 | 0 | 0 | 0 | 0 | 0 | 0 | 0 | 0 | 0 | 0 | 0 | 0 | 0 | 0 | 0 | 0 | 0 | 0 | 0 | 0 | 0
F3_Industrial_Primary Metals_Existing_Space Heating_Natural Gas_Steam Trap Maintenance_A_Achievable Economic TRC Potential | F3 | Industrial | Primary Metals | Existing | Space Heating | Natural Gas | Steam Trap Maintenance | A | Integrated Unit Winter Peak Savings (kW) | Achievable Economic TRC Potential | 0 | 0 | 0 | 0 | 0 | 0 | 0 | 0 | 0 | 0 | 0 | 0 | 0 | 0 | 0 | 0 | 0 | 0 | 0 | 0 | 0 | 0 | 0 | 0 | 0 | 0 | 0 | 0 | 0 | 0 | 0
F4_Industrial_Primary Metals_Existing_Space Heating_Natural Gas_Steam Trap Maintenance_A_Achievable Economic TRC Potential | F4 | Industrial | Primary Metals | Existing | Space Heating | Natural Gas | Steam Trap Maintenance | A | Incremental Energy Savings (MWh or mTherms) | Achievable Economic TRC Potential | 0 | 0 | 0 | 0 | 0 | 0.0011326 | 0.0011239 | 0.001109 | 0.0011011 | 0.0010931 | 0.0010703 | 0.0010583 | 0.0010468 | 0.0010206 | 0.001014 | 0.00099424 | 0.00098421 | 0.00096934 | 0.00095104 | 0.00094289 | 0.00093014 | 0.00091751 | 0.00090602 | 0.00089525 | 0.00088492 | 0 | 0 | 0 | 0 | 0 | 0
F5_Industrial_Primary Metals_Existing_Space Heating_Natural Gas_Steam Trap Maintenance_A_Achievable Economic TRC Potential | F5 | Industrial | Primary Metals | Existing | Space Heating | Natural Gas | Steam Trap Maintenance | A | Incremental Summer Peak Savings (MW) | Achievable Economic TRC Potential | 0 | 0 | 0 | 0 | 0 | 0 | 0 | 0 | 0 | 0 | 0 | 0 | 0 | 0 | 0 | 0 | 0 | 0 | 0 | 0 | 0 | 0 | 0 | 0 | 0 | 0 | 0 | 0 | 0 | 0 | 0
F6_Industrial_Primary Metals_Existing_Space Heating_Natural Gas_Steam Trap Maintenance_A_Achievable Economic TRC Potential | F6 | Industrial | Primary Metals | Existing | Space Heating | Natural Gas | Steam Trap Maintenance | A | Incremental Winter Peak Savings (MW) | Achievable Economic TRC Potential | 0 | 0 | 0 | 0 | 0 | 0 | 0 | 0 | 0 | 0 | 0 | 0 | 0 | 0 | 0 | 0 | 0 | 0 | 0 | 0 | 0 | 0 | 0 | 0 | 0 | 0 | 0 | 0 | 0 | 0 | 0
F7_Industrial_Primary Metals_Existing_Space Heating_Natural Gas_Steam Trap Maintenance_A_Achievable Economic TRC Potential | F7 | Industrial | Primary Metals | Existing | Space Heating | Natural Gas | Steam Trap Maintenance | A | Cumulative Energy Savings (MWh or mTherms) | Achievable Economic TRC Potential | 0 | 0 | 0 | 0 | 0 | 0.0011326 | 0.0022483 | 0.0033408 | 0.0044162 | 0.0054738 | 0.0064989 | 0.0075016 | 0.0084819 | 0.0094235 | 0.010341 | 0.011232 | 0.012101 | 0.012948 | 0.013769 | 0.014578 | 0.01537 | 0.016138 | 0.016901 | 0.017652 | 0.018388 | 0.018248 | 0.018128 | 0.018018 | 0 | 0 | 0
F8_Industrial_Primary Metals_Existing_Space Heating_Natural Gas_Steam Trap Maintenance_A_Achievable Economic TRC Potential | F8 | Industrial | Primary Metals | Existing | Space Heating | Natural Gas | Steam Trap Maintenance | A | Cumulative Summer Peak Savings (MW) | Achievable Economic TRC Potential | 0 | 0 | 0 | 0 | 0 | 0 | 0 | 0 | 0 | 0 | 0 | 0 | 0 | 0 | 0 | 0 | 0 | 0 | 0 | 0 | 0 | 0 | 0 | 0 | 0 | 0 | 0 | 0 | 0 | 0 | 0
F9_Industrial_Primary Metals_Existing_Space Heating_Natural Gas_Steam Trap Maintenance_A_Achievable Economic TRC Potential | F9 | Industrial | Primary Metals | Existing | Space Heating | Natural Gas | Steam Trap Maintenance | A | Cumulative Winter Peak Savings (MW) | Achievable Economic TRC Potential | 0 | 0 | 0 | 0 | 0 | 0 | 0 | 0 | 0 | 0 | 0 | 0 | 0 | 0 | 0 | 0 | 0 | 0 | 0 | 0 | 0 | 0 | 0 | 0 | 0 | 0 | 0 | 0 | 0 | 0 | 0
F10_Industrial_Primary Metals_Existing_Space Heating_Natural Gas_Steam Trap Maintenance_A_Achievable Economic TRC Potential | F10 | Industrial | Primary Metals | Existing | Space Heating | Natural Gas | Steam Trap Maintenance | A | Purchases (Incremental) | Achievable Economic TRC Potential | 0 | 0 | 0 | 0 | 0 | 0.030601 | 0.030584 | 0.030404 | 0.03042 | 0.030446 | 0.030059 | 0.029977 | 0.029916 | 0.029441 | 0.029553 | 0.029272 | 0.029275 | 0.029128 | 0.028868 | 0.028902 | 0.028783 | 0.028671 | 0.028566 | 0.028469 | 0.02838 | 0 | 0 | 0 | 0 | 0 | 0
F11_Industrial_Primary Metals_Existing_Space Heating_Natural Gas_Steam Trap Maintenance_A_Achievable Economic TRC Potential | F11 | Industrial | Primary Metals | Existing | Space Heating | Natural Gas | Steam Trap Maintenance | A | Purchases (Cumulative) | Achievable Economic TRC Potential | 0 | 0 | 0 | 0 | 0 | 0.030601 | 0.061186 | 0.09159 | 0.12201 | 0.15246 | 0.18251 | 0.21249 | 0.24241 | 0.27185 | 0.3014 | 0.33067 | 0.35995 | 0.38908 | 0.41794 | 0.44685 | 0.47563 | 0.5043 | 0.53287 | 0.56134 | 0.58972 | 0.58972 | 0.58972 | 0.58972 | 0.58972 | 0.58972 | 0.58972
F1_Industrial_Primary Metals_Existing_Process_Natural Gas_Steam Trap Maintenance_A_Achievable Economic TRC Potential | F1 | Industrial | Primary Metals | Existing | Process | Natural Gas | Steam Trap Maintenance | A | Integrated Unit Energy Savings (kWh or therms) | Achievable Economic TRC Potential | 0 | 0 | 0 | 0 | 0 | 35.9697 | 35.929 | 35.8883 | 35.8484 | 35.8087 | 35.7702 | 35.7409 | 35.7173 | 35.6942 | 35.6807 | 35.6657 | 35.6563 | 35.647 | 35.6377 | 35.6333 | 35.6279 | 35.6263 | 35.6248 | 35.6235 | 35.6222 | 35.6211 | 35.62 | 35.6191 | 36.0109 | 36.0109 | 36.0109
F2_Industrial_Primary Metals_Existing_Process_Natural Gas_Steam Trap Maintenance_A_Achievable Economic TRC Potential | F2 | Industrial | Primary Metals | Existing | Process | Natural Gas | Steam Trap Maintenance | A | Integrated Unit Summer Peak Savings (kW) | Achievable Economic TRC Potential | 0 | 0 | 0 | 0 | 0 | 0 | 0 | 0 | 0 | 0 | 0 | 0 | 0 | 0 | 0 | 0 | 0 | 0 | 0 | 0 | 0 | 0 | 0 | 0 | 0 | 0 | 0 | 0 | 0 | 0 | 0
F3_Industrial_Primary Metals_Existing_Process_Natural Gas_Steam Trap Maintenance_A_Achievable Economic TRC Potential | F3 | Industrial | Primary Metals | Existing | Process | Natural Gas | Steam Trap Maintenance | A | Integrated Unit Winter Peak Savings (kW) | Achievable Economic TRC Potential | 0 | 0 | 0 | 0 | 0 | 0 | 0 | 0 | 0 | 0 | 0 | 0 | 0 | 0 | 0 | 0 | 0 | 0 | 0 | 0 | 0 | 0 | 0 | 0 | 0 | 0 | 0 | 0 | 0 | 0 | 0
F4_Industrial_Primary Metals_Existing_Process_Natural Gas_Steam Trap Maintenance_A_Achievable Economic TRC Potential | F4 | Industrial | Primary Metals | Existing | Process | Natural Gas | Steam Trap Maintenance | A | Incremental Energy Savings (MWh or mTherms) | Achievable Economic TRC Potential | 0 | 0 | 0 | 0 | 0 | 0.039867 | 0.0398 | 0.039521 | 0.039498 | 0.039487 | 0.038944 | 0.038805 | 0.038701 | 0.038062 | 0.038193 | 0.037812 | 0.037807 | 0.037607 | 0.037262 | 0.037302 | 0.037142 | 0.036996 | 0.036859 | 0.036733 | 0.036616 | 0 | 0 | 0 | 0 | 0 | 0
F5_Industrial_Primary Metals_Existing_Process_Natural Gas_Steam Trap Maintenance_A_Achievable Economic TRC Potential | F5 | Industrial | Primary Metals | Existing | Process | Natural Gas | Steam Trap Maintenance | A | Incremental Summer Peak Savings (MW) | Achievable Economic TRC Potential | 0 | 0 | 0 | 0 | 0 | 0 | 0 | 0 | 0 | 0 | 0 | 0 | 0 | 0 | 0 | 0 | 0 | 0 | 0 | 0 | 0 | 0 | 0 | 0 | 0 | 0 | 0 | 0 | 0 | 0 | 0
F6_Industrial_Primary Metals_Existing_Process_Natural Gas_Steam Trap Maintenance_A_Achievable Economic TRC Potential | F6 | Industrial | Primary Metals | Existing | Process | Natural Gas | Steam Trap Maintenance | A | Incremental Winter Peak Savings (MW) | Achievable Economic TRC Potential | 0 | 0 | 0 | 0 | 0 | 0 | 0 | 0 | 0 | 0 | 0 | 0 | 0 | 0 | 0 | 0 | 0 | 0 | 0 | 0 | 0 | 0 | 0 | 0 | 0 | 0 | 0 | 0 | 0 | 0 | 0
F7_Industrial_Primary Metals_Existing_Process_Natural Gas_Steam Trap Maintenance_A_Achievable Economic TRC Potential | F7 | Industrial | Primary Metals | Existing | Process | Natural Gas | Steam Trap Maintenance | A | Cumulative Energy Savings (MWh or mTherms) | Achievable Economic TRC Potential | 0 | 0 | 0 | 0 | 0 | 0.039867 | 0.079622 | 0.11905 | 0.15842 | 0.19773 | 0.23646 | 0.27507 | 0.31359 | 0.35145 | 0.38951 | 0.42716 | 0.46485 | 0.50234 | 0.53947 | 0.57671 | 0.61376 | 0.65073 | 0.68756 | 0.72427 | 0.76086 | 0.76083 | 0.76081 | 0.76079 | 0 | 0 | 0
F8_Industrial_Primary Metals_Existing_Process_Natural Gas_Steam Trap Maintenance_A_Achievable Economic TRC Potential | F8 | Industrial | Primary Metals | Existing | Process | Natural Gas | Steam Trap Maintenance | A | Cumulative Summer Peak Savings (MW) | Achievable Economic TRC Potential | 0 | 0 | 0 | 0 | 0 | 0 | 0 | 0 | 0 | 0 | 0 | 0 | 0 | 0 | 0 | 0 | 0 | 0 | 0 | 0 | 0 | 0 | 0 | 0 | 0 | 0 | 0 | 0 | 0 | 0 | 0
F9_Industrial_Primary Metals_Existing_Process_Natural Gas_Steam Trap Maintenance_A_Achievable Economic TRC Potential | F9 | Industrial | Primary Metals | Existing | Process | Natural Gas | Steam Trap Maintenance | A | Cumulative Winter Peak Savings (MW) | Achievable Economic TRC Potential | 0 | 0 | 0 | 0 | 0 | 0 | 0 | 0 | 0 | 0 | 0 | 0 | 0 | 0 | 0 | 0 | 0 | 0 | 0 | 0 | 0 | 0 | 0 | 0 | 0 | 0 | 0 | 0 | 0 | 0 | 0
F10_Industrial_Primary Metals_Existing_Process_Natural Gas_Steam Trap Maintenance_A_Achievable Economic TRC Potential | F10 | Industrial | Primary Metals | Existing | Process | Natural Gas | Steam Trap Maintenance | A | Purchases (Incremental) | Achievable Economic TRC Potential | 0 | 0 | 0 | 0 | 0 | 1.1084 | 1.1077 | 1.1012 | 1.1018 | 1.1027 | 1.0887 | 1.0857 | 1.0835 | 1.0663 | 1.0704 | 1.0602 | 1.0603 | 1.055 | 1.0456 | 1.0468 | 1.0425 | 1.0384 | 1.0347 | 1.0311 | 1.0279 | 0 | 0 | 0 | 0 | 0 | 0
F11_Industrial_Primary Metals_Existing_Process_Natural Gas_Steam Trap Maintenance_A_Achievable Economic TRC Potential | F11 | Industrial | Primary Metals | Existing | Process | Natural Gas | Steam Trap Maintenance | A | Purchases (Cumulative) | Achievable Economic TRC Potential | 0 | 0 | 0 | 0 | 0 | 1.1084 | 2.2161 | 3.3173 | 4.4191 | 5.5218 | 6.6105 | 7.6963 | 8.7798 | 9.8461 | 10.9165 | 11.9767 | 13.0371 | 14.0921 | 15.1376 | 16.1845 | 17.227 | 18.2654 | 19.3 | 20.3312 | 21.3591 | 21.3591 | 21.3591 | 21.3591 | 21.3591 | 21.3591 | 21.3591
F1_Industrial_Primary Metals_Existing_Space Heating_Natural Gas_Gas Boiler - High Turndown_A_Achievable Economic TRC Potential | F1 | Industrial | Primary Metals | Existing | Space Heating | Natural Gas | Gas Boiler - High Turndown | A | Integrated Unit Energy Savings (kWh or therms) | Achievable Economic TRC Potential | 0 | 0 | 0 | 0 | 0 | 39.0915 | 38.4983 | 37.7517 | 36.8369 | 35.7598 | 34.5294 | 33.251 | 31.9667 | 30.6582 | 29.5319 | 28.4553 | 27.5743 | 26.7843 | 26.0775 | 25.5584 | 25.0796 | 24.6566 | 24.299 | 24.0082 | 23.7353 | 23.5295 | 23.3518 | 23.1884 | 33.9471 | 33.8077 | 33.6804
F2_Industrial_Primary Metals_Existing_Space Heating_Natural Gas_Gas Boiler - High Turndown_A_Achievable Economic TRC Potential | F2 | Industrial | Primary Metals | Existing | Space Heating | Natural Gas | Gas Boiler - High Turndown | A | Integrated Unit Summer Peak Savings (kW) | Achievable Economic TRC Potential | 0 | 0 | 0 | 0 | 0 | 0 | 0 | 0 | 0 | 0 | 0 | 0 | 0 | 0 | 0 | 0 | 0 | 0 | 0 | 0 | 0 | 0 | 0 | 0 | 0 | 0 | 0 | 0 | 0 | 0 | 0
F3_Industrial_Primary Metals_Existing_Space Heating_Natural Gas_Gas Boiler - High Turndown_A_Achievable Economic TRC Potential | F3 | Industrial | Primary Metals | Existing | Space Heating | Natural Gas | Gas Boiler - High Turndown | A | Integrated Unit Winter Peak Savings (kW) | Achievable Economic TRC Potential | 0 | 0 | 0 | 0 | 0 | 0 | 0 | 0 | 0 | 0 | 0 | 0 | 0 | 0 | 0 | 0 | 0 | 0 | 0 | 0 | 0 | 0 | 0 | 0 | 0 | 0 | 0 | 0 | 0 | 0 | 0
F4_Industrial_Primary Metals_Existing_Space Heating_Natural Gas_Gas Boiler - High Turndown_A_Achievable Economic TRC Potential | F4 | Industrial | Primary Metals | Existing | Space Heating | Natural Gas | Gas Boiler - High Turndown | A | Incremental Energy Savings (MWh or mTherms) | Achievable Economic TRC Potential | 0 | 0 | 0 | 0 | 0 | 0.003271 | 0.0032196 | 0.0031385 | 0.0030641 | 0.002977 | 0.0025542 | 0.0019624 | 0.0015062 | 0.0011373 | 0.00087974 | 0.00067167 | 0.00052077 | 0.00040264 | 0.00031082 | 0.00024399 | 0.00019074 | 1.2741e-06 | 4.4681e-07 | 1.4999e-07 | 4.82e-08 | 4.0496e-08 | 4.0084e-08 | 3.9707e-08 | 5.8003e-08 | 5.7652e-08 | 5.7338e-08
F5_Industrial_Primary Metals_Existing_Space Heating_Natural Gas_Gas Boiler - High Turndown_A_Achievable Economic TRC Potential | F5 | Industrial | Primary Metals | Existing | Space Heating | Natural Gas | Gas Boiler - High Turndown | A | Incremental Summer Peak Savings (MW) | Achievable Economic TRC Potential | 0 | 0 | 0 | 0 | 0 | 0 | 0 | 0 | 0 | 0 | 0 | 0 | 0 | 0 | 0 | 0 | 0 | 0 | 0 | 0 | 0 | 0 | 0 | 0 | 0 | 0 | 0 | 0 | 0 | 0 | 0
F6_Industrial_Primary Metals_Existing_Space Heating_Natural Gas_Gas Boiler - High Turndown_A_Achievable Economic TRC Potential | F6 | Industrial | Primary Metals | Existing | Space Heating | Natural Gas | Gas Boiler - High Turndown | A | Incremental Winter Peak Savings (MW) | Achievable Economic TRC Potential | 0 | 0 | 0 | 0 | 0 | 0 | 0 | 0 | 0 | 0 | 0 | 0 | 0 | 0 | 0 | 0 | 0 | 0 | 0 | 0 | 0 | 0 | 0 | 0 | 0 | 0 | 0 | 0 | 0 | 0 | 0
F7_Industrial_Primary Metals_Existing_Space Heating_Natural Gas_Gas Boiler - High Turndown_A_Achievable Economic TRC Potential | F7 | Industrial | Primary Metals | Existing | Space Heating | Natural Gas | Gas Boiler - High Turndown | A | Cumulative Energy Savings (MWh or mTherms) | Achievable Economic TRC Potential | 0 | 0 | 0 | 0 | 0 | 0.003271 | 0.0064409 | 0.0094545 | 0.01229 | 0.014907 | 0.016948 | 0.018283 | 0.019083 | 0.01944 | 0.019605 | 0.019562 | 0.019477 | 0.019322 | 0.019123 | 0.018986 | 0.018821 | 0.018505 | 0.018237 | 0.018019 | 0.017814 | 0.01766 | 0.017526 | 0.017404 | 0 | 0 | 0
F8_Industrial_Primary Metals_Existing_Space Heating_Natural Gas_Gas Boiler - High Turndown_A_Achievable Economic TRC Potential | F8 | Industrial | Primary Metals | Existing | Space Heating | Natural Gas | Gas Boiler - High Turndown | A | Cumulative Summer Peak Savings (MW) | Achievable Economic TRC Potential | 0 | 0 | 0 | 0 | 0 | 0 | 0 | 0 | 0 | 0 | 0 | 0 | 0 | 0 | 0 | 0 | 0 | 0 | 0 | 0 | 0 | 0 | 0 | 0 | 0 | 0 | 0 | 0 | 0 | 0 | 0
F9_Industrial_Primary Metals_Existing_Space Heating_Natural Gas_Gas Boiler - High Turndown_A_Achievable Economic TRC Potential | F9 | Industrial | Primary Metals | Existing | Space Heating | Natural Gas | Gas Boiler - High Turndown | A | Cumulative Winter Peak Savings (MW) | Achievable Economic TRC Potential | 0 | 0 | 0 | 0 | 0 | 0 | 0 | 0 | 0 | 0 | 0 | 0 | 0 | 0 | 0 | 0 | 0 | 0 | 0 | 0 | 0 | 0 | 0 | 0 | 0 | 0 | 0 | 0 | 0 | 0 | 0
F10_Industrial_Primary Metals_Existing_Space Heating_Natural Gas_Gas Boiler - High Turndown_A_Achievable Economic TRC Potential | F10 | Industrial | Primary Metals | Existing | Space Heating | Natural Gas | Gas Boiler - High Turndown | A | Purchases (Incremental) | Achievable Economic TRC Potential | 0 | 0 | 0 | 0 | 0 | 0.083675 | 0.083629 | 0.083136 | 0.083181 | 0.083249 | 0.073973 | 0.059017 | 0.047118 | 0.037095 | 0.02979 | 0.023604 | 0.018886 | 0.015033 | 0.011919 | 0.0095465 | 0.0076056 | 5.1674e-05 | 1.8388e-05 | 6.2473e-06 | 2.0307e-06 | 1.7211e-06 | 1.7165e-06 | 1.7124e-06 | 1.7086e-06 | 1.7053e-06 | 1.7024e-06
F11_Industrial_Primary Metals_Existing_Space Heating_Natural Gas_Gas Boiler - High Turndown_A_Achievable Economic TRC Potential | F11 | Industrial | Primary Metals | Existing | Space Heating | Natural Gas | Gas Boiler - High Turndown | A | Purchases (Cumulative) | Achievable Economic TRC Potential | 0 | 0 | 0 | 0 | 0 | 0.083675 | 0.1673 | 0.25044 | 0.33362 | 0.41687 | 0.49084 | 0.54986 | 0.59698 | 0.63407 | 0.66386 | 0.68747 | 0.70635 | 0.72139 | 0.7333 | 0.74285 | 0.75046 | 0.75051 | 0.75053 | 0.75053 | 0.75053 | 0.75054 | 0.75054 | 0.75054 | 0.75054 | 0.75054 | 0.75055
F1_Industrial_Primary Metals_Existing_Process_Natural Gas_Gas Boiler - High Turndown_A_Achievable Economic TRC Potential | F1 | Industrial | Primary Metals | Existing | Process | Natural Gas | Gas Boiler - High Turndown | A | Integrated Unit Energy Savings (kWh or therms) | Achievable Economic TRC Potential | 0 | 0 | 0 | 0 | 0 | 38.1386 | 38.0525 | 37.9655 | 37.8796 | 37.7936 | 37.7055 | 37.6287 | 37.5581 | 37.4833 | 37.4265 | 37.3633 | 37.3114 | 37.2577 | 37.2021 | 37.158 | 37.1095 | 37.0651 | 37.0208 | 36.9767 | 36.9329 | 36.9291 | 36.9257 | 36.9226 | 38.225 | 38.225 | 38.225
F2_Industrial_Primary Metals_Existing_Process_Natural Gas_Gas Boiler - High Turndown_A_Achievable Economic TRC Potential | F2 | Industrial | Primary Metals | Existing | Process | Natural Gas | Gas Boiler - High Turndown | A | Integrated Unit Summer Peak Savings (kW) | Achievable Economic TRC Potential | 0 | 0 | 0 | 0 | 0 | 0 | 0 | 0 | 0 | 0 | 0 | 0 | 0 | 0 | 0 | 0 | 0 | 0 | 0 | 0 | 0 | 0 | 0 | 0 | 0 | 0 | 0 | 0 | 0 | 0 | 0
F3_Industrial_Primary Metals_Existing_Process_Natural Gas_Gas Boiler - High Turndown_A_Achievable Economic TRC Potential | F3 | Industrial | Primary Metals | Existing | Process | Natural Gas | Gas Boiler - High Turndown | A | Integrated Unit Winter Peak Savings (kW) | Achievable Economic TRC Potential | 0 | 0 | 0 | 0 | 0 | 0 | 0 | 0 | 0 | 0 | 0 | 0 | 0 | 0 | 0 | 0 | 0 | 0 | 0 | 0 | 0 | 0 | 0 | 0 | 0 | 0 | 0 | 0 | 0 | 0 | 0
F4_Industrial_Primary Metals_Existing_Process_Natural Gas_Gas Boiler - High Turndown_A_Achievable Economic TRC Potential | F4 | Industrial | Primary Metals | Existing | Process | Natural Gas | Gas Boiler - High Turndown | A | Incremental Energy Savings (MWh or mTherms) | Achievable Economic TRC Potential | 0 | 0 | 0 | 0 | 0 | 0.11558 | 0.11526 | 0.11432 | 0.11412 | 0.11396 | 0.10102 | 0.080433 | 0.064095 | 0.050361 | 0.040382 | 0.031943 | 0.025522 | 0.020286 | 0.01606 | 0.012848 | 0.010222 | 6.9371e-05 | 2.4656e-05 | 8.3668e-06 | 2.7165e-06 | 2.302e-06 | 2.2957e-06 | 2.2899e-06 | 2.3655e-06 | 2.361e-06 | 2.3569e-06
F5_Industrial_Primary Metals_Existing_Process_Natural Gas_Gas Boiler - High Turndown_A_Achievable Economic TRC Potential | F5 | Industrial | Primary Metals | Existing | Process | Natural Gas | Gas Boiler - High Turndown | A | Incremental Summer Peak Savings (MW) | Achievable Economic TRC Potential | 0 | 0 | 0 | 0 | 0 | 0 | 0 | 0 | 0 | 0 | 0 | 0 | 0 | 0 | 0 | 0 | 0 | 0 | 0 | 0 | 0 | 0 | 0 | 0 | 0 | 0 | 0 | 0 | 0 | 0 | 0
F6_Industrial_Primary Metals_Existing_Process_Natural Gas_Gas Boiler - High Turndown_A_Achievable Economic TRC Potential | F6 | Industrial | Primary Metals | Existing | Process | Natural Gas | Gas Boiler - High Turndown | A | Incremental Winter Peak Savings (MW) | Achievable Economic TRC Potential | 0 | 0 | 0 | 0 | 0 | 0 | 0 | 0 | 0 | 0 | 0 | 0 | 0 | 0 | 0 | 0 | 0 | 0 | 0 | 0 | 0 | 0 | 0 | 0 | 0 | 0 | 0 | 0 | 0 | 0 | 0
F7_Industrial_Primary Metals_Existing_Process_Natural Gas_Gas Boiler - High Turndown_A_Achievable Economic TRC Potential | F7 | Industrial | Primary Metals | Existing | Process | Natural Gas | Gas Boiler - High Turndown | A | Cumulative Energy Savings (MWh or mTherms) | Achievable Economic TRC Potential | 0 | 0 | 0 | 0 | 0 | 0.11558 | 0.23058 | 0.34437 | 0.45772 | 0.57063 | 0.67033 | 0.74939 | 0.81208 | 0.86083 | 0.8999 | 0.93033 | 0.95456 | 0.97347 | 0.98808 | 0.99975 | 1.0087 | 1.0075 | 1.0064 | 1.0052 | 1.004 | 1.0039 | 1.0038 | 1.0037 | 0 | 0 | 0
F8_Industrial_Primary Metals_Existing_Process_Natural Gas_Gas Boiler - High Turndown_A_Achievable Economic TRC Potential | F8 | Industrial | Primary Metals | Existing | Process | Natural Gas | Gas Boiler - High Turndown | A | Cumulative Summer Peak Savings (MW) | Achievable Economic TRC Potential | 0 | 0 | 0 | 0 | 0 | 0 | 0 | 0 | 0 | 0 | 0 | 0 | 0 | 0 | 0 | 0 | 0 | 0 | 0 | 0 | 0 | 0 | 0 | 0 | 0 | 0 | 0 | 0 | 0 | 0 | 0
F9_Industrial_Primary Metals_Existing_Process_Natural Gas_Gas Boiler - High Turndown_A_Achievable Economic TRC Potential | F9 | Industrial | Primary Metals | Existing | Process | Natural Gas | Gas Boiler - High Turndown | A | Cumulative Winter Peak Savings (MW) | Achievable Economic TRC Potential | 0 | 0 | 0 | 0 | 0 | 0 | 0 | 0 | 0 | 0 | 0 | 0 | 0 | 0 | 0 | 0 | 0 | 0 | 0 | 0 | 0 | 0 | 0 | 0 | 0 | 0 | 0 | 0 | 0 | 0 | 0
F10_Industrial_Primary Metals_Existing_Process_Natural Gas_Gas Boiler - High Turndown_A_Achievable Economic TRC Potential | F10 | Industrial | Primary Metals | Existing | Process | Natural Gas | Gas Boiler - High Turndown | A | Purchases (Incremental) | Achievable Economic TRC Potential | 0 | 0 | 0 | 0 | 0 | 3.0306 | 3.029 | 3.0111 | 3.0127 | 3.0152 | 2.6792 | 2.1375 | 1.7066 | 1.3436 | 1.079 | 0.85494 | 0.68404 | 0.54448 | 0.4317 | 0.34577 | 0.27547 | 0.0018716 | 0.00066599 | 0.00022627 | 7.3551e-05 | 6.2337e-05 | 6.2171e-05 | 6.202e-05 | 6.1885e-05 | 6.1765e-05 | 6.166e-05
F11_Industrial_Primary Metals_Existing_Process_Natural Gas_Gas Boiler - High Turndown_A_Achievable Economic TRC Potential | F11 | Industrial | Primary Metals | Existing | Process | Natural Gas | Gas Boiler - High Turndown | A | Purchases (Cumulative) | Achievable Economic TRC Potential | 0 | 0 | 0 | 0 | 0 | 3.0306 | 6.0596 | 9.0707 | 12.0835 | 15.0987 | 17.7779 | 19.9155 | 21.622 | 22.9656 | 24.0446 | 24.8995 | 25.5835 | 26.128 | 26.5597 | 26.9055 | 27.1809 | 27.1828 | 27.1835 | 27.1837 | 27.1838 | 27.1838 | 27.1839 | 27.184 | 27.184 | 27.1841 | 27.1842
F1_Industrial_Primary Metals_Existing_Space Heating_Natural Gas_Gas Boiler - Burner Control Optimization_A_Achievable Economic TRC Potential | F1 | Industrial | Primary Metals | Existing | Space Heating | Natural Gas | Gas Boiler - Burner Control Optimization | A | Integrated Unit Energy Savings (kWh or therms) | Achievable Economic TRC Potential | 0 | 0 | 0 | 0 | 0 | 11.3361 | 11.1636 | 10.9466 | 10.6809 | 10.3681 | 10.011 | 9.6401 | 9.2675 | 8.8879 | 8.5613 | 8.249 | 7.9935 | 7.7645 | 7.5595 | 7.409 | 7.2701 | 7.1475 | 7.0439 | 6.9596 | 6.8804 | 6.8208 | 6.7692 | 6.7219 | 9.8447 | 9.8042 | 9.7673
F2_Industrial_Primary Metals_Existing_Space Heating_Natural Gas_Gas Boiler - Burner Control Optimization_A_Achievable Economic TRC Potential | F2 | Industrial | Primary Metals | Existing | Space Heating | Natural Gas | Gas Boiler - Burner Control Optimization | A | Integrated Unit Summer Peak Savings (kW) | Achievable Economic TRC Potential | 0 | 0 | 0 | 0 | 0 | 0 | 0 | 0 | 0 | 0 | 0 | 0 | 0 | 0 | 0 | 0 | 0 | 0 | 0 | 0 | 0 | 0 | 0 | 0 | 0 | 0 | 0 | 0 | 0 | 0 | 0
F3_Industrial_Primary Metals_Existing_Space Heating_Natural Gas_Gas Boiler - Burner Control Optimization_A_Achievable Economic TRC Potential | F3 | Industrial | Primary Metals | Existing | Space Heating | Natural Gas | Gas Boiler - Burner Control Optimization | A | Integrated Unit Winter Peak Savings (kW) | Achievable Economic TRC Potential | 0 | 0 | 0 | 0 | 0 | 0 | 0 | 0 | 0 | 0 | 0 | 0 | 0 | 0 | 0 | 0 | 0 | 0 | 0 | 0 | 0 | 0 | 0 | 0 | 0 | 0 | 0 | 0 | 0 | 0 | 0
F4_Industrial_Primary Metals_Existing_Space Heating_Natural Gas_Gas Boiler - Burner Control Optimization_A_Achievable Economic TRC Potential | F4 | Industrial | Primary Metals | Existing | Space Heating | Natural Gas | Gas Boiler - Burner Control Optimization | A | Incremental Energy Savings (MWh or mTherms) | Achievable Economic TRC Potential | 0 | 0 | 0 | 0 | 0 | 0.00025587 | 0.00039587 | 0.00077178 | 0.0013185 | 0.0019927 | 0.0026594 | 0.0032504 | 0.0036382 | 0.0036979 | 0.0035756 | 0.0031848 | 0.0027008 | 0.0021495 | 0.0016132 | 0.0011664 | 0.00079786 | 0.0005209 | 0.00032549 | 0.00019509 | 0.00013018 | 0 | 0 | 0 | 0 | 0 | 0
F5_Industrial_Primary Metals_Existing_Space Heating_Natural Gas_Gas Boiler - Burner Control Optimization_A_Achievable Economic TRC Potential | F5 | Industrial | Primary Metals | Existing | Space Heating | Natural Gas | Gas Boiler - Burner Control Optimization | A | Incremental Summer Peak Savings (MW) | Achievable Economic TRC Potential | 0 | 0 | 0 | 0 | 0 | 0 | 0 | 0 | 0 | 0 | 0 | 0 | 0 | 0 | 0 | 0 | 0 | 0 | 0 | 0 | 0 | 0 | 0 | 0 | 0 | 0 | 0 | 0 | 0 | 0 | 0
F6_Industrial_Primary Metals_Existing_Space Heating_Natural Gas_Gas Boiler - Burner Control Optimization_A_Achievable Economic TRC Potential | F6 | Industrial | Primary Metals | Existing | Space Heating | Natural Gas | Gas Boiler - Burner Control Optimization | A | Incremental Winter Peak Savings (MW) | Achievable Economic TRC Potential | 0 | 0 | 0 | 0 | 0 | 0 | 0 | 0 | 0 | 0 | 0 | 0 | 0 | 0 | 0 | 0 | 0 | 0 | 0 | 0 | 0 | 0 | 0 | 0 | 0 | 0 | 0 | 0 | 0 | 0 | 0
F7_Industrial_Primary Metals_Existing_Space Heating_Natural Gas_Gas Boiler - Burner Control Optimization_A_Achievable Economic TRC Potential | F7 | Industrial | Primary Metals | Existing | Space Heating | Natural Gas | Gas Boiler - Burner Control Optimization | A | Cumulative Energy Savings (MWh or mTherms) | Achievable Economic TRC Potential | 0 | 0 | 0 | 0 | 0 | 0.00025587 | 0.00064785 | 0.001407 | 0.0026914 | 0.0046053 | 0.007106 | 0.010093 | 0.013341 | 0.016493 | 0.019462 | 0.021937 | 0.023958 | 0.025421 | 0.026364 | 0.027005 | 0.027297 | 0.027357 | 0.027286 | 0.027155 | 0.026976 | 0.026742 | 0.02654 | 0.026354 | 0 | 0 | 0
F8_Industrial_Primary Metals_Existing_Space Heating_Natural Gas_Gas Boiler - Burner Control Optimization_A_Achievable Economic TRC Potential | F8 | Industrial | Primary Metals | Existing | Space Heating | Natural Gas | Gas Boiler - Burner Control Optimization | A | Cumulative Summer Peak Savings (MW) | Achievable Economic TRC Potential | 0 | 0 | 0 | 0 | 0 | 0 | 0 | 0 | 0 | 0 | 0 | 0 | 0 | 0 | 0 | 0 | 0 | 0 | 0 | 0 | 0 | 0 | 0 | 0 | 0 | 0 | 0 | 0 | 0 | 0 | 0
F9_Industrial_Primary Metals_Existing_Space Heating_Natural Gas_Gas Boiler - Burner Control Optimization_A_Achievable Economic TRC Potential | F9 | Industrial | Primary Metals | Existing | Space Heating | Natural Gas | Gas Boiler - Burner Control Optimization | A | Cumulative Winter Peak Savings (MW) | Achievable Economic TRC Potential | 0 | 0 | 0 | 0 | 0 | 0 | 0 | 0 | 0 | 0 | 0 | 0 | 0 | 0 | 0 | 0 | 0 | 0 | 0 | 0 | 0 | 0 | 0 | 0 | 0 | 0 | 0 | 0 | 0 | 0 | 0
F10_Industrial_Primary Metals_Existing_Space Heating_Natural Gas_Gas Boiler - Burner Control Optimization_A_Achievable Economic TRC Potential | F10 | Industrial | Primary Metals | Existing | Space Heating | Natural Gas | Gas Boiler - Burner Control Optimization | A | Purchases (Incremental) | Achievable Economic TRC Potential | 0 | 0 | 0 | 0 | 0 | 0.022572 | 0.035461 | 0.070504 | 0.12345 | 0.19219 | 0.26565 | 0.33717 | 0.39257 | 0.41606 | 0.41764 | 0.38608 | 0.33787 | 0.27684 | 0.2134 | 0.15743 | 0.10975 | 0.072879 | 0.046209 | 0.028031 | 0.01892 | 0 | 0 | 0 | 0 | 0 | 0
F11_Industrial_Primary Metals_Existing_Space Heating_Natural Gas_Gas Boiler - Burner Control Optimization_A_Achievable Economic TRC Potential | F11 | Industrial | Primary Metals | Existing | Space Heating | Natural Gas | Gas Boiler - Burner Control Optimization | A | Purchases (Cumulative) | Achievable Economic TRC Potential | 0 | 0 | 0 | 0 | 0 | 0.022572 | 0.058033 | 0.12854 | 0.25199 | 0.44417 | 0.70982 | 1.047 | 1.4396 | 1.8556 | 2.2733 | 2.6594 | 2.9972 | 3.2741 | 3.4875 | 3.6449 | 3.7546 | 3.8275 | 3.8737 | 3.9018 | 3.9207 | 3.9207 | 3.9207 | 3.9207 | 3.9207 | 3.9207 | 3.9207
F1_Industrial_Primary Metals_Existing_Process_Natural Gas_Gas Boiler - Burner Control Optimization_A_Achievable Economic TRC Potential | F1 | Industrial | Primary Metals | Existing | Process | Natural Gas | Gas Boiler - Burner Control Optimization | A | Integrated Unit Energy Savings (kWh or therms) | Achievable Economic TRC Potential | 0 | 0 | 0 | 0 | 0 | 11.0596 | 11.034 | 11.0081 | 10.9826 | 10.957 | 10.9309 | 10.9082 | 10.8873 | 10.8653 | 10.8486 | 10.8301 | 10.8149 | 10.7992 | 10.7829 | 10.7701 | 10.7559 | 10.743 | 10.7302 | 10.7174 | 10.7046 | 10.7035 | 10.7025 | 10.7016 | 11.0853 | 11.0853 | 11.0853
F2_Industrial_Primary Metals_Existing_Process_Natural Gas_Gas Boiler - Burner Control Optimization_A_Achievable Economic TRC Potential | F2 | Industrial | Primary Metals | Existing | Process | Natural Gas | Gas Boiler - Burner Control Optimization | A | Integrated Unit Summer Peak Savings (kW) | Achievable Economic TRC Potential | 0 | 0 | 0 | 0 | 0 | 0 | 0 | 0 | 0 | 0 | 0 | 0 | 0 | 0 | 0 | 0 | 0 | 0 | 0 | 0 | 0 | 0 | 0 | 0 | 0 | 0 | 0 | 0 | 0 | 0 | 0
F3_Industrial_Primary Metals_Existing_Process_Natural Gas_Gas Boiler - Burner Control Optimization_A_Achievable Economic TRC Potential | F3 | Industrial | Primary Metals | Existing | Process | Natural Gas | Gas Boiler - Burner Control Optimization | A | Integrated Unit Winter Peak Savings (kW) | Achievable Economic TRC Potential | 0 | 0 | 0 | 0 | 0 | 0 | 0 | 0 | 0 | 0 | 0 | 0 | 0 | 0 | 0 | 0 | 0 | 0 | 0 | 0 | 0 | 0 | 0 | 0 | 0 | 0 | 0 | 0 | 0 | 0 | 0
F4_Industrial_Primary Metals_Existing_Process_Natural Gas_Gas Boiler - Burner Control Optimization_A_Achievable Economic TRC Potential | F4 | Industrial | Primary Metals | Existing | Process | Natural Gas | Gas Boiler - Burner Control Optimization | A | Incremental Energy Savings (MWh or mTherms) | Achievable Economic TRC Potential | 0 | 0 | 0 | 0 | 0 | 0.0090415 | 0.014172 | 0.02811 | 0.049105 | 0.076271 | 0.10517 | 0.13321 | 0.1548 | 0.16373 | 0.1641 | 0.15144 | 0.13234 | 0.10828 | 0.083344 | 0.061411 | 0.042754 | 0.028357 | 0.017958 | 0.010881 | 0.0073354 | 0 | 0 | 0 | 0 | 0 | 0
F5_Industrial_Primary Metals_Existing_Process_Natural Gas_Gas Boiler - Burner Control Optimization_A_Achievable Economic TRC Potential | F5 | Industrial | Primary Metals | Existing | Process | Natural Gas | Gas Boiler - Burner Control Optimization | A | Incremental Summer Peak Savings (MW) | Achievable Economic TRC Potential | 0 | 0 | 0 | 0 | 0 | 0 | 0 | 0 | 0 | 0 | 0 | 0 | 0 | 0 | 0 | 0 | 0 | 0 | 0 | 0 | 0 | 0 | 0 | 0 | 0 | 0 | 0 | 0 | 0 | 0 | 0
F6_Industrial_Primary Metals_Existing_Process_Natural Gas_Gas Boiler - Burner Control Optimization_A_Achievable Economic TRC Potential | F6 | Industrial | Primary Metals | Existing | Process | Natural Gas | Gas Boiler - Burner Control Optimization | A | Incremental Winter Peak Savings (MW) | Achievable Economic TRC Potential | 0 | 0 | 0 | 0 | 0 | 0 | 0 | 0 | 0 | 0 | 0 | 0 | 0 | 0 | 0 | 0 | 0 | 0 | 0 | 0 | 0 | 0 | 0 | 0 | 0 | 0 | 0 | 0 | 0 | 0 | 0
F7_Industrial_Primary Metals_Existing_Process_Natural Gas_Gas Boiler - Burner Control Optimization_A_Achievable Economic TRC Potential | F7 | Industrial | Primary Metals | Existing | Process | Natural Gas | Gas Boiler - Burner Control Optimization | A | Cumulative Energy Savings (MWh or mTherms) | Achievable Economic TRC Potential | 0 | 0 | 0 | 0 | 0 | 0.0090415 | 0.023192 | 0.051248 | 0.10023 | 0.17627 | 0.28102 | 0.41365 | 0.56767 | 0.73025 | 0.89323 | 1.0431 | 1.174 | 1.2806 | 1.362 | 1.4218 | 1.4627 | 1.4893 | 1.5055 | 1.5146 | 1.5201 | 1.5199 | 1.5198 | 1.5197 | 0 | 0 | 0
F8_Industrial_Primary Metals_Existing_Process_Natural Gas_Gas Boiler - Burner Control Optimization_A_Achievable Economic TRC Potential | F8 | Industrial | Primary Metals | Existing | Process | Natural Gas | Gas Boiler - Burner Control Optimization | A | Cumulative Summer Peak Savings (MW) | Achievable Economic TRC Potential | 0 | 0 | 0 | 0 | 0 | 0 | 0 | 0 | 0 | 0 | 0 | 0 | 0 | 0 | 0 | 0 | 0 | 0 | 0 | 0 | 0 | 0 | 0 | 0 | 0 | 0 | 0 | 0 | 0 | 0 | 0
F9_Industrial_Primary Metals_Existing_Process_Natural Gas_Gas Boiler - Burner Control Optimization_A_Achievable Economic TRC Potential | F9 | Industrial | Primary Metals | Existing | Process | Natural Gas | Gas Boiler - Burner Control Optimization | A | Cumulative Winter Peak Savings (MW) | Achievable Economic TRC Potential | 0 | 0 | 0 | 0 | 0 | 0 | 0 | 0 | 0 | 0 | 0 | 0 | 0 | 0 | 0 | 0 | 0 | 0 | 0 | 0 | 0 | 0 | 0 | 0 | 0 | 0 | 0 | 0 | 0 | 0 | 0
F10_Industrial_Primary Metals_Existing_Process_Natural Gas_Gas Boiler - Burner Control Optimization_A_Achievable Economic TRC Potential | F10 | Industrial | Primary Metals | Existing | Process | Natural Gas | Gas Boiler - Burner Control Optimization | A | Purchases (Incremental) | Achievable Economic TRC Potential | 0 | 0 | 0 | 0 | 0 | 0.81753 | 1.2844 | 2.5536 | 4.4712 | 6.961 | 9.6216 | 12.2122 | 14.2186 | 15.0692 | 15.1268 | 13.9837 | 12.2373 | 10.0271 | 7.7293 | 5.702 | 3.9749 | 2.6396 | 1.6736 | 1.0153 | 0.68526 | 0 | 0 | 0 | 0 | 0 | 0
F11_Industrial_Primary Metals_Existing_Process_Natural Gas_Gas Boiler - Burner Control Optimization_A_Achievable Economic TRC Potential | F11 | Industrial | Primary Metals | Existing | Process | Natural Gas | Gas Boiler - Burner Control Optimization | A | Purchases (Cumulative) | Achievable Economic TRC Potential | 0 | 0 | 0 | 0 | 0 | 0.81753 | 2.1019 | 4.6555 | 9.1267 | 16.0877 | 25.7093 | 37.9215 | 52.1401 | 67.2093 | 82.3361 | 96.3198 | 108.5571 | 118.5841 | 126.3134 | 132.0154 | 135.9903 | 138.6299 | 140.3035 | 141.3188 | 142.0041 | 142.0041 | 142.0041 | 142.0041 | 142.0041 | 142.0041 | 142.0041
F1_Industrial_Primary Metals_Existing_Space Heating_Natural Gas_HVAC - Demand Controlled Ventilation_A_Achievable Economic TRC Potential | F1 | Industrial | Primary Metals | Existing | Space Heating | Natural Gas | HVAC - Demand Controlled Ventilation | A | Integrated Unit Energy Savings (kWh or therms) | Achievable Economic TRC Potential | 0 | 0 | 0 | 0 | 0 | 0.045647 | 0.045157 | 0.044538 | 0.043891 | 0.043213 | 0.042508 | 0.041777 | 0.04104 | 0.04028 | 0.039496 | 0.038731 | 0.037989 | 0.037272 | 0.036589 | 0.035965 | 0.035378 | 0.03483 | 0.034329 | 0.033876 | 0.033459 | 0.033131 | 0.03284 | 0.032566 | 0.036718 | 0.036492 | 0.03628
F2_Industrial_Primary Metals_Existing_Space Heating_Natural Gas_HVAC - Demand Controlled Ventilation_A_Achievable Economic TRC Potential | F2 | Industrial | Primary Metals | Existing | Space Heating | Natural Gas | HVAC - Demand Controlled Ventilation | A | Integrated Unit Summer Peak Savings (kW) | Achievable Economic TRC Potential | 0 | 0 | 0 | 0 | 0 | 0 | 0 | 0 | 0 | 0 | 0 | 0 | 0 | 0 | 0 | 0 | 0 | 0 | 0 | 0 | 0 | 0 | 0 | 0 | 0 | 0 | 0 | 0 | 0 | 0 | 0
F3_Industrial_Primary Metals_Existing_Space Heating_Natural Gas_HVAC - Demand Controlled Ventilation_A_Achievable Economic TRC Potential | F3 | Industrial | Primary Metals | Existing | Space Heating | Natural Gas | HVAC - Demand Controlled Ventilation | A | Integrated Unit Winter Peak Savings (kW) | Achievable Economic TRC Potential | 0 | 0 | 0 | 0 | 0 | 0 | 0 | 0 | 0 | 0 | 0 | 0 | 0 | 0 | 0 | 0 | 0 | 0 | 0 | 0 | 0 | 0 | 0 | 0 | 0 | 0 | 0 | 0 | 0 | 0 | 0
F4_Industrial_Primary Metals_Existing_Space Heating_Natural Gas_HVAC - Demand Controlled Ventilation_A_Achievable Economic TRC Potential | F4 | Industrial | Primary Metals | Existing | Space Heating | Natural Gas | HVAC - Demand Controlled Ventilation | A | Incremental Energy Savings (MWh or mTherms) | Achievable Economic TRC Potential | 0 | 0 | 0 | 0 | 0 | 0 | 0 | 0 | 0 | 0 | 0 | 0 | 0 | 0 | 0 | 0 | 0 | 0 | 0 | 0 | 0 | 0 | 0 | 0 | 0 | 0 | 0 | 0 | 0 | 0 | 0
F5_Industrial_Primary Metals_Existing_Space Heating_Natural Gas_HVAC - Demand Controlled Ventilation_A_Achievable Economic TRC Potential | F5 | Industrial | Primary Metals | Existing | Space Heating | Natural Gas | HVAC - Demand Controlled Ventilation | A | Incremental Summer Peak Savings (MW) | Achievable Economic TRC Potential | 0 | 0 | 0 | 0 | 0 | 0 | 0 | 0 | 0 | 0 | 0 | 0 | 0 | 0 | 0 | 0 | 0 | 0 | 0 | 0 | 0 | 0 | 0 | 0 | 0 | 0 | 0 | 0 | 0 | 0 | 0
F6_Industrial_Primary Metals_Existing_Space Heating_Natural Gas_HVAC - Demand Controlled Ventilation_A_Achievable Economic TRC Potential | F6 | Industrial | Primary Metals | Existing | Space Heating | Natural Gas | HVAC - Demand Controlled Ventilation | A | Incremental Winter Peak Savings (MW) | Achievable Economic TRC Potential | 0 | 0 | 0 | 0 | 0 | 0 | 0 | 0 | 0 | 0 | 0 | 0 | 0 | 0 | 0 | 0 | 0 | 0 | 0 | 0 | 0 | 0 | 0 | 0 | 0 | 0 | 0 | 0 | 0 | 0 | 0
F7_Industrial_Primary Metals_Existing_Space Heating_Natural Gas_HVAC - Demand Controlled Ventilation_A_Achievable Economic TRC Potential | F7 | Industrial | Primary Metals | Existing | Space Heating | Natural Gas | HVAC - Demand Controlled Ventilation | A | Cumulative Energy Savings (MWh or mTherms) | Achievable Economic TRC Potential | 0 | 0 | 0 | 0 | 0 | 0 | 0 | 0 | 0 | 0 | 0 | 0 | 0 | 0 | 0 | 0 | 0 | 0 | 0 | 0 | 0 | 0 | 0 | 0 | 0 | 0 | 0 | 0 | 0 | 0 | 0
F8_Industrial_Primary Metals_Existing_Space Heating_Natural Gas_HVAC - Demand Controlled Ventilation_A_Achievable Economic TRC Potential | F8 | Industrial | Primary Metals | Existing | Space Heating | Natural Gas | HVAC - Demand Controlled Ventilation | A | Cumulative Summer Peak Savings (MW) | Achievable Economic TRC Potential | 0 | 0 | 0 | 0 | 0 | 0 | 0 | 0 | 0 | 0 | 0 | 0 | 0 | 0 | 0 | 0 | 0 | 0 | 0 | 0 | 0 | 0 | 0 | 0 | 0 | 0 | 0 | 0 | 0 | 0 | 0
F9_Industrial_Primary Metals_Existing_Space Heating_Natural Gas_HVAC - Demand Controlled Ventilation_A_Achievable Economic TRC Potential | F9 | Industrial | Primary Metals | Existing | Space Heating | Natural Gas | HVAC - Demand Controlled Ventilation | A | Cumulative Winter Peak Savings (MW) | Achievable Economic TRC Potential | 0 | 0 | 0 | 0 | 0 | 0 | 0 | 0 | 0 | 0 | 0 | 0 | 0 | 0 | 0 | 0 | 0 | 0 | 0 | 0 | 0 | 0 | 0 | 0 | 0 | 0 | 0 | 0 | 0 | 0 | 0
F10_Industrial_Primary Metals_Existing_Space Heating_Natural Gas_HVAC - Demand Controlled Ventilation_A_Achievable Economic TRC Potential | F10 | Industrial | Primary Metals | Existing | Space Heating | Natural Gas | HVAC - Demand Controlled Ventilation | A | Purchases (Incremental) | Achievable Economic TRC Potential | 0 | 0 | 0 | 0 | 0 | 0 | 0 | 0 | 0 | 0 | 0 | 0 | 0 | 0 | 0 | 0 | 0 | 0 | 0 | 0 | 0 | 0 | 0 | 0 | 0 | 0 | 0 | 0 | 0 | 0 | 0
F11_Industrial_Primary Metals_Existing_Space Heating_Natural Gas_HVAC - Demand Controlled Ventilation_A_Achievable Economic TRC Potential | F11 | Industrial | Primary Metals | Existing | Space Heating | Natural Gas | HVAC - Demand Controlled Ventilation | A | Purchases (Cumulative) | Achievable Economic TRC Potential | 0 | 0 | 0 | 0 | 0 | 0 | 0 | 0 | 0 | 0 | 0 | 0 | 0 | 0 | 0 | 0 | 0 | 0 | 0 | 0 | 0 | 0 | 0 | 0 | 0 | 0 | 0 | 0 | 0 | 0 | 0
F1_Industrial_Primary Metals_Existing_Space Heating_Natural Gas_Gas Boiler - Stack Economizer_A_Achievable Economic TRC Potential | F1 | Industrial | Primary Metals | Existing | Space Heating | Natural Gas | Gas Boiler - Stack Economizer | A | Integrated Unit Energy Savings (kWh or therms) | Achievable Economic TRC Potential | 0 | 0 | 0 | 0 | 0 | 28.6864 | 28.4859 | 28.282 | 28.0702 | 27.85 | 27.6259 | 27.3949 | 27.1568 | 26.9092 | 26.6379 | 26.3753 | 26.1095 | 25.8491 | 25.5935 | 25.3475 | 25.1122 | 24.8712 | 24.6529 | 24.4462 | 24.2436 | 24.0594 | 23.9015 | 23.7558 | 24.7814 | 24.6796 | 24.5867
F2_Industrial_Primary Metals_Existing_Space Heating_Natural Gas_Gas Boiler - Stack Economizer_A_Achievable Economic TRC Potential | F2 | Industrial | Primary Metals | Existing | Space Heating | Natural Gas | Gas Boiler - Stack Economizer | A | Integrated Unit Summer Peak Savings (kW) | Achievable Economic TRC Potential | 0 | 0 | 0 | 0 | 0 | 0 | 0 | 0 | 0 | 0 | 0 | 0 | 0 | 0 | 0 | 0 | 0 | 0 | 0 | 0 | 0 | 0 | 0 | 0 | 0 | 0 | 0 | 0 | 0 | 0 | 0
F3_Industrial_Primary Metals_Existing_Space Heating_Natural Gas_Gas Boiler - Stack Economizer_A_Achievable Economic TRC Potential | F3 | Industrial | Primary Metals | Existing | Space Heating | Natural Gas | Gas Boiler - Stack Economizer | A | Integrated Unit Winter Peak Savings (kW) | Achievable Economic TRC Potential | 0 | 0 | 0 | 0 | 0 | 0 | 0 | 0 | 0 | 0 | 0 | 0 | 0 | 0 | 0 | 0 | 0 | 0 | 0 | 0 | 0 | 0 | 0 | 0 | 0 | 0 | 0 | 0 | 0 | 0 | 0
F4_Industrial_Primary Metals_Existing_Space Heating_Natural Gas_Gas Boiler - Stack Economizer_A_Achievable Economic TRC Potential | F4 | Industrial | Primary Metals | Existing | Space Heating | Natural Gas | Gas Boiler - Stack Economizer | A | Incremental Energy Savings (MWh or mTherms) | Achievable Economic TRC Potential | 0 | 0 | 0 | 0 | 0 | 0.0064009 | 0.0063527 | 0.00627 | 0.0062264 | 0.0061827 | 0.0054495 | 0.0043113 | 0.0034122 | 0.0026619 | 0.0021161 | 0.0016602 | 0.0013149 | 0.0010362 | 0.00081346 | 0.00064528 | 0.00050931 | 3.4272e-06 | 1.2088e-06 | 4.0726e-07 | 1.3129e-07 | 1.1042e-07 | 1.0941e-07 | 1.0848e-07 | 1.1291e-07 | 1.1223e-07 | 1.1162e-07
F5_Industrial_Primary Metals_Existing_Space Heating_Natural Gas_Gas Boiler - Stack Economizer_A_Achievable Economic TRC Potential | F5 | Industrial | Primary Metals | Existing | Space Heating | Natural Gas | Gas Boiler - Stack Economizer | A | Incremental Summer Peak Savings (MW) | Achievable Economic TRC Potential | 0 | 0 | 0 | 0 | 0 | 0 | 0 | 0 | 0 | 0 | 0 | 0 | 0 | 0 | 0 | 0 | 0 | 0 | 0 | 0 | 0 | 0 | 0 | 0 | 0 | 0 | 0 | 0 | 0 | 0 | 0
F6_Industrial_Primary Metals_Existing_Space Heating_Natural Gas_Gas Boiler - Stack Economizer_A_Achievable Economic TRC Potential | F6 | Industrial | Primary Metals | Existing | Space Heating | Natural Gas | Gas Boiler - Stack Economizer | A | Incremental Winter Peak Savings (MW) | Achievable Economic TRC Potential | 0 | 0 | 0 | 0 | 0 | 0 | 0 | 0 | 0 | 0 | 0 | 0 | 0 | 0 | 0 | 0 | 0 | 0 | 0 | 0 | 0 | 0 | 0 | 0 | 0 | 0 | 0 | 0 | 0 | 0 | 0
F7_Industrial_Primary Metals_Existing_Space Heating_Natural Gas_Gas Boiler - Stack Economizer_A_Achievable Economic TRC Potential | F7 | Industrial | Primary Metals | Existing | Space Heating | Natural Gas | Gas Boiler - Stack Economizer | A | Cumulative Energy Savings (MWh or mTherms) | Achievable Economic TRC Potential | 0 | 0 | 0 | 0 | 0 | 0.0064009 | 0.012709 | 0.018888 | 0.024973 | 0.03096 | 0.03616 | 0.040169 | 0.043232 | 0.0455 | 0.047157 | 0.048352 | 0.04918 | 0.049726 | 0.050048 | 0.050212 | 0.050255 | 0.049776 | 0.04934 | 0.048927 | 0.048522 | 0.048153 | 0.047837 | 0.047546 | 0 | 0 | 0
F8_Industrial_Primary Metals_Existing_Space Heating_Natural Gas_Gas Boiler - Stack Economizer_A_Achievable Economic TRC Potential | F8 | Industrial | Primary Metals | Existing | Space Heating | Natural Gas | Gas Boiler - Stack Economizer | A | Cumulative Summer Peak Savings (MW) | Achievable Economic TRC Potential | 0 | 0 | 0 | 0 | 0 | 0 | 0 | 0 | 0 | 0 | 0 | 0 | 0 | 0 | 0 | 0 | 0 | 0 | 0 | 0 | 0 | 0 | 0 | 0 | 0 | 0 | 0 | 0 | 0 | 0 | 0
F9_Industrial_Primary Metals_Existing_Space Heating_Natural Gas_Gas Boiler - Stack Economizer_A_Achievable Economic TRC Potential | F9 | Industrial | Primary Metals | Existing | Space Heating | Natural Gas | Gas Boiler - Stack Economizer | A | Cumulative Winter Peak Savings (MW) | Achievable Economic TRC Potential | 0 | 0 | 0 | 0 | 0 | 0 | 0 | 0 | 0 | 0 | 0 | 0 | 0 | 0 | 0 | 0 | 0 | 0 | 0 | 0 | 0 | 0 | 0 | 0 | 0 | 0 | 0 | 0 | 0 | 0 | 0
F10_Industrial_Primary Metals_Existing_Space Heating_Natural Gas_Gas Boiler - Stack Economizer_A_Achievable Economic TRC Potential | F10 | Industrial | Primary Metals | Existing | Space Heating | Natural Gas | Gas Boiler - Stack Economizer | A | Purchases (Incremental) | Achievable Economic TRC Potential | 0 | 0 | 0 | 0 | 0 | 0.22313 | 0.22301 | 0.2217 | 0.22182 | 0.222 | 0.19726 | 0.15738 | 0.12565 | 0.098921 | 0.079439 | 0.062945 | 0.050363 | 0.040087 | 0.031784 | 0.025457 | 0.020282 | 0.0001378 | 4.9034e-05 | 1.6659e-05 | 5.4153e-06 | 4.5896e-06 | 4.5774e-06 | 4.5663e-06 | 4.5563e-06 | 4.5475e-06 | 4.5397e-06
F11_Industrial_Primary Metals_Existing_Space Heating_Natural Gas_Gas Boiler - Stack Economizer_A_Achievable Economic TRC Potential | F11 | Industrial | Primary Metals | Existing | Space Heating | Natural Gas | Gas Boiler - Stack Economizer | A | Purchases (Cumulative) | Achievable Economic TRC Potential | 0 | 0 | 0 | 0 | 0 | 0.22313 | 0.44614 | 0.66784 | 0.88965 | 1.1117 | 1.3089 | 1.4663 | 1.5919 | 1.6909 | 1.7703 | 1.8332 | 1.8836 | 1.9237 | 1.9555 | 1.9809 | 2.0012 | 2.0014 | 2.0014 | 2.0014 | 2.0014 | 2.0014 | 2.0014 | 2.0014 | 2.0014 | 2.0014 | 2.0015
F1_Industrial_Primary Metals_Existing_Process_Natural Gas_Gas Boiler - Stack Economizer_A_Achievable Economic TRC Potential | F1 | Industrial | Primary Metals | Existing | Process | Natural Gas | Gas Boiler - Stack Economizer | A | Integrated Unit Energy Savings (kWh or therms) | Achievable Economic TRC Potential | 0 | 0 | 0 | 0 | 0 | 36.694 | 36.6925 | 36.6915 | 36.6907 | 36.6901 | 36.6894 | 36.6889 | 36.6884 | 36.6879 | 36.6877 | 36.6873 | 36.6871 | 36.6869 | 36.6867 | 36.6866 | 36.6865 | 36.6864 | 36.6863 | 36.6862 | 36.6862 | 36.6861 | 36.6861 | 36.6861 | 36.696 | 36.696 | 36.696
F2_Industrial_Primary Metals_Existing_Process_Natural Gas_Gas Boiler - Stack Economizer_A_Achievable Economic TRC Potential | F2 | Industrial | Primary Metals | Existing | Process | Natural Gas | Gas Boiler - Stack Economizer | A | Integrated Unit Summer Peak Savings (kW) | Achievable Economic TRC Potential | 0 | 0 | 0 | 0 | 0 | 0 | 0 | 0 | 0 | 0 | 0 | 0 | 0 | 0 | 0 | 0 | 0 | 0 | 0 | 0 | 0 | 0 | 0 | 0 | 0 | 0 | 0 | 0 | 0 | 0 | 0
F3_Industrial_Primary Metals_Existing_Process_Natural Gas_Gas Boiler - Stack Economizer_A_Achievable Economic TRC Potential | F3 | Industrial | Primary Metals | Existing | Process | Natural Gas | Gas Boiler - Stack Economizer | A | Integrated Unit Winter Peak Savings (kW) | Achievable Economic TRC Potential | 0 | 0 | 0 | 0 | 0 | 0 | 0 | 0 | 0 | 0 | 0 | 0 | 0 | 0 | 0 | 0 | 0 | 0 | 0 | 0 | 0 | 0 | 0 | 0 | 0 | 0 | 0 | 0 | 0 | 0 | 0
F4_Industrial_Primary Metals_Existing_Process_Natural Gas_Gas Boiler - Stack Economizer_A_Achievable Economic TRC Potential | F4 | Industrial | Primary Metals | Existing | Process | Natural Gas | Gas Boiler - Stack Economizer | A | Incremental Energy Savings (MWh or mTherms) | Achievable Economic TRC Potential | 0 | 0 | 0 | 0 | 0 | 0.29655 | 0.29638 | 0.29462 | 0.29477 | 0.29501 | 0.26213 | 0.20913 | 0.16696 | 0.13145 | 0.10556 | 0.083641 | 0.066921 | 0.053267 | 0.042233 | 0.033827 | 0.026949 | 0.0001831 | 6.5154e-05 | 2.2136e-05 | 7.1955e-06 | 6.0984e-06 | 6.0821e-06 | 6.0674e-06 | 6.0558e-06 | 6.0441e-06 | 6.0338e-06
F5_Industrial_Primary Metals_Existing_Process_Natural Gas_Gas Boiler - Stack Economizer_A_Achievable Economic TRC Potential | F5 | Industrial | Primary Metals | Existing | Process | Natural Gas | Gas Boiler - Stack Economizer | A | Incremental Summer Peak Savings (MW) | Achievable Economic TRC Potential | 0 | 0 | 0 | 0 | 0 | 0 | 0 | 0 | 0 | 0 | 0 | 0 | 0 | 0 | 0 | 0 | 0 | 0 | 0 | 0 | 0 | 0 | 0 | 0 | 0 | 0 | 0 | 0 | 0 | 0 | 0
F6_Industrial_Primary Metals_Existing_Process_Natural Gas_Gas Boiler - Stack Economizer_A_Achievable Economic TRC Potential | F6 | Industrial | Primary Metals | Existing | Process | Natural Gas | Gas Boiler - Stack Economizer | A | Incremental Winter Peak Savings (MW) | Achievable Economic TRC Potential | 0 | 0 | 0 | 0 | 0 | 0 | 0 | 0 | 0 | 0 | 0 | 0 | 0 | 0 | 0 | 0 | 0 | 0 | 0 | 0 | 0 | 0 | 0 | 0 | 0 | 0 | 0 | 0 | 0 | 0 | 0
F7_Industrial_Primary Metals_Existing_Process_Natural Gas_Gas Boiler - Stack Economizer_A_Achievable Economic TRC Potential | F7 | Industrial | Primary Metals | Existing | Process | Natural Gas | Gas Boiler - Stack Economizer | A | Cumulative Energy Savings (MWh or mTherms) | Achievable Economic TRC Potential | 0 | 0 | 0 | 0 | 0 | 0.29655 | 0.59291 | 0.88752 | 1.1823 | 1.4773 | 1.7394 | 1.9485 | 2.1154 | 2.2468 | 2.3524 | 2.436 | 2.5029 | 2.5562 | 2.5984 | 2.6322 | 2.6591 | 2.6593 | 2.6594 | 2.6594 | 2.6594 | 2.6594 | 2.6594 | 2.6594 | 0 | 0 | 0
F8_Industrial_Primary Metals_Existing_Process_Natural Gas_Gas Boiler - Stack Economizer_A_Achievable Economic TRC Potential | F8 | Industrial | Primary Metals | Existing | Process | Natural Gas | Gas Boiler - Stack Economizer | A | Cumulative Summer Peak Savings (MW) | Achievable Economic TRC Potential | 0 | 0 | 0 | 0 | 0 | 0 | 0 | 0 | 0 | 0 | 0 | 0 | 0 | 0 | 0 | 0 | 0 | 0 | 0 | 0 | 0 | 0 | 0 | 0 | 0 | 0 | 0 | 0 | 0 | 0 | 0
F9_Industrial_Primary Metals_Existing_Process_Natural Gas_Gas Boiler - Stack Economizer_A_Achievable Economic TRC Potential | F9 | Industrial | Primary Metals | Existing | Process | Natural Gas | Gas Boiler - Stack Economizer | A | Cumulative Winter Peak Savings (MW) | Achievable Economic TRC Potential | 0 | 0 | 0 | 0 | 0 | 0 | 0 | 0 | 0 | 0 | 0 | 0 | 0 | 0 | 0 | 0 | 0 | 0 | 0 | 0 | 0 | 0 | 0 | 0 | 0 | 0 | 0 | 0 | 0 | 0 | 0
F10_Industrial_Primary Metals_Existing_Process_Natural Gas_Gas Boiler - Stack Economizer_A_Achievable Economic TRC Potential | F10 | Industrial | Primary Metals | Existing | Process | Natural Gas | Gas Boiler - Stack Economizer | A | Purchases (Incremental) | Achievable Economic TRC Potential | 0 | 0 | 0 | 0 | 0 | 8.0817 | 8.0773 | 8.0296 | 8.034 | 8.0406 | 7.1447 | 5.7001 | 4.5508 | 3.5828 | 2.8772 | 2.2798 | 1.8241 | 1.4519 | 1.1512 | 0.92204 | 0.73458 | 0.0049909 | 0.001776 | 0.00060339 | 0.00019614 | 0.00016623 | 0.00016579 | 0.00016539 | 0.00016503 | 0.00016471 | 0.00016443
F11_Industrial_Primary Metals_Existing_Process_Natural Gas_Gas Boiler - Stack Economizer_A_Achievable Economic TRC Potential | F11 | Industrial | Primary Metals | Existing | Process | Natural Gas | Gas Boiler - Stack Economizer | A | Purchases (Cumulative) | Achievable Economic TRC Potential | 0 | 0 | 0 | 0 | 0 | 8.0817 | 16.159 | 24.1886 | 32.2226 | 40.2632 | 47.4079 | 53.108 | 57.6588 | 61.2416 | 64.1189 | 66.3987 | 68.2228 | 69.6747 | 70.8259 | 71.748 | 72.4825 | 72.4875 | 72.4893 | 72.4899 | 72.4901 | 72.4903 | 72.4904 | 72.4906 | 72.4908 | 72.4909 | 72.4911
F1_Industrial_Primary Metals_Existing_Space Heating_Natural Gas_Gas Furnace Tube Inserts_A_Achievable Economic TRC Potential | F1 | Industrial | Primary Metals | Existing | Space Heating | Natural Gas | Gas Furnace Tube Inserts | A | Integrated Unit Energy Savings (kWh or therms) | Achievable Economic TRC Potential | 0 | 0 | 0 | 0 | 0 | 0.086176 | 0.085373 | 0.084345 | 0.083282 | 0.082189 | 0.081092 | 0.079981 | 0.078903 | 0.077846 | 0.076747 | 0.075738 | 0.074759 | 0.073832 | 0.072952 | 0.072096 | 0.071273 | 0.070458 | 0.069674 | 0.068933 | 0.068229 | 0.067576 | 0.066996 | 0.066451 | 0.069231 | 0.068805 | 0.068405
F2_Industrial_Primary Metals_Existing_Space Heating_Natural Gas_Gas Furnace Tube Inserts_A_Achievable Economic TRC Potential | F2 | Industrial | Primary Metals | Existing | Space Heating | Natural Gas | Gas Furnace Tube Inserts | A | Integrated Unit Summer Peak Savings (kW) | Achievable Economic TRC Potential | 0 | 0 | 0 | 0 | 0 | 0 | 0 | 0 | 0 | 0 | 0 | 0 | 0 | 0 | 0 | 0 | 0 | 0 | 0 | 0 | 0 | 0 | 0 | 0 | 0 | 0 | 0 | 0 | 0 | 0 | 0
F3_Industrial_Primary Metals_Existing_Space Heating_Natural Gas_Gas Furnace Tube Inserts_A_Achievable Economic TRC Potential | F3 | Industrial | Primary Metals | Existing | Space Heating | Natural Gas | Gas Furnace Tube Inserts | A | Integrated Unit Winter Peak Savings (kW) | Achievable Economic TRC Potential | 0 | 0 | 0 | 0 | 0 | 0 | 0 | 0 | 0 | 0 | 0 | 0 | 0 | 0 | 0 | 0 | 0 | 0 | 0 | 0 | 0 | 0 | 0 | 0 | 0 | 0 | 0 | 0 | 0 | 0 | 0
F4_Industrial_Primary Metals_Existing_Space Heating_Natural Gas_Gas Furnace Tube Inserts_A_Achievable Economic TRC Potential | F4 | Industrial | Primary Metals | Existing | Space Heating | Natural Gas | Gas Furnace Tube Inserts | A | Incremental Energy Savings (MWh or mTherms) | Achievable Economic TRC Potential | 0 | 0 | 0 | 0 | 0 | 0 | 0 | 0 | 0 | 0 | 0 | 0 | 0 | 0 | 0 | 0 | 0 | 0 | 0 | 0 | 0 | 0 | 0 | 0 | 0 | 0 | 0 | 0 | 0 | 0 | 0
F5_Industrial_Primary Metals_Existing_Space Heating_Natural Gas_Gas Furnace Tube Inserts_A_Achievable Economic TRC Potential | F5 | Industrial | Primary Metals | Existing | Space Heating | Natural Gas | Gas Furnace Tube Inserts | A | Incremental Summer Peak Savings (MW) | Achievable Economic TRC Potential | 0 | 0 | 0 | 0 | 0 | 0 | 0 | 0 | 0 | 0 | 0 | 0 | 0 | 0 | 0 | 0 | 0 | 0 | 0 | 0 | 0 | 0 | 0 | 0 | 0 | 0 | 0 | 0 | 0 | 0 | 0
F6_Industrial_Primary Metals_Existing_Space Heating_Natural Gas_Gas Furnace Tube Inserts_A_Achievable Economic TRC Potential | F6 | Industrial | Primary Metals | Existing | Space Heating | Natural Gas | Gas Furnace Tube Inserts | A | Incremental Winter Peak Savings (MW) | Achievable Economic TRC Potential | 0 | 0 | 0 | 0 | 0 | 0 | 0 | 0 | 0 | 0 | 0 | 0 | 0 | 0 | 0 | 0 | 0 | 0 | 0 | 0 | 0 | 0 | 0 | 0 | 0 | 0 | 0 | 0 | 0 | 0 | 0
F7_Industrial_Primary Metals_Existing_Space Heating_Natural Gas_Gas Furnace Tube Inserts_A_Achievable Economic TRC Potential | F7 | Industrial | Primary Metals | Existing | Space Heating | Natural Gas | Gas Furnace Tube Inserts | A | Cumulative Energy Savings (MWh or mTherms) | Achievable Economic TRC Potential | 0 | 0 | 0 | 0 | 0 | 0 | 0 | 0 | 0 | 0 | 0 | 0 | 0 | 0 | 0 | 0 | 0 | 0 | 0 | 0 | 0 | 0 | 0 | 0 | 0 | 0 | 0 | 0 | 0 | 0 | 0
F8_Industrial_Primary Metals_Existing_Space Heating_Natural Gas_Gas Furnace Tube Inserts_A_Achievable Economic TRC Potential | F8 | Industrial | Primary Metals | Existing | Space Heating | Natural Gas | Gas Furnace Tube Inserts | A | Cumulative Summer Peak Savings (MW) | Achievable Economic TRC Potential | 0 | 0 | 0 | 0 | 0 | 0 | 0 | 0 | 0 | 0 | 0 | 0 | 0 | 0 | 0 | 0 | 0 | 0 | 0 | 0 | 0 | 0 | 0 | 0 | 0 | 0 | 0 | 0 | 0 | 0 | 0
F9_Industrial_Primary Metals_Existing_Space Heating_Natural Gas_Gas Furnace Tube Inserts_A_Achievable Economic TRC Potential | F9 | Industrial | Primary Metals | Existing | Space Heating | Natural Gas | Gas Furnace Tube Inserts | A | Cumulative Winter Peak Savings (MW) | Achievable Economic TRC Potential | 0 | 0 | 0 | 0 | 0 | 0 | 0 | 0 | 0 | 0 | 0 | 0 | 0 | 0 | 0 | 0 | 0 | 0 | 0 | 0 | 0 | 0 | 0 | 0 | 0 | 0 | 0 | 0 | 0 | 0 | 0
F10_Industrial_Primary Metals_Existing_Space Heating_Natural Gas_Gas Furnace Tube Inserts_A_Achievable Economic TRC Potential | F10 | Industrial | Primary Metals | Existing | Space Heating | Natural Gas | Gas Furnace Tube Inserts | A | Purchases (Incremental) | Achievable Economic TRC Potential | 0 | 0 | 0 | 0 | 0 | 0 | 0 | 0 | 0 | 0 | 0 | 0 | 0 | 0 | 0 | 0 | 0 | 0 | 0 | 0 | 0 | 0 | 0 | 0 | 0 | 0 | 0 | 0 | 0 | 0 | 0
F11_Industrial_Primary Metals_Existing_Space Heating_Natural Gas_Gas Furnace Tube Inserts_A_Achievable Economic TRC Potential | F11 | Industrial | Primary Metals | Existing | Space Heating | Natural Gas | Gas Furnace Tube Inserts | A | Purchases (Cumulative) | Achievable Economic TRC Potential | 0 | 0 | 0 | 0 | 0 | 0 | 0 | 0 | 0 | 0 | 0 | 0 | 0 | 0 | 0 | 0 | 0 | 0 | 0 | 0 | 0 | 0 | 0 | 0 | 0 | 0 | 0 | 0 | 0 | 0 | 0
F1_Industrial_Primary Metals_Existing_Space Heating_Natural Gas_Space Heating - Heat Recovery Ventilator_A_Achievable Economic TRC Potential | F1 | Industrial | Primary Metals | Existing | Space Heating | Natural Gas | Space Heating - Heat Recovery Ventilator | A | Integrated Unit Energy Savings (kWh or therms) | Achievable Economic TRC Potential | 0 | 0 | 0 | 0 | 0 | 0.013145 | 0.012954 | 0.012687 | 0.012351 | 0.01195 | 0.011489 | 0.01101 | 0.010533 | 0.010051 | 0.0096408 | 0.0092518 | 0.0089376 | 0.008662 | 0.0084203 | 0.0082479 | 0.0080904 | 0.0079538 | 0.007842 | 0.0077544 | 0.0076748 | 0.0076157 | 0.0075644 | 0.0075169 | 0 | 0 | 0
F2_Industrial_Primary Metals_Existing_Space Heating_Natural Gas_Space Heating - Heat Recovery Ventilator_A_Achievable Economic TRC Potential | F2 | Industrial | Primary Metals | Existing | Space Heating | Natural Gas | Space Heating - Heat Recovery Ventilator | A | Integrated Unit Summer Peak Savings (kW) | Achievable Economic TRC Potential | 0 | 0 | 0 | 0 | 0 | 0 | 0 | 0 | 0 | 0 | 0 | 0 | 0 | 0 | 0 | 0 | 0 | 0 | 0 | 0 | 0 | 0 | 0 | 0 | 0 | 0 | 0 | 0 | 0 | 0 | 0
F3_Industrial_Primary Metals_Existing_Space Heating_Natural Gas_Space Heating - Heat Recovery Ventilator_A_Achievable Economic TRC Potential | F3 | Industrial | Primary Metals | Existing | Space Heating | Natural Gas | Space Heating - Heat Recovery Ventilator | A | Integrated Unit Winter Peak Savings (kW) | Achievable Economic TRC Potential | 0 | 0 | 0 | 0 | 0 | 0 | 0 | 0 | 0 | 0 | 0 | 0 | 0 | 0 | 0 | 0 | 0 | 0 | 0 | 0 | 0 | 0 | 0 | 0 | 0 | 0 | 0 | 0 | 0 | 0 | 0
F4_Industrial_Primary Metals_Existing_Space Heating_Natural Gas_Space Heating - Heat Recovery Ventilator_A_Achievable Economic TRC Potential | F4 | Industrial | Primary Metals | Existing | Space Heating | Natural Gas | Space Heating - Heat Recovery Ventilator | A | Incremental Energy Savings (MWh or mTherms) | Achievable Economic TRC Potential | 0 | 0 | 0 | 0 | 0 | 0 | 0 | 0 | 0 | 0 | 0 | 0 | 0 | 0 | 0 | 0 | 0 | 0 | 0 | 0 | 0 | 0 | 0 | 0 | 0 | 0 | 0 | 0 | 0 | 0 | 0
F5_Industrial_Primary Metals_Existing_Space Heating_Natural Gas_Space Heating - Heat Recovery Ventilator_A_Achievable Economic TRC Potential | F5 | Industrial | Primary Metals | Existing | Space Heating | Natural Gas | Space Heating - Heat Recovery Ventilator | A | Incremental Summer Peak Savings (MW) | Achievable Economic TRC Potential | 0 | 0 | 0 | 0 | 0 | 0 | 0 | 0 | 0 | 0 | 0 | 0 | 0 | 0 | 0 | 0 | 0 | 0 | 0 | 0 | 0 | 0 | 0 | 0 | 0 | 0 | 0 | 0 | 0 | 0 | 0
F6_Industrial_Primary Metals_Existing_Space Heating_Natural Gas_Space Heating - Heat Recovery Ventilator_A_Achievable Economic TRC Potential | F6 | Industrial | Primary Metals | Existing | Space Heating | Natural Gas | Space Heating - Heat Recovery Ventilator | A | Incremental Winter Peak Savings (MW) | Achievable Economic TRC Potential | 0 | 0 | 0 | 0 | 0 | 0 | 0 | 0 | 0 | 0 | 0 | 0 | 0 | 0 | 0 | 0 | 0 | 0 | 0 | 0 | 0 | 0 | 0 | 0 | 0 | 0 | 0 | 0 | 0 | 0 | 0
F7_Industrial_Primary Metals_Existing_Space Heating_Natural Gas_Space Heating - Heat Recovery Ventilator_A_Achievable Economic TRC Potential | F7 | Industrial | Primary Metals | Existing | Space Heating | Natural Gas | Space Heating - Heat Recovery Ventilator | A | Cumulative Energy Savings (MWh or mTherms) | Achievable Economic TRC Potential | 0 | 0 | 0 | 0 | 0 | 0 | 0 | 0 | 0 | 0 | 0 | 0 | 0 | 0 | 0 | 0 | 0 | 0 | 0 | 0 | 0 | 0 | 0 | 0 | 0 | 0 | 0 | 0 | 0 | 0 | 0
F8_Industrial_Primary Metals_Existing_Space Heating_Natural Gas_Space Heating - Heat Recovery Ventilator_A_Achievable Economic TRC Potential | F8 | Industrial | Primary Metals | Existing | Space Heating | Natural Gas | Space Heating - Heat Recovery Ventilator | A | Cumulative Summer Peak Savings (MW) | Achievable Economic TRC Potential | 0 | 0 | 0 | 0 | 0 | 0 | 0 | 0 | 0 | 0 | 0 | 0 | 0 | 0 | 0 | 0 | 0 | 0 | 0 | 0 | 0 | 0 | 0 | 0 | 0 | 0 | 0 | 0 | 0 | 0 | 0
F9_Industrial_Primary Metals_Existing_Space Heating_Natural Gas_Space Heating - Heat Recovery Ventilator_A_Achievable Economic TRC Potential | F9 | Industrial | Primary Metals | Existing | Space Heating | Natural Gas | Space Heating - Heat Recovery Ventilator | A | Cumulative Winter Peak Savings (MW) | Achievable Economic TRC Potential | 0 | 0 | 0 | 0 | 0 | 0 | 0 | 0 | 0 | 0 | 0 | 0 | 0 | 0 | 0 | 0 | 0 | 0 | 0 | 0 | 0 | 0 | 0 | 0 | 0 | 0 | 0 | 0 | 0 | 0 | 0
F10_Industrial_Primary Metals_Existing_Space Heating_Natural Gas_Space Heating - Heat Recovery Ventilator_A_Achievable Economic TRC Potential | F10 | Industrial | Primary Metals | Existing | Space Heating | Natural Gas | Space Heating - Heat Recovery Ventilator | A | Purchases (Incremental) | Achievable Economic TRC Potential | 0 | 0 | 0 | 0 | 0 | 0 | 0 | 0 | 0 | 0 | 0 | 0 | 0 | 0 | 0 | 0 | 0 | 0 | 0 | 0 | 0 | 0 | 0 | 0 | 0 | 0 | 0 | 0 | 0 | 0 | 0
F11_Industrial_Primary Metals_Existing_Space Heating_Natural Gas_Space Heating - Heat Recovery Ventilator_A_Achievable Economic TRC Potential | F11 | Industrial | Primary Metals | Existing | Space Heating | Natural Gas | Space Heating - Heat Recovery Ventilator | A | Purchases (Cumulative) | Achievable Economic TRC Potential | 0 | 0 | 0 | 0 | 0 | 0 | 0 | 0 | 0 | 0 | 0 | 0 | 0 | 0 | 0 | 0 | 0 | 0 | 0 | 0 | 0 | 0 | 0 | 0 | 0 | 0 | 0 | 0 | 0 | 0 | 0
F1_Industrial_Primary Metals_Existing_Space Heating_Natural Gas_Thermostat - Programmable_A_Achievable Economic TRC Potential | F1 | Industrial | Primary Metals | Existing | Space Heating | Natural Gas | Thermostat - Programmable | A | Integrated Unit Energy Savings (kWh or therms) | Achievable Economic TRC Potential | 0 | 0 | 0 | 0 | 0 | 0.0065302 | 0.0064353 | 0.0063027 | 0.006136 | 0.0059367 | 0.0057075 | 0.0054697 | 0.0052327 | 0.0049933 | 0.0047894 | 0.0045962 | 0.0044401 | 0.0043031 | 0.0041831 | 0.0040975 | 0.0040192 | 0.0039513 | 0.0038958 | 0.0038523 | 0.0038127 | 0.0037834 | 0.0037579 | 0.0037343 | 0 | 0 | 0
F2_Industrial_Primary Metals_Existing_Space Heating_Natural Gas_Thermostat - Programmable_A_Achievable Economic TRC Potential | F2 | Industrial | Primary Metals | Existing | Space Heating | Natural Gas | Thermostat - Programmable | A | Integrated Unit Summer Peak Savings (kW) | Achievable Economic TRC Potential | 0 | 0 | 0 | 0 | 0 | 0 | 0 | 0 | 0 | 0 | 0 | 0 | 0 | 0 | 0 | 0 | 0 | 0 | 0 | 0 | 0 | 0 | 0 | 0 | 0 | 0 | 0 | 0 | 0 | 0 | 0
F3_Industrial_Primary Metals_Existing_Space Heating_Natural Gas_Thermostat - Programmable_A_Achievable Economic TRC Potential | F3 | Industrial | Primary Metals | Existing | Space Heating | Natural Gas | Thermostat - Programmable | A | Integrated Unit Winter Peak Savings (kW) | Achievable Economic TRC Potential | 0 | 0 | 0 | 0 | 0 | 0 | 0 | 0 | 0 | 0 | 0 | 0 | 0 | 0 | 0 | 0 | 0 | 0 | 0 | 0 | 0 | 0 | 0 | 0 | 0 | 0 | 0 | 0 | 0 | 0 | 0
F4_Industrial_Primary Metals_Existing_Space Heating_Natural Gas_Thermostat - Programmable_A_Achievable Economic TRC Potential | F4 | Industrial | Primary Metals | Existing | Space Heating | Natural Gas | Thermostat - Programmable | A | Incremental Energy Savings (MWh or mTherms) | Achievable Economic TRC Potential | 0 | 0 | 0 | 0 | 0 | 0 | 0 | 0 | 0 | 0 | 0 | 0 | 0 | 0 | 0 | 0 | 0 | 0 | 0 | 0 | 0 | 0 | 0 | 0 | 0 | 0 | 0 | 0 | 0 | 0 | 0
F5_Industrial_Primary Metals_Existing_Space Heating_Natural Gas_Thermostat - Programmable_A_Achievable Economic TRC Potential | F5 | Industrial | Primary Metals | Existing | Space Heating | Natural Gas | Thermostat - Programmable | A | Incremental Summer Peak Savings (MW) | Achievable Economic TRC Potential | 0 | 0 | 0 | 0 | 0 | 0 | 0 | 0 | 0 | 0 | 0 | 0 | 0 | 0 | 0 | 0 | 0 | 0 | 0 | 0 | 0 | 0 | 0 | 0 | 0 | 0 | 0 | 0 | 0 | 0 | 0
F6_Industrial_Primary Metals_Existing_Space Heating_Natural Gas_Thermostat - Programmable_A_Achievable Economic TRC Potential | F6 | Industrial | Primary Metals | Existing | Space Heating | Natural Gas | Thermostat - Programmable | A | Incremental Winter Peak Savings (MW) | Achievable Economic TRC Potential | 0 | 0 | 0 | 0 | 0 | 0 | 0 | 0 | 0 | 0 | 0 | 0 | 0 | 0 | 0 | 0 | 0 | 0 | 0 | 0 | 0 | 0 | 0 | 0 | 0 | 0 | 0 | 0 | 0 | 0 | 0
F7_Industrial_Primary Metals_Existing_Space Heating_Natural Gas_Thermostat - Programmable_A_Achievable Economic TRC Potential | F7 | Industrial | Primary Metals | Existing | Space Heating | Natural Gas | Thermostat - Programmable | A | Cumulative Energy Savings (MWh or mTherms) | Achievable Economic TRC Potential | 0 | 0 | 0 | 0 | 0 | 0 | 0 | 0 | 0 | 0 | 0 | 0 | 0 | 0 | 0 | 0 | 0 | 0 | 0 | 0 | 0 | 0 | 0 | 0 | 0 | 0 | 0 | 0 | 0 | 0 | 0
F8_Industrial_Primary Metals_Existing_Space Heating_Natural Gas_Thermostat - Programmable_A_Achievable Economic TRC Potential | F8 | Industrial | Primary Metals | Existing | Space Heating | Natural Gas | Thermostat - Programmable | A | Cumulative Summer Peak Savings (MW) | Achievable Economic TRC Potential | 0 | 0 | 0 | 0 | 0 | 0 | 0 | 0 | 0 | 0 | 0 | 0 | 0 | 0 | 0 | 0 | 0 | 0 | 0 | 0 | 0 | 0 | 0 | 0 | 0 | 0 | 0 | 0 | 0 | 0 | 0
F9_Industrial_Primary Metals_Existing_Space Heating_Natural Gas_Thermostat - Programmable_A_Achievable Economic TRC Potential | F9 | Industrial | Primary Metals | Existing | Space Heating | Natural Gas | Thermostat - Programmable | A | Cumulative Winter Peak Savings (MW) | Achievable Economic TRC Potential | 0 | 0 | 0 | 0 | 0 | 0 | 0 | 0 | 0 | 0 | 0 | 0 | 0 | 0 | 0 | 0 | 0 | 0 | 0 | 0 | 0 | 0 | 0 | 0 | 0 | 0 | 0 | 0 | 0 | 0 | 0
F10_Industrial_Primary Metals_Existing_Space Heating_Natural Gas_Thermostat - Programmable_A_Achievable Economic TRC Potential | F10 | Industrial | Primary Metals | Existing | Space Heating | Natural Gas | Thermostat - Programmable | A | Purchases (Incremental) | Achievable Economic TRC Potential | 0 | 0 | 0 | 0 | 0 | 0 | 0 | 0 | 0 | 0 | 0 | 0 | 0 | 0 | 0 | 0 | 0 | 0 | 0 | 0 | 0 | 0 | 0 | 0 | 0 | 0 | 0 | 0 | 0 | 0 | 0
F11_Industrial_Primary Metals_Existing_Space Heating_Natural Gas_Thermostat - Programmable_A_Achievable Economic TRC Potential | F11 | Industrial | Primary Metals | Existing | Space Heating | Natural Gas | Thermostat - Programmable | A | Purchases (Cumulative) | Achievable Economic TRC Potential | 0 | 0 | 0 | 0 | 0 | 0 | 0 | 0 | 0 | 0 | 0 | 0 | 0 | 0 | 0 | 0 | 0 | 0 | 0 | 0 | 0 | 0 | 0 | 0 | 0 | 0 | 0 | 0 | 0 | 0 | 0
F1_Industrial_Primary Metals_Existing_Space Heating_Natural Gas_ENERGY STAR Connected Thermostat_A_Achievable Economic TRC Potential | F1 | Industrial | Primary Metals | Existing | Space Heating | Natural Gas | ENERGY STAR Connected Thermostat | A | Integrated Unit Energy Savings (kWh or therms) | Achievable Economic TRC Potential | 0 | 0 | 0 | 0 | 0 | 0.015372 | 0.015149 | 0.014837 | 0.014444 | 0.013975 | 0.013436 | 0.012876 | 0.012318 | 0.011754 | 0.011274 | 0.010819 | 0.010452 | 0.01013 | 0.009847 | 0.0096455 | 0.0094613 | 0.0093015 | 0.0091708 | 0.0090683 | 0.0089753 | 0.0089061 | 0.0088462 | 0.0087905 | 0 | 0 | 0
F2_Industrial_Primary Metals_Existing_Space Heating_Natural Gas_ENERGY STAR Connected Thermostat_A_Achievable Economic TRC Potential | F2 | Industrial | Primary Metals | Existing | Space Heating | Natural Gas | ENERGY STAR Connected Thermostat | A | Integrated Unit Summer Peak Savings (kW) | Achievable Economic TRC Potential | 0 | 0 | 0 | 0 | 0 | 0 | 0 | 0 | 0 | 0 | 0 | 0 | 0 | 0 | 0 | 0 | 0 | 0 | 0 | 0 | 0 | 0 | 0 | 0 | 0 | 0 | 0 | 0 | 0 | 0 | 0
F3_Industrial_Primary Metals_Existing_Space Heating_Natural Gas_ENERGY STAR Connected Thermostat_A_Achievable Economic TRC Potential | F3 | Industrial | Primary Metals | Existing | Space Heating | Natural Gas | ENERGY STAR Connected Thermostat | A | Integrated Unit Winter Peak Savings (kW) | Achievable Economic TRC Potential | 0 | 0 | 0 | 0 | 0 | 0 | 0 | 0 | 0 | 0 | 0 | 0 | 0 | 0 | 0 | 0 | 0 | 0 | 0 | 0 | 0 | 0 | 0 | 0 | 0 | 0 | 0 | 0 | 0 | 0 | 0
F4_Industrial_Primary Metals_Existing_Space Heating_Natural Gas_ENERGY STAR Connected Thermostat_A_Achievable Economic TRC Potential | F4 | Industrial | Primary Metals | Existing | Space Heating | Natural Gas | ENERGY STAR Connected Thermostat | A | Incremental Energy Savings (MWh or mTherms) | Achievable Economic TRC Potential | 0 | 0 | 0 | 0 | 0 | 0 | 0 | 0 | 0 | 0 | 0 | 0 | 0 | 0 | 0 | 0 | 0 | 0 | 0 | 0 | 0 | 0 | 0 | 0 | 0 | 0 | 0 | 0 | 0 | 0 | 0
F5_Industrial_Primary Metals_Existing_Space Heating_Natural Gas_ENERGY STAR Connected Thermostat_A_Achievable Economic TRC Potential | F5 | Industrial | Primary Metals | Existing | Space Heating | Natural Gas | ENERGY STAR Connected Thermostat | A | Incremental Summer Peak Savings (MW) | Achievable Economic TRC Potential | 0 | 0 | 0 | 0 | 0 | 0 | 0 | 0 | 0 | 0 | 0 | 0 | 0 | 0 | 0 | 0 | 0 | 0 | 0 | 0 | 0 | 0 | 0 | 0 | 0 | 0 | 0 | 0 | 0 | 0 | 0
F6_Industrial_Primary Metals_Existing_Space Heating_Natural Gas_ENERGY STAR Connected Thermostat_A_Achievable Economic TRC Potential | F6 | Industrial | Primary Metals | Existing | Space Heating | Natural Gas | ENERGY STAR Connected Thermostat | A | Incremental Winter Peak Savings (MW) | Achievable Economic TRC Potential | 0 | 0 | 0 | 0 | 0 | 0 | 0 | 0 | 0 | 0 | 0 | 0 | 0 | 0 | 0 | 0 | 0 | 0 | 0 | 0 | 0 | 0 | 0 | 0 | 0 | 0 | 0 | 0 | 0 | 0 | 0
F7_Industrial_Primary Metals_Existing_Space Heating_Natural Gas_ENERGY STAR Connected Thermostat_A_Achievable Economic TRC Potential | F7 | Industrial | Primary Metals | Existing | Space Heating | Natural Gas | ENERGY STAR Connected Thermostat | A | Cumulative Energy Savings (MWh or mTherms) | Achievable Economic TRC Potential | 0 | 0 | 0 | 0 | 0 | 0 | 0 | 0 | 0 | 0 | 0 | 0 | 0 | 0 | 0 | 0 | 0 | 0 | 0 | 0 | 0 | 0 | 0 | 0 | 0 | 0 | 0 | 0 | 0 | 0 | 0
F8_Industrial_Primary Metals_Existing_Space Heating_Natural Gas_ENERGY STAR Connected Thermostat_A_Achievable Economic TRC Potential | F8 | Industrial | Primary Metals | Existing | Space Heating | Natural Gas | ENERGY STAR Connected Thermostat | A | Cumulative Summer Peak Savings (MW) | Achievable Economic TRC Potential | 0 | 0 | 0 | 0 | 0 | 0 | 0 | 0 | 0 | 0 | 0 | 0 | 0 | 0 | 0 | 0 | 0 | 0 | 0 | 0 | 0 | 0 | 0 | 0 | 0 | 0 | 0 | 0 | 0 | 0 | 0
F9_Industrial_Primary Metals_Existing_Space Heating_Natural Gas_ENERGY STAR Connected Thermostat_A_Achievable Economic TRC Potential | F9 | Industrial | Primary Metals | Existing | Space Heating | Natural Gas | ENERGY STAR Connected Thermostat | A | Cumulative Winter Peak Savings (MW) | Achievable Economic TRC Potential | 0 | 0 | 0 | 0 | 0 | 0 | 0 | 0 | 0 | 0 | 0 | 0 | 0 | 0 | 0 | 0 | 0 | 0 | 0 | 0 | 0 | 0 | 0 | 0 | 0 | 0 | 0 | 0 | 0 | 0 | 0
F10_Industrial_Primary Metals_Existing_Space Heating_Natural Gas_ENERGY STAR Connected Thermostat_A_Achievable Economic TRC Potential | F10 | Industrial | Primary Metals | Existing | Space Heating | Natural Gas | ENERGY STAR Connected Thermostat | A | Purchases (Incremental) | Achievable Economic TRC Potential | 0 | 0 | 0 | 0 | 0 | 0 | 0 | 0 | 0 | 0 | 0 | 0 | 0 | 0 | 0 | 0 | 0 | 0 | 0 | 0 | 0 | 0 | 0 | 0 | 0 | 0 | 0 | 0 | 0 | 0 | 0
F11_Industrial_Primary Metals_Existing_Space Heating_Natural Gas_ENERGY STAR Connected Thermostat_A_Achievable Economic TRC Potential | F11 | Industrial | Primary Metals | Existing | Space Heating | Natural Gas | ENERGY STAR Connected Thermostat | A | Purchases (Cumulative) | Achievable Economic TRC Potential | 0 | 0 | 0 | 0 | 0 | 0 | 0 | 0 | 0 | 0 | 0 | 0 | 0 | 0 | 0 | 0 | 0 | 0 | 0 | 0 | 0 | 0 | 0 | 0 | 0 | 0 | 0 | 0 | 0 | 0 | 0
F1_Industrial_Primary Metals_Existing_Space Heating_Natural Gas_Destratification Fans (HVLS)_A_Achievable Economic TRC Potential | F1 | Industrial | Primary Metals | Existing | Space Heating | Natural Gas | Destratification Fans (HVLS) | A | Integrated Unit Energy Savings (kWh or therms) | Achievable Economic TRC Potential | 0 | 0 | 0 | 0 | 0 | 0.015372 | 0.015149 | 0.014837 | 0.014444 | 0.013975 | 0.013436 | 0.012876 | 0.012318 | 0.011754 | 0.011274 | 0.010819 | 0.010452 | 0.01013 | 0.009847 | 0.0096455 | 0.0094613 | 0.0093015 | 0.0091708 | 0.0090683 | 0.0089753 | 0.0089061 | 0.0088462 | 0.0087905 | 0 | 0 | 0
F2_Industrial_Primary Metals_Existing_Space Heating_Natural Gas_Destratification Fans (HVLS)_A_Achievable Economic TRC Potential | F2 | Industrial | Primary Metals | Existing | Space Heating | Natural Gas | Destratification Fans (HVLS) | A | Integrated Unit Summer Peak Savings (kW) | Achievable Economic TRC Potential | 0 | 0 | 0 | 0 | 0 | 0 | 0 | 0 | 0 | 0 | 0 | 0 | 0 | 0 | 0 | 0 | 0 | 0 | 0 | 0 | 0 | 0 | 0 | 0 | 0 | 0 | 0 | 0 | 0 | 0 | 0
F3_Industrial_Primary Metals_Existing_Space Heating_Natural Gas_Destratification Fans (HVLS)_A_Achievable Economic TRC Potential | F3 | Industrial | Primary Metals | Existing | Space Heating | Natural Gas | Destratification Fans (HVLS) | A | Integrated Unit Winter Peak Savings (kW) | Achievable Economic TRC Potential | 0 | 0 | 0 | 0 | 0 | 0 | 0 | 0 | 0 | 0 | 0 | 0 | 0 | 0 | 0 | 0 | 0 | 0 | 0 | 0 | 0 | 0 | 0 | 0 | 0 | 0 | 0 | 0 | 0 | 0 | 0
F4_Industrial_Primary Metals_Existing_Space Heating_Natural Gas_Destratification Fans (HVLS)_A_Achievable Economic TRC Potential | F4 | Industrial | Primary Metals | Existing | Space Heating | Natural Gas | Destratification Fans (HVLS) | A | Incremental Energy Savings (MWh or mTherms) | Achievable Economic TRC Potential | 0 | 0 | 0 | 0 | 0 | 0 | 0 | 0 | 0 | 0 | 0 | 0 | 0 | 0 | 0 | 0 | 0 | 0 | 0 | 0 | 0 | 0 | 0 | 0 | 0 | 0 | 0 | 0 | 0 | 0 | 0
F5_Industrial_Primary Metals_Existing_Space Heating_Natural Gas_Destratification Fans (HVLS)_A_Achievable Economic TRC Potential | F5 | Industrial | Primary Metals | Existing | Space Heating | Natural Gas | Destratification Fans (HVLS) | A | Incremental Summer Peak Savings (MW) | Achievable Economic TRC Potential | 0 | 0 | 0 | 0 | 0 | 0 | 0 | 0 | 0 | 0 | 0 | 0 | 0 | 0 | 0 | 0 | 0 | 0 | 0 | 0 | 0 | 0 | 0 | 0 | 0 | 0 | 0 | 0 | 0 | 0 | 0
F6_Industrial_Primary Metals_Existing_Space Heating_Natural Gas_Destratification Fans (HVLS)_A_Achievable Economic TRC Potential | F6 | Industrial | Primary Metals | Existing | Space Heating | Natural Gas | Destratification Fans (HVLS) | A | Incremental Winter Peak Savings (MW) | Achievable Economic TRC Potential | 0 | 0 | 0 | 0 | 0 | 0 | 0 | 0 | 0 | 0 | 0 | 0 | 0 | 0 | 0 | 0 | 0 | 0 | 0 | 0 | 0 | 0 | 0 | 0 | 0 | 0 | 0 | 0 | 0 | 0 | 0
F7_Industrial_Primary Metals_Existing_Space Heating_Natural Gas_Destratification Fans (HVLS)_A_Achievable Economic TRC Potential | F7 | Industrial | Primary Metals | Existing | Space Heating | Natural Gas | Destratification Fans (HVLS) | A | Cumulative Energy Savings (MWh or mTherms) | Achievable Economic TRC Potential | 0 | 0 | 0 | 0 | 0 | 0 | 0 | 0 | 0 | 0 | 0 | 0 | 0 | 0 | 0 | 0 | 0 | 0 | 0 | 0 | 0 | 0 | 0 | 0 | 0 | 0 | 0 | 0 | 0 | 0 | 0
F8_Industrial_Primary Metals_Existing_Space Heating_Natural Gas_Destratification Fans (HVLS)_A_Achievable Economic TRC Potential | F8 | Industrial | Primary Metals | Existing | Space Heating | Natural Gas | Destratification Fans (HVLS) | A | Cumulative Summer Peak Savings (MW) | Achievable Economic TRC Potential | 0 | 0 | 0 | 0 | 0 | 0 | 0 | 0 | 0 | 0 | 0 | 0 | 0 | 0 | 0 | 0 | 0 | 0 | 0 | 0 | 0 | 0 | 0 | 0 | 0 | 0 | 0 | 0 | 0 | 0 | 0
F9_Industrial_Primary Metals_Existing_Space Heating_Natural Gas_Destratification Fans (HVLS)_A_Achievable Economic TRC Potential | F9 | Industrial | Primary Metals | Existing | Space Heating | Natural Gas | Destratification Fans (HVLS) | A | Cumulative Winter Peak Savings (MW) | Achievable Economic TRC Potential | 0 | 0 | 0 | 0 | 0 | 0 | 0 | 0 | 0 | 0 | 0 | 0 | 0 | 0 | 0 | 0 | 0 | 0 | 0 | 0 | 0 | 0 | 0 | 0 | 0 | 0 | 0 | 0 | 0 | 0 | 0
F10_Industrial_Primary Metals_Existing_Space Heating_Natural Gas_Destratification Fans (HVLS)_A_Achievable Economic TRC Potential | F10 | Industrial | Primary Metals | Existing | Space Heating | Natural Gas | Destratification Fans (HVLS) | A | Purchases (Incremental) | Achievable Economic TRC Potential | 0 | 0 | 0 | 0 | 0 | 0 | 0 | 0 | 0 | 0 | 0 | 0 | 0 | 0 | 0 | 0 | 0 | 0 | 0 | 0 | 0 | 0 | 0 | 0 | 0 | 0 | 0 | 0 | 0 | 0 | 0
F11_Industrial_Primary Metals_Existing_Space Heating_Natural Gas_Destratification Fans (HVLS)_A_Achievable Economic TRC Potential | F11 | Industrial | Primary Metals | Existing | Space Heating | Natural Gas | Destratification Fans (HVLS) | A | Purchases (Cumulative) | Achievable Economic TRC Potential | 0 | 0 | 0 | 0 | 0 | 0 | 0 | 0 | 0 | 0 | 0 | 0 | 0 | 0 | 0 | 0 | 0 | 0 | 0 | 0 | 0 | 0 | 0 | 0 | 0 | 0 | 0 | 0 | 0 | 0 | 0
F1_Industrial_Primary Metals_Existing_Space Heating_Natural Gas_Gas Boiler - Insulate Steam Lines/Condensate Tank_A_Achievable Economic TRC Potential | F1 | Industrial | Primary Metals | Existing | Space Heating | Natural Gas | Gas Boiler - Insulate Steam Lines/Condensate Tank | A | Integrated Unit Energy Savings (kWh or therms) | Achievable Economic TRC Potential | 0 | 0 | 0 | 0 | 0 | 311.6632 | 309.0168 | 306.2676 | 303.3539 | 300.2381 | 296.9025 | 293.3595 | 289.5706 | 285.4273 | 281.0108 | 276.475 | 271.9569 | 267.4759 | 263.1095 | 259.1759 | 255.4925 | 251.9966 | 248.9659 | 246.2421 | 243.6796 | 241.7719 | 240.1344 | 238.6247 | 269.6047 | 268.4972 | 267.4865
F2_Industrial_Primary Metals_Existing_Space Heating_Natural Gas_Gas Boiler - Insulate Steam Lines/Condensate Tank_A_Achievable Economic TRC Potential | F2 | Industrial | Primary Metals | Existing | Space Heating | Natural Gas | Gas Boiler - Insulate Steam Lines/Condensate Tank | A | Integrated Unit Summer Peak Savings (kW) | Achievable Economic TRC Potential | 0 | 0 | 0 | 0 | 0 | 0 | 0 | 0 | 0 | 0 | 0 | 0 | 0 | 0 | 0 | 0 | 0 | 0 | 0 | 0 | 0 | 0 | 0 | 0 | 0 | 0 | 0 | 0 | 0 | 0 | 0
F3_Industrial_Primary Metals_Existing_Space Heating_Natural Gas_Gas Boiler - Insulate Steam Lines/Condensate Tank_A_Achievable Economic TRC Potential | F3 | Industrial | Primary Metals | Existing | Space Heating | Natural Gas | Gas Boiler - Insulate Steam Lines/Condensate Tank | A | Integrated Unit Winter Peak Savings (kW) | Achievable Economic TRC Potential | 0 | 0 | 0 | 0 | 0 | 0 | 0 | 0 | 0 | 0 | 0 | 0 | 0 | 0 | 0 | 0 | 0 | 0 | 0 | 0 | 0 | 0 | 0 | 0 | 0 | 0 | 0 | 0 | 0 | 0 | 0
F4_Industrial_Primary Metals_Existing_Space Heating_Natural Gas_Gas Boiler - Insulate Steam Lines/Condensate Tank_A_Achievable Economic TRC Potential | F4 | Industrial | Primary Metals | Existing | Space Heating | Natural Gas | Gas Boiler - Insulate Steam Lines/Condensate Tank | A | Incremental Energy Savings (MWh or mTherms) | Achievable Economic TRC Potential | 0 | 0 | 0 | 0 | 0 | 0.0039739 | 0.003938 | 0.0038799 | 0.0038451 | 0.0038087 | 0.0037186 | 0.0036642 | 0.0036095 | 0.0035014 | 0.0034603 | 0.003372 | 0.0033173 | 0.0032463 | 0.0031648 | 0.0031212 | 0.0030641 | 0.0030104 | 0.0029634 | 0.002921 | 0.0028815 | 0 | 0 | 0 | 0 | 0 | 0
F5_Industrial_Primary Metals_Existing_Space Heating_Natural Gas_Gas Boiler - Insulate Steam Lines/Condensate Tank_A_Achievable Economic TRC Potential | F5 | Industrial | Primary Metals | Existing | Space Heating | Natural Gas | Gas Boiler - Insulate Steam Lines/Condensate Tank | A | Incremental Summer Peak Savings (MW) | Achievable Economic TRC Potential | 0 | 0 | 0 | 0 | 0 | 0 | 0 | 0 | 0 | 0 | 0 | 0 | 0 | 0 | 0 | 0 | 0 | 0 | 0 | 0 | 0 | 0 | 0 | 0 | 0 | 0 | 0 | 0 | 0 | 0 | 0
F6_Industrial_Primary Metals_Existing_Space Heating_Natural Gas_Gas Boiler - Insulate Steam Lines/Condensate Tank_A_Achievable Economic TRC Potential | F6 | Industrial | Primary Metals | Existing | Space Heating | Natural Gas | Gas Boiler - Insulate Steam Lines/Condensate Tank | A | Incremental Winter Peak Savings (MW) | Achievable Economic TRC Potential | 0 | 0 | 0 | 0 | 0 | 0 | 0 | 0 | 0 | 0 | 0 | 0 | 0 | 0 | 0 | 0 | 0 | 0 | 0 | 0 | 0 | 0 | 0 | 0 | 0 | 0 | 0 | 0 | 0 | 0 | 0
F7_Industrial_Primary Metals_Existing_Space Heating_Natural Gas_Gas Boiler - Insulate Steam Lines/Condensate Tank_A_Achievable Economic TRC Potential | F7 | Industrial | Primary Metals | Existing | Space Heating | Natural Gas | Gas Boiler - Insulate Steam Lines/Condensate Tank | A | Cumulative Energy Savings (MWh or mTherms) | Achievable Economic TRC Potential | 0 | 0 | 0 | 0 | 0 | 0.0039739 | 0.0078781 | 0.011688 | 0.015422 | 0.019072 | 0.022579 | 0.025974 | 0.029248 | 0.03233 | 0.035291 | 0.038093 | 0.040788 | 0.043362 | 0.045819 | 0.048255 | 0.050633 | 0.052951 | 0.055277 | 0.057594 | 0.059876 | 0.059407 | 0.059005 | 0.058634 | 0 | 0 | 0
F8_Industrial_Primary Metals_Existing_Space Heating_Natural Gas_Gas Boiler - Insulate Steam Lines/Condensate Tank_A_Achievable Economic TRC Potential | F8 | Industrial | Primary Metals | Existing | Space Heating | Natural Gas | Gas Boiler - Insulate Steam Lines/Condensate Tank | A | Cumulative Summer Peak Savings (MW) | Achievable Economic TRC Potential | 0 | 0 | 0 | 0 | 0 | 0 | 0 | 0 | 0 | 0 | 0 | 0 | 0 | 0 | 0 | 0 | 0 | 0 | 0 | 0 | 0 | 0 | 0 | 0 | 0 | 0 | 0 | 0 | 0 | 0 | 0
F9_Industrial_Primary Metals_Existing_Space Heating_Natural Gas_Gas Boiler - Insulate Steam Lines/Condensate Tank_A_Achievable Economic TRC Potential | F9 | Industrial | Primary Metals | Existing | Space Heating | Natural Gas | Gas Boiler - Insulate Steam Lines/Condensate Tank | A | Cumulative Winter Peak Savings (MW) | Achievable Economic TRC Potential | 0 | 0 | 0 | 0 | 0 | 0 | 0 | 0 | 0 | 0 | 0 | 0 | 0 | 0 | 0 | 0 | 0 | 0 | 0 | 0 | 0 | 0 | 0 | 0 | 0 | 0 | 0 | 0 | 0 | 0 | 0
F10_Industrial_Primary Metals_Existing_Space Heating_Natural Gas_Gas Boiler - Insulate Steam Lines/Condensate Tank_A_Achievable Economic TRC Potential | F10 | Industrial | Primary Metals | Existing | Space Heating | Natural Gas | Gas Boiler - Insulate Steam Lines/Condensate Tank | A | Purchases (Incremental) | Achievable Economic TRC Potential | 0 | 0 | 0 | 0 | 0 | 0.012751 | 0.012744 | 0.012668 | 0.012675 | 0.012686 | 0.012525 | 0.01249 | 0.012465 | 0.012267 | 0.012314 | 0.012196 | 0.012198 | 0.012137 | 0.012028 | 0.012043 | 0.011993 | 0.011946 | 0.011903 | 0.011862 | 0.011825 | 0 | 0 | 0 | 0 | 0 | 0
F11_Industrial_Primary Metals_Existing_Space Heating_Natural Gas_Gas Boiler - Insulate Steam Lines/Condensate Tank_A_Achievable Economic TRC Potential | F11 | Industrial | Primary Metals | Existing | Space Heating | Natural Gas | Gas Boiler - Insulate Steam Lines/Condensate Tank | A | Purchases (Cumulative) | Achievable Economic TRC Potential | 0 | 0 | 0 | 0 | 0 | 0.012751 | 0.025494 | 0.038162 | 0.050838 | 0.063523 | 0.076048 | 0.088538 | 0.101 | 0.11327 | 0.12558 | 0.13778 | 0.14998 | 0.16212 | 0.17414 | 0.18619 | 0.19818 | 0.21013 | 0.22203 | 0.23389 | 0.24572 | 0.24572 | 0.24572 | 0.24572 | 0.24572 | 0.24572 | 0.24572
F1_Industrial_Primary Metals_Existing_Process_Natural Gas_Gas Boiler - Insulate Steam Lines/Condensate Tank_A_Achievable Economic TRC Potential | F1 | Industrial | Primary Metals | Existing | Process | Natural Gas | Gas Boiler - Insulate Steam Lines/Condensate Tank | A | Integrated Unit Energy Savings (kWh or therms) | Achievable Economic TRC Potential | 0 | 0 | 0 | 0 | 0 | 302.9139 | 302.2508 | 301.5807 | 300.9187 | 300.2559 | 299.5779 | 298.9889 | 298.4492 | 297.8776 | 297.446 | 296.9663 | 296.5742 | 296.1688 | 295.75 | 295.4194 | 295.0552 | 294.7236 | 294.3933 | 294.0643 | 293.7368 | 293.7084 | 293.6823 | 293.6585 | 303.5793 | 303.5793 | 303.5793
F2_Industrial_Primary Metals_Existing_Process_Natural Gas_Gas Boiler - Insulate Steam Lines/Condensate Tank_A_Achievable Economic TRC Potential | F2 | Industrial | Primary Metals | Existing | Process | Natural Gas | Gas Boiler - Insulate Steam Lines/Condensate Tank | A | Integrated Unit Summer Peak Savings (kW) | Achievable Economic TRC Potential | 0 | 0 | 0 | 0 | 0 | 0 | 0 | 0 | 0 | 0 | 0 | 0 | 0 | 0 | 0 | 0 | 0 | 0 | 0 | 0 | 0 | 0 | 0 | 0 | 0 | 0 | 0 | 0 | 0 | 0 | 0
F3_Industrial_Primary Metals_Existing_Process_Natural Gas_Gas Boiler - Insulate Steam Lines/Condensate Tank_A_Achievable Economic TRC Potential | F3 | Industrial | Primary Metals | Existing | Process | Natural Gas | Gas Boiler - Insulate Steam Lines/Condensate Tank | A | Integrated Unit Winter Peak Savings (kW) | Achievable Economic TRC Potential | 0 | 0 | 0 | 0 | 0 | 0 | 0 | 0 | 0 | 0 | 0 | 0 | 0 | 0 | 0 | 0 | 0 | 0 | 0 | 0 | 0 | 0 | 0 | 0 | 0 | 0 | 0 | 0 | 0 | 0 | 0
F4_Industrial_Primary Metals_Existing_Process_Natural Gas_Gas Boiler - Insulate Steam Lines/Condensate Tank_A_Achievable Economic TRC Potential | F4 | Industrial | Primary Metals | Existing | Process | Natural Gas | Gas Boiler - Insulate Steam Lines/Condensate Tank | A | Incremental Energy Savings (MWh or mTherms) | Achievable Economic TRC Potential | 0 | 0 | 0 | 0 | 0 | 0.13989 | 0.13951 | 0.13838 | 0.13815 | 0.13796 | 0.1359 | 0.13526 | 0.13474 | 0.13235 | 0.13266 | 0.13118 | 0.13103 | 0.13019 | 0.12885 | 0.12885 | 0.12816 | 0.12752 | 0.12691 | 0.12634 | 0.1258 | 0 | 0 | 0 | 0 | 0 | 0
F5_Industrial_Primary Metals_Existing_Process_Natural Gas_Gas Boiler - Insulate Steam Lines/Condensate Tank_A_Achievable Economic TRC Potential | F5 | Industrial | Primary Metals | Existing | Process | Natural Gas | Gas Boiler - Insulate Steam Lines/Condensate Tank | A | Incremental Summer Peak Savings (MW) | Achievable Economic TRC Potential | 0 | 0 | 0 | 0 | 0 | 0 | 0 | 0 | 0 | 0 | 0 | 0 | 0 | 0 | 0 | 0 | 0 | 0 | 0 | 0 | 0 | 0 | 0 | 0 | 0 | 0 | 0 | 0 | 0 | 0 | 0
F6_Industrial_Primary Metals_Existing_Process_Natural Gas_Gas Boiler - Insulate Steam Lines/Condensate Tank_A_Achievable Economic TRC Potential | F6 | Industrial | Primary Metals | Existing | Process | Natural Gas | Gas Boiler - Insulate Steam Lines/Condensate Tank | A | Incremental Winter Peak Savings (MW) | Achievable Economic TRC Potential | 0 | 0 | 0 | 0 | 0 | 0 | 0 | 0 | 0 | 0 | 0 | 0 | 0 | 0 | 0 | 0 | 0 | 0 | 0 | 0 | 0 | 0 | 0 | 0 | 0 | 0 | 0 | 0 | 0 | 0 | 0
F7_Industrial_Primary Metals_Existing_Process_Natural Gas_Gas Boiler - Insulate Steam Lines/Condensate Tank_A_Achievable Economic TRC Potential | F7 | Industrial | Primary Metals | Existing | Process | Natural Gas | Gas Boiler - Insulate Steam Lines/Condensate Tank | A | Cumulative Energy Savings (MWh or mTherms) | Achievable Economic TRC Potential | 0 | 0 | 0 | 0 | 0 | 0.13989 | 0.27909 | 0.41685 | 0.55408 | 0.69082 | 0.82516 | 0.95879 | 1.0918 | 1.2221 | 1.353 | 1.482 | 1.611 | 1.739 | 1.8654 | 1.9922 | 2.1179 | 2.243 | 2.3674 | 2.4911 | 2.6141 | 2.6139 | 2.6137 | 2.6134 | 0 | 0 | 0
F8_Industrial_Primary Metals_Existing_Process_Natural Gas_Gas Boiler - Insulate Steam Lines/Condensate Tank_A_Achievable Economic TRC Potential | F8 | Industrial | Primary Metals | Existing | Process | Natural Gas | Gas Boiler - Insulate Steam Lines/Condensate Tank | A | Cumulative Summer Peak Savings (MW) | Achievable Economic TRC Potential | 0 | 0 | 0 | 0 | 0 | 0 | 0 | 0 | 0 | 0 | 0 | 0 | 0 | 0 | 0 | 0 | 0 | 0 | 0 | 0 | 0 | 0 | 0 | 0 | 0 | 0 | 0 | 0 | 0 | 0 | 0
F9_Industrial_Primary Metals_Existing_Process_Natural Gas_Gas Boiler - Insulate Steam Lines/Condensate Tank_A_Achievable Economic TRC Potential | F9 | Industrial | Primary Metals | Existing | Process | Natural Gas | Gas Boiler - Insulate Steam Lines/Condensate Tank | A | Cumulative Winter Peak Savings (MW) | Achievable Economic TRC Potential | 0 | 0 | 0 | 0 | 0 | 0 | 0 | 0 | 0 | 0 | 0 | 0 | 0 | 0 | 0 | 0 | 0 | 0 | 0 | 0 | 0 | 0 | 0 | 0 | 0 | 0 | 0 | 0 | 0 | 0 | 0
F10_Industrial_Primary Metals_Existing_Process_Natural Gas_Gas Boiler - Insulate Steam Lines/Condensate Tank_A_Achievable Economic TRC Potential | F10 | Industrial | Primary Metals | Existing | Process | Natural Gas | Gas Boiler - Insulate Steam Lines/Condensate Tank | A | Purchases (Incremental) | Achievable Economic TRC Potential | 0 | 0 | 0 | 0 | 0 | 0.46181 | 0.46156 | 0.45884 | 0.45909 | 0.45947 | 0.45363 | 0.45239 | 0.45147 | 0.4443 | 0.446 | 0.44175 | 0.4418 | 0.43958 | 0.43566 | 0.43618 | 0.43437 | 0.43268 | 0.43111 | 0.42964 | 0.42829 | 0 | 0 | 0 | 0 | 0 | 0
F11_Industrial_Primary Metals_Existing_Process_Natural Gas_Gas Boiler - Insulate Steam Lines/Condensate Tank_A_Achievable Economic TRC Potential | F11 | Industrial | Primary Metals | Existing | Process | Natural Gas | Gas Boiler - Insulate Steam Lines/Condensate Tank | A | Purchases (Cumulative) | Achievable Economic TRC Potential | 0 | 0 | 0 | 0 | 0 | 0.46181 | 0.92337 | 1.3822 | 1.8413 | 2.3008 | 2.7544 | 3.2068 | 3.6583 | 4.1026 | 4.5486 | 4.9903 | 5.4321 | 5.8717 | 6.3074 | 6.7435 | 7.1779 | 7.6106 | 8.0417 | 8.4713 | 8.8996 | 8.8996 | 8.8996 | 8.8996 | 8.8996 | 8.8996 | 8.8996
F1_Industrial_Primary Metals_Existing_Space Heating_Natural Gas_Gas Boiler - Insulate Hot Water Lines_A_Achievable Economic TRC Potential | F1 | Industrial | Primary Metals | Existing | Space Heating | Natural Gas | Gas Boiler - Insulate Hot Water Lines | A | Integrated Unit Energy Savings (kWh or therms) | Achievable Economic TRC Potential | 0 | 0 | 0 | 0 | 0 | 352.3643 | 349.504 | 346.5967 | 343.5983 | 340.4987 | 337.3244 | 334.0916 | 330.7838 | 327.3279 | 323.6676 | 320.0818 | 316.5183 | 313.0147 | 309.5652 | 306.2923 | 303.1286 | 299.9066 | 296.9638 | 294.1669 | 291.426 | 289.1926 | 287.2778 | 285.5116 | 304.7381 | 303.4863 | 302.3438
F2_Industrial_Primary Metals_Existing_Space Heating_Natural Gas_Gas Boiler - Insulate Hot Water Lines_A_Achievable Economic TRC Potential | F2 | Industrial | Primary Metals | Existing | Space Heating | Natural Gas | Gas Boiler - Insulate Hot Water Lines | A | Integrated Unit Summer Peak Savings (kW) | Achievable Economic TRC Potential | 0 | 0 | 0 | 0 | 0 | 0 | 0 | 0 | 0 | 0 | 0 | 0 | 0 | 0 | 0 | 0 | 0 | 0 | 0 | 0 | 0 | 0 | 0 | 0 | 0 | 0 | 0 | 0 | 0 | 0 | 0
F3_Industrial_Primary Metals_Existing_Space Heating_Natural Gas_Gas Boiler - Insulate Hot Water Lines_A_Achievable Economic TRC Potential | F3 | Industrial | Primary Metals | Existing | Space Heating | Natural Gas | Gas Boiler - Insulate Hot Water Lines | A | Integrated Unit Winter Peak Savings (kW) | Achievable Economic TRC Potential | 0 | 0 | 0 | 0 | 0 | 0 | 0 | 0 | 0 | 0 | 0 | 0 | 0 | 0 | 0 | 0 | 0 | 0 | 0 | 0 | 0 | 0 | 0 | 0 | 0 | 0 | 0 | 0 | 0 | 0 | 0
F4_Industrial_Primary Metals_Existing_Space Heating_Natural Gas_Gas Boiler - Insulate Hot Water Lines_A_Achievable Economic TRC Potential | F4 | Industrial | Primary Metals | Existing | Space Heating | Natural Gas | Gas Boiler - Insulate Hot Water Lines | A | Incremental Energy Savings (MWh or mTherms) | Achievable Economic TRC Potential | 0 | 0 | 0 | 0 | 0 | 0.0089856 | 0.0089078 | 0.0087816 | 0.0087104 | 0.0086389 | 0.0084497 | 0.0083458 | 0.0082464 | 0.0080307 | 0.0079712 | 0.0078077 | 0.0077218 | 0.0075979 | 0.0074471 | 0.0073771 | 0.0072707 | 0.0071655 | 0.0070693 | 0.0069789 | 0.0068921 | 0 | 0 | 0 | 0 | 0 | 0
F5_Industrial_Primary Metals_Existing_Space Heating_Natural Gas_Gas Boiler - Insulate Hot Water Lines_A_Achievable Economic TRC Potential | F5 | Industrial | Primary Metals | Existing | Space Heating | Natural Gas | Gas Boiler - Insulate Hot Water Lines | A | Incremental Summer Peak Savings (MW) | Achievable Economic TRC Potential | 0 | 0 | 0 | 0 | 0 | 0 | 0 | 0 | 0 | 0 | 0 | 0 | 0 | 0 | 0 | 0 | 0 | 0 | 0 | 0 | 0 | 0 | 0 | 0 | 0 | 0 | 0 | 0 | 0 | 0 | 0
F6_Industrial_Primary Metals_Existing_Space Heating_Natural Gas_Gas Boiler - Insulate Hot Water Lines_A_Achievable Economic TRC Potential | F6 | Industrial | Primary Metals | Existing | Space Heating | Natural Gas | Gas Boiler - Insulate Hot Water Lines | A | Incremental Winter Peak Savings (MW) | Achievable Economic TRC Potential | 0 | 0 | 0 | 0 | 0 | 0 | 0 | 0 | 0 | 0 | 0 | 0 | 0 | 0 | 0 | 0 | 0 | 0 | 0 | 0 | 0 | 0 | 0 | 0 | 0 | 0 | 0 | 0 | 0 | 0 | 0
F7_Industrial_Primary Metals_Existing_Space Heating_Natural Gas_Gas Boiler - Insulate Hot Water Lines_A_Achievable Economic TRC Potential | F7 | Industrial | Primary Metals | Existing | Space Heating | Natural Gas | Gas Boiler - Insulate Hot Water Lines | A | Cumulative Energy Savings (MWh or mTherms) | Achievable Economic TRC Potential | 0 | 0 | 0 | 0 | 0 | 0.0089856 | 0.017821 | 0.026454 | 0.034935 | 0.043259 | 0.051306 | 0.05916 | 0.06682 | 0.074153 | 0.081295 | 0.088202 | 0.094942 | 0.10149 | 0.10782 | 0.11405 | 0.12015 | 0.12604 | 0.13187 | 0.13761 | 0.14322 | 0.14212 | 0.14118 | 0.14031 | 0 | 0 | 0
F8_Industrial_Primary Metals_Existing_Space Heating_Natural Gas_Gas Boiler - Insulate Hot Water Lines_A_Achievable Economic TRC Potential | F8 | Industrial | Primary Metals | Existing | Space Heating | Natural Gas | Gas Boiler - Insulate Hot Water Lines | A | Cumulative Summer Peak Savings (MW) | Achievable Economic TRC Potential | 0 | 0 | 0 | 0 | 0 | 0 | 0 | 0 | 0 | 0 | 0 | 0 | 0 | 0 | 0 | 0 | 0 | 0 | 0 | 0 | 0 | 0 | 0 | 0 | 0 | 0 | 0 | 0 | 0 | 0 | 0
F9_Industrial_Primary Metals_Existing_Space Heating_Natural Gas_Gas Boiler - Insulate Hot Water Lines_A_Achievable Economic TRC Potential | F9 | Industrial | Primary Metals | Existing | Space Heating | Natural Gas | Gas Boiler - Insulate Hot Water Lines | A | Cumulative Winter Peak Savings (MW) | Achievable Economic TRC Potential | 0 | 0 | 0 | 0 | 0 | 0 | 0 | 0 | 0 | 0 | 0 | 0 | 0 | 0 | 0 | 0 | 0 | 0 | 0 | 0 | 0 | 0 | 0 | 0 | 0 | 0 | 0 | 0 | 0 | 0 | 0
F10_Industrial_Primary Metals_Existing_Space Heating_Natural Gas_Gas Boiler - Insulate Hot Water Lines_A_Achievable Economic TRC Potential | F10 | Industrial | Primary Metals | Existing | Space Heating | Natural Gas | Gas Boiler - Insulate Hot Water Lines | A | Purchases (Incremental) | Achievable Economic TRC Potential | 0 | 0 | 0 | 0 | 0 | 0.025501 | 0.025487 | 0.025337 | 0.02535 | 0.025371 | 0.025049 | 0.024981 | 0.02493 | 0.024534 | 0.024628 | 0.024393 | 0.024396 | 0.024273 | 0.024057 | 0.024085 | 0.023986 | 0.023892 | 0.023805 | 0.023724 | 0.02365 | 0 | 0 | 0 | 0 | 0 | 0
F11_Industrial_Primary Metals_Existing_Space Heating_Natural Gas_Gas Boiler - Insulate Hot Water Lines_A_Achievable Economic TRC Potential | F11 | Industrial | Primary Metals | Existing | Space Heating | Natural Gas | Gas Boiler - Insulate Hot Water Lines | A | Purchases (Cumulative) | Achievable Economic TRC Potential | 0 | 0 | 0 | 0 | 0 | 0.025501 | 0.050988 | 0.076325 | 0.10168 | 0.12705 | 0.1521 | 0.17708 | 0.20201 | 0.22654 | 0.25117 | 0.27556 | 0.29996 | 0.32423 | 0.34829 | 0.37237 | 0.39636 | 0.42025 | 0.44406 | 0.46778 | 0.49143 | 0.49143 | 0.49143 | 0.49143 | 0.49143 | 0.49143 | 0.49143
F1_Industrial_Primary Metals_Existing_Process_Natural Gas_Gas Boiler - Insulate Hot Water Lines_A_Achievable Economic TRC Potential | F1 | Industrial | Primary Metals | Existing | Process | Natural Gas | Gas Boiler - Insulate Hot Water Lines | A | Integrated Unit Energy Savings (kWh or therms) | Achievable Economic TRC Potential | 0 | 0 | 0 | 0 | 0 | 342.4412 | 341.7448 | 341.0408 | 340.3451 | 339.6481 | 338.9374 | 338.3245 | 337.7671 | 337.1796 | 336.7418 | 336.2561 | 335.8644 | 335.4609 | 335.045 | 334.7217 | 334.3646 | 334.0442 | 333.7253 | 333.4077 | 333.0916 | 333.0625 | 333.0358 | 333.0115 | 343.1401 | 343.1401 | 343.1401
F2_Industrial_Primary Metals_Existing_Process_Natural Gas_Gas Boiler - Insulate Hot Water Lines_A_Achievable Economic TRC Potential | F2 | Industrial | Primary Metals | Existing | Process | Natural Gas | Gas Boiler - Insulate Hot Water Lines | A | Integrated Unit Summer Peak Savings (kW) | Achievable Economic TRC Potential | 0 | 0 | 0 | 0 | 0 | 0 | 0 | 0 | 0 | 0 | 0 | 0 | 0 | 0 | 0 | 0 | 0 | 0 | 0 | 0 | 0 | 0 | 0 | 0 | 0 | 0 | 0 | 0 | 0 | 0 | 0
F3_Industrial_Primary Metals_Existing_Process_Natural Gas_Gas Boiler - Insulate Hot Water Lines_A_Achievable Economic TRC Potential | F3 | Industrial | Primary Metals | Existing | Process | Natural Gas | Gas Boiler - Insulate Hot Water Lines | A | Integrated Unit Winter Peak Savings (kW) | Achievable Economic TRC Potential | 0 | 0 | 0 | 0 | 0 | 0 | 0 | 0 | 0 | 0 | 0 | 0 | 0 | 0 | 0 | 0 | 0 | 0 | 0 | 0 | 0 | 0 | 0 | 0 | 0 | 0 | 0 | 0 | 0 | 0 | 0
F4_Industrial_Primary Metals_Existing_Process_Natural Gas_Gas Boiler - Insulate Hot Water Lines_A_Achievable Economic TRC Potential | F4 | Industrial | Primary Metals | Existing | Process | Natural Gas | Gas Boiler - Insulate Hot Water Lines | A | Incremental Energy Savings (MWh or mTherms) | Achievable Economic TRC Potential | 0 | 0 | 0 | 0 | 0 | 0.31629 | 0.31547 | 0.31296 | 0.3125 | 0.31211 | 0.3075 | 0.30611 | 0.30499 | 0.29962 | 0.30037 | 0.29708 | 0.29677 | 0.29492 | 0.29193 | 0.29199 | 0.29048 | 0.28907 | 0.28774 | 0.28649 | 0.28532 | 0 | 0 | 0 | 0 | 0 | 0
F5_Industrial_Primary Metals_Existing_Process_Natural Gas_Gas Boiler - Insulate Hot Water Lines_A_Achievable Economic TRC Potential | F5 | Industrial | Primary Metals | Existing | Process | Natural Gas | Gas Boiler - Insulate Hot Water Lines | A | Incremental Summer Peak Savings (MW) | Achievable Economic TRC Potential | 0 | 0 | 0 | 0 | 0 | 0 | 0 | 0 | 0 | 0 | 0 | 0 | 0 | 0 | 0 | 0 | 0 | 0 | 0 | 0 | 0 | 0 | 0 | 0 | 0 | 0 | 0 | 0 | 0 | 0 | 0
F6_Industrial_Primary Metals_Existing_Process_Natural Gas_Gas Boiler - Insulate Hot Water Lines_A_Achievable Economic TRC Potential | F6 | Industrial | Primary Metals | Existing | Process | Natural Gas | Gas Boiler - Insulate Hot Water Lines | A | Incremental Winter Peak Savings (MW) | Achievable Economic TRC Potential | 0 | 0 | 0 | 0 | 0 | 0 | 0 | 0 | 0 | 0 | 0 | 0 | 0 | 0 | 0 | 0 | 0 | 0 | 0 | 0 | 0 | 0 | 0 | 0 | 0 | 0 | 0 | 0 | 0 | 0 | 0
F7_Industrial_Primary Metals_Existing_Process_Natural Gas_Gas Boiler - Insulate Hot Water Lines_A_Achievable Economic TRC Potential | F7 | Industrial | Primary Metals | Existing | Process | Natural Gas | Gas Boiler - Insulate Hot Water Lines | A | Cumulative Energy Savings (MWh or mTherms) | Achievable Economic TRC Potential | 0 | 0 | 0 | 0 | 0 | 0.31629 | 0.63112 | 0.94278 | 1.2534 | 1.5629 | 1.8671 | 2.1699 | 2.4713 | 2.7666 | 3.0634 | 3.356 | 3.6489 | 3.9394 | 4.2265 | 4.5144 | 4.8001 | 5.0845 | 5.3674 | 5.6488 | 5.9288 | 5.9283 | 5.9278 | 5.9273 | 0 | 0 | 0
F8_Industrial_Primary Metals_Existing_Process_Natural Gas_Gas Boiler - Insulate Hot Water Lines_A_Achievable Economic TRC Potential | F8 | Industrial | Primary Metals | Existing | Process | Natural Gas | Gas Boiler - Insulate Hot Water Lines | A | Cumulative Summer Peak Savings (MW) | Achievable Economic TRC Potential | 0 | 0 | 0 | 0 | 0 | 0 | 0 | 0 | 0 | 0 | 0 | 0 | 0 | 0 | 0 | 0 | 0 | 0 | 0 | 0 | 0 | 0 | 0 | 0 | 0 | 0 | 0 | 0 | 0 | 0 | 0
F9_Industrial_Primary Metals_Existing_Process_Natural Gas_Gas Boiler - Insulate Hot Water Lines_A_Achievable Economic TRC Potential | F9 | Industrial | Primary Metals | Existing | Process | Natural Gas | Gas Boiler - Insulate Hot Water Lines | A | Cumulative Winter Peak Savings (MW) | Achievable Economic TRC Potential | 0 | 0 | 0 | 0 | 0 | 0 | 0 | 0 | 0 | 0 | 0 | 0 | 0 | 0 | 0 | 0 | 0 | 0 | 0 | 0 | 0 | 0 | 0 | 0 | 0 | 0 | 0 | 0 | 0 | 0 | 0
F10_Industrial_Primary Metals_Existing_Process_Natural Gas_Gas Boiler - Insulate Hot Water Lines_A_Achievable Economic TRC Potential | F10 | Industrial | Primary Metals | Existing | Process | Natural Gas | Gas Boiler - Insulate Hot Water Lines | A | Purchases (Incremental) | Achievable Economic TRC Potential | 0 | 0 | 0 | 0 | 0 | 0.92363 | 0.92312 | 0.91768 | 0.91817 | 0.91893 | 0.90726 | 0.90478 | 0.90295 | 0.88861 | 0.892 | 0.88349 | 0.88361 | 0.87916 | 0.87132 | 0.87235 | 0.86874 | 0.86536 | 0.86221 | 0.85928 | 0.85657 | 0 | 0 | 0 | 0 | 0 | 0
F11_Industrial_Primary Metals_Existing_Process_Natural Gas_Gas Boiler - Insulate Hot Water Lines_A_Achievable Economic TRC Potential | F11 | Industrial | Primary Metals | Existing | Process | Natural Gas | Gas Boiler - Insulate Hot Water Lines | A | Purchases (Cumulative) | Achievable Economic TRC Potential | 0 | 0 | 0 | 0 | 0 | 0.92363 | 1.8467 | 2.7644 | 3.6826 | 4.6015 | 5.5088 | 6.4136 | 7.3165 | 8.2051 | 9.0971 | 9.9806 | 10.8642 | 11.7434 | 12.6147 | 13.4871 | 14.3558 | 15.2212 | 16.0834 | 16.9427 | 17.7992 | 17.7992 | 17.7992 | 17.7992 | 17.7992 | 17.7992 | 17.7992
F1_Industrial_Primary Metals_Existing_Process_Natural Gas_Process - Insulate Heated Process Fluids_A_Achievable Economic TRC Potential | F1 | Industrial | Primary Metals | Existing | Process | Natural Gas | Process - Insulate Heated Process Fluids | A | Integrated Unit Energy Savings (kWh or therms) | Achievable Economic TRC Potential | 0 | 0 | 0 | 0 | 0 | 1904.5124 | 1904.1599 | 1903.8264 | 1903.5093 | 1903.1978 | 1902.8958 | 1902.6645 | 1902.478 | 1902.2924 | 1902.1843 | 1902.0633 | 1901.988 | 1901.913 | 1901.8381 | 1901.8034 | 1901.7593 | 1901.7434 | 1901.7288 | 1901.7155 | 1901.7034 | 1901.6941 | 1901.6855 | 1901.6777 | 1904.8967 | 1904.8967 | 1904.8967
F2_Industrial_Primary Metals_Existing_Process_Natural Gas_Process - Insulate Heated Process Fluids_A_Achievable Economic TRC Potential | F2 | Industrial | Primary Metals | Existing | Process | Natural Gas | Process - Insulate Heated Process Fluids | A | Integrated Unit Summer Peak Savings (kW) | Achievable Economic TRC Potential | 0 | 0 | 0 | 0 | 0 | 0 | 0 | 0 | 0 | 0 | 0 | 0 | 0 | 0 | 0 | 0 | 0 | 0 | 0 | 0 | 0 | 0 | 0 | 0 | 0 | 0 | 0 | 0 | 0 | 0 | 0
F3_Industrial_Primary Metals_Existing_Process_Natural Gas_Process - Insulate Heated Process Fluids_A_Achievable Economic TRC Potential | F3 | Industrial | Primary Metals | Existing | Process | Natural Gas | Process - Insulate Heated Process Fluids | A | Integrated Unit Winter Peak Savings (kW) | Achievable Economic TRC Potential | 0 | 0 | 0 | 0 | 0 | 0 | 0 | 0 | 0 | 0 | 0 | 0 | 0 | 0 | 0 | 0 | 0 | 0 | 0 | 0 | 0 | 0 | 0 | 0 | 0 | 0 | 0 | 0 | 0 | 0 | 0
F4_Industrial_Primary Metals_Existing_Process_Natural Gas_Process - Insulate Heated Process Fluids_A_Achievable Economic TRC Potential | F4 | Industrial | Primary Metals | Existing | Process | Natural Gas | Process - Insulate Heated Process Fluids | A | Incremental Energy Savings (MWh or mTherms) | Achievable Economic TRC Potential | 0 | 0 | 0 | 0 | 0 | 1.924 | 1.9226 | 1.9109 | 1.9116 | 1.9129 | 1.6994 | 1.3557 | 1.0822 | 0.85195 | 0.68413 | 0.54205 | 0.43368 | 0.34518 | 0.27367 | 0.21919 | 0.17462 | 0.0011864 | 0.00042218 | 0.00014343 | 4.6624e-05 | 3.9515e-05 | 3.941e-05 | 3.9314e-05 | 3.9295e-05 | 3.9218e-05 | 3.9152e-05
F5_Industrial_Primary Metals_Existing_Process_Natural Gas_Process - Insulate Heated Process Fluids_A_Achievable Economic TRC Potential | F5 | Industrial | Primary Metals | Existing | Process | Natural Gas | Process - Insulate Heated Process Fluids | A | Incremental Summer Peak Savings (MW) | Achievable Economic TRC Potential | 0 | 0 | 0 | 0 | 0 | 0 | 0 | 0 | 0 | 0 | 0 | 0 | 0 | 0 | 0 | 0 | 0 | 0 | 0 | 0 | 0 | 0 | 0 | 0 | 0 | 0 | 0 | 0 | 0 | 0 | 0
F6_Industrial_Primary Metals_Existing_Process_Natural Gas_Process - Insulate Heated Process Fluids_A_Achievable Economic TRC Potential | F6 | Industrial | Primary Metals | Existing | Process | Natural Gas | Process - Insulate Heated Process Fluids | A | Incremental Winter Peak Savings (MW) | Achievable Economic TRC Potential | 0 | 0 | 0 | 0 | 0 | 0 | 0 | 0 | 0 | 0 | 0 | 0 | 0 | 0 | 0 | 0 | 0 | 0 | 0 | 0 | 0 | 0 | 0 | 0 | 0 | 0 | 0 | 0 | 0 | 0 | 0
F7_Industrial_Primary Metals_Existing_Process_Natural Gas_Process - Insulate Heated Process Fluids_A_Achievable Economic TRC Potential | F7 | Industrial | Primary Metals | Existing | Process | Natural Gas | Process - Insulate Heated Process Fluids | A | Cumulative Energy Savings (MWh or mTherms) | Achievable Economic TRC Potential | 0 | 0 | 0 | 0 | 0 | 1.924 | 3.8462 | 5.7564 | 7.667 | 9.5786 | 11.2765 | 12.6308 | 13.7118 | 14.5624 | 15.2457 | 15.7868 | 16.2199 | 16.5644 | 16.8374 | 17.0563 | 17.2305 | 17.2316 | 17.2319 | 17.2319 | 17.2318 | 17.2318 | 17.2318 | 17.2317 | 0 | 0 | 0
F8_Industrial_Primary Metals_Existing_Process_Natural Gas_Process - Insulate Heated Process Fluids_A_Achievable Economic TRC Potential | F8 | Industrial | Primary Metals | Existing | Process | Natural Gas | Process - Insulate Heated Process Fluids | A | Cumulative Summer Peak Savings (MW) | Achievable Economic TRC Potential | 0 | 0 | 0 | 0 | 0 | 0 | 0 | 0 | 0 | 0 | 0 | 0 | 0 | 0 | 0 | 0 | 0 | 0 | 0 | 0 | 0 | 0 | 0 | 0 | 0 | 0 | 0 | 0 | 0 | 0 | 0
F9_Industrial_Primary Metals_Existing_Process_Natural Gas_Process - Insulate Heated Process Fluids_A_Achievable Economic TRC Potential | F9 | Industrial | Primary Metals | Existing | Process | Natural Gas | Process - Insulate Heated Process Fluids | A | Cumulative Winter Peak Savings (MW) | Achievable Economic TRC Potential | 0 | 0 | 0 | 0 | 0 | 0 | 0 | 0 | 0 | 0 | 0 | 0 | 0 | 0 | 0 | 0 | 0 | 0 | 0 | 0 | 0 | 0 | 0 | 0 | 0 | 0 | 0 | 0 | 0 | 0 | 0
F10_Industrial_Primary Metals_Existing_Process_Natural Gas_Process - Insulate Heated Process Fluids_A_Achievable Economic TRC Potential | F10 | Industrial | Primary Metals | Existing | Process | Natural Gas | Process - Insulate Heated Process Fluids | A | Purchases (Incremental) | Achievable Economic TRC Potential | 0 | 0 | 0 | 0 | 0 | 1.0102 | 1.0097 | 1.0037 | 1.0042 | 1.0051 | 0.89308 | 0.71251 | 0.56885 | 0.44786 | 0.35965 | 0.28498 | 0.22801 | 0.18149 | 0.1439 | 0.11526 | 0.091823 | 0.00062387 | 0.000222 | 7.5424e-05 | 2.4517e-05 | 2.0779e-05 | 2.0724e-05 | 2.0673e-05 | 2.0628e-05 | 2.0588e-05 | 2.0553e-05
F11_Industrial_Primary Metals_Existing_Process_Natural Gas_Process - Insulate Heated Process Fluids_A_Achievable Economic TRC Potential | F11 | Industrial | Primary Metals | Existing | Process | Natural Gas | Process - Insulate Heated Process Fluids | A | Purchases (Cumulative) | Achievable Economic TRC Potential | 0 | 0 | 0 | 0 | 0 | 1.0102 | 2.0199 | 3.0236 | 4.0278 | 5.0329 | 5.926 | 6.6385 | 7.2073 | 7.6552 | 8.0149 | 8.2998 | 8.5278 | 8.7093 | 8.8532 | 8.9685 | 9.0603 | 9.0609 | 9.0612 | 9.0612 | 9.0613 | 9.0613 | 9.0613 | 9.0613 | 9.0613 | 9.0614 | 9.0614
F1_Industrial_Primary Metals_Existing_Process_Natural Gas_Process Heat Recovery_A_Achievable Economic TRC Potential | F1 | Industrial | Primary Metals | Existing | Process | Natural Gas | Process Heat Recovery | A | Integrated Unit Energy Savings (kWh or therms) | Achievable Economic TRC Potential | 0 | 0 | 0 | 0 | 0 | 3.7699 | 3.7612 | 3.7523 | 3.7435 | 3.7347 | 3.7255 | 3.7175 | 3.7102 | 3.7023 | 3.6963 | 3.6897 | 3.6843 | 3.6787 | 3.673 | 3.6685 | 3.6636 | 3.6591 | 3.6547 | 3.6503 | 3.6459 | 3.6455 | 3.6452 | 3.6449 | 0 | 0 | 0
F2_Industrial_Primary Metals_Existing_Process_Natural Gas_Process Heat Recovery_A_Achievable Economic TRC Potential | F2 | Industrial | Primary Metals | Existing | Process | Natural Gas | Process Heat Recovery | A | Integrated Unit Summer Peak Savings (kW) | Achievable Economic TRC Potential | 0 | 0 | 0 | 0 | 0 | 0 | 0 | 0 | 0 | 0 | 0 | 0 | 0 | 0 | 0 | 0 | 0 | 0 | 0 | 0 | 0 | 0 | 0 | 0 | 0 | 0 | 0 | 0 | 0 | 0 | 0
F3_Industrial_Primary Metals_Existing_Process_Natural Gas_Process Heat Recovery_A_Achievable Economic TRC Potential | F3 | Industrial | Primary Metals | Existing | Process | Natural Gas | Process Heat Recovery | A | Integrated Unit Winter Peak Savings (kW) | Achievable Economic TRC Potential | 0 | 0 | 0 | 0 | 0 | 0 | 0 | 0 | 0 | 0 | 0 | 0 | 0 | 0 | 0 | 0 | 0 | 0 | 0 | 0 | 0 | 0 | 0 | 0 | 0 | 0 | 0 | 0 | 0 | 0 | 0
F4_Industrial_Primary Metals_Existing_Process_Natural Gas_Process Heat Recovery_A_Achievable Economic TRC Potential | F4 | Industrial | Primary Metals | Existing | Process | Natural Gas | Process Heat Recovery | A | Incremental Energy Savings (MWh or mTherms) | Achievable Economic TRC Potential | 0 | 0 | 0 | 0 | 0 | 0 | 0 | 0 | 0 | 0 | 0 | 0 | 0 | 0 | 0 | 0 | 0 | 0 | 0 | 0 | 0 | 0 | 0 | 0 | 0 | 0 | 0 | 0 | 0 | 0 | 0
F5_Industrial_Primary Metals_Existing_Process_Natural Gas_Process Heat Recovery_A_Achievable Economic TRC Potential | F5 | Industrial | Primary Metals | Existing | Process | Natural Gas | Process Heat Recovery | A | Incremental Summer Peak Savings (MW) | Achievable Economic TRC Potential | 0 | 0 | 0 | 0 | 0 | 0 | 0 | 0 | 0 | 0 | 0 | 0 | 0 | 0 | 0 | 0 | 0 | 0 | 0 | 0 | 0 | 0 | 0 | 0 | 0 | 0 | 0 | 0 | 0 | 0 | 0
F6_Industrial_Primary Metals_Existing_Process_Natural Gas_Process Heat Recovery_A_Achievable Economic TRC Potential | F6 | Industrial | Primary Metals | Existing | Process | Natural Gas | Process Heat Recovery | A | Incremental Winter Peak Savings (MW) | Achievable Economic TRC Potential | 0 | 0 | 0 | 0 | 0 | 0 | 0 | 0 | 0 | 0 | 0 | 0 | 0 | 0 | 0 | 0 | 0 | 0 | 0 | 0 | 0 | 0 | 0 | 0 | 0 | 0 | 0 | 0 | 0 | 0 | 0
F7_Industrial_Primary Metals_Existing_Process_Natural Gas_Process Heat Recovery_A_Achievable Economic TRC Potential | F7 | Industrial | Primary Metals | Existing | Process | Natural Gas | Process Heat Recovery | A | Cumulative Energy Savings (MWh or mTherms) | Achievable Economic TRC Potential | 0 | 0 | 0 | 0 | 0 | 0 | 0 | 0 | 0 | 0 | 0 | 0 | 0 | 0 | 0 | 0 | 0 | 0 | 0 | 0 | 0 | 0 | 0 | 0 | 0 | 0 | 0 | 0 | 0 | 0 | 0
F8_Industrial_Primary Metals_Existing_Process_Natural Gas_Process Heat Recovery_A_Achievable Economic TRC Potential | F8 | Industrial | Primary Metals | Existing | Process | Natural Gas | Process Heat Recovery | A | Cumulative Summer Peak Savings (MW) | Achievable Economic TRC Potential | 0 | 0 | 0 | 0 | 0 | 0 | 0 | 0 | 0 | 0 | 0 | 0 | 0 | 0 | 0 | 0 | 0 | 0 | 0 | 0 | 0 | 0 | 0 | 0 | 0 | 0 | 0 | 0 | 0 | 0 | 0
F9_Industrial_Primary Metals_Existing_Process_Natural Gas_Process Heat Recovery_A_Achievable Economic TRC Potential | F9 | Industrial | Primary Metals | Existing | Process | Natural Gas | Process Heat Recovery | A | Cumulative Winter Peak Savings (MW) | Achievable Economic TRC Potential | 0 | 0 | 0 | 0 | 0 | 0 | 0 | 0 | 0 | 0 | 0 | 0 | 0 | 0 | 0 | 0 | 0 | 0 | 0 | 0 | 0 | 0 | 0 | 0 | 0 | 0 | 0 | 0 | 0 | 0 | 0
F10_Industrial_Primary Metals_Existing_Process_Natural Gas_Process Heat Recovery_A_Achievable Economic TRC Potential | F10 | Industrial | Primary Metals | Existing | Process | Natural Gas | Process Heat Recovery | A | Purchases (Incremental) | Achievable Economic TRC Potential | 0 | 0 | 0 | 0 | 0 | 0 | 0 | 0 | 0 | 0 | 0 | 0 | 0 | 0 | 0 | 0 | 0 | 0 | 0 | 0 | 0 | 0 | 0 | 0 | 0 | 0 | 0 | 0 | 0 | 0 | 0
F11_Industrial_Primary Metals_Existing_Process_Natural Gas_Process Heat Recovery_A_Achievable Economic TRC Potential | F11 | Industrial | Primary Metals | Existing | Process | Natural Gas | Process Heat Recovery | A | Purchases (Cumulative) | Achievable Economic TRC Potential | 0 | 0 | 0 | 0 | 0 | 0 | 0 | 0 | 0 | 0 | 0 | 0 | 0 | 0 | 0 | 0 | 0 | 0 | 0 | 0 | 0 | 0 | 0 | 0 | 0 | 0 | 0 | 0 | 0 | 0 | 0
F1_Industrial_Primary Metals_Existing_Space Heating_Natural Gas_Building Automation System_A_Achievable Economic TRC Potential | F1 | Industrial | Primary Metals | Existing | Space Heating | Natural Gas | Building Automation System | A | Integrated Unit Energy Savings (kWh or therms) | Achievable Economic TRC Potential | 0 | 0 | 0 | 0 | 0 | 0.015445 | 0.015347 | 0.015228 | 0.015101 | 0.014964 | 0.01482 | 0.014669 | 0.014514 | 0.014353 | 0.014179 | 0.01401 | 0.013841 | 0.013682 | 0.013529 | 0.013387 | 0.013252 | 0.013115 | 0.012996 | 0.012884 | 0.012778 | 0.012694 | 0.012622 | 0.012555 | 0 | 0 | 0
F2_Industrial_Primary Metals_Existing_Space Heating_Natural Gas_Building Automation System_A_Achievable Economic TRC Potential | F2 | Industrial | Primary Metals | Existing | Space Heating | Natural Gas | Building Automation System | A | Integrated Unit Summer Peak Savings (kW) | Achievable Economic TRC Potential | 0 | 0 | 0 | 0 | 0 | 0 | 0 | 0 | 0 | 0 | 0 | 0 | 0 | 0 | 0 | 0 | 0 | 0 | 0 | 0 | 0 | 0 | 0 | 0 | 0 | 0 | 0 | 0 | 0 | 0 | 0
F3_Industrial_Primary Metals_Existing_Space Heating_Natural Gas_Building Automation System_A_Achievable Economic TRC Potential | F3 | Industrial | Primary Metals | Existing | Space Heating | Natural Gas | Building Automation System | A | Integrated Unit Winter Peak Savings (kW) | Achievable Economic TRC Potential | 0 | 0 | 0 | 0 | 0 | 0 | 0 | 0 | 0 | 0 | 0 | 0 | 0 | 0 | 0 | 0 | 0 | 0 | 0 | 0 | 0 | 0 | 0 | 0 | 0 | 0 | 0 | 0 | 0 | 0 | 0
F4_Industrial_Primary Metals_Existing_Space Heating_Natural Gas_Building Automation System_A_Achievable Economic TRC Potential | F4 | Industrial | Primary Metals | Existing | Space Heating | Natural Gas | Building Automation System | A | Incremental Energy Savings (MWh or mTherms) | Achievable Economic TRC Potential | 0 | 0 | 0 | 0 | 0 | 0.010162 | 0.020173 | 0.035331 | 0.057021 | 0.085837 | 0.1202 | 0.1614 | 0.20661 | 0.24868 | 0.29083 | 0.31931 | 0.33565 | 0.33148 | 0.30624 | 0.26674 | 0.21745 | 0.16394 | 0.11205 | 0.070731 | 0.045607 | 0 | 0 | 0 | 0 | 0 | 0
F5_Industrial_Primary Metals_Existing_Space Heating_Natural Gas_Building Automation System_A_Achievable Economic TRC Potential | F5 | Industrial | Primary Metals | Existing | Space Heating | Natural Gas | Building Automation System | A | Incremental Summer Peak Savings (MW) | Achievable Economic TRC Potential | 0 | 0 | 0 | 0 | 0 | 0 | 0 | 0 | 0 | 0 | 0 | 0 | 0 | 0 | 0 | 0 | 0 | 0 | 0 | 0 | 0 | 0 | 0 | 0 | 0 | 0 | 0 | 0 | 0 | 0 | 0
F6_Industrial_Primary Metals_Existing_Space Heating_Natural Gas_Building Automation System_A_Achievable Economic TRC Potential | F6 | Industrial | Primary Metals | Existing | Space Heating | Natural Gas | Building Automation System | A | Incremental Winter Peak Savings (MW) | Achievable Economic TRC Potential | 0 | 0 | 0 | 0 | 0 | 0 | 0 | 0 | 0 | 0 | 0 | 0 | 0 | 0 | 0 | 0 | 0 | 0 | 0 | 0 | 0 | 0 | 0 | 0 | 0 | 0 | 0 | 0 | 0 | 0 | 0
F7_Industrial_Primary Metals_Existing_Space Heating_Natural Gas_Building Automation System_A_Achievable Economic TRC Potential | F7 | Industrial | Primary Metals | Existing | Space Heating | Natural Gas | Building Automation System | A | Cumulative Energy Savings (MWh or mTherms) | Achievable Economic TRC Potential | 0 | 0 | 0 | 0 | 0 | 0.010162 | 0.03027 | 0.065367 | 0.12184 | 0.20657 | 0.32478 | 0.48288 | 0.68441 | 0.92547 | 1.2051 | 1.51 | 1.8275 | 2.1379 | 2.4203 | 2.6617 | 2.8521 | 2.9867 | 3.0715 | 3.1159 | 3.1359 | 3.1153 | 3.0976 | 3.0811 | 0 | 0 | 0
F8_Industrial_Primary Metals_Existing_Space Heating_Natural Gas_Building Automation System_A_Achievable Economic TRC Potential | F8 | Industrial | Primary Metals | Existing | Space Heating | Natural Gas | Building Automation System | A | Cumulative Summer Peak Savings (MW) | Achievable Economic TRC Potential | 0 | 0 | 0 | 0 | 0 | 0 | 0 | 0 | 0 | 0 | 0 | 0 | 0 | 0 | 0 | 0 | 0 | 0 | 0 | 0 | 0 | 0 | 0 | 0 | 0 | 0 | 0 | 0 | 0 | 0 | 0
F9_Industrial_Primary Metals_Existing_Space Heating_Natural Gas_Building Automation System_A_Achievable Economic TRC Potential | F9 | Industrial | Primary Metals | Existing | Space Heating | Natural Gas | Building Automation System | A | Cumulative Winter Peak Savings (MW) | Achievable Economic TRC Potential | 0 | 0 | 0 | 0 | 0 | 0 | 0 | 0 | 0 | 0 | 0 | 0 | 0 | 0 | 0 | 0 | 0 | 0 | 0 | 0 | 0 | 0 | 0 | 0 | 0 | 0 | 0 | 0 | 0 | 0 | 0
F10_Industrial_Primary Metals_Existing_Space Heating_Natural Gas_Building Automation System_A_Achievable Economic TRC Potential | F10 | Industrial | Primary Metals | Existing | Space Heating | Natural Gas | Building Automation System | A | Purchases (Incremental) | Achievable Economic TRC Potential | 0 | 0 | 0 | 0 | 0 | 657.9327 | 1314.4426 | 2320.0887 | 3775.9827 | 5736.1535 | 8111.0704 | 11003.1328 | 14235.0721 | 17326.7483 | 20510.3637 | 22791.8524 | 24249.3863 | 24228.0666 | 22635.3159 | 19925.0796 | 16409.6809 | 12499.774 | 8622.1587 | 5489.8814 | 3569.0669 | 0 | 0 | 0 | 0 | 0 | 0
F11_Industrial_Primary Metals_Existing_Space Heating_Natural Gas_Building Automation System_A_Achievable Economic TRC Potential | F11 | Industrial | Primary Metals | Existing | Space Heating | Natural Gas | Building Automation System | A | Purchases (Cumulative) | Achievable Economic TRC Potential | 0 | 0 | 0 | 0 | 0 | 657.9327 | 1972.3753 | 4292.464 | 8068.4467 | 13804.6002 | 21915.6705 | 32918.8034 | 47153.8754 | 64480.6238 | 84990.9874 | 107782.8399 | 132032.2262 | 156260.2928 | 178895.6087 | 198820.6882 | 215230.3692 | 227730.1431 | 236352.3018 | 241842.1832 | 245411.2501 | 245411.2501 | 245411.2501 | 245411.2501 | 245411.2501 | 245411.2501 | 245411.2501
F1_Industrial_Primary Metals_Existing_Space Heating_Natural Gas_Steam System Efficiency Improvements_A_Achievable Economic TRC Potential | F1 | Industrial | Primary Metals | Existing | Space Heating | Natural Gas | Steam System Efficiency Improvements | A | Integrated Unit Energy Savings (kWh or therms) | Achievable Economic TRC Potential | 0 | 0 | 0 | 0 | 0 | 0.13696 | 0.13471 | 0.13185 | 0.12831 | 0.12413 | 0.11936 | 0.11444 | 0.10954 | 0.10459 | 0.1004 | 0.096422 | 0.09322 | 0.090377 | 0.087854 | 0.08604 | 0.084369 | 0.082907 | 0.081674 | 0.080685 | 0.079757 | 0.079055 | 0.078449 | 0.077892 | 0.11902 | 0.11854 | 0.11809
F2_Industrial_Primary Metals_Existing_Space Heating_Natural Gas_Steam System Efficiency Improvements_A_Achievable Economic TRC Potential | F2 | Industrial | Primary Metals | Existing | Space Heating | Natural Gas | Steam System Efficiency Improvements | A | Integrated Unit Summer Peak Savings (kW) | Achievable Economic TRC Potential | 0 | 0 | 0 | 0 | 0 | 0 | 0 | 0 | 0 | 0 | 0 | 0 | 0 | 0 | 0 | 0 | 0 | 0 | 0 | 0 | 0 | 0 | 0 | 0 | 0 | 0 | 0 | 0 | 0 | 0 | 0
F3_Industrial_Primary Metals_Existing_Space Heating_Natural Gas_Steam System Efficiency Improvements_A_Achievable Economic TRC Potential | F3 | Industrial | Primary Metals | Existing | Space Heating | Natural Gas | Steam System Efficiency Improvements | A | Integrated Unit Winter Peak Savings (kW) | Achievable Economic TRC Potential | 0 | 0 | 0 | 0 | 0 | 0 | 0 | 0 | 0 | 0 | 0 | 0 | 0 | 0 | 0 | 0 | 0 | 0 | 0 | 0 | 0 | 0 | 0 | 0 | 0 | 0 | 0 | 0 | 0 | 0 | 0
F4_Industrial_Primary Metals_Existing_Space Heating_Natural Gas_Steam System Efficiency Improvements_A_Achievable Economic TRC Potential | F4 | Industrial | Primary Metals | Existing | Space Heating | Natural Gas | Steam System Efficiency Improvements | A | Incremental Energy Savings (MWh or mTherms) | Achievable Economic TRC Potential | 0 | 0 | 0 | 0 | 0 | 0.00063863 | 0.0012549 | 0.0021679 | 0.0034336 | 0.0050462 | 0.0068615 | 0.0089244 | 0.011051 | 0.012843 | 0.014594 | 0.015575 | 0.016021 | 0.015518 | 0.014094 | 0.01215 | 0.009812 | 0.0073445 | 0.0049908 | 0.0031392 | 0.0020174 | 0 | 0 | 0 | 0 | 0 | 0
F5_Industrial_Primary Metals_Existing_Space Heating_Natural Gas_Steam System Efficiency Improvements_A_Achievable Economic TRC Potential | F5 | Industrial | Primary Metals | Existing | Space Heating | Natural Gas | Steam System Efficiency Improvements | A | Incremental Summer Peak Savings (MW) | Achievable Economic TRC Potential | 0 | 0 | 0 | 0 | 0 | 0 | 0 | 0 | 0 | 0 | 0 | 0 | 0 | 0 | 0 | 0 | 0 | 0 | 0 | 0 | 0 | 0 | 0 | 0 | 0 | 0 | 0 | 0 | 0 | 0 | 0
F6_Industrial_Primary Metals_Existing_Space Heating_Natural Gas_Steam System Efficiency Improvements_A_Achievable Economic TRC Potential | F6 | Industrial | Primary Metals | Existing | Space Heating | Natural Gas | Steam System Efficiency Improvements | A | Incremental Winter Peak Savings (MW) | Achievable Economic TRC Potential | 0 | 0 | 0 | 0 | 0 | 0 | 0 | 0 | 0 | 0 | 0 | 0 | 0 | 0 | 0 | 0 | 0 | 0 | 0 | 0 | 0 | 0 | 0 | 0 | 0 | 0 | 0 | 0 | 0 | 0 | 0
F7_Industrial_Primary Metals_Existing_Space Heating_Natural Gas_Steam System Efficiency Improvements_A_Achievable Economic TRC Potential | F7 | Industrial | Primary Metals | Existing | Space Heating | Natural Gas | Steam System Efficiency Improvements | A | Cumulative Energy Savings (MWh or mTherms) | Achievable Economic TRC Potential | 0 | 0 | 0 | 0 | 0 | 0.00063863 | 0.0018831 | 0.0040109 | 0.0073368 | 0.012144 | 0.018539 | 0.0267 | 0.036607 | 0.047796 | 0.060474 | 0.073654 | 0.087229 | 0.10009 | 0.11139 | 0.12124 | 0.12869 | 0.13381 | 0.13681 | 0.13829 | 0.13872 | 0.1375 | 0.13644 | 0.13547 | 0 | 0 | 0
F8_Industrial_Primary Metals_Existing_Space Heating_Natural Gas_Steam System Efficiency Improvements_A_Achievable Economic TRC Potential | F8 | Industrial | Primary Metals | Existing | Space Heating | Natural Gas | Steam System Efficiency Improvements | A | Cumulative Summer Peak Savings (MW) | Achievable Economic TRC Potential | 0 | 0 | 0 | 0 | 0 | 0 | 0 | 0 | 0 | 0 | 0 | 0 | 0 | 0 | 0 | 0 | 0 | 0 | 0 | 0 | 0 | 0 | 0 | 0 | 0 | 0 | 0 | 0 | 0 | 0 | 0
F9_Industrial_Primary Metals_Existing_Space Heating_Natural Gas_Steam System Efficiency Improvements_A_Achievable Economic TRC Potential | F9 | Industrial | Primary Metals | Existing | Space Heating | Natural Gas | Steam System Efficiency Improvements | A | Cumulative Winter Peak Savings (MW) | Achievable Economic TRC Potential | 0 | 0 | 0 | 0 | 0 | 0 | 0 | 0 | 0 | 0 | 0 | 0 | 0 | 0 | 0 | 0 | 0 | 0 | 0 | 0 | 0 | 0 | 0 | 0 | 0 | 0 | 0 | 0 | 0 | 0 | 0
F10_Industrial_Primary Metals_Existing_Space Heating_Natural Gas_Steam System Efficiency Improvements_A_Achievable Economic TRC Potential | F10 | Industrial | Primary Metals | Existing | Space Heating | Natural Gas | Steam System Efficiency Improvements | A | Purchases (Incremental) | Achievable Economic TRC Potential | 0 | 0 | 0 | 0 | 0 | 4.6628 | 9.3156 | 16.4428 | 26.7609 | 40.6528 | 57.4841 | 77.9805 | 100.8857 | 122.7968 | 145.3595 | 161.5286 | 171.8584 | 171.7073 | 160.4193 | 141.2115 | 116.2974 | 88.5874 | 61.1063 | 38.9075 | 25.2944 | 0 | 0 | 0 | 0 | 0 | 0
F11_Industrial_Primary Metals_Existing_Space Heating_Natural Gas_Steam System Efficiency Improvements_A_Achievable Economic TRC Potential | F11 | Industrial | Primary Metals | Existing | Space Heating | Natural Gas | Steam System Efficiency Improvements | A | Purchases (Cumulative) | Achievable Economic TRC Potential | 0 | 0 | 0 | 0 | 0 | 4.6628 | 13.9785 | 30.4212 | 57.1821 | 97.8349 | 155.319 | 233.2996 | 334.1853 | 456.9821 | 602.3415 | 763.8702 | 935.7285 | 1107.4358 | 1267.8551 | 1409.0665 | 1525.364 | 1613.9514 | 1675.0577 | 1713.9651 | 1739.2595 | 1739.2595 | 1739.2595 | 1739.2595 | 1739.2595 | 1739.2595 | 1739.2595
F1_Industrial_Primary Metals_Existing_Process_Natural Gas_Steam System Efficiency Improvements_A_Achievable Economic TRC Potential | F1 | Industrial | Primary Metals | Existing | Process | Natural Gas | Steam System Efficiency Improvements | A | Integrated Unit Energy Savings (kWh or therms) | Achievable Economic TRC Potential | 0 | 0 | 0 | 0 | 0 | 0.13371 | 0.1334 | 0.13309 | 0.13277 | 0.13246 | 0.13214 | 0.13185 | 0.13159 | 0.13131 | 0.1311 | 0.13087 | 0.13067 | 0.13048 | 0.13027 | 0.13011 | 0.12994 | 0.12978 | 0.12962 | 0.12947 | 0.12931 | 0.1293 | 0.12929 | 0.12928 | 0.13402 | 0.13402 | 0.13402
F2_Industrial_Primary Metals_Existing_Process_Natural Gas_Steam System Efficiency Improvements_A_Achievable Economic TRC Potential | F2 | Industrial | Primary Metals | Existing | Process | Natural Gas | Steam System Efficiency Improvements | A | Integrated Unit Summer Peak Savings (kW) | Achievable Economic TRC Potential | 0 | 0 | 0 | 0 | 0 | 0 | 0 | 0 | 0 | 0 | 0 | 0 | 0 | 0 | 0 | 0 | 0 | 0 | 0 | 0 | 0 | 0 | 0 | 0 | 0 | 0 | 0 | 0 | 0 | 0 | 0
F3_Industrial_Primary Metals_Existing_Process_Natural Gas_Steam System Efficiency Improvements_A_Achievable Economic TRC Potential | F3 | Industrial | Primary Metals | Existing | Process | Natural Gas | Steam System Efficiency Improvements | A | Integrated Unit Winter Peak Savings (kW) | Achievable Economic TRC Potential | 0 | 0 | 0 | 0 | 0 | 0 | 0 | 0 | 0 | 0 | 0 | 0 | 0 | 0 | 0 | 0 | 0 | 0 | 0 | 0 | 0 | 0 | 0 | 0 | 0 | 0 | 0 | 0 | 0 | 0 | 0
F4_Industrial_Primary Metals_Existing_Process_Natural Gas_Steam System Efficiency Improvements_A_Achievable Economic TRC Potential | F4 | Industrial | Primary Metals | Existing | Process | Natural Gas | Steam System Efficiency Improvements | A | Incremental Energy Savings (MWh or mTherms) | Achievable Economic TRC Potential | 0 | 0 | 0 | 0 | 0 | 0 | 0 | 0 | 0 | 0 | 0 | 0 | 0 | 0 | 0 | 0 | 0 | 0 | 0 | 0 | 0 | 0 | 0 | 0 | 0 | 0 | 0 | 0 | 0 | 0 | 0
F5_Industrial_Primary Metals_Existing_Process_Natural Gas_Steam System Efficiency Improvements_A_Achievable Economic TRC Potential | F5 | Industrial | Primary Metals | Existing | Process | Natural Gas | Steam System Efficiency Improvements | A | Incremental Summer Peak Savings (MW) | Achievable Economic TRC Potential | 0 | 0 | 0 | 0 | 0 | 0 | 0 | 0 | 0 | 0 | 0 | 0 | 0 | 0 | 0 | 0 | 0 | 0 | 0 | 0 | 0 | 0 | 0 | 0 | 0 | 0 | 0 | 0 | 0 | 0 | 0
F6_Industrial_Primary Metals_Existing_Process_Natural Gas_Steam System Efficiency Improvements_A_Achievable Economic TRC Potential | F6 | Industrial | Primary Metals | Existing | Process | Natural Gas | Steam System Efficiency Improvements | A | Incremental Winter Peak Savings (MW) | Achievable Economic TRC Potential | 0 | 0 | 0 | 0 | 0 | 0 | 0 | 0 | 0 | 0 | 0 | 0 | 0 | 0 | 0 | 0 | 0 | 0 | 0 | 0 | 0 | 0 | 0 | 0 | 0 | 0 | 0 | 0 | 0 | 0 | 0
F7_Industrial_Primary Metals_Existing_Process_Natural Gas_Steam System Efficiency Improvements_A_Achievable Economic TRC Potential | F7 | Industrial | Primary Metals | Existing | Process | Natural Gas | Steam System Efficiency Improvements | A | Cumulative Energy Savings (MWh or mTherms) | Achievable Economic TRC Potential | 0 | 0 | 0 | 0 | 0 | 0 | 0 | 0 | 0 | 0 | 0 | 0 | 0 | 0 | 0 | 0 | 0 | 0 | 0 | 0 | 0 | 0 | 0 | 0 | 0 | 0 | 0 | 0 | 0 | 0 | 0
F8_Industrial_Primary Metals_Existing_Process_Natural Gas_Steam System Efficiency Improvements_A_Achievable Economic TRC Potential | F8 | Industrial | Primary Metals | Existing | Process | Natural Gas | Steam System Efficiency Improvements | A | Cumulative Summer Peak Savings (MW) | Achievable Economic TRC Potential | 0 | 0 | 0 | 0 | 0 | 0 | 0 | 0 | 0 | 0 | 0 | 0 | 0 | 0 | 0 | 0 | 0 | 0 | 0 | 0 | 0 | 0 | 0 | 0 | 0 | 0 | 0 | 0 | 0 | 0 | 0
F9_Industrial_Primary Metals_Existing_Process_Natural Gas_Steam System Efficiency Improvements_A_Achievable Economic TRC Potential | F9 | Industrial | Primary Metals | Existing | Process | Natural Gas | Steam System Efficiency Improvements | A | Cumulative Winter Peak Savings (MW) | Achievable Economic TRC Potential | 0 | 0 | 0 | 0 | 0 | 0 | 0 | 0 | 0 | 0 | 0 | 0 | 0 | 0 | 0 | 0 | 0 | 0 | 0 | 0 | 0 | 0 | 0 | 0 | 0 | 0 | 0 | 0 | 0 | 0 | 0
F10_Industrial_Primary Metals_Existing_Process_Natural Gas_Steam System Efficiency Improvements_A_Achievable Economic TRC Potential | F10 | Industrial | Primary Metals | Existing | Process | Natural Gas | Steam System Efficiency Improvements | A | Purchases (Incremental) | Achievable Economic TRC Potential | 0 | 0 | 0 | 0 | 0 | 0 | 0 | 0 | 0 | 0 | 0 | 0 | 0 | 0 | 0 | 0 | 0 | 0 | 0 | 0 | 0 | 0 | 0 | 0 | 0 | 0 | 0 | 0 | 0 | 0 | 0
F11_Industrial_Primary Metals_Existing_Process_Natural Gas_Steam System Efficiency Improvements_A_Achievable Economic TRC Potential | F11 | Industrial | Primary Metals | Existing | Process | Natural Gas | Steam System Efficiency Improvements | A | Purchases (Cumulative) | Achievable Economic TRC Potential | 0 | 0 | 0 | 0 | 0 | 0 | 0 | 0 | 0 | 0 | 0 | 0 | 0 | 0 | 0 | 0 | 0 | 0 | 0 | 0 | 0 | 0 | 0 | 0 | 0 | 0 | 0 | 0 | 0 | 0 | 0
F1_Industrial_Primary Metals_Existing_Space Heating_Natural Gas_Strategic Energy Management_A_Achievable Economic TRC Potential | F1 | Industrial | Primary Metals | Existing | Space Heating | Natural Gas | Strategic Energy Management | A | Integrated Unit Energy Savings (kWh or therms) | Achievable Economic TRC Potential | 0 | 0 | 0 | 0 | 0 | 16.303 | 16.2162 | 16.108 | 15.9902 | 15.8625 | 15.7279 | 15.5858 | 15.4394 | 15.2867 | 15.1184 | 14.955 | 14.7906 | 14.6353 | 14.4882 | 14.3496 | 14.2187 | 14.0865 | 13.9724 | 13.8663 | 13.7667 | 13.6769 | 13.5999 | 13.528 | 0 | 0 | 0
F2_Industrial_Primary Metals_Existing_Space Heating_Natural Gas_Strategic Energy Management_A_Achievable Economic TRC Potential | F2 | Industrial | Primary Metals | Existing | Space Heating | Natural Gas | Strategic Energy Management | A | Integrated Unit Summer Peak Savings (kW) | Achievable Economic TRC Potential | 0 | 0 | 0 | 0 | 0 | 0 | 0 | 0 | 0 | 0 | 0 | 0 | 0 | 0 | 0 | 0 | 0 | 0 | 0 | 0 | 0 | 0 | 0 | 0 | 0 | 0 | 0 | 0 | 0 | 0 | 0
F3_Industrial_Primary Metals_Existing_Space Heating_Natural Gas_Strategic Energy Management_A_Achievable Economic TRC Potential | F3 | Industrial | Primary Metals | Existing | Space Heating | Natural Gas | Strategic Energy Management | A | Integrated Unit Winter Peak Savings (kW) | Achievable Economic TRC Potential | 0 | 0 | 0 | 0 | 0 | 0 | 0 | 0 | 0 | 0 | 0 | 0 | 0 | 0 | 0 | 0 | 0 | 0 | 0 | 0 | 0 | 0 | 0 | 0 | 0 | 0 | 0 | 0 | 0 | 0 | 0
F4_Industrial_Primary Metals_Existing_Space Heating_Natural Gas_Strategic Energy Management_A_Achievable Economic TRC Potential | F4 | Industrial | Primary Metals | Existing | Space Heating | Natural Gas | Strategic Energy Management | A | Incremental Energy Savings (MWh or mTherms) | Achievable Economic TRC Potential | 0 | 0 | 0 | 0 | 0 | 0.063962 | 0.063587 | 0.06279 | 0.062365 | 0.061918 | 0.060613 | 0.059901 | 0.059218 | 0.057701 | 0.057284 | 0.056124 | 0.055514 | 0.054655 | 0.053623 | 0.053173 | 0.05247 | 0.05178 | 0.051173 | 0.050612 | 0.05009 | 0 | 0 | 0 | 0 | 0 | 0
F5_Industrial_Primary Metals_Existing_Space Heating_Natural Gas_Strategic Energy Management_A_Achievable Economic TRC Potential | F5 | Industrial | Primary Metals | Existing | Space Heating | Natural Gas | Strategic Energy Management | A | Incremental Summer Peak Savings (MW) | Achievable Economic TRC Potential | 0 | 0 | 0 | 0 | 0 | 0 | 0 | 0 | 0 | 0 | 0 | 0 | 0 | 0 | 0 | 0 | 0 | 0 | 0 | 0 | 0 | 0 | 0 | 0 | 0 | 0 | 0 | 0 | 0 | 0 | 0
F6_Industrial_Primary Metals_Existing_Space Heating_Natural Gas_Strategic Energy Management_A_Achievable Economic TRC Potential | F6 | Industrial | Primary Metals | Existing | Space Heating | Natural Gas | Strategic Energy Management | A | Incremental Winter Peak Savings (MW) | Achievable Economic TRC Potential | 0 | 0 | 0 | 0 | 0 | 0 | 0 | 0 | 0 | 0 | 0 | 0 | 0 | 0 | 0 | 0 | 0 | 0 | 0 | 0 | 0 | 0 | 0 | 0 | 0 | 0 | 0 | 0 | 0 | 0 | 0
F7_Industrial_Primary Metals_Existing_Space Heating_Natural Gas_Strategic Energy Management_A_Achievable Economic TRC Potential | F7 | Industrial | Primary Metals | Existing | Space Heating | Natural Gas | Strategic Energy Management | A | Cumulative Energy Savings (MWh or mTherms) | Achievable Economic TRC Potential | 0 | 0 | 0 | 0 | 0 | 0.063962 | 0.12721 | 0.18915 | 0.25013 | 0.31005 | 0.36803 | 0.42461 | 0.47984 | 0.53279 | 0.58421 | 0.63402 | 0.68256 | 0.73006 | 0.77634 | 0.82209 | 0.86706 | 0.91078 | 0.95457 | 0.99793 | 1.0409 | 1.0341 | 1.0282 | 1.0228 | 0 | 0 | 0
F8_Industrial_Primary Metals_Existing_Space Heating_Natural Gas_Strategic Energy Management_A_Achievable Economic TRC Potential | F8 | Industrial | Primary Metals | Existing | Space Heating | Natural Gas | Strategic Energy Management | A | Cumulative Summer Peak Savings (MW) | Achievable Economic TRC Potential | 0 | 0 | 0 | 0 | 0 | 0 | 0 | 0 | 0 | 0 | 0 | 0 | 0 | 0 | 0 | 0 | 0 | 0 | 0 | 0 | 0 | 0 | 0 | 0 | 0 | 0 | 0 | 0 | 0 | 0 | 0
F9_Industrial_Primary Metals_Existing_Space Heating_Natural Gas_Strategic Energy Management_A_Achievable Economic TRC Potential | F9 | Industrial | Primary Metals | Existing | Space Heating | Natural Gas | Strategic Energy Management | A | Cumulative Winter Peak Savings (MW) | Achievable Economic TRC Potential | 0 | 0 | 0 | 0 | 0 | 0 | 0 | 0 | 0 | 0 | 0 | 0 | 0 | 0 | 0 | 0 | 0 | 0 | 0 | 0 | 0 | 0 | 0 | 0 | 0 | 0 | 0 | 0 | 0 | 0 | 0
F10_Industrial_Primary Metals_Existing_Space Heating_Natural Gas_Strategic Energy Management_A_Achievable Economic TRC Potential | F10 | Industrial | Primary Metals | Existing | Space Heating | Natural Gas | Strategic Energy Management | A | Purchases (Incremental) | Achievable Economic TRC Potential | 0 | 0 | 0 | 0 | 0 | 3.9233 | 3.9212 | 3.8981 | 3.9002 | 3.9034 | 3.8538 | 3.8433 | 3.8355 | 3.7746 | 3.789 | 3.7529 | 3.7534 | 3.7345 | 3.7012 | 3.7055 | 3.6902 | 3.6759 | 3.6625 | 3.65 | 3.6385 | 0 | 0 | 0 | 0 | 0 | 0
F11_Industrial_Primary Metals_Existing_Space Heating_Natural Gas_Strategic Energy Management_A_Achievable Economic TRC Potential | F11 | Industrial | Primary Metals | Existing | Space Heating | Natural Gas | Strategic Energy Management | A | Purchases (Cumulative) | Achievable Economic TRC Potential | 0 | 0 | 0 | 0 | 0 | 3.9233 | 7.8445 | 11.7426 | 15.6428 | 19.5462 | 23.4 | 27.2433 | 31.0788 | 34.8534 | 38.6424 | 42.3953 | 46.1486 | 49.8831 | 53.5843 | 57.2898 | 60.98 | 64.6559 | 68.3183 | 71.9684 | 75.6069 | 75.6069 | 75.6069 | 75.6069 | 75.6069 | 75.6069 | 75.6069
F1_Industrial_Primary Metals_Existing_Process_Natural Gas_Strategic Energy Management_A_Achievable Economic TRC Potential | F1 | Industrial | Primary Metals | Existing | Process | Natural Gas | Strategic Energy Management | A | Integrated Unit Energy Savings (kWh or therms) | Achievable Economic TRC Potential | 0 | 0 | 0 | 0 | 0 | 100.6716 | 100.5558 | 100.4399 | 100.3263 | 100.2131 | 100.1034 | 100.0193 | 99.9514 | 99.8845 | 99.8447 | 99.8007 | 99.7725 | 99.7443 | 99.7161 | 99.7019 | 99.6846 | 99.6781 | 99.6719 | 99.666 | 99.6604 | 99.6571 | 99.6541 | 99.6513 | 0 | 0 | 0
F2_Industrial_Primary Metals_Existing_Process_Natural Gas_Strategic Energy Management_A_Achievable Economic TRC Potential | F2 | Industrial | Primary Metals | Existing | Process | Natural Gas | Strategic Energy Management | A | Integrated Unit Summer Peak Savings (kW) | Achievable Economic TRC Potential | 0 | 0 | 0 | 0 | 0 | 0 | 0 | 0 | 0 | 0 | 0 | 0 | 0 | 0 | 0 | 0 | 0 | 0 | 0 | 0 | 0 | 0 | 0 | 0 | 0 | 0 | 0 | 0 | 0 | 0 | 0
F3_Industrial_Primary Metals_Existing_Process_Natural Gas_Strategic Energy Management_A_Achievable Economic TRC Potential | F3 | Industrial | Primary Metals | Existing | Process | Natural Gas | Strategic Energy Management | A | Integrated Unit Winter Peak Savings (kW) | Achievable Economic TRC Potential | 0 | 0 | 0 | 0 | 0 | 0 | 0 | 0 | 0 | 0 | 0 | 0 | 0 | 0 | 0 | 0 | 0 | 0 | 0 | 0 | 0 | 0 | 0 | 0 | 0 | 0 | 0 | 0 | 0 | 0 | 0
F4_Industrial_Primary Metals_Existing_Process_Natural Gas_Strategic Energy Management_A_Achievable Economic TRC Potential | F4 | Industrial | Primary Metals | Existing | Process | Natural Gas | Strategic Energy Management | A | Incremental Energy Savings (MWh or mTherms) | Achievable Economic TRC Potential | 0 | 0 | 0 | 0 | 0 | 1.6737 | 1.6709 | 1.6591 | 1.6581 | 1.6576 | 1.6348 | 1.6289 | 1.6245 | 1.5976 | 1.6031 | 1.5871 | 1.5869 | 1.5784 | 1.5639 | 1.5656 | 1.5588 | 1.5526 | 1.5469 | 1.5415 | 1.5366 | 0 | 0 | 0 | 0 | 0 | 0
F5_Industrial_Primary Metals_Existing_Process_Natural Gas_Strategic Energy Management_A_Achievable Economic TRC Potential | F5 | Industrial | Primary Metals | Existing | Process | Natural Gas | Strategic Energy Management | A | Incremental Summer Peak Savings (MW) | Achievable Economic TRC Potential | 0 | 0 | 0 | 0 | 0 | 0 | 0 | 0 | 0 | 0 | 0 | 0 | 0 | 0 | 0 | 0 | 0 | 0 | 0 | 0 | 0 | 0 | 0 | 0 | 0 | 0 | 0 | 0 | 0 | 0 | 0
F6_Industrial_Primary Metals_Existing_Process_Natural Gas_Strategic Energy Management_A_Achievable Economic TRC Potential | F6 | Industrial | Primary Metals | Existing | Process | Natural Gas | Strategic Energy Management | A | Incremental Winter Peak Savings (MW) | Achievable Economic TRC Potential | 0 | 0 | 0 | 0 | 0 | 0 | 0 | 0 | 0 | 0 | 0 | 0 | 0 | 0 | 0 | 0 | 0 | 0 | 0 | 0 | 0 | 0 | 0 | 0 | 0 | 0 | 0 | 0 | 0 | 0 | 0
F7_Industrial_Primary Metals_Existing_Process_Natural Gas_Strategic Energy Management_A_Achievable Economic TRC Potential | F7 | Industrial | Primary Metals | Existing | Process | Natural Gas | Strategic Energy Management | A | Cumulative Energy Savings (MWh or mTherms) | Achievable Economic TRC Potential | 0 | 0 | 0 | 0 | 0 | 1.6737 | 3.3426 | 4.9978 | 6.6503 | 8.3004 | 9.9261 | 11.5466 | 13.1633 | 14.7522 | 16.3494 | 17.9293 | 19.5111 | 21.084 | 22.642 | 24.2043 | 25.7589 | 27.3099 | 28.8551 | 30.3949 | 31.9298 | 31.9287 | 31.9278 | 31.9269 | 0 | 0 | 0
F8_Industrial_Primary Metals_Existing_Process_Natural Gas_Strategic Energy Management_A_Achievable Economic TRC Potential | F8 | Industrial | Primary Metals | Existing | Process | Natural Gas | Strategic Energy Management | A | Cumulative Summer Peak Savings (MW) | Achievable Economic TRC Potential | 0 | 0 | 0 | 0 | 0 | 0 | 0 | 0 | 0 | 0 | 0 | 0 | 0 | 0 | 0 | 0 | 0 | 0 | 0 | 0 | 0 | 0 | 0 | 0 | 0 | 0 | 0 | 0 | 0 | 0 | 0
F9_Industrial_Primary Metals_Existing_Process_Natural Gas_Strategic Energy Management_A_Achievable Economic TRC Potential | F9 | Industrial | Primary Metals | Existing | Process | Natural Gas | Strategic Energy Management | A | Cumulative Winter Peak Savings (MW) | Achievable Economic TRC Potential | 0 | 0 | 0 | 0 | 0 | 0 | 0 | 0 | 0 | 0 | 0 | 0 | 0 | 0 | 0 | 0 | 0 | 0 | 0 | 0 | 0 | 0 | 0 | 0 | 0 | 0 | 0 | 0 | 0 | 0 | 0
F10_Industrial_Primary Metals_Existing_Process_Natural Gas_Strategic Energy Management_A_Achievable Economic TRC Potential | F10 | Industrial | Primary Metals | Existing | Process | Natural Gas | Strategic Energy Management | A | Purchases (Incremental) | Achievable Economic TRC Potential | 0 | 0 | 0 | 0 | 0 | 16.6253 | 16.6162 | 16.5182 | 16.5271 | 16.5408 | 16.3307 | 16.2861 | 16.253 | 15.9949 | 16.056 | 15.9029 | 15.9049 | 15.8249 | 15.6837 | 15.7023 | 15.6374 | 15.5766 | 15.5198 | 15.4671 | 15.4183 | 0 | 0 | 0 | 0 | 0 | 0
F11_Industrial_Primary Metals_Existing_Process_Natural Gas_Strategic Energy Management_A_Achievable Economic TRC Potential | F11 | Industrial | Primary Metals | Existing | Process | Natural Gas | Strategic Energy Management | A | Purchases (Cumulative) | Achievable Economic TRC Potential | 0 | 0 | 0 | 0 | 0 | 16.6253 | 33.2414 | 49.7596 | 66.2867 | 82.8275 | 99.1582 | 115.4442 | 131.6973 | 147.6922 | 163.7482 | 179.651 | 195.556 | 211.3809 | 227.0646 | 242.7669 | 258.4043 | 273.9809 | 289.5007 | 304.9677 | 320.386 | 320.386 | 320.386 | 320.386 | 320.386 | 320.386 | 320.386
F1_Industrial_Primary Metals_Existing_Miscellaneous_Natural Gas_Strategic Energy Management_A_Achievable Economic TRC Potential | F1 | Industrial | Primary Metals | Existing | Miscellaneous | Natural Gas | Strategic Energy Management | A | Integrated Unit Energy Savings (kWh or therms) | Achievable Economic TRC Potential | 0 | 0 | 0 | 0 | 0 | 17.014 | 17.014 | 17.014 | 17.014 | 17.014 | 17.014 | 17.014 | 17.014 | 17.014 | 17.014 | 17.014 | 17.014 | 17.014 | 17.014 | 17.014 | 17.014 | 17.014 | 17.014 | 17.014 | 17.014 | 17.014 | 17.014 | 17.014 | 0 | 0 | 0
F2_Industrial_Primary Metals_Existing_Miscellaneous_Natural Gas_Strategic Energy Management_A_Achievable Economic TRC Potential | F2 | Industrial | Primary Metals | Existing | Miscellaneous | Natural Gas | Strategic Energy Management | A | Integrated Unit Summer Peak Savings (kW) | Achievable Economic TRC Potential | 0 | 0 | 0 | 0 | 0 | 0 | 0 | 0 | 0 | 0 | 0 | 0 | 0 | 0 | 0 | 0 | 0 | 0 | 0 | 0 | 0 | 0 | 0 | 0 | 0 | 0 | 0 | 0 | 0 | 0 | 0
F3_Industrial_Primary Metals_Existing_Miscellaneous_Natural Gas_Strategic Energy Management_A_Achievable Economic TRC Potential | F3 | Industrial | Primary Metals | Existing | Miscellaneous | Natural Gas | Strategic Energy Management | A | Integrated Unit Winter Peak Savings (kW) | Achievable Economic TRC Potential | 0 | 0 | 0 | 0 | 0 | 0 | 0 | 0 | 0 | 0 | 0 | 0 | 0 | 0 | 0 | 0 | 0 | 0 | 0 | 0 | 0 | 0 | 0 | 0 | 0 | 0 | 0 | 0 | 0 | 0 | 0
F4_Industrial_Primary Metals_Existing_Miscellaneous_Natural Gas_Strategic Energy Management_A_Achievable Economic TRC Potential | F4 | Industrial | Primary Metals | Existing | Miscellaneous | Natural Gas | Strategic Energy Management | A | Incremental Energy Savings (MWh or mTherms) | Achievable Economic TRC Potential | 0 | 0 | 0 | 0 | 0 | 0.070716 | 0.070677 | 0.07026 | 0.070298 | 0.070356 | 0.069463 | 0.069273 | 0.069132 | 0.068035 | 0.068294 | 0.067643 | 0.067652 | 0.067311 | 0.066711 | 0.06679 | 0.066514 | 0.066255 | 0.066014 | 0.065789 | 0.065582 | 0 | 0 | 0 | 0 | 0 | 0
F5_Industrial_Primary Metals_Existing_Miscellaneous_Natural Gas_Strategic Energy Management_A_Achievable Economic TRC Potential | F5 | Industrial | Primary Metals | Existing | Miscellaneous | Natural Gas | Strategic Energy Management | A | Incremental Summer Peak Savings (MW) | Achievable Economic TRC Potential | 0 | 0 | 0 | 0 | 0 | 0 | 0 | 0 | 0 | 0 | 0 | 0 | 0 | 0 | 0 | 0 | 0 | 0 | 0 | 0 | 0 | 0 | 0 | 0 | 0 | 0 | 0 | 0 | 0 | 0 | 0
F6_Industrial_Primary Metals_Existing_Miscellaneous_Natural Gas_Strategic Energy Management_A_Achievable Economic TRC Potential | F6 | Industrial | Primary Metals | Existing | Miscellaneous | Natural Gas | Strategic Energy Management | A | Incremental Winter Peak Savings (MW) | Achievable Economic TRC Potential | 0 | 0 | 0 | 0 | 0 | 0 | 0 | 0 | 0 | 0 | 0 | 0 | 0 | 0 | 0 | 0 | 0 | 0 | 0 | 0 | 0 | 0 | 0 | 0 | 0 | 0 | 0 | 0 | 0 | 0 | 0
F7_Industrial_Primary Metals_Existing_Miscellaneous_Natural Gas_Strategic Energy Management_A_Achievable Economic TRC Potential | F7 | Industrial | Primary Metals | Existing | Miscellaneous | Natural Gas | Strategic Energy Management | A | Cumulative Energy Savings (MWh or mTherms) | Achievable Economic TRC Potential | 0 | 0 | 0 | 0 | 0 | 0.070716 | 0.14139 | 0.21165 | 0.28195 | 0.35231 | 0.42177 | 0.49104 | 0.56018 | 0.62821 | 0.6965 | 0.76415 | 0.8318 | 0.89911 | 0.96582 | 1.0326 | 1.0991 | 1.1654 | 1.2314 | 1.2972 | 1.3628 | 1.3628 | 1.3628 | 1.3628 | 0 | 0 | 0
F8_Industrial_Primary Metals_Existing_Miscellaneous_Natural Gas_Strategic Energy Management_A_Achievable Economic TRC Potential | F8 | Industrial | Primary Metals | Existing | Miscellaneous | Natural Gas | Strategic Energy Management | A | Cumulative Summer Peak Savings (MW) | Achievable Economic TRC Potential | 0 | 0 | 0 | 0 | 0 | 0 | 0 | 0 | 0 | 0 | 0 | 0 | 0 | 0 | 0 | 0 | 0 | 0 | 0 | 0 | 0 | 0 | 0 | 0 | 0 | 0 | 0 | 0 | 0 | 0 | 0
F9_Industrial_Primary Metals_Existing_Miscellaneous_Natural Gas_Strategic Energy Management_A_Achievable Economic TRC Potential | F9 | Industrial | Primary Metals | Existing | Miscellaneous | Natural Gas | Strategic Energy Management | A | Cumulative Winter Peak Savings (MW) | Achievable Economic TRC Potential | 0 | 0 | 0 | 0 | 0 | 0 | 0 | 0 | 0 | 0 | 0 | 0 | 0 | 0 | 0 | 0 | 0 | 0 | 0 | 0 | 0 | 0 | 0 | 0 | 0 | 0 | 0 | 0 | 0 | 0 | 0
F10_Industrial_Primary Metals_Existing_Miscellaneous_Natural Gas_Strategic Energy Management_A_Achievable Economic TRC Potential | F10 | Industrial | Primary Metals | Existing | Miscellaneous | Natural Gas | Strategic Energy Management | A | Purchases (Incremental) | Achievable Economic TRC Potential | 0 | 0 | 0 | 0 | 0 | 4.1563 | 4.154 | 4.1295 | 4.1318 | 4.1352 | 4.0827 | 4.0715 | 4.0633 | 3.9987 | 4.014 | 3.9757 | 3.9762 | 3.9562 | 3.9209 | 3.9256 | 3.9093 | 3.8941 | 3.88 | 3.8668 | 3.8546 | 0 | 0 | 0 | 0 | 0 | 0
F11_Industrial_Primary Metals_Existing_Miscellaneous_Natural Gas_Strategic Energy Management_A_Achievable Economic TRC Potential | F11 | Industrial | Primary Metals | Existing | Miscellaneous | Natural Gas | Strategic Energy Management | A | Purchases (Cumulative) | Achievable Economic TRC Potential | 0 | 0 | 0 | 0 | 0 | 4.1563 | 8.3104 | 12.4399 | 16.5717 | 20.7069 | 24.7895 | 28.8611 | 32.9243 | 36.923 | 40.937 | 44.9128 | 48.889 | 52.8452 | 56.7662 | 60.6917 | 64.6011 | 68.4952 | 72.3752 | 76.2419 | 80.0965 | 80.0965 | 80.0965 | 80.0965 | 80.0965 | 80.0965 | 80.0965
F1_Industrial_Primary Metals_Existing_Space Heating_Natural Gas_Commissioning_A_Achievable Economic TRC Potential | F1 | Industrial | Primary Metals | Existing | Space Heating | Natural Gas | Commissioning | A | Integrated Unit Energy Savings (kWh or therms) | Achievable Economic TRC Potential | 0 | 0 | 0 | 0 | 0 | 21.479 | 21.3699 | 21.2324 | 21.0822 | 20.9187 | 20.7462 | 20.5631 | 20.374 | 20.1768 | 19.9581 | 19.7461 | 19.5321 | 19.3305 | 19.1396 | 18.9593 | 18.7893 | 18.6175 | 18.4694 | 18.332 | 18.203 | 18.0845 | 17.9829 | 17.8878 | 0 | 0 | 0
F2_Industrial_Primary Metals_Existing_Space Heating_Natural Gas_Commissioning_A_Achievable Economic TRC Potential | F2 | Industrial | Primary Metals | Existing | Space Heating | Natural Gas | Commissioning | A | Integrated Unit Summer Peak Savings (kW) | Achievable Economic TRC Potential | 0 | 0 | 0 | 0 | 0 | 0 | 0 | 0 | 0 | 0 | 0 | 0 | 0 | 0 | 0 | 0 | 0 | 0 | 0 | 0 | 0 | 0 | 0 | 0 | 0 | 0 | 0 | 0 | 0 | 0 | 0
F3_Industrial_Primary Metals_Existing_Space Heating_Natural Gas_Commissioning_A_Achievable Economic TRC Potential | F3 | Industrial | Primary Metals | Existing | Space Heating | Natural Gas | Commissioning | A | Integrated Unit Winter Peak Savings (kW) | Achievable Economic TRC Potential | 0 | 0 | 0 | 0 | 0 | 0 | 0 | 0 | 0 | 0 | 0 | 0 | 0 | 0 | 0 | 0 | 0 | 0 | 0 | 0 | 0 | 0 | 0 | 0 | 0 | 0 | 0 | 0 | 0 | 0 | 0
F4_Industrial_Primary Metals_Existing_Space Heating_Natural Gas_Commissioning_A_Achievable Economic TRC Potential | F4 | Industrial | Primary Metals | Existing | Space Heating | Natural Gas | Commissioning | A | Incremental Energy Savings (MWh or mTherms) | Achievable Economic TRC Potential | 0 | 0 | 0 | 0 | 0 | 0 | 0 | 0 | 0 | 0 | 0 | 0 | 0 | 0 | 0 | 0 | 0 | 0 | 0 | 0 | 0 | 0 | 0 | 0 | 0 | 0 | 0 | 0 | 0 | 0 | 0
F5_Industrial_Primary Metals_Existing_Space Heating_Natural Gas_Commissioning_A_Achievable Economic TRC Potential | F5 | Industrial | Primary Metals | Existing | Space Heating | Natural Gas | Commissioning | A | Incremental Summer Peak Savings (MW) | Achievable Economic TRC Potential | 0 | 0 | 0 | 0 | 0 | 0 | 0 | 0 | 0 | 0 | 0 | 0 | 0 | 0 | 0 | 0 | 0 | 0 | 0 | 0 | 0 | 0 | 0 | 0 | 0 | 0 | 0 | 0 | 0 | 0 | 0
F6_Industrial_Primary Metals_Existing_Space Heating_Natural Gas_Commissioning_A_Achievable Economic TRC Potential | F6 | Industrial | Primary Metals | Existing | Space Heating | Natural Gas | Commissioning | A | Incremental Winter Peak Savings (MW) | Achievable Economic TRC Potential | 0 | 0 | 0 | 0 | 0 | 0 | 0 | 0 | 0 | 0 | 0 | 0 | 0 | 0 | 0 | 0 | 0 | 0 | 0 | 0 | 0 | 0 | 0 | 0 | 0 | 0 | 0 | 0 | 0 | 0 | 0
F7_Industrial_Primary Metals_Existing_Space Heating_Natural Gas_Commissioning_A_Achievable Economic TRC Potential | F7 | Industrial | Primary Metals | Existing | Space Heating | Natural Gas | Commissioning | A | Cumulative Energy Savings (MWh or mTherms) | Achievable Economic TRC Potential | 0 | 0 | 0 | 0 | 0 | 0 | 0 | 0 | 0 | 0 | 0 | 0 | 0 | 0 | 0 | 0 | 0 | 0 | 0 | 0 | 0 | 0 | 0 | 0 | 0 | 0 | 0 | 0 | 0 | 0 | 0
F8_Industrial_Primary Metals_Existing_Space Heating_Natural Gas_Commissioning_A_Achievable Economic TRC Potential | F8 | Industrial | Primary Metals | Existing | Space Heating | Natural Gas | Commissioning | A | Cumulative Summer Peak Savings (MW) | Achievable Economic TRC Potential | 0 | 0 | 0 | 0 | 0 | 0 | 0 | 0 | 0 | 0 | 0 | 0 | 0 | 0 | 0 | 0 | 0 | 0 | 0 | 0 | 0 | 0 | 0 | 0 | 0 | 0 | 0 | 0 | 0 | 0 | 0
F9_Industrial_Primary Metals_Existing_Space Heating_Natural Gas_Commissioning_A_Achievable Economic TRC Potential | F9 | Industrial | Primary Metals | Existing | Space Heating | Natural Gas | Commissioning | A | Cumulative Winter Peak Savings (MW) | Achievable Economic TRC Potential | 0 | 0 | 0 | 0 | 0 | 0 | 0 | 0 | 0 | 0 | 0 | 0 | 0 | 0 | 0 | 0 | 0 | 0 | 0 | 0 | 0 | 0 | 0 | 0 | 0 | 0 | 0 | 0 | 0 | 0 | 0
F10_Industrial_Primary Metals_Existing_Space Heating_Natural Gas_Commissioning_A_Achievable Economic TRC Potential | F10 | Industrial | Primary Metals | Existing | Space Heating | Natural Gas | Commissioning | A | Purchases (Incremental) | Achievable Economic TRC Potential | 0 | 0 | 0 | 0 | 0 | 0 | 0 | 0 | 0 | 0 | 0 | 0 | 0 | 0 | 0 | 0 | 0 | 0 | 0 | 0 | 0 | 0 | 0 | 0 | 0 | 0 | 0 | 0 | 0 | 0 | 0
F11_Industrial_Primary Metals_Existing_Space Heating_Natural Gas_Commissioning_A_Achievable Economic TRC Potential | F11 | Industrial | Primary Metals | Existing | Space Heating | Natural Gas | Commissioning | A | Purchases (Cumulative) | Achievable Economic TRC Potential | 0 | 0 | 0 | 0 | 0 | 0 | 0 | 0 | 0 | 0 | 0 | 0 | 0 | 0 | 0 | 0 | 0 | 0 | 0 | 0 | 0 | 0 | 0 | 0 | 0 | 0 | 0 | 0 | 0 | 0 | 0
F1_Industrial_Primary Metals_Existing_Process_Natural Gas_Commissioning_A_Achievable Economic TRC Potential | F1 | Industrial | Primary Metals | Existing | Process | Natural Gas | Commissioning | A | Integrated Unit Energy Savings (kWh or therms) | Achievable Economic TRC Potential | 0 | 0 | 0 | 0 | 0 | 562.5435 | 562.5435 | 562.5435 | 562.5435 | 562.5435 | 562.5435 | 562.5435 | 562.5435 | 562.5435 | 562.5435 | 562.5435 | 562.5435 | 562.5435 | 562.5435 | 562.5435 | 562.5435 | 562.5435 | 562.5435 | 562.5435 | 562.5435 | 562.5435 | 562.5435 | 562.5435 | 0 | 0 | 0
F2_Industrial_Primary Metals_Existing_Process_Natural Gas_Commissioning_A_Achievable Economic TRC Potential | F2 | Industrial | Primary Metals | Existing | Process | Natural Gas | Commissioning | A | Integrated Unit Summer Peak Savings (kW) | Achievable Economic TRC Potential | 0 | 0 | 0 | 0 | 0 | 0 | 0 | 0 | 0 | 0 | 0 | 0 | 0 | 0 | 0 | 0 | 0 | 0 | 0 | 0 | 0 | 0 | 0 | 0 | 0 | 0 | 0 | 0 | 0 | 0 | 0
F3_Industrial_Primary Metals_Existing_Process_Natural Gas_Commissioning_A_Achievable Economic TRC Potential | F3 | Industrial | Primary Metals | Existing | Process | Natural Gas | Commissioning | A | Integrated Unit Winter Peak Savings (kW) | Achievable Economic TRC Potential | 0 | 0 | 0 | 0 | 0 | 0 | 0 | 0 | 0 | 0 | 0 | 0 | 0 | 0 | 0 | 0 | 0 | 0 | 0 | 0 | 0 | 0 | 0 | 0 | 0 | 0 | 0 | 0 | 0 | 0 | 0
F4_Industrial_Primary Metals_Existing_Process_Natural Gas_Commissioning_A_Achievable Economic TRC Potential | F4 | Industrial | Primary Metals | Existing | Process | Natural Gas | Commissioning | A | Incremental Energy Savings (MWh or mTherms) | Achievable Economic TRC Potential | 0 | 0 | 0 | 0 | 0 | 0 | 0 | 0 | 0 | 0 | 0 | 0 | 0 | 0 | 0 | 0 | 0 | 0 | 0 | 0 | 0 | 0 | 0 | 0 | 0 | 0 | 0 | 0 | 0 | 0 | 0
F5_Industrial_Primary Metals_Existing_Process_Natural Gas_Commissioning_A_Achievable Economic TRC Potential | F5 | Industrial | Primary Metals | Existing | Process | Natural Gas | Commissioning | A | Incremental Summer Peak Savings (MW) | Achievable Economic TRC Potential | 0 | 0 | 0 | 0 | 0 | 0 | 0 | 0 | 0 | 0 | 0 | 0 | 0 | 0 | 0 | 0 | 0 | 0 | 0 | 0 | 0 | 0 | 0 | 0 | 0 | 0 | 0 | 0 | 0 | 0 | 0
F6_Industrial_Primary Metals_Existing_Process_Natural Gas_Commissioning_A_Achievable Economic TRC Potential | F6 | Industrial | Primary Metals | Existing | Process | Natural Gas | Commissioning | A | Incremental Winter Peak Savings (MW) | Achievable Economic TRC Potential | 0 | 0 | 0 | 0 | 0 | 0 | 0 | 0 | 0 | 0 | 0 | 0 | 0 | 0 | 0 | 0 | 0 | 0 | 0 | 0 | 0 | 0 | 0 | 0 | 0 | 0 | 0 | 0 | 0 | 0 | 0
F7_Industrial_Primary Metals_Existing_Process_Natural Gas_Commissioning_A_Achievable Economic TRC Potential | F7 | Industrial | Primary Metals | Existing | Process | Natural Gas | Commissioning | A | Cumulative Energy Savings (MWh or mTherms) | Achievable Economic TRC Potential | 0 | 0 | 0 | 0 | 0 | 0 | 0 | 0 | 0 | 0 | 0 | 0 | 0 | 0 | 0 | 0 | 0 | 0 | 0 | 0 | 0 | 0 | 0 | 0 | 0 | 0 | 0 | 0 | 0 | 0 | 0
F8_Industrial_Primary Metals_Existing_Process_Natural Gas_Commissioning_A_Achievable Economic TRC Potential | F8 | Industrial | Primary Metals | Existing | Process | Natural Gas | Commissioning | A | Cumulative Summer Peak Savings (MW) | Achievable Economic TRC Potential | 0 | 0 | 0 | 0 | 0 | 0 | 0 | 0 | 0 | 0 | 0 | 0 | 0 | 0 | 0 | 0 | 0 | 0 | 0 | 0 | 0 | 0 | 0 | 0 | 0 | 0 | 0 | 0 | 0 | 0 | 0
F9_Industrial_Primary Metals_Existing_Process_Natural Gas_Commissioning_A_Achievable Economic TRC Potential | F9 | Industrial | Primary Metals | Existing | Process | Natural Gas | Commissioning | A | Cumulative Winter Peak Savings (MW) | Achievable Economic TRC Potential | 0 | 0 | 0 | 0 | 0 | 0 | 0 | 0 | 0 | 0 | 0 | 0 | 0 | 0 | 0 | 0 | 0 | 0 | 0 | 0 | 0 | 0 | 0 | 0 | 0 | 0 | 0 | 0 | 0 | 0 | 0
F10_Industrial_Primary Metals_Existing_Process_Natural Gas_Commissioning_A_Achievable Economic TRC Potential | F10 | Industrial | Primary Metals | Existing | Process | Natural Gas | Commissioning | A | Purchases (Incremental) | Achievable Economic TRC Potential | 0 | 0 | 0 | 0 | 0 | 0 | 0 | 0 | 0 | 0 | 0 | 0 | 0 | 0 | 0 | 0 | 0 | 0 | 0 | 0 | 0 | 0 | 0 | 0 | 0 | 0 | 0 | 0 | 0 | 0 | 0
F11_Industrial_Primary Metals_Existing_Process_Natural Gas_Commissioning_A_Achievable Economic TRC Potential | F11 | Industrial | Primary Metals | Existing | Process | Natural Gas | Commissioning | A | Purchases (Cumulative) | Achievable Economic TRC Potential | 0 | 0 | 0 | 0 | 0 | 0 | 0 | 0 | 0 | 0 | 0 | 0 | 0 | 0 | 0 | 0 | 0 | 0 | 0 | 0 | 0 | 0 | 0 | 0 | 0 | 0 | 0 | 0 | 0 | 0 | 0
F1_Industrial_Primary Metals_Existing_Space Heating_Natural Gas_Retrocommissioning_A_Achievable Economic TRC Potential | F1 | Industrial | Primary Metals | Existing | Space Heating | Natural Gas | Retrocommissioning | A | Integrated Unit Energy Savings (kWh or therms) | Achievable Economic TRC Potential | 0 | 0 | 0 | 0 | 0 | 2.9829 | 2.9674 | 2.948 | 2.9269 | 2.9039 | 2.8797 | 2.8541 | 2.8277 | 2.8001 | 2.7697 | 2.7402 | 2.7104 | 2.6824 | 2.6558 | 2.6308 | 2.6071 | 2.5833 | 2.5627 | 2.5437 | 2.5258 | 2.5093 | 2.4952 | 2.482 | 0 | 0 | 0
F2_Industrial_Primary Metals_Existing_Space Heating_Natural Gas_Retrocommissioning_A_Achievable Economic TRC Potential | F2 | Industrial | Primary Metals | Existing | Space Heating | Natural Gas | Retrocommissioning | A | Integrated Unit Summer Peak Savings (kW) | Achievable Economic TRC Potential | 0 | 0 | 0 | 0 | 0 | 0 | 0 | 0 | 0 | 0 | 0 | 0 | 0 | 0 | 0 | 0 | 0 | 0 | 0 | 0 | 0 | 0 | 0 | 0 | 0 | 0 | 0 | 0 | 0 | 0 | 0
F3_Industrial_Primary Metals_Existing_Space Heating_Natural Gas_Retrocommissioning_A_Achievable Economic TRC Potential | F3 | Industrial | Primary Metals | Existing | Space Heating | Natural Gas | Retrocommissioning | A | Integrated Unit Winter Peak Savings (kW) | Achievable Economic TRC Potential | 0 | 0 | 0 | 0 | 0 | 0 | 0 | 0 | 0 | 0 | 0 | 0 | 0 | 0 | 0 | 0 | 0 | 0 | 0 | 0 | 0 | 0 | 0 | 0 | 0 | 0 | 0 | 0 | 0 | 0 | 0
F4_Industrial_Primary Metals_Existing_Space Heating_Natural Gas_Retrocommissioning_A_Achievable Economic TRC Potential | F4 | Industrial | Primary Metals | Existing | Space Heating | Natural Gas | Retrocommissioning | A | Incremental Energy Savings (MWh or mTherms) | Achievable Economic TRC Potential | 0 | 0 | 0 | 0 | 0 | 0.0096428 | 0.0095876 | 0.0094687 | 0.0094058 | 0.0093398 | 0.0091443 | 0.0090381 | 0.0089363 | 0.0087088 | 0.008647 | 0.0084732 | 0.0083823 | 0.0082538 | 0.0080992 | 0.0080323 | 0.0079273 | 0.0078242 | 0.0077337 | 0.00765 | 0.0075722 | 0 | 0 | 0 | 0 | 0 | 0
F5_Industrial_Primary Metals_Existing_Space Heating_Natural Gas_Retrocommissioning_A_Achievable Economic TRC Potential | F5 | Industrial | Primary Metals | Existing | Space Heating | Natural Gas | Retrocommissioning | A | Incremental Summer Peak Savings (MW) | Achievable Economic TRC Potential | 0 | 0 | 0 | 0 | 0 | 0 | 0 | 0 | 0 | 0 | 0 | 0 | 0 | 0 | 0 | 0 | 0 | 0 | 0 | 0 | 0 | 0 | 0 | 0 | 0 | 0 | 0 | 0 | 0 | 0 | 0
F6_Industrial_Primary Metals_Existing_Space Heating_Natural Gas_Retrocommissioning_A_Achievable Economic TRC Potential | F6 | Industrial | Primary Metals | Existing | Space Heating | Natural Gas | Retrocommissioning | A | Incremental Winter Peak Savings (MW) | Achievable Economic TRC Potential | 0 | 0 | 0 | 0 | 0 | 0 | 0 | 0 | 0 | 0 | 0 | 0 | 0 | 0 | 0 | 0 | 0 | 0 | 0 | 0 | 0 | 0 | 0 | 0 | 0 | 0 | 0 | 0 | 0 | 0 | 0
F7_Industrial_Primary Metals_Existing_Space Heating_Natural Gas_Retrocommissioning_A_Achievable Economic TRC Potential | F7 | Industrial | Primary Metals | Existing | Space Heating | Natural Gas | Retrocommissioning | A | Cumulative Energy Savings (MWh or mTherms) | Achievable Economic TRC Potential | 0 | 0 | 0 | 0 | 0 | 0.0096428 | 0.01918 | 0.028524 | 0.037725 | 0.046769 | 0.055523 | 0.064067 | 0.072411 | 0.080414 | 0.088187 | 0.09572 | 0.10306 | 0.11025 | 0.11726 | 0.12418 | 0.131 | 0.13762 | 0.14426 | 0.15084 | 0.15735 | 0.15632 | 0.15544 | 0.15462 | 0 | 0 | 0
F8_Industrial_Primary Metals_Existing_Space Heating_Natural Gas_Retrocommissioning_A_Achievable Economic TRC Potential | F8 | Industrial | Primary Metals | Existing | Space Heating | Natural Gas | Retrocommissioning | A | Cumulative Summer Peak Savings (MW) | Achievable Economic TRC Potential | 0 | 0 | 0 | 0 | 0 | 0 | 0 | 0 | 0 | 0 | 0 | 0 | 0 | 0 | 0 | 0 | 0 | 0 | 0 | 0 | 0 | 0 | 0 | 0 | 0 | 0 | 0 | 0 | 0 | 0 | 0
F9_Industrial_Primary Metals_Existing_Space Heating_Natural Gas_Retrocommissioning_A_Achievable Economic TRC Potential | F9 | Industrial | Primary Metals | Existing | Space Heating | Natural Gas | Retrocommissioning | A | Cumulative Winter Peak Savings (MW) | Achievable Economic TRC Potential | 0 | 0 | 0 | 0 | 0 | 0 | 0 | 0 | 0 | 0 | 0 | 0 | 0 | 0 | 0 | 0 | 0 | 0 | 0 | 0 | 0 | 0 | 0 | 0 | 0 | 0 | 0 | 0 | 0 | 0 | 0
F10_Industrial_Primary Metals_Existing_Space Heating_Natural Gas_Retrocommissioning_A_Achievable Economic TRC Potential | F10 | Industrial | Primary Metals | Existing | Space Heating | Natural Gas | Retrocommissioning | A | Purchases (Incremental) | Achievable Economic TRC Potential | 0 | 0 | 0 | 0 | 0 | 3.2327 | 3.2309 | 3.2119 | 3.2136 | 3.2163 | 3.1754 | 3.1667 | 3.1603 | 3.1101 | 3.122 | 3.0922 | 3.0926 | 3.0771 | 3.0496 | 3.0532 | 3.0406 | 3.0288 | 3.0177 | 3.0075 | 2.998 | 0 | 0 | 0 | 0 | 0 | 0
F11_Industrial_Primary Metals_Existing_Space Heating_Natural Gas_Retrocommissioning_A_Achievable Economic TRC Potential | F11 | Industrial | Primary Metals | Existing | Space Heating | Natural Gas | Retrocommissioning | A | Purchases (Cumulative) | Achievable Economic TRC Potential | 0 | 0 | 0 | 0 | 0 | 3.2327 | 6.4636 | 9.6755 | 12.8891 | 16.1053 | 19.2808 | 22.4475 | 25.6078 | 28.7179 | 31.8399 | 34.9321 | 38.0248 | 41.1018 | 44.1515 | 47.2047 | 50.2453 | 53.2741 | 56.2918 | 59.2993 | 62.2973 | 62.2973 | 62.2973 | 62.2973 | 62.2973 | 62.2973 | 62.2973
F1_Industrial_Primary Metals_Existing_Process_Natural Gas_Retrocommissioning_A_Achievable Economic TRC Potential | F1 | Industrial | Primary Metals | Existing | Process | Natural Gas | Retrocommissioning | A | Integrated Unit Energy Savings (kWh or therms) | Achievable Economic TRC Potential | 0 | 0 | 0 | 0 | 0 | 0 | 0 | 0 | 0 | 0 | 0 | 0 | 0 | 0 | 0 | 0 | 0 | 0 | 0 | 0 | 0 | 0 | 0 | 0 | 0 | 0 | 0 | 0 | 0 | 0 | 0
F2_Industrial_Primary Metals_Existing_Process_Natural Gas_Retrocommissioning_A_Achievable Economic TRC Potential | F2 | Industrial | Primary Metals | Existing | Process | Natural Gas | Retrocommissioning | A | Integrated Unit Summer Peak Savings (kW) | Achievable Economic TRC Potential | 0 | 0 | 0 | 0 | 0 | 0 | 0 | 0 | 0 | 0 | 0 | 0 | 0 | 0 | 0 | 0 | 0 | 0 | 0 | 0 | 0 | 0 | 0 | 0 | 0 | 0 | 0 | 0 | 0 | 0 | 0
F3_Industrial_Primary Metals_Existing_Process_Natural Gas_Retrocommissioning_A_Achievable Economic TRC Potential | F3 | Industrial | Primary Metals | Existing | Process | Natural Gas | Retrocommissioning | A | Integrated Unit Winter Peak Savings (kW) | Achievable Economic TRC Potential | 0 | 0 | 0 | 0 | 0 | 0 | 0 | 0 | 0 | 0 | 0 | 0 | 0 | 0 | 0 | 0 | 0 | 0 | 0 | 0 | 0 | 0 | 0 | 0 | 0 | 0 | 0 | 0 | 0 | 0 | 0
F4_Industrial_Primary Metals_Existing_Process_Natural Gas_Retrocommissioning_A_Achievable Economic TRC Potential | F4 | Industrial | Primary Metals | Existing | Process | Natural Gas | Retrocommissioning | A | Incremental Energy Savings (MWh or mTherms) | Achievable Economic TRC Potential | 0 | 0 | 0 | 0 | 0 | 0 | 0 | 0 | 0 | 0 | 0 | 0 | 0 | 0 | 0 | 0 | 0 | 0 | 0 | 0 | 0 | 0 | 0 | 0 | 0 | 0 | 0 | 0 | 0 | 0 | 0
F5_Industrial_Primary Metals_Existing_Process_Natural Gas_Retrocommissioning_A_Achievable Economic TRC Potential | F5 | Industrial | Primary Metals | Existing | Process | Natural Gas | Retrocommissioning | A | Incremental Summer Peak Savings (MW) | Achievable Economic TRC Potential | 0 | 0 | 0 | 0 | 0 | 0 | 0 | 0 | 0 | 0 | 0 | 0 | 0 | 0 | 0 | 0 | 0 | 0 | 0 | 0 | 0 | 0 | 0 | 0 | 0 | 0 | 0 | 0 | 0 | 0 | 0
F6_Industrial_Primary Metals_Existing_Process_Natural Gas_Retrocommissioning_A_Achievable Economic TRC Potential | F6 | Industrial | Primary Metals | Existing | Process | Natural Gas | Retrocommissioning | A | Incremental Winter Peak Savings (MW) | Achievable Economic TRC Potential | 0 | 0 | 0 | 0 | 0 | 0 | 0 | 0 | 0 | 0 | 0 | 0 | 0 | 0 | 0 | 0 | 0 | 0 | 0 | 0 | 0 | 0 | 0 | 0 | 0 | 0 | 0 | 0 | 0 | 0 | 0
F7_Industrial_Primary Metals_Existing_Process_Natural Gas_Retrocommissioning_A_Achievable Economic TRC Potential | F7 | Industrial | Primary Metals | Existing | Process | Natural Gas | Retrocommissioning | A | Cumulative Energy Savings (MWh or mTherms) | Achievable Economic TRC Potential | 0 | 0 | 0 | 0 | 0 | 0 | 0 | 0 | 0 | 0 | 0 | 0 | 0 | 0 | 0 | 0 | 0 | 0 | 0 | 0 | 0 | 0 | 0 | 0 | 0 | 0 | 0 | 0 | 0 | 0 | 0
F8_Industrial_Primary Metals_Existing_Process_Natural Gas_Retrocommissioning_A_Achievable Economic TRC Potential | F8 | Industrial | Primary Metals | Existing | Process | Natural Gas | Retrocommissioning | A | Cumulative Summer Peak Savings (MW) | Achievable Economic TRC Potential | 0 | 0 | 0 | 0 | 0 | 0 | 0 | 0 | 0 | 0 | 0 | 0 | 0 | 0 | 0 | 0 | 0 | 0 | 0 | 0 | 0 | 0 | 0 | 0 | 0 | 0 | 0 | 0 | 0 | 0 | 0
F9_Industrial_Primary Metals_Existing_Process_Natural Gas_Retrocommissioning_A_Achievable Economic TRC Potential | F9 | Industrial | Primary Metals | Existing | Process | Natural Gas | Retrocommissioning | A | Cumulative Winter Peak Savings (MW) | Achievable Economic TRC Potential | 0 | 0 | 0 | 0 | 0 | 0 | 0 | 0 | 0 | 0 | 0 | 0 | 0 | 0 | 0 | 0 | 0 | 0 | 0 | 0 | 0 | 0 | 0 | 0 | 0 | 0 | 0 | 0 | 0 | 0 | 0
F10_Industrial_Primary Metals_Existing_Process_Natural Gas_Retrocommissioning_A_Achievable Economic TRC Potential | F10 | Industrial | Primary Metals | Existing | Process | Natural Gas | Retrocommissioning | A | Purchases (Incremental) | Achievable Economic TRC Potential | 0 | 0 | 0 | 0 | 0 | 3.2327 | 3.2309 | 3.2119 | 3.2136 | 3.2163 | 3.1754 | 3.1667 | 3.1603 | 3.1101 | 3.122 | 3.0922 | 3.0926 | 3.0771 | 3.0496 | 3.0532 | 3.0406 | 3.0288 | 3.0177 | 3.0075 | 2.998 | 0 | 0 | 0 | 0 | 0 | 0
F11_Industrial_Primary Metals_Existing_Process_Natural Gas_Retrocommissioning_A_Achievable Economic TRC Potential | F11 | Industrial | Primary Metals | Existing | Process | Natural Gas | Retrocommissioning | A | Purchases (Cumulative) | Achievable Economic TRC Potential | 0 | 0 | 0 | 0 | 0 | 3.2327 | 6.4636 | 9.6755 | 12.8891 | 16.1053 | 19.2808 | 22.4475 | 25.6078 | 28.7179 | 31.8399 | 34.9321 | 38.0248 | 41.1018 | 44.1515 | 47.2047 | 50.2453 | 53.2741 | 56.2918 | 59.2993 | 62.2973 | 62.2973 | 62.2973 | 62.2973 | 62.2973 | 62.2973 | 62.2973
F1_Industrial_Primary Metals_New_Space Heating_Natural Gas_Insulation - Roof/Ceiling_A_Achievable Economic TRC Potential | F1 | Industrial | Primary Metals | New | Space Heating | Natural Gas | Insulation - Roof/Ceiling | A | Integrated Unit Energy Savings (kWh or therms) | Achievable Economic TRC Potential | 0 | 0 | 0 | 0 | 0 | 0.093601 | 0.091998 | 0.090653 | 0.089467 | 0.088371 | 0.087371 | 0.086163 | 0.084835 | 0.083455 | 0.082061 | 0.080756 | 0.079546 | 0.078498 | 0.077231 | 0.076253 | 0.075526 | 0.074984 | 0.074714 | 0.074586 | 0.07456 | 0.074605 | 0.074667 | 0.074749 | 0 | 0 | 0
F2_Industrial_Primary Metals_New_Space Heating_Natural Gas_Insulation - Roof/Ceiling_A_Achievable Economic TRC Potential | F2 | Industrial | Primary Metals | New | Space Heating | Natural Gas | Insulation - Roof/Ceiling | A | Integrated Unit Summer Peak Savings (kW) | Achievable Economic TRC Potential | 0 | 0 | 0 | 0 | 0 | 0 | 0 | 0 | 0 | 0 | 0 | 0 | 0 | 0 | 0 | 0 | 0 | 0 | 0 | 0 | 0 | 0 | 0 | 0 | 0 | 0 | 0 | 0 | 0 | 0 | 0
F3_Industrial_Primary Metals_New_Space Heating_Natural Gas_Insulation - Roof/Ceiling_A_Achievable Economic TRC Potential | F3 | Industrial | Primary Metals | New | Space Heating | Natural Gas | Insulation - Roof/Ceiling | A | Integrated Unit Winter Peak Savings (kW) | Achievable Economic TRC Potential | 0 | 0 | 0 | 0 | 0 | 0 | 0 | 0 | 0 | 0 | 0 | 0 | 0 | 0 | 0 | 0 | 0 | 0 | 0 | 0 | 0 | 0 | 0 | 0 | 0 | 0 | 0 | 0 | 0 | 0 | 0
F4_Industrial_Primary Metals_New_Space Heating_Natural Gas_Insulation - Roof/Ceiling_A_Achievable Economic TRC Potential | F4 | Industrial | Primary Metals | New | Space Heating | Natural Gas | Insulation - Roof/Ceiling | A | Incremental Energy Savings (MWh or mTherms) | Achievable Economic TRC Potential | 0 | 0 | 0 | 0 | 0 | 0 | 0 | 0 | 0 | 0 | 0 | 0 | 0 | 0 | 0 | 0 | 0 | 0 | 0 | 0 | 0 | 0 | 0 | 0 | 0 | 0 | 0 | 0 | 0 | 0 | 0
F5_Industrial_Primary Metals_New_Space Heating_Natural Gas_Insulation - Roof/Ceiling_A_Achievable Economic TRC Potential | F5 | Industrial | Primary Metals | New | Space Heating | Natural Gas | Insulation - Roof/Ceiling | A | Incremental Summer Peak Savings (MW) | Achievable Economic TRC Potential | 0 | 0 | 0 | 0 | 0 | 0 | 0 | 0 | 0 | 0 | 0 | 0 | 0 | 0 | 0 | 0 | 0 | 0 | 0 | 0 | 0 | 0 | 0 | 0 | 0 | 0 | 0 | 0 | 0 | 0 | 0
F6_Industrial_Primary Metals_New_Space Heating_Natural Gas_Insulation - Roof/Ceiling_A_Achievable Economic TRC Potential | F6 | Industrial | Primary Metals | New | Space Heating | Natural Gas | Insulation - Roof/Ceiling | A | Incremental Winter Peak Savings (MW) | Achievable Economic TRC Potential | 0 | 0 | 0 | 0 | 0 | 0 | 0 | 0 | 0 | 0 | 0 | 0 | 0 | 0 | 0 | 0 | 0 | 0 | 0 | 0 | 0 | 0 | 0 | 0 | 0 | 0 | 0 | 0 | 0 | 0 | 0
F7_Industrial_Primary Metals_New_Space Heating_Natural Gas_Insulation - Roof/Ceiling_A_Achievable Economic TRC Potential | F7 | Industrial | Primary Metals | New | Space Heating | Natural Gas | Insulation - Roof/Ceiling | A | Cumulative Energy Savings (MWh or mTherms) | Achievable Economic TRC Potential | 0 | 0 | 0 | 0 | 0 | 0 | 0 | 0 | 0 | 0 | 0 | 0 | 0 | 0 | 0 | 0 | 0 | 0 | 0 | 0 | 0 | 0 | 0 | 0 | 0 | 0 | 0 | 0 | 0 | 0 | 0
F8_Industrial_Primary Metals_New_Space Heating_Natural Gas_Insulation - Roof/Ceiling_A_Achievable Economic TRC Potential | F8 | Industrial | Primary Metals | New | Space Heating | Natural Gas | Insulation - Roof/Ceiling | A | Cumulative Summer Peak Savings (MW) | Achievable Economic TRC Potential | 0 | 0 | 0 | 0 | 0 | 0 | 0 | 0 | 0 | 0 | 0 | 0 | 0 | 0 | 0 | 0 | 0 | 0 | 0 | 0 | 0 | 0 | 0 | 0 | 0 | 0 | 0 | 0 | 0 | 0 | 0
F9_Industrial_Primary Metals_New_Space Heating_Natural Gas_Insulation - Roof/Ceiling_A_Achievable Economic TRC Potential | F9 | Industrial | Primary Metals | New | Space Heating | Natural Gas | Insulation - Roof/Ceiling | A | Cumulative Winter Peak Savings (MW) | Achievable Economic TRC Potential | 0 | 0 | 0 | 0 | 0 | 0 | 0 | 0 | 0 | 0 | 0 | 0 | 0 | 0 | 0 | 0 | 0 | 0 | 0 | 0 | 0 | 0 | 0 | 0 | 0 | 0 | 0 | 0 | 0 | 0 | 0
F10_Industrial_Primary Metals_New_Space Heating_Natural Gas_Insulation - Roof/Ceiling_A_Achievable Economic TRC Potential | F10 | Industrial | Primary Metals | New | Space Heating | Natural Gas | Insulation - Roof/Ceiling | A | Purchases (Incremental) | Achievable Economic TRC Potential | 0 | 0 | 0 | 0 | 0 | 0 | 0 | 0 | 0 | 0 | 0 | 0 | 0 | 0 | 0 | 0 | 0 | 0 | 0 | 0 | 0 | 0 | 0 | 0 | 0 | 0 | 0 | 0 | 0 | 0 | 0
F11_Industrial_Primary Metals_New_Space Heating_Natural Gas_Insulation - Roof/Ceiling_A_Achievable Economic TRC Potential | F11 | Industrial | Primary Metals | New | Space Heating | Natural Gas | Insulation - Roof/Ceiling | A | Purchases (Cumulative) | Achievable Economic TRC Potential | 0 | 0 | 0 | 0 | 0 | 0 | 0 | 0 | 0 | 0 | 0 | 0 | 0 | 0 | 0 | 0 | 0 | 0 | 0 | 0 | 0 | 0 | 0 | 0 | 0 | 0 | 0 | 0 | 0 | 0 | 0
F1_Industrial_Primary Metals_New_Space Heating_Natural Gas_Insulation - Wall Cavity_A_Achievable Economic TRC Potential | F1 | Industrial | Primary Metals | New | Space Heating | Natural Gas | Insulation - Wall Cavity | A | Integrated Unit Energy Savings (kWh or therms) | Achievable Economic TRC Potential | 0 | 0 | 0 | 0 | 0 | 0.016857 | 0.016568 | 0.016326 | 0.016112 | 0.015915 | 0.015735 | 0.015517 | 0.015278 | 0.01503 | 0.014778 | 0.014543 | 0.014326 | 0.014137 | 0.013909 | 0.013732 | 0.013602 | 0.013504 | 0.013455 | 0.013432 | 0.013428 | 0.013436 | 0.013447 | 0.013462 | 0 | 0 | 0
F2_Industrial_Primary Metals_New_Space Heating_Natural Gas_Insulation - Wall Cavity_A_Achievable Economic TRC Potential | F2 | Industrial | Primary Metals | New | Space Heating | Natural Gas | Insulation - Wall Cavity | A | Integrated Unit Summer Peak Savings (kW) | Achievable Economic TRC Potential | 0 | 0 | 0 | 0 | 0 | 0 | 0 | 0 | 0 | 0 | 0 | 0 | 0 | 0 | 0 | 0 | 0 | 0 | 0 | 0 | 0 | 0 | 0 | 0 | 0 | 0 | 0 | 0 | 0 | 0 | 0
F3_Industrial_Primary Metals_New_Space Heating_Natural Gas_Insulation - Wall Cavity_A_Achievable Economic TRC Potential | F3 | Industrial | Primary Metals | New | Space Heating | Natural Gas | Insulation - Wall Cavity | A | Integrated Unit Winter Peak Savings (kW) | Achievable Economic TRC Potential | 0 | 0 | 0 | 0 | 0 | 0 | 0 | 0 | 0 | 0 | 0 | 0 | 0 | 0 | 0 | 0 | 0 | 0 | 0 | 0 | 0 | 0 | 0 | 0 | 0 | 0 | 0 | 0 | 0 | 0 | 0
F4_Industrial_Primary Metals_New_Space Heating_Natural Gas_Insulation - Wall Cavity_A_Achievable Economic TRC Potential | F4 | Industrial | Primary Metals | New | Space Heating | Natural Gas | Insulation - Wall Cavity | A | Incremental Energy Savings (MWh or mTherms) | Achievable Economic TRC Potential | 0 | 0 | 0 | 0 | 0 | 0 | 0 | 0 | 0 | 0 | 0 | 0 | 0 | 0 | 0 | 0 | 0 | 0 | 0 | 0 | 0 | 0 | 0 | 0 | 0 | 0 | 0 | 0 | 0 | 0 | 0
F5_Industrial_Primary Metals_New_Space Heating_Natural Gas_Insulation - Wall Cavity_A_Achievable Economic TRC Potential | F5 | Industrial | Primary Metals | New | Space Heating | Natural Gas | Insulation - Wall Cavity | A | Incremental Summer Peak Savings (MW) | Achievable Economic TRC Potential | 0 | 0 | 0 | 0 | 0 | 0 | 0 | 0 | 0 | 0 | 0 | 0 | 0 | 0 | 0 | 0 | 0 | 0 | 0 | 0 | 0 | 0 | 0 | 0 | 0 | 0 | 0 | 0 | 0 | 0 | 0
F6_Industrial_Primary Metals_New_Space Heating_Natural Gas_Insulation - Wall Cavity_A_Achievable Economic TRC Potential | F6 | Industrial | Primary Metals | New | Space Heating | Natural Gas | Insulation - Wall Cavity | A | Incremental Winter Peak Savings (MW) | Achievable Economic TRC Potential | 0 | 0 | 0 | 0 | 0 | 0 | 0 | 0 | 0 | 0 | 0 | 0 | 0 | 0 | 0 | 0 | 0 | 0 | 0 | 0 | 0 | 0 | 0 | 0 | 0 | 0 | 0 | 0 | 0 | 0 | 0
F7_Industrial_Primary Metals_New_Space Heating_Natural Gas_Insulation - Wall Cavity_A_Achievable Economic TRC Potential | F7 | Industrial | Primary Metals | New | Space Heating | Natural Gas | Insulation - Wall Cavity | A | Cumulative Energy Savings (MWh or mTherms) | Achievable Economic TRC Potential | 0 | 0 | 0 | 0 | 0 | 0 | 0 | 0 | 0 | 0 | 0 | 0 | 0 | 0 | 0 | 0 | 0 | 0 | 0 | 0 | 0 | 0 | 0 | 0 | 0 | 0 | 0 | 0 | 0 | 0 | 0
F8_Industrial_Primary Metals_New_Space Heating_Natural Gas_Insulation - Wall Cavity_A_Achievable Economic TRC Potential | F8 | Industrial | Primary Metals | New | Space Heating | Natural Gas | Insulation - Wall Cavity | A | Cumulative Summer Peak Savings (MW) | Achievable Economic TRC Potential | 0 | 0 | 0 | 0 | 0 | 0 | 0 | 0 | 0 | 0 | 0 | 0 | 0 | 0 | 0 | 0 | 0 | 0 | 0 | 0 | 0 | 0 | 0 | 0 | 0 | 0 | 0 | 0 | 0 | 0 | 0
F9_Industrial_Primary Metals_New_Space Heating_Natural Gas_Insulation - Wall Cavity_A_Achievable Economic TRC Potential | F9 | Industrial | Primary Metals | New | Space Heating | Natural Gas | Insulation - Wall Cavity | A | Cumulative Winter Peak Savings (MW) | Achievable Economic TRC Potential | 0 | 0 | 0 | 0 | 0 | 0 | 0 | 0 | 0 | 0 | 0 | 0 | 0 | 0 | 0 | 0 | 0 | 0 | 0 | 0 | 0 | 0 | 0 | 0 | 0 | 0 | 0 | 0 | 0 | 0 | 0
F10_Industrial_Primary Metals_New_Space Heating_Natural Gas_Insulation - Wall Cavity_A_Achievable Economic TRC Potential | F10 | Industrial | Primary Metals | New | Space Heating | Natural Gas | Insulation - Wall Cavity | A | Purchases (Incremental) | Achievable Economic TRC Potential | 0 | 0 | 0 | 0 | 0 | 0 | 0 | 0 | 0 | 0 | 0 | 0 | 0 | 0 | 0 | 0 | 0 | 0 | 0 | 0 | 0 | 0 | 0 | 0 | 0 | 0 | 0 | 0 | 0 | 0 | 0
F11_Industrial_Primary Metals_New_Space Heating_Natural Gas_Insulation - Wall Cavity_A_Achievable Economic TRC Potential | F11 | Industrial | Primary Metals | New | Space Heating | Natural Gas | Insulation - Wall Cavity | A | Purchases (Cumulative) | Achievable Economic TRC Potential | 0 | 0 | 0 | 0 | 0 | 0 | 0 | 0 | 0 | 0 | 0 | 0 | 0 | 0 | 0 | 0 | 0 | 0 | 0 | 0 | 0 | 0 | 0 | 0 | 0 | 0 | 0 | 0 | 0 | 0 | 0
F1_Industrial_Primary Metals_New_Space Heating_Natural Gas_Insulation - Ducting_A_Achievable Economic TRC Potential | F1 | Industrial | Primary Metals | New | Space Heating | Natural Gas | Insulation - Ducting | A | Integrated Unit Energy Savings (kWh or therms) | Achievable Economic TRC Potential | 0 | 0 | 0 | 0 | 0 | 0 | 0 | 0 | 0 | 0 | 0 | 0 | 0 | 0 | 0 | 0 | 0 | 0 | 0 | 0 | 0 | 0 | 0 | 0 | 0 | 0 | 0 | 0 | 0 | 0 | 0
F2_Industrial_Primary Metals_New_Space Heating_Natural Gas_Insulation - Ducting_A_Achievable Economic TRC Potential | F2 | Industrial | Primary Metals | New | Space Heating | Natural Gas | Insulation - Ducting | A | Integrated Unit Summer Peak Savings (kW) | Achievable Economic TRC Potential | 0 | 0 | 0 | 0 | 0 | 0 | 0 | 0 | 0 | 0 | 0 | 0 | 0 | 0 | 0 | 0 | 0 | 0 | 0 | 0 | 0 | 0 | 0 | 0 | 0 | 0 | 0 | 0 | 0 | 0 | 0
F3_Industrial_Primary Metals_New_Space Heating_Natural Gas_Insulation - Ducting_A_Achievable Economic TRC Potential | F3 | Industrial | Primary Metals | New | Space Heating | Natural Gas | Insulation - Ducting | A | Integrated Unit Winter Peak Savings (kW) | Achievable Economic TRC Potential | 0 | 0 | 0 | 0 | 0 | 0 | 0 | 0 | 0 | 0 | 0 | 0 | 0 | 0 | 0 | 0 | 0 | 0 | 0 | 0 | 0 | 0 | 0 | 0 | 0 | 0 | 0 | 0 | 0 | 0 | 0
F4_Industrial_Primary Metals_New_Space Heating_Natural Gas_Insulation - Ducting_A_Achievable Economic TRC Potential | F4 | Industrial | Primary Metals | New | Space Heating | Natural Gas | Insulation - Ducting | A | Incremental Energy Savings (MWh or mTherms) | Achievable Economic TRC Potential | 0 | 0 | 0 | 0 | 0 | 0 | 0 | 0 | 0 | 0 | 0 | 0 | 0 | 0 | 0 | 0 | 0 | 0 | 0 | 0 | 0 | 0 | 0 | 0 | 0 | 0 | 0 | 0 | 0 | 0 | 0
F5_Industrial_Primary Metals_New_Space Heating_Natural Gas_Insulation - Ducting_A_Achievable Economic TRC Potential | F5 | Industrial | Primary Metals | New | Space Heating | Natural Gas | Insulation - Ducting | A | Incremental Summer Peak Savings (MW) | Achievable Economic TRC Potential | 0 | 0 | 0 | 0 | 0 | 0 | 0 | 0 | 0 | 0 | 0 | 0 | 0 | 0 | 0 | 0 | 0 | 0 | 0 | 0 | 0 | 0 | 0 | 0 | 0 | 0 | 0 | 0 | 0 | 0 | 0
F6_Industrial_Primary Metals_New_Space Heating_Natural Gas_Insulation - Ducting_A_Achievable Economic TRC Potential | F6 | Industrial | Primary Metals | New | Space Heating | Natural Gas | Insulation - Ducting | A | Incremental Winter Peak Savings (MW) | Achievable Economic TRC Potential | 0 | 0 | 0 | 0 | 0 | 0 | 0 | 0 | 0 | 0 | 0 | 0 | 0 | 0 | 0 | 0 | 0 | 0 | 0 | 0 | 0 | 0 | 0 | 0 | 0 | 0 | 0 | 0 | 0 | 0 | 0
F7_Industrial_Primary Metals_New_Space Heating_Natural Gas_Insulation - Ducting_A_Achievable Economic TRC Potential | F7 | Industrial | Primary Metals | New | Space Heating | Natural Gas | Insulation - Ducting | A | Cumulative Energy Savings (MWh or mTherms) | Achievable Economic TRC Potential | 0 | 0 | 0 | 0 | 0 | 0 | 0 | 0 | 0 | 0 | 0 | 0 | 0 | 0 | 0 | 0 | 0 | 0 | 0 | 0 | 0 | 0 | 0 | 0 | 0 | 0 | 0 | 0 | 0 | 0 | 0
F8_Industrial_Primary Metals_New_Space Heating_Natural Gas_Insulation - Ducting_A_Achievable Economic TRC Potential | F8 | Industrial | Primary Metals | New | Space Heating | Natural Gas | Insulation - Ducting | A | Cumulative Summer Peak Savings (MW) | Achievable Economic TRC Potential | 0 | 0 | 0 | 0 | 0 | 0 | 0 | 0 | 0 | 0 | 0 | 0 | 0 | 0 | 0 | 0 | 0 | 0 | 0 | 0 | 0 | 0 | 0 | 0 | 0 | 0 | 0 | 0 | 0 | 0 | 0
F9_Industrial_Primary Metals_New_Space Heating_Natural Gas_Insulation - Ducting_A_Achievable Economic TRC Potential | F9 | Industrial | Primary Metals | New | Space Heating | Natural Gas | Insulation - Ducting | A | Cumulative Winter Peak Savings (MW) | Achievable Economic TRC Potential | 0 | 0 | 0 | 0 | 0 | 0 | 0 | 0 | 0 | 0 | 0 | 0 | 0 | 0 | 0 | 0 | 0 | 0 | 0 | 0 | 0 | 0 | 0 | 0 | 0 | 0 | 0 | 0 | 0 | 0 | 0
F10_Industrial_Primary Metals_New_Space Heating_Natural Gas_Insulation - Ducting_A_Achievable Economic TRC Potential | F10 | Industrial | Primary Metals | New | Space Heating | Natural Gas | Insulation - Ducting | A | Purchases (Incremental) | Achievable Economic TRC Potential | 0 | 0 | 0 | 0 | 0 | 0 | 0 | 0 | 0 | 0 | 0 | 0 | 0 | 0 | 0 | 0 | 0 | 0 | 0 | 0 | 0 | 0 | 0 | 0 | 0 | 0 | 0 | 0 | 0 | 0 | 0
F11_Industrial_Primary Metals_New_Space Heating_Natural Gas_Insulation - Ducting_A_Achievable Economic TRC Potential | F11 | Industrial | Primary Metals | New | Space Heating | Natural Gas | Insulation - Ducting | A | Purchases (Cumulative) | Achievable Economic TRC Potential | 0 | 0 | 0 | 0 | 0 | 0 | 0 | 0 | 0 | 0 | 0 | 0 | 0 | 0 | 0 | 0 | 0 | 0 | 0 | 0 | 0 | 0 | 0 | 0 | 0 | 0 | 0 | 0 | 0 | 0 | 0
F1_Industrial_Primary Metals_New_Space Heating_Natural Gas_HVAC - Duct Repair and Sealing_A_Achievable Economic TRC Potential | F1 | Industrial | Primary Metals | New | Space Heating | Natural Gas | HVAC - Duct Repair and Sealing | A | Integrated Unit Energy Savings (kWh or therms) | Achievable Economic TRC Potential | 0 | 0 | 0 | 0 | 0 | 0 | 0 | 0 | 0 | 0 | 0 | 0 | 0 | 0 | 0 | 0 | 0 | 0 | 0 | 0 | 0 | 0 | 0 | 0 | 0 | 0 | 0 | 0 | 0 | 0 | 0
F2_Industrial_Primary Metals_New_Space Heating_Natural Gas_HVAC - Duct Repair and Sealing_A_Achievable Economic TRC Potential | F2 | Industrial | Primary Metals | New | Space Heating | Natural Gas | HVAC - Duct Repair and Sealing | A | Integrated Unit Summer Peak Savings (kW) | Achievable Economic TRC Potential | 0 | 0 | 0 | 0 | 0 | 0 | 0 | 0 | 0 | 0 | 0 | 0 | 0 | 0 | 0 | 0 | 0 | 0 | 0 | 0 | 0 | 0 | 0 | 0 | 0 | 0 | 0 | 0 | 0 | 0 | 0
F3_Industrial_Primary Metals_New_Space Heating_Natural Gas_HVAC - Duct Repair and Sealing_A_Achievable Economic TRC Potential | F3 | Industrial | Primary Metals | New | Space Heating | Natural Gas | HVAC - Duct Repair and Sealing | A | Integrated Unit Winter Peak Savings (kW) | Achievable Economic TRC Potential | 0 | 0 | 0 | 0 | 0 | 0 | 0 | 0 | 0 | 0 | 0 | 0 | 0 | 0 | 0 | 0 | 0 | 0 | 0 | 0 | 0 | 0 | 0 | 0 | 0 | 0 | 0 | 0 | 0 | 0 | 0
F4_Industrial_Primary Metals_New_Space Heating_Natural Gas_HVAC - Duct Repair and Sealing_A_Achievable Economic TRC Potential | F4 | Industrial | Primary Metals | New | Space Heating | Natural Gas | HVAC - Duct Repair and Sealing | A | Incremental Energy Savings (MWh or mTherms) | Achievable Economic TRC Potential | 0 | 0 | 0 | 0 | 0 | 0 | 0 | 0 | 0 | 0 | 0 | 0 | 0 | 0 | 0 | 0 | 0 | 0 | 0 | 0 | 0 | 0 | 0 | 0 | 0 | 0 | 0 | 0 | 0 | 0 | 0
F5_Industrial_Primary Metals_New_Space Heating_Natural Gas_HVAC - Duct Repair and Sealing_A_Achievable Economic TRC Potential | F5 | Industrial | Primary Metals | New | Space Heating | Natural Gas | HVAC - Duct Repair and Sealing | A | Incremental Summer Peak Savings (MW) | Achievable Economic TRC Potential | 0 | 0 | 0 | 0 | 0 | 0 | 0 | 0 | 0 | 0 | 0 | 0 | 0 | 0 | 0 | 0 | 0 | 0 | 0 | 0 | 0 | 0 | 0 | 0 | 0 | 0 | 0 | 0 | 0 | 0 | 0
F6_Industrial_Primary Metals_New_Space Heating_Natural Gas_HVAC - Duct Repair and Sealing_A_Achievable Economic TRC Potential | F6 | Industrial | Primary Metals | New | Space Heating | Natural Gas | HVAC - Duct Repair and Sealing | A | Incremental Winter Peak Savings (MW) | Achievable Economic TRC Potential | 0 | 0 | 0 | 0 | 0 | 0 | 0 | 0 | 0 | 0 | 0 | 0 | 0 | 0 | 0 | 0 | 0 | 0 | 0 | 0 | 0 | 0 | 0 | 0 | 0 | 0 | 0 | 0 | 0 | 0 | 0
F7_Industrial_Primary Metals_New_Space Heating_Natural Gas_HVAC - Duct Repair and Sealing_A_Achievable Economic TRC Potential | F7 | Industrial | Primary Metals | New | Space Heating | Natural Gas | HVAC - Duct Repair and Sealing | A | Cumulative Energy Savings (MWh or mTherms) | Achievable Economic TRC Potential | 0 | 0 | 0 | 0 | 0 | 0 | 0 | 0 | 0 | 0 | 0 | 0 | 0 | 0 | 0 | 0 | 0 | 0 | 0 | 0 | 0 | 0 | 0 | 0 | 0 | 0 | 0 | 0 | 0 | 0 | 0
F8_Industrial_Primary Metals_New_Space Heating_Natural Gas_HVAC - Duct Repair and Sealing_A_Achievable Economic TRC Potential | F8 | Industrial | Primary Metals | New | Space Heating | Natural Gas | HVAC - Duct Repair and Sealing | A | Cumulative Summer Peak Savings (MW) | Achievable Economic TRC Potential | 0 | 0 | 0 | 0 | 0 | 0 | 0 | 0 | 0 | 0 | 0 | 0 | 0 | 0 | 0 | 0 | 0 | 0 | 0 | 0 | 0 | 0 | 0 | 0 | 0 | 0 | 0 | 0 | 0 | 0 | 0
F9_Industrial_Primary Metals_New_Space Heating_Natural Gas_HVAC - Duct Repair and Sealing_A_Achievable Economic TRC Potential | F9 | Industrial | Primary Metals | New | Space Heating | Natural Gas | HVAC - Duct Repair and Sealing | A | Cumulative Winter Peak Savings (MW) | Achievable Economic TRC Potential | 0 | 0 | 0 | 0 | 0 | 0 | 0 | 0 | 0 | 0 | 0 | 0 | 0 | 0 | 0 | 0 | 0 | 0 | 0 | 0 | 0 | 0 | 0 | 0 | 0 | 0 | 0 | 0 | 0 | 0 | 0
F10_Industrial_Primary Metals_New_Space Heating_Natural Gas_HVAC - Duct Repair and Sealing_A_Achievable Economic TRC Potential | F10 | Industrial | Primary Metals | New | Space Heating | Natural Gas | HVAC - Duct Repair and Sealing | A | Purchases (Incremental) | Achievable Economic TRC Potential | 0 | 0 | 0 | 0 | 0 | 0 | 0 | 0 | 0 | 0 | 0 | 0 | 0 | 0 | 0 | 0 | 0 | 0 | 0 | 0 | 0 | 0 | 0 | 0 | 0 | 0 | 0 | 0 | 0 | 0 | 0
F11_Industrial_Primary Metals_New_Space Heating_Natural Gas_HVAC - Duct Repair and Sealing_A_Achievable Economic TRC Potential | F11 | Industrial | Primary Metals | New | Space Heating | Natural Gas | HVAC - Duct Repair and Sealing | A | Purchases (Cumulative) | Achievable Economic TRC Potential | 0 | 0 | 0 | 0 | 0 | 0 | 0 | 0 | 0 | 0 | 0 | 0 | 0 | 0 | 0 | 0 | 0 | 0 | 0 | 0 | 0 | 0 | 0 | 0 | 0 | 0 | 0 | 0 | 0 | 0 | 0
F1_Industrial_Primary Metals_New_Space Heating_Natural Gas_Windows - High Efficiency_A_Achievable Economic TRC Potential | F1 | Industrial | Primary Metals | New | Space Heating | Natural Gas | Windows - High Efficiency | A | Integrated Unit Energy Savings (kWh or therms) | Achievable Economic TRC Potential | 0 | 0 | 0 | 0 | 0 | 0.0053497 | 0.0052581 | 0.0051812 | 0.0051134 | 0.0050508 | 0.0049937 | 0.0049246 | 0.0048487 | 0.0047699 | 0.0046901 | 0.0046156 | 0.0045464 | 0.0044865 | 0.0044141 | 0.0043582 | 0.0043166 | 0.0042857 | 0.0042702 | 0.0042629 | 0.0042614 | 0.004264 | 0.0042676 | 0.0042722 | 0 | 0 | 0
F2_Industrial_Primary Metals_New_Space Heating_Natural Gas_Windows - High Efficiency_A_Achievable Economic TRC Potential | F2 | Industrial | Primary Metals | New | Space Heating | Natural Gas | Windows - High Efficiency | A | Integrated Unit Summer Peak Savings (kW) | Achievable Economic TRC Potential | 0 | 0 | 0 | 0 | 0 | 0 | 0 | 0 | 0 | 0 | 0 | 0 | 0 | 0 | 0 | 0 | 0 | 0 | 0 | 0 | 0 | 0 | 0 | 0 | 0 | 0 | 0 | 0 | 0 | 0 | 0
F3_Industrial_Primary Metals_New_Space Heating_Natural Gas_Windows - High Efficiency_A_Achievable Economic TRC Potential | F3 | Industrial | Primary Metals | New | Space Heating | Natural Gas | Windows - High Efficiency | A | Integrated Unit Winter Peak Savings (kW) | Achievable Economic TRC Potential | 0 | 0 | 0 | 0 | 0 | 0 | 0 | 0 | 0 | 0 | 0 | 0 | 0 | 0 | 0 | 0 | 0 | 0 | 0 | 0 | 0 | 0 | 0 | 0 | 0 | 0 | 0 | 0 | 0 | 0 | 0
F4_Industrial_Primary Metals_New_Space Heating_Natural Gas_Windows - High Efficiency_A_Achievable Economic TRC Potential | F4 | Industrial | Primary Metals | New | Space Heating | Natural Gas | Windows - High Efficiency | A | Incremental Energy Savings (MWh or mTherms) | Achievable Economic TRC Potential | 0 | 0 | 0 | 0 | 0 | 0 | 0 | 0 | 0 | 0 | 0 | 0 | 0 | 0 | 0 | 0 | 0 | 0 | 0 | 0 | 0 | 0 | 0 | 0 | 0 | 0 | 0 | 0 | 0 | 0 | 0
F5_Industrial_Primary Metals_New_Space Heating_Natural Gas_Windows - High Efficiency_A_Achievable Economic TRC Potential | F5 | Industrial | Primary Metals | New | Space Heating | Natural Gas | Windows - High Efficiency | A | Incremental Summer Peak Savings (MW) | Achievable Economic TRC Potential | 0 | 0 | 0 | 0 | 0 | 0 | 0 | 0 | 0 | 0 | 0 | 0 | 0 | 0 | 0 | 0 | 0 | 0 | 0 | 0 | 0 | 0 | 0 | 0 | 0 | 0 | 0 | 0 | 0 | 0 | 0
F6_Industrial_Primary Metals_New_Space Heating_Natural Gas_Windows - High Efficiency_A_Achievable Economic TRC Potential | F6 | Industrial | Primary Metals | New | Space Heating | Natural Gas | Windows - High Efficiency | A | Incremental Winter Peak Savings (MW) | Achievable Economic TRC Potential | 0 | 0 | 0 | 0 | 0 | 0 | 0 | 0 | 0 | 0 | 0 | 0 | 0 | 0 | 0 | 0 | 0 | 0 | 0 | 0 | 0 | 0 | 0 | 0 | 0 | 0 | 0 | 0 | 0 | 0 | 0
F7_Industrial_Primary Metals_New_Space Heating_Natural Gas_Windows - High Efficiency_A_Achievable Economic TRC Potential | F7 | Industrial | Primary Metals | New | Space Heating | Natural Gas | Windows - High Efficiency | A | Cumulative Energy Savings (MWh or mTherms) | Achievable Economic TRC Potential | 0 | 0 | 0 | 0 | 0 | 0 | 0 | 0 | 0 | 0 | 0 | 0 | 0 | 0 | 0 | 0 | 0 | 0 | 0 | 0 | 0 | 0 | 0 | 0 | 0 | 0 | 0 | 0 | 0 | 0 | 0
F8_Industrial_Primary Metals_New_Space Heating_Natural Gas_Windows - High Efficiency_A_Achievable Economic TRC Potential | F8 | Industrial | Primary Metals | New | Space Heating | Natural Gas | Windows - High Efficiency | A | Cumulative Summer Peak Savings (MW) | Achievable Economic TRC Potential | 0 | 0 | 0 | 0 | 0 | 0 | 0 | 0 | 0 | 0 | 0 | 0 | 0 | 0 | 0 | 0 | 0 | 0 | 0 | 0 | 0 | 0 | 0 | 0 | 0 | 0 | 0 | 0 | 0 | 0 | 0
F9_Industrial_Primary Metals_New_Space Heating_Natural Gas_Windows - High Efficiency_A_Achievable Economic TRC Potential | F9 | Industrial | Primary Metals | New | Space Heating | Natural Gas | Windows - High Efficiency | A | Cumulative Winter Peak Savings (MW) | Achievable Economic TRC Potential | 0 | 0 | 0 | 0 | 0 | 0 | 0 | 0 | 0 | 0 | 0 | 0 | 0 | 0 | 0 | 0 | 0 | 0 | 0 | 0 | 0 | 0 | 0 | 0 | 0 | 0 | 0 | 0 | 0 | 0 | 0
F10_Industrial_Primary Metals_New_Space Heating_Natural Gas_Windows - High Efficiency_A_Achievable Economic TRC Potential | F10 | Industrial | Primary Metals | New | Space Heating | Natural Gas | Windows - High Efficiency | A | Purchases (Incremental) | Achievable Economic TRC Potential | 0 | 0 | 0 | 0 | 0 | 0 | 0 | 0 | 0 | 0 | 0 | 0 | 0 | 0 | 0 | 0 | 0 | 0 | 0 | 0 | 0 | 0 | 0 | 0 | 0 | 0 | 0 | 0 | 0 | 0 | 0
F11_Industrial_Primary Metals_New_Space Heating_Natural Gas_Windows - High Efficiency_A_Achievable Economic TRC Potential | F11 | Industrial | Primary Metals | New | Space Heating | Natural Gas | Windows - High Efficiency | A | Purchases (Cumulative) | Achievable Economic TRC Potential | 0 | 0 | 0 | 0 | 0 | 0 | 0 | 0 | 0 | 0 | 0 | 0 | 0 | 0 | 0 | 0 | 0 | 0 | 0 | 0 | 0 | 0 | 0 | 0 | 0 | 0 | 0 | 0 | 0 | 0 | 0
F1_Industrial_Primary Metals_New_Space Heating_Natural Gas_Gas Boiler - Maintenance_A_Achievable Economic TRC Potential | F1 | Industrial | Primary Metals | New | Space Heating | Natural Gas | Gas Boiler - Maintenance | A | Integrated Unit Energy Savings (kWh or therms) | Achievable Economic TRC Potential | 0 | 0 | 0 | 0 | 0 | 0 | 0 | 0 | 0 | 0 | 0 | 0 | 0 | 0 | 0 | 0 | 0 | 0 | 0 | 0 | 0 | 0 | 0 | 0 | 0 | 0 | 0 | 0 | 0 | 0 | 0
F2_Industrial_Primary Metals_New_Space Heating_Natural Gas_Gas Boiler - Maintenance_A_Achievable Economic TRC Potential | F2 | Industrial | Primary Metals | New | Space Heating | Natural Gas | Gas Boiler - Maintenance | A | Integrated Unit Summer Peak Savings (kW) | Achievable Economic TRC Potential | 0 | 0 | 0 | 0 | 0 | 0 | 0 | 0 | 0 | 0 | 0 | 0 | 0 | 0 | 0 | 0 | 0 | 0 | 0 | 0 | 0 | 0 | 0 | 0 | 0 | 0 | 0 | 0 | 0 | 0 | 0
F3_Industrial_Primary Metals_New_Space Heating_Natural Gas_Gas Boiler - Maintenance_A_Achievable Economic TRC Potential | F3 | Industrial | Primary Metals | New | Space Heating | Natural Gas | Gas Boiler - Maintenance | A | Integrated Unit Winter Peak Savings (kW) | Achievable Economic TRC Potential | 0 | 0 | 0 | 0 | 0 | 0 | 0 | 0 | 0 | 0 | 0 | 0 | 0 | 0 | 0 | 0 | 0 | 0 | 0 | 0 | 0 | 0 | 0 | 0 | 0 | 0 | 0 | 0 | 0 | 0 | 0
F4_Industrial_Primary Metals_New_Space Heating_Natural Gas_Gas Boiler - Maintenance_A_Achievable Economic TRC Potential | F4 | Industrial | Primary Metals | New | Space Heating | Natural Gas | Gas Boiler - Maintenance | A | Incremental Energy Savings (MWh or mTherms) | Achievable Economic TRC Potential | 0 | 0 | 0 | 0 | 0 | 0 | 0 | 0 | 0 | 0 | 0 | 0 | 0 | 0 | 0 | 0 | 0 | 0 | 0 | 0 | 0 | 0 | 0 | 0 | 0 | 0 | 0 | 0 | 0 | 0 | 0
F5_Industrial_Primary Metals_New_Space Heating_Natural Gas_Gas Boiler - Maintenance_A_Achievable Economic TRC Potential | F5 | Industrial | Primary Metals | New | Space Heating | Natural Gas | Gas Boiler - Maintenance | A | Incremental Summer Peak Savings (MW) | Achievable Economic TRC Potential | 0 | 0 | 0 | 0 | 0 | 0 | 0 | 0 | 0 | 0 | 0 | 0 | 0 | 0 | 0 | 0 | 0 | 0 | 0 | 0 | 0 | 0 | 0 | 0 | 0 | 0 | 0 | 0 | 0 | 0 | 0
F6_Industrial_Primary Metals_New_Space Heating_Natural Gas_Gas Boiler - Maintenance_A_Achievable Economic TRC Potential | F6 | Industrial | Primary Metals | New | Space Heating | Natural Gas | Gas Boiler - Maintenance | A | Incremental Winter Peak Savings (MW) | Achievable Economic TRC Potential | 0 | 0 | 0 | 0 | 0 | 0 | 0 | 0 | 0 | 0 | 0 | 0 | 0 | 0 | 0 | 0 | 0 | 0 | 0 | 0 | 0 | 0 | 0 | 0 | 0 | 0 | 0 | 0 | 0 | 0 | 0
F7_Industrial_Primary Metals_New_Space Heating_Natural Gas_Gas Boiler - Maintenance_A_Achievable Economic TRC Potential | F7 | Industrial | Primary Metals | New | Space Heating | Natural Gas | Gas Boiler - Maintenance | A | Cumulative Energy Savings (MWh or mTherms) | Achievable Economic TRC Potential | 0 | 0 | 0 | 0 | 0 | 0 | 0 | 0 | 0 | 0 | 0 | 0 | 0 | 0 | 0 | 0 | 0 | 0 | 0 | 0 | 0 | 0 | 0 | 0 | 0 | 0 | 0 | 0 | 0 | 0 | 0
F8_Industrial_Primary Metals_New_Space Heating_Natural Gas_Gas Boiler - Maintenance_A_Achievable Economic TRC Potential | F8 | Industrial | Primary Metals | New | Space Heating | Natural Gas | Gas Boiler - Maintenance | A | Cumulative Summer Peak Savings (MW) | Achievable Economic TRC Potential | 0 | 0 | 0 | 0 | 0 | 0 | 0 | 0 | 0 | 0 | 0 | 0 | 0 | 0 | 0 | 0 | 0 | 0 | 0 | 0 | 0 | 0 | 0 | 0 | 0 | 0 | 0 | 0 | 0 | 0 | 0
F9_Industrial_Primary Metals_New_Space Heating_Natural Gas_Gas Boiler - Maintenance_A_Achievable Economic TRC Potential | F9 | Industrial | Primary Metals | New | Space Heating | Natural Gas | Gas Boiler - Maintenance | A | Cumulative Winter Peak Savings (MW) | Achievable Economic TRC Potential | 0 | 0 | 0 | 0 | 0 | 0 | 0 | 0 | 0 | 0 | 0 | 0 | 0 | 0 | 0 | 0 | 0 | 0 | 0 | 0 | 0 | 0 | 0 | 0 | 0 | 0 | 0 | 0 | 0 | 0 | 0
F10_Industrial_Primary Metals_New_Space Heating_Natural Gas_Gas Boiler - Maintenance_A_Achievable Economic TRC Potential | F10 | Industrial | Primary Metals | New | Space Heating | Natural Gas | Gas Boiler - Maintenance | A | Purchases (Incremental) | Achievable Economic TRC Potential | 0 | 0 | 0 | 0 | 0 | 0 | 0 | 0 | 0 | 0 | 0 | 0 | 0 | 0 | 0 | 0 | 0 | 0 | 0 | 0 | 0 | 0 | 0 | 0 | 0 | 0 | 0 | 0 | 0 | 0 | 0
F11_Industrial_Primary Metals_New_Space Heating_Natural Gas_Gas Boiler - Maintenance_A_Achievable Economic TRC Potential | F11 | Industrial | Primary Metals | New | Space Heating | Natural Gas | Gas Boiler - Maintenance | A | Purchases (Cumulative) | Achievable Economic TRC Potential | 0 | 0 | 0 | 0 | 0 | 0 | 0 | 0 | 0 | 0 | 0 | 0 | 0 | 0 | 0 | 0 | 0 | 0 | 0 | 0 | 0 | 0 | 0 | 0 | 0 | 0 | 0 | 0 | 0 | 0 | 0
F1_Industrial_Primary Metals_New_Process_Natural Gas_Gas Boiler - Maintenance_A_Achievable Economic TRC Potential | F1 | Industrial | Primary Metals | New | Process | Natural Gas | Gas Boiler - Maintenance | A | Integrated Unit Energy Savings (kWh or therms) | Achievable Economic TRC Potential | 0 | 0 | 0 | 0 | 0 | 28.0317 | 28.0317 | 28.0317 | 28.0317 | 28.0317 | 28.0317 | 28.0317 | 28.0317 | 28.0317 | 28.0317 | 28.0317 | 28.0317 | 28.0317 | 28.0317 | 28.0317 | 28.0317 | 28.0317 | 28.0317 | 28.0317 | 28.0317 | 28.0317 | 28.0317 | 28.0317 | 28.0317 | 28.0317 | 28.0317
F2_Industrial_Primary Metals_New_Process_Natural Gas_Gas Boiler - Maintenance_A_Achievable Economic TRC Potential | F2 | Industrial | Primary Metals | New | Process | Natural Gas | Gas Boiler - Maintenance | A | Integrated Unit Summer Peak Savings (kW) | Achievable Economic TRC Potential | 0 | 0 | 0 | 0 | 0 | 0 | 0 | 0 | 0 | 0 | 0 | 0 | 0 | 0 | 0 | 0 | 0 | 0 | 0 | 0 | 0 | 0 | 0 | 0 | 0 | 0 | 0 | 0 | 0 | 0 | 0
F3_Industrial_Primary Metals_New_Process_Natural Gas_Gas Boiler - Maintenance_A_Achievable Economic TRC Potential | F3 | Industrial | Primary Metals | New | Process | Natural Gas | Gas Boiler - Maintenance | A | Integrated Unit Winter Peak Savings (kW) | Achievable Economic TRC Potential | 0 | 0 | 0 | 0 | 0 | 0 | 0 | 0 | 0 | 0 | 0 | 0 | 0 | 0 | 0 | 0 | 0 | 0 | 0 | 0 | 0 | 0 | 0 | 0 | 0 | 0 | 0 | 0 | 0 | 0 | 0
F4_Industrial_Primary Metals_New_Process_Natural Gas_Gas Boiler - Maintenance_A_Achievable Economic TRC Potential | F4 | Industrial | Primary Metals | New | Process | Natural Gas | Gas Boiler - Maintenance | A | Incremental Energy Savings (MWh or mTherms) | Achievable Economic TRC Potential | 0 | 0 | 0 | 0 | 0 | 0.0062005 | 0.0051489 | 0.0041199 | 0.0062005 | 0.0051489 | 0.0041199 | 0.0062005 | 0.0051489 | 0.0041199 | 0.0062005 | 0.0051489 | 0.0041199 | 0.0062005 | 0.0051489 | 0.0041199 | 0.0062005 | 0.0051489 | 0.0041199 | 0.0062005 | 0.0051489 | 0.0041199 | 0.0062005 | 0.0051489 | 0.0041199 | 0.0062005 | 0.0051489
F5_Industrial_Primary Metals_New_Process_Natural Gas_Gas Boiler - Maintenance_A_Achievable Economic TRC Potential | F5 | Industrial | Primary Metals | New | Process | Natural Gas | Gas Boiler - Maintenance | A | Incremental Summer Peak Savings (MW) | Achievable Economic TRC Potential | 0 | 0 | 0 | 0 | 0 | 0 | 0 | 0 | 0 | 0 | 0 | 0 | 0 | 0 | 0 | 0 | 0 | 0 | 0 | 0 | 0 | 0 | 0 | 0 | 0 | 0 | 0 | 0 | 0 | 0 | 0
F6_Industrial_Primary Metals_New_Process_Natural Gas_Gas Boiler - Maintenance_A_Achievable Economic TRC Potential | F6 | Industrial | Primary Metals | New | Process | Natural Gas | Gas Boiler - Maintenance | A | Incremental Winter Peak Savings (MW) | Achievable Economic TRC Potential | 0 | 0 | 0 | 0 | 0 | 0 | 0 | 0 | 0 | 0 | 0 | 0 | 0 | 0 | 0 | 0 | 0 | 0 | 0 | 0 | 0 | 0 | 0 | 0 | 0 | 0 | 0 | 0 | 0 | 0 | 0
F7_Industrial_Primary Metals_New_Process_Natural Gas_Gas Boiler - Maintenance_A_Achievable Economic TRC Potential | F7 | Industrial | Primary Metals | New | Process | Natural Gas | Gas Boiler - Maintenance | A | Cumulative Energy Savings (MWh or mTherms) | Achievable Economic TRC Potential | 0 | 0 | 0 | 0 | 0 | 0.0062005 | 0.011349 | 0.015469 | 0.015469 | 0.015469 | 0.015469 | 0.015469 | 0.015469 | 0.015469 | 0.015469 | 0.015469 | 0.015469 | 0.015469 | 0.015469 | 0.015469 | 0.015469 | 0.015469 | 0.015469 | 0.015469 | 0.015469 | 0.015469 | 0.015469 | 0.015469 | 0 | 0 | 0
F8_Industrial_Primary Metals_New_Process_Natural Gas_Gas Boiler - Maintenance_A_Achievable Economic TRC Potential | F8 | Industrial | Primary Metals | New | Process | Natural Gas | Gas Boiler - Maintenance | A | Cumulative Summer Peak Savings (MW) | Achievable Economic TRC Potential | 0 | 0 | 0 | 0 | 0 | 0 | 0 | 0 | 0 | 0 | 0 | 0 | 0 | 0 | 0 | 0 | 0 | 0 | 0 | 0 | 0 | 0 | 0 | 0 | 0 | 0 | 0 | 0 | 0 | 0 | 0
F9_Industrial_Primary Metals_New_Process_Natural Gas_Gas Boiler - Maintenance_A_Achievable Economic TRC Potential | F9 | Industrial | Primary Metals | New | Process | Natural Gas | Gas Boiler - Maintenance | A | Cumulative Winter Peak Savings (MW) | Achievable Economic TRC Potential | 0 | 0 | 0 | 0 | 0 | 0 | 0 | 0 | 0 | 0 | 0 | 0 | 0 | 0 | 0 | 0 | 0 | 0 | 0 | 0 | 0 | 0 | 0 | 0 | 0 | 0 | 0 | 0 | 0 | 0 | 0
F10_Industrial_Primary Metals_New_Process_Natural Gas_Gas Boiler - Maintenance_A_Achievable Economic TRC Potential | F10 | Industrial | Primary Metals | New | Process | Natural Gas | Gas Boiler - Maintenance | A | Purchases (Incremental) | Achievable Economic TRC Potential | 0 | 0 | 0 | 0 | 0 | 0.2212 | 0.18368 | 0.14697 | 0.2212 | 0.18368 | 0.14697 | 0.2212 | 0.18368 | 0.14697 | 0.2212 | 0.18368 | 0.14697 | 0.2212 | 0.18368 | 0.14697 | 0.2212 | 0.18368 | 0.14697 | 0.2212 | 0.18368 | 0.14697 | 0.2212 | 0.18368 | 0.14697 | 0.2212 | 0.18368
F11_Industrial_Primary Metals_New_Process_Natural Gas_Gas Boiler - Maintenance_A_Achievable Economic TRC Potential | F11 | Industrial | Primary Metals | New | Process | Natural Gas | Gas Boiler - Maintenance | A | Purchases (Cumulative) | Achievable Economic TRC Potential | 0 | 0 | 0 | 0 | 0 | 0.2212 | 0.40488 | 0.55185 | 0.55185 | 0.55185 | 0.55185 | 0.55185 | 0.55185 | 0.55185 | 0.55185 | 0.55185 | 0.55185 | 0.55185 | 0.55185 | 0.55185 | 0.55185 | 0.55185 | 0.55185 | 0.55185 | 0.55185 | 0.55185 | 0.55185 | 0.55185 | 0.55185 | 0.55185 | 0.55185
F1_Industrial_Primary Metals_New_Space Heating_Natural Gas_Gas Furnace - Maintenance_A_Achievable Economic TRC Potential | F1 | Industrial | Primary Metals | New | Space Heating | Natural Gas | Gas Furnace - Maintenance | A | Integrated Unit Energy Savings (kWh or therms) | Achievable Economic TRC Potential | 0 | 0 | 0 | 0 | 0 | 0 | 0 | 0 | 0 | 0 | 0 | 0 | 0 | 0 | 0 | 0 | 0 | 0 | 0 | 0 | 0 | 0 | 0 | 0 | 0 | 0 | 0 | 0 | 0 | 0 | 0
F2_Industrial_Primary Metals_New_Space Heating_Natural Gas_Gas Furnace - Maintenance_A_Achievable Economic TRC Potential | F2 | Industrial | Primary Metals | New | Space Heating | Natural Gas | Gas Furnace - Maintenance | A | Integrated Unit Summer Peak Savings (kW) | Achievable Economic TRC Potential | 0 | 0 | 0 | 0 | 0 | 0 | 0 | 0 | 0 | 0 | 0 | 0 | 0 | 0 | 0 | 0 | 0 | 0 | 0 | 0 | 0 | 0 | 0 | 0 | 0 | 0 | 0 | 0 | 0 | 0 | 0
F3_Industrial_Primary Metals_New_Space Heating_Natural Gas_Gas Furnace - Maintenance_A_Achievable Economic TRC Potential | F3 | Industrial | Primary Metals | New | Space Heating | Natural Gas | Gas Furnace - Maintenance | A | Integrated Unit Winter Peak Savings (kW) | Achievable Economic TRC Potential | 0 | 0 | 0 | 0 | 0 | 0 | 0 | 0 | 0 | 0 | 0 | 0 | 0 | 0 | 0 | 0 | 0 | 0 | 0 | 0 | 0 | 0 | 0 | 0 | 0 | 0 | 0 | 0 | 0 | 0 | 0
F4_Industrial_Primary Metals_New_Space Heating_Natural Gas_Gas Furnace - Maintenance_A_Achievable Economic TRC Potential | F4 | Industrial | Primary Metals | New | Space Heating | Natural Gas | Gas Furnace - Maintenance | A | Incremental Energy Savings (MWh or mTherms) | Achievable Economic TRC Potential | 0 | 0 | 0 | 0 | 0 | 0 | 0 | 0 | 0 | 0 | 0 | 0 | 0 | 0 | 0 | 0 | 0 | 0 | 0 | 0 | 0 | 0 | 0 | 0 | 0 | 0 | 0 | 0 | 0 | 0 | 0
F5_Industrial_Primary Metals_New_Space Heating_Natural Gas_Gas Furnace - Maintenance_A_Achievable Economic TRC Potential | F5 | Industrial | Primary Metals | New | Space Heating | Natural Gas | Gas Furnace - Maintenance | A | Incremental Summer Peak Savings (MW) | Achievable Economic TRC Potential | 0 | 0 | 0 | 0 | 0 | 0 | 0 | 0 | 0 | 0 | 0 | 0 | 0 | 0 | 0 | 0 | 0 | 0 | 0 | 0 | 0 | 0 | 0 | 0 | 0 | 0 | 0 | 0 | 0 | 0 | 0
F6_Industrial_Primary Metals_New_Space Heating_Natural Gas_Gas Furnace - Maintenance_A_Achievable Economic TRC Potential | F6 | Industrial | Primary Metals | New | Space Heating | Natural Gas | Gas Furnace - Maintenance | A | Incremental Winter Peak Savings (MW) | Achievable Economic TRC Potential | 0 | 0 | 0 | 0 | 0 | 0 | 0 | 0 | 0 | 0 | 0 | 0 | 0 | 0 | 0 | 0 | 0 | 0 | 0 | 0 | 0 | 0 | 0 | 0 | 0 | 0 | 0 | 0 | 0 | 0 | 0
F7_Industrial_Primary Metals_New_Space Heating_Natural Gas_Gas Furnace - Maintenance_A_Achievable Economic TRC Potential | F7 | Industrial | Primary Metals | New | Space Heating | Natural Gas | Gas Furnace - Maintenance | A | Cumulative Energy Savings (MWh or mTherms) | Achievable Economic TRC Potential | 0 | 0 | 0 | 0 | 0 | 0 | 0 | 0 | 0 | 0 | 0 | 0 | 0 | 0 | 0 | 0 | 0 | 0 | 0 | 0 | 0 | 0 | 0 | 0 | 0 | 0 | 0 | 0 | 0 | 0 | 0
F8_Industrial_Primary Metals_New_Space Heating_Natural Gas_Gas Furnace - Maintenance_A_Achievable Economic TRC Potential | F8 | Industrial | Primary Metals | New | Space Heating | Natural Gas | Gas Furnace - Maintenance | A | Cumulative Summer Peak Savings (MW) | Achievable Economic TRC Potential | 0 | 0 | 0 | 0 | 0 | 0 | 0 | 0 | 0 | 0 | 0 | 0 | 0 | 0 | 0 | 0 | 0 | 0 | 0 | 0 | 0 | 0 | 0 | 0 | 0 | 0 | 0 | 0 | 0 | 0 | 0
F9_Industrial_Primary Metals_New_Space Heating_Natural Gas_Gas Furnace - Maintenance_A_Achievable Economic TRC Potential | F9 | Industrial | Primary Metals | New | Space Heating | Natural Gas | Gas Furnace - Maintenance | A | Cumulative Winter Peak Savings (MW) | Achievable Economic TRC Potential | 0 | 0 | 0 | 0 | 0 | 0 | 0 | 0 | 0 | 0 | 0 | 0 | 0 | 0 | 0 | 0 | 0 | 0 | 0 | 0 | 0 | 0 | 0 | 0 | 0 | 0 | 0 | 0 | 0 | 0 | 0
F10_Industrial_Primary Metals_New_Space Heating_Natural Gas_Gas Furnace - Maintenance_A_Achievable Economic TRC Potential | F10 | Industrial | Primary Metals | New | Space Heating | Natural Gas | Gas Furnace - Maintenance | A | Purchases (Incremental) | Achievable Economic TRC Potential | 0 | 0 | 0 | 0 | 0 | 0 | 0 | 0 | 0 | 0 | 0 | 0 | 0 | 0 | 0 | 0 | 0 | 0 | 0 | 0 | 0 | 0 | 0 | 0 | 0 | 0 | 0 | 0 | 0 | 0 | 0
F11_Industrial_Primary Metals_New_Space Heating_Natural Gas_Gas Furnace - Maintenance_A_Achievable Economic TRC Potential | F11 | Industrial | Primary Metals | New | Space Heating | Natural Gas | Gas Furnace - Maintenance | A | Purchases (Cumulative) | Achievable Economic TRC Potential | 0 | 0 | 0 | 0 | 0 | 0 | 0 | 0 | 0 | 0 | 0 | 0 | 0 | 0 | 0 | 0 | 0 | 0 | 0 | 0 | 0 | 0 | 0 | 0 | 0 | 0 | 0 | 0 | 0 | 0 | 0
F1_Industrial_Primary Metals_New_Space Heating_Natural Gas_Gas Boiler - Hot Water Reset_A_Achievable Economic TRC Potential | F1 | Industrial | Primary Metals | New | Space Heating | Natural Gas | Gas Boiler - Hot Water Reset | A | Integrated Unit Energy Savings (kWh or therms) | Achievable Economic TRC Potential | 0 | 0 | 0 | 0 | 0 | 0 | 0 | 0 | 0 | 0 | 0 | 0 | 0 | 0 | 0 | 0 | 0 | 0 | 0 | 0 | 0 | 0 | 0 | 0 | 0 | 0 | 0 | 0 | 0 | 0 | 0
F2_Industrial_Primary Metals_New_Space Heating_Natural Gas_Gas Boiler - Hot Water Reset_A_Achievable Economic TRC Potential | F2 | Industrial | Primary Metals | New | Space Heating | Natural Gas | Gas Boiler - Hot Water Reset | A | Integrated Unit Summer Peak Savings (kW) | Achievable Economic TRC Potential | 0 | 0 | 0 | 0 | 0 | 0 | 0 | 0 | 0 | 0 | 0 | 0 | 0 | 0 | 0 | 0 | 0 | 0 | 0 | 0 | 0 | 0 | 0 | 0 | 0 | 0 | 0 | 0 | 0 | 0 | 0
F3_Industrial_Primary Metals_New_Space Heating_Natural Gas_Gas Boiler - Hot Water Reset_A_Achievable Economic TRC Potential | F3 | Industrial | Primary Metals | New | Space Heating | Natural Gas | Gas Boiler - Hot Water Reset | A | Integrated Unit Winter Peak Savings (kW) | Achievable Economic TRC Potential | 0 | 0 | 0 | 0 | 0 | 0 | 0 | 0 | 0 | 0 | 0 | 0 | 0 | 0 | 0 | 0 | 0 | 0 | 0 | 0 | 0 | 0 | 0 | 0 | 0 | 0 | 0 | 0 | 0 | 0 | 0
F4_Industrial_Primary Metals_New_Space Heating_Natural Gas_Gas Boiler - Hot Water Reset_A_Achievable Economic TRC Potential | F4 | Industrial | Primary Metals | New | Space Heating | Natural Gas | Gas Boiler - Hot Water Reset | A | Incremental Energy Savings (MWh or mTherms) | Achievable Economic TRC Potential | 0 | 0 | 0 | 0 | 0 | 0 | 0 | 0 | 0 | 0 | 0 | 0 | 0 | 0 | 0 | 0 | 0 | 0 | 0 | 0 | 0 | 0 | 0 | 0 | 0 | 0 | 0 | 0 | 0 | 0 | 0
F5_Industrial_Primary Metals_New_Space Heating_Natural Gas_Gas Boiler - Hot Water Reset_A_Achievable Economic TRC Potential | F5 | Industrial | Primary Metals | New | Space Heating | Natural Gas | Gas Boiler - Hot Water Reset | A | Incremental Summer Peak Savings (MW) | Achievable Economic TRC Potential | 0 | 0 | 0 | 0 | 0 | 0 | 0 | 0 | 0 | 0 | 0 | 0 | 0 | 0 | 0 | 0 | 0 | 0 | 0 | 0 | 0 | 0 | 0 | 0 | 0 | 0 | 0 | 0 | 0 | 0 | 0
F6_Industrial_Primary Metals_New_Space Heating_Natural Gas_Gas Boiler - Hot Water Reset_A_Achievable Economic TRC Potential | F6 | Industrial | Primary Metals | New | Space Heating | Natural Gas | Gas Boiler - Hot Water Reset | A | Incremental Winter Peak Savings (MW) | Achievable Economic TRC Potential | 0 | 0 | 0 | 0 | 0 | 0 | 0 | 0 | 0 | 0 | 0 | 0 | 0 | 0 | 0 | 0 | 0 | 0 | 0 | 0 | 0 | 0 | 0 | 0 | 0 | 0 | 0 | 0 | 0 | 0 | 0
F7_Industrial_Primary Metals_New_Space Heating_Natural Gas_Gas Boiler - Hot Water Reset_A_Achievable Economic TRC Potential | F7 | Industrial | Primary Metals | New | Space Heating | Natural Gas | Gas Boiler - Hot Water Reset | A | Cumulative Energy Savings (MWh or mTherms) | Achievable Economic TRC Potential | 0 | 0 | 0 | 0 | 0 | 0 | 0 | 0 | 0 | 0 | 0 | 0 | 0 | 0 | 0 | 0 | 0 | 0 | 0 | 0 | 0 | 0 | 0 | 0 | 0 | 0 | 0 | 0 | 0 | 0 | 0
F8_Industrial_Primary Metals_New_Space Heating_Natural Gas_Gas Boiler - Hot Water Reset_A_Achievable Economic TRC Potential | F8 | Industrial | Primary Metals | New | Space Heating | Natural Gas | Gas Boiler - Hot Water Reset | A | Cumulative Summer Peak Savings (MW) | Achievable Economic TRC Potential | 0 | 0 | 0 | 0 | 0 | 0 | 0 | 0 | 0 | 0 | 0 | 0 | 0 | 0 | 0 | 0 | 0 | 0 | 0 | 0 | 0 | 0 | 0 | 0 | 0 | 0 | 0 | 0 | 0 | 0 | 0
F9_Industrial_Primary Metals_New_Space Heating_Natural Gas_Gas Boiler - Hot Water Reset_A_Achievable Economic TRC Potential | F9 | Industrial | Primary Metals | New | Space Heating | Natural Gas | Gas Boiler - Hot Water Reset | A | Cumulative Winter Peak Savings (MW) | Achievable Economic TRC Potential | 0 | 0 | 0 | 0 | 0 | 0 | 0 | 0 | 0 | 0 | 0 | 0 | 0 | 0 | 0 | 0 | 0 | 0 | 0 | 0 | 0 | 0 | 0 | 0 | 0 | 0 | 0 | 0 | 0 | 0 | 0
F10_Industrial_Primary Metals_New_Space Heating_Natural Gas_Gas Boiler - Hot Water Reset_A_Achievable Economic TRC Potential | F10 | Industrial | Primary Metals | New | Space Heating | Natural Gas | Gas Boiler - Hot Water Reset | A | Purchases (Incremental) | Achievable Economic TRC Potential | 0 | 0 | 0 | 0 | 0 | 0 | 0 | 0 | 0 | 0 | 0 | 0 | 0 | 0 | 0 | 0 | 0 | 0 | 0 | 0 | 0 | 0 | 0 | 0 | 0 | 0 | 0 | 0 | 0 | 0 | 0
F11_Industrial_Primary Metals_New_Space Heating_Natural Gas_Gas Boiler - Hot Water Reset_A_Achievable Economic TRC Potential | F11 | Industrial | Primary Metals | New | Space Heating | Natural Gas | Gas Boiler - Hot Water Reset | A | Purchases (Cumulative) | Achievable Economic TRC Potential | 0 | 0 | 0 | 0 | 0 | 0 | 0 | 0 | 0 | 0 | 0 | 0 | 0 | 0 | 0 | 0 | 0 | 0 | 0 | 0 | 0 | 0 | 0 | 0 | 0 | 0 | 0 | 0 | 0 | 0 | 0
F1_Industrial_Primary Metals_New_Process_Natural Gas_Gas Boiler - Hot Water Reset_A_Achievable Economic TRC Potential | F1 | Industrial | Primary Metals | New | Process | Natural Gas | Gas Boiler - Hot Water Reset | A | Integrated Unit Energy Savings (kWh or therms) | Achievable Economic TRC Potential | 0 | 0 | 0 | 0 | 0 | 50.8679 | 50.785 | 50.7115 | 50.6445 | 50.5814 | 50.5484 | 50.5264 | 50.5127 | 50.505 | 50.5014 | 50.5011 | 50.503 | 50.5067 | 50.5114 | 50.5168 | 50.5234 | 50.5338 | 50.5433 | 50.552 | 50.5599 | 50.5752 | 50.5893 | 50.6024 | 50.9667 | 50.9667 | 50.9667
F2_Industrial_Primary Metals_New_Process_Natural Gas_Gas Boiler - Hot Water Reset_A_Achievable Economic TRC Potential | F2 | Industrial | Primary Metals | New | Process | Natural Gas | Gas Boiler - Hot Water Reset | A | Integrated Unit Summer Peak Savings (kW) | Achievable Economic TRC Potential | 0 | 0 | 0 | 0 | 0 | 0 | 0 | 0 | 0 | 0 | 0 | 0 | 0 | 0 | 0 | 0 | 0 | 0 | 0 | 0 | 0 | 0 | 0 | 0 | 0 | 0 | 0 | 0 | 0 | 0 | 0
F3_Industrial_Primary Metals_New_Process_Natural Gas_Gas Boiler - Hot Water Reset_A_Achievable Economic TRC Potential | F3 | Industrial | Primary Metals | New | Process | Natural Gas | Gas Boiler - Hot Water Reset | A | Integrated Unit Winter Peak Savings (kW) | Achievable Economic TRC Potential | 0 | 0 | 0 | 0 | 0 | 0 | 0 | 0 | 0 | 0 | 0 | 0 | 0 | 0 | 0 | 0 | 0 | 0 | 0 | 0 | 0 | 0 | 0 | 0 | 0 | 0 | 0 | 0 | 0 | 0 | 0
F4_Industrial_Primary Metals_New_Process_Natural Gas_Gas Boiler - Hot Water Reset_A_Achievable Economic TRC Potential | F4 | Industrial | Primary Metals | New | Process | Natural Gas | Gas Boiler - Hot Water Reset | A | Incremental Energy Savings (MWh or mTherms) | Achievable Economic TRC Potential | 0 | 0 | 0 | 0 | 0 | 0.010936 | 0.015883 | 0.022432 | 0.029492 | 0.03757 | 0.048541 | 0.058257 | 0.06462 | 0.065704 | 0.060549 | 0.05002 | 0.03518 | 0.021634 | 0.010994 | 0.0048941 | 0.0018681 | 0.010865 | 0.015807 | 0.022362 | 0.029442 | 0.037566 | 0.04858 | 0.058344 | 0.065201 | 0.066305 | 0.061106
F5_Industrial_Primary Metals_New_Process_Natural Gas_Gas Boiler - Hot Water Reset_A_Achievable Economic TRC Potential | F5 | Industrial | Primary Metals | New | Process | Natural Gas | Gas Boiler - Hot Water Reset | A | Incremental Summer Peak Savings (MW) | Achievable Economic TRC Potential | 0 | 0 | 0 | 0 | 0 | 0 | 0 | 0 | 0 | 0 | 0 | 0 | 0 | 0 | 0 | 0 | 0 | 0 | 0 | 0 | 0 | 0 | 0 | 0 | 0 | 0 | 0 | 0 | 0 | 0 | 0
F6_Industrial_Primary Metals_New_Process_Natural Gas_Gas Boiler - Hot Water Reset_A_Achievable Economic TRC Potential | F6 | Industrial | Primary Metals | New | Process | Natural Gas | Gas Boiler - Hot Water Reset | A | Incremental Winter Peak Savings (MW) | Achievable Economic TRC Potential | 0 | 0 | 0 | 0 | 0 | 0 | 0 | 0 | 0 | 0 | 0 | 0 | 0 | 0 | 0 | 0 | 0 | 0 | 0 | 0 | 0 | 0 | 0 | 0 | 0 | 0 | 0 | 0 | 0 | 0 | 0
F7_Industrial_Primary Metals_New_Process_Natural Gas_Gas Boiler - Hot Water Reset_A_Achievable Economic TRC Potential | F7 | Industrial | Primary Metals | New | Process | Natural Gas | Gas Boiler - Hot Water Reset | A | Cumulative Energy Savings (MWh or mTherms) | Achievable Economic TRC Potential | 0 | 0 | 0 | 0 | 0 | 0.010936 | 0.026802 | 0.049195 | 0.078622 | 0.11609 | 0.16456 | 0.22274 | 0.2873 | 0.35296 | 0.41349 | 0.46351 | 0.4987 | 0.52037 | 0.53142 | 0.53637 | 0.5383 | 0.53842 | 0.53852 | 0.53861 | 0.53869 | 0.53886 | 0.53901 | 0.53915 | 0 | 0 | 0
F8_Industrial_Primary Metals_New_Process_Natural Gas_Gas Boiler - Hot Water Reset_A_Achievable Economic TRC Potential | F8 | Industrial | Primary Metals | New | Process | Natural Gas | Gas Boiler - Hot Water Reset | A | Cumulative Summer Peak Savings (MW) | Achievable Economic TRC Potential | 0 | 0 | 0 | 0 | 0 | 0 | 0 | 0 | 0 | 0 | 0 | 0 | 0 | 0 | 0 | 0 | 0 | 0 | 0 | 0 | 0 | 0 | 0 | 0 | 0 | 0 | 0 | 0 | 0 | 0 | 0
F9_Industrial_Primary Metals_New_Process_Natural Gas_Gas Boiler - Hot Water Reset_A_Achievable Economic TRC Potential | F9 | Industrial | Primary Metals | New | Process | Natural Gas | Gas Boiler - Hot Water Reset | A | Cumulative Winter Peak Savings (MW) | Achievable Economic TRC Potential | 0 | 0 | 0 | 0 | 0 | 0 | 0 | 0 | 0 | 0 | 0 | 0 | 0 | 0 | 0 | 0 | 0 | 0 | 0 | 0 | 0 | 0 | 0 | 0 | 0 | 0 | 0 | 0 | 0 | 0 | 0
F10_Industrial_Primary Metals_New_Process_Natural Gas_Gas Boiler - Hot Water Reset_A_Achievable Economic TRC Potential | F10 | Industrial | Primary Metals | New | Process | Natural Gas | Gas Boiler - Hot Water Reset | A | Purchases (Incremental) | Achievable Economic TRC Potential | 0 | 0 | 0 | 0 | 0 | 0.215 | 0.31275 | 0.44235 | 0.58233 | 0.74277 | 0.96029 | 1.153 | 1.2793 | 1.3009 | 1.1989 | 0.99047 | 0.6966 | 0.42833 | 0.21766 | 0.096881 | 0.036974 | 0.215 | 0.31275 | 0.44235 | 0.58233 | 0.74277 | 0.96029 | 1.153 | 1.2793 | 1.3009 | 1.1989
F11_Industrial_Primary Metals_New_Process_Natural Gas_Gas Boiler - Hot Water Reset_A_Achievable Economic TRC Potential | F11 | Industrial | Primary Metals | New | Process | Natural Gas | Gas Boiler - Hot Water Reset | A | Purchases (Cumulative) | Achievable Economic TRC Potential | 0 | 0 | 0 | 0 | 0 | 0.215 | 0.52775 | 0.9701 | 1.5524 | 2.2952 | 3.2555 | 4.4085 | 5.6878 | 6.9887 | 8.1876 | 9.1781 | 9.8747 | 10.303 | 10.5207 | 10.6176 | 10.6546 | 10.6546 | 10.6546 | 10.6546 | 10.6546 | 10.6546 | 10.6546 | 10.6546 | 10.6546 | 10.6546 | 10.6546
F1_Industrial_Primary Metals_New_Space Heating_Natural Gas_Steam Trap Maintenance_A_Achievable Economic TRC Potential | F1 | Industrial | Primary Metals | New | Space Heating | Natural Gas | Steam Trap Maintenance | A | Integrated Unit Energy Savings (kWh or therms) | Achievable Economic TRC Potential | 0 | 0 | 0 | 0 | 0 | 0 | 0 | 0 | 0 | 0 | 0 | 0 | 0 | 0 | 0 | 0 | 0 | 0 | 0 | 0 | 0 | 0 | 0 | 0 | 0 | 0 | 0 | 0 | 0 | 0 | 0
F2_Industrial_Primary Metals_New_Space Heating_Natural Gas_Steam Trap Maintenance_A_Achievable Economic TRC Potential | F2 | Industrial | Primary Metals | New | Space Heating | Natural Gas | Steam Trap Maintenance | A | Integrated Unit Summer Peak Savings (kW) | Achievable Economic TRC Potential | 0 | 0 | 0 | 0 | 0 | 0 | 0 | 0 | 0 | 0 | 0 | 0 | 0 | 0 | 0 | 0 | 0 | 0 | 0 | 0 | 0 | 0 | 0 | 0 | 0 | 0 | 0 | 0 | 0 | 0 | 0
F3_Industrial_Primary Metals_New_Space Heating_Natural Gas_Steam Trap Maintenance_A_Achievable Economic TRC Potential | F3 | Industrial | Primary Metals | New | Space Heating | Natural Gas | Steam Trap Maintenance | A | Integrated Unit Winter Peak Savings (kW) | Achievable Economic TRC Potential | 0 | 0 | 0 | 0 | 0 | 0 | 0 | 0 | 0 | 0 | 0 | 0 | 0 | 0 | 0 | 0 | 0 | 0 | 0 | 0 | 0 | 0 | 0 | 0 | 0 | 0 | 0 | 0 | 0 | 0 | 0
F4_Industrial_Primary Metals_New_Space Heating_Natural Gas_Steam Trap Maintenance_A_Achievable Economic TRC Potential | F4 | Industrial | Primary Metals | New | Space Heating | Natural Gas | Steam Trap Maintenance | A | Incremental Energy Savings (MWh or mTherms) | Achievable Economic TRC Potential | 0 | 0 | 0 | 0 | 0 | 0 | 0 | 0 | 0 | 0 | 0 | 0 | 0 | 0 | 0 | 0 | 0 | 0 | 0 | 0 | 0 | 0 | 0 | 0 | 0 | 0 | 0 | 0 | 0 | 0 | 0
F5_Industrial_Primary Metals_New_Space Heating_Natural Gas_Steam Trap Maintenance_A_Achievable Economic TRC Potential | F5 | Industrial | Primary Metals | New | Space Heating | Natural Gas | Steam Trap Maintenance | A | Incremental Summer Peak Savings (MW) | Achievable Economic TRC Potential | 0 | 0 | 0 | 0 | 0 | 0 | 0 | 0 | 0 | 0 | 0 | 0 | 0 | 0 | 0 | 0 | 0 | 0 | 0 | 0 | 0 | 0 | 0 | 0 | 0 | 0 | 0 | 0 | 0 | 0 | 0
F6_Industrial_Primary Metals_New_Space Heating_Natural Gas_Steam Trap Maintenance_A_Achievable Economic TRC Potential | F6 | Industrial | Primary Metals | New | Space Heating | Natural Gas | Steam Trap Maintenance | A | Incremental Winter Peak Savings (MW) | Achievable Economic TRC Potential | 0 | 0 | 0 | 0 | 0 | 0 | 0 | 0 | 0 | 0 | 0 | 0 | 0 | 0 | 0 | 0 | 0 | 0 | 0 | 0 | 0 | 0 | 0 | 0 | 0 | 0 | 0 | 0 | 0 | 0 | 0
F7_Industrial_Primary Metals_New_Space Heating_Natural Gas_Steam Trap Maintenance_A_Achievable Economic TRC Potential | F7 | Industrial | Primary Metals | New | Space Heating | Natural Gas | Steam Trap Maintenance | A | Cumulative Energy Savings (MWh or mTherms) | Achievable Economic TRC Potential | 0 | 0 | 0 | 0 | 0 | 0 | 0 | 0 | 0 | 0 | 0 | 0 | 0 | 0 | 0 | 0 | 0 | 0 | 0 | 0 | 0 | 0 | 0 | 0 | 0 | 0 | 0 | 0 | 0 | 0 | 0
F8_Industrial_Primary Metals_New_Space Heating_Natural Gas_Steam Trap Maintenance_A_Achievable Economic TRC Potential | F8 | Industrial | Primary Metals | New | Space Heating | Natural Gas | Steam Trap Maintenance | A | Cumulative Summer Peak Savings (MW) | Achievable Economic TRC Potential | 0 | 0 | 0 | 0 | 0 | 0 | 0 | 0 | 0 | 0 | 0 | 0 | 0 | 0 | 0 | 0 | 0 | 0 | 0 | 0 | 0 | 0 | 0 | 0 | 0 | 0 | 0 | 0 | 0 | 0 | 0
F9_Industrial_Primary Metals_New_Space Heating_Natural Gas_Steam Trap Maintenance_A_Achievable Economic TRC Potential | F9 | Industrial | Primary Metals | New | Space Heating | Natural Gas | Steam Trap Maintenance | A | Cumulative Winter Peak Savings (MW) | Achievable Economic TRC Potential | 0 | 0 | 0 | 0 | 0 | 0 | 0 | 0 | 0 | 0 | 0 | 0 | 0 | 0 | 0 | 0 | 0 | 0 | 0 | 0 | 0 | 0 | 0 | 0 | 0 | 0 | 0 | 0 | 0 | 0 | 0
F10_Industrial_Primary Metals_New_Space Heating_Natural Gas_Steam Trap Maintenance_A_Achievable Economic TRC Potential | F10 | Industrial | Primary Metals | New | Space Heating | Natural Gas | Steam Trap Maintenance | A | Purchases (Incremental) | Achievable Economic TRC Potential | 0 | 0 | 0 | 0 | 0 | 0 | 0 | 0 | 0 | 0 | 0 | 0 | 0 | 0 | 0 | 0 | 0 | 0 | 0 | 0 | 0 | 0 | 0 | 0 | 0 | 0 | 0 | 0 | 0 | 0 | 0
F11_Industrial_Primary Metals_New_Space Heating_Natural Gas_Steam Trap Maintenance_A_Achievable Economic TRC Potential | F11 | Industrial | Primary Metals | New | Space Heating | Natural Gas | Steam Trap Maintenance | A | Purchases (Cumulative) | Achievable Economic TRC Potential | 0 | 0 | 0 | 0 | 0 | 0 | 0 | 0 | 0 | 0 | 0 | 0 | 0 | 0 | 0 | 0 | 0 | 0 | 0 | 0 | 0 | 0 | 0 | 0 | 0 | 0 | 0 | 0 | 0 | 0 | 0
F1_Industrial_Primary Metals_New_Process_Natural Gas_Steam Trap Maintenance_A_Achievable Economic TRC Potential | F1 | Industrial | Primary Metals | New | Process | Natural Gas | Steam Trap Maintenance | A | Integrated Unit Energy Savings (kWh or therms) | Achievable Economic TRC Potential | 0 | 0 | 0 | 0 | 0 | 35.9707 | 35.937 | 35.9073 | 35.8803 | 35.8549 | 35.8345 | 35.8215 | 35.814 | 35.8103 | 35.8094 | 35.8105 | 35.8131 | 35.8167 | 35.821 | 35.8257 | 35.8311 | 35.8392 | 35.8465 | 35.8532 | 35.8594 | 35.8651 | 35.8703 | 35.8752 | 36.0109 | 36.0109 | 36.0109
F2_Industrial_Primary Metals_New_Process_Natural Gas_Steam Trap Maintenance_A_Achievable Economic TRC Potential | F2 | Industrial | Primary Metals | New | Process | Natural Gas | Steam Trap Maintenance | A | Integrated Unit Summer Peak Savings (kW) | Achievable Economic TRC Potential | 0 | 0 | 0 | 0 | 0 | 0 | 0 | 0 | 0 | 0 | 0 | 0 | 0 | 0 | 0 | 0 | 0 | 0 | 0 | 0 | 0 | 0 | 0 | 0 | 0 | 0 | 0 | 0 | 0 | 0 | 0
F3_Industrial_Primary Metals_New_Process_Natural Gas_Steam Trap Maintenance_A_Achievable Economic TRC Potential | F3 | Industrial | Primary Metals | New | Process | Natural Gas | Steam Trap Maintenance | A | Integrated Unit Winter Peak Savings (kW) | Achievable Economic TRC Potential | 0 | 0 | 0 | 0 | 0 | 0 | 0 | 0 | 0 | 0 | 0 | 0 | 0 | 0 | 0 | 0 | 0 | 0 | 0 | 0 | 0 | 0 | 0 | 0 | 0 | 0 | 0 | 0 | 0 | 0 | 0
F4_Industrial_Primary Metals_New_Process_Natural Gas_Steam Trap Maintenance_A_Achievable Economic TRC Potential | F4 | Industrial | Primary Metals | New | Process | Natural Gas | Steam Trap Maintenance | A | Incremental Energy Savings (MWh or mTherms) | Achievable Economic TRC Potential | 0 | 0 | 0 | 0 | 0 | 0 | 0 | 0 | 0 | 0 | 0 | 0 | 0 | 0 | 0 | 0 | 0 | 0 | 0 | 0 | 0 | 0 | 0 | 0 | 0 | 0 | 0 | 0 | 0 | 0 | 0
F5_Industrial_Primary Metals_New_Process_Natural Gas_Steam Trap Maintenance_A_Achievable Economic TRC Potential | F5 | Industrial | Primary Metals | New | Process | Natural Gas | Steam Trap Maintenance | A | Incremental Summer Peak Savings (MW) | Achievable Economic TRC Potential | 0 | 0 | 0 | 0 | 0 | 0 | 0 | 0 | 0 | 0 | 0 | 0 | 0 | 0 | 0 | 0 | 0 | 0 | 0 | 0 | 0 | 0 | 0 | 0 | 0 | 0 | 0 | 0 | 0 | 0 | 0
F6_Industrial_Primary Metals_New_Process_Natural Gas_Steam Trap Maintenance_A_Achievable Economic TRC Potential | F6 | Industrial | Primary Metals | New | Process | Natural Gas | Steam Trap Maintenance | A | Incremental Winter Peak Savings (MW) | Achievable Economic TRC Potential | 0 | 0 | 0 | 0 | 0 | 0 | 0 | 0 | 0 | 0 | 0 | 0 | 0 | 0 | 0 | 0 | 0 | 0 | 0 | 0 | 0 | 0 | 0 | 0 | 0 | 0 | 0 | 0 | 0 | 0 | 0
F7_Industrial_Primary Metals_New_Process_Natural Gas_Steam Trap Maintenance_A_Achievable Economic TRC Potential | F7 | Industrial | Primary Metals | New | Process | Natural Gas | Steam Trap Maintenance | A | Cumulative Energy Savings (MWh or mTherms) | Achievable Economic TRC Potential | 0 | 0 | 0 | 0 | 0 | 0 | 0 | 0 | 0 | 0 | 0 | 0 | 0 | 0 | 0 | 0 | 0 | 0 | 0 | 0 | 0 | 0 | 0 | 0 | 0 | 0 | 0 | 0 | 0 | 0 | 0
F8_Industrial_Primary Metals_New_Process_Natural Gas_Steam Trap Maintenance_A_Achievable Economic TRC Potential | F8 | Industrial | Primary Metals | New | Process | Natural Gas | Steam Trap Maintenance | A | Cumulative Summer Peak Savings (MW) | Achievable Economic TRC Potential | 0 | 0 | 0 | 0 | 0 | 0 | 0 | 0 | 0 | 0 | 0 | 0 | 0 | 0 | 0 | 0 | 0 | 0 | 0 | 0 | 0 | 0 | 0 | 0 | 0 | 0 | 0 | 0 | 0 | 0 | 0
F9_Industrial_Primary Metals_New_Process_Natural Gas_Steam Trap Maintenance_A_Achievable Economic TRC Potential | F9 | Industrial | Primary Metals | New | Process | Natural Gas | Steam Trap Maintenance | A | Cumulative Winter Peak Savings (MW) | Achievable Economic TRC Potential | 0 | 0 | 0 | 0 | 0 | 0 | 0 | 0 | 0 | 0 | 0 | 0 | 0 | 0 | 0 | 0 | 0 | 0 | 0 | 0 | 0 | 0 | 0 | 0 | 0 | 0 | 0 | 0 | 0 | 0 | 0
F10_Industrial_Primary Metals_New_Process_Natural Gas_Steam Trap Maintenance_A_Achievable Economic TRC Potential | F10 | Industrial | Primary Metals | New | Process | Natural Gas | Steam Trap Maintenance | A | Purchases (Incremental) | Achievable Economic TRC Potential | 0 | 0 | 0 | 0 | 0 | 0 | 0 | 0 | 0 | 0 | 0 | 0 | 0 | 0 | 0 | 0 | 0 | 0 | 0 | 0 | 0 | 0 | 0 | 0 | 0 | 0 | 0 | 0 | 0 | 0 | 0
F11_Industrial_Primary Metals_New_Process_Natural Gas_Steam Trap Maintenance_A_Achievable Economic TRC Potential | F11 | Industrial | Primary Metals | New | Process | Natural Gas | Steam Trap Maintenance | A | Purchases (Cumulative) | Achievable Economic TRC Potential | 0 | 0 | 0 | 0 | 0 | 0 | 0 | 0 | 0 | 0 | 0 | 0 | 0 | 0 | 0 | 0 | 0 | 0 | 0 | 0 | 0 | 0 | 0 | 0 | 0 | 0 | 0 | 0 | 0 | 0 | 0
F1_Industrial_Primary Metals_New_Space Heating_Natural Gas_Gas Boiler - High Turndown_A_Achievable Economic TRC Potential | F1 | Industrial | Primary Metals | New | Space Heating | Natural Gas | Gas Boiler - High Turndown | A | Integrated Unit Energy Savings (kWh or therms) | Achievable Economic TRC Potential | 0 | 0 | 0 | 0 | 0 | 0 | 0 | 0 | 0 | 0 | 0 | 0 | 0 | 0 | 0 | 0 | 0 | 0 | 0 | 0 | 0 | 0 | 0 | 0 | 0 | 0 | 0 | 0 | 0 | 0 | 0
F2_Industrial_Primary Metals_New_Space Heating_Natural Gas_Gas Boiler - High Turndown_A_Achievable Economic TRC Potential | F2 | Industrial | Primary Metals | New | Space Heating | Natural Gas | Gas Boiler - High Turndown | A | Integrated Unit Summer Peak Savings (kW) | Achievable Economic TRC Potential | 0 | 0 | 0 | 0 | 0 | 0 | 0 | 0 | 0 | 0 | 0 | 0 | 0 | 0 | 0 | 0 | 0 | 0 | 0 | 0 | 0 | 0 | 0 | 0 | 0 | 0 | 0 | 0 | 0 | 0 | 0
F3_Industrial_Primary Metals_New_Space Heating_Natural Gas_Gas Boiler - High Turndown_A_Achievable Economic TRC Potential | F3 | Industrial | Primary Metals | New | Space Heating | Natural Gas | Gas Boiler - High Turndown | A | Integrated Unit Winter Peak Savings (kW) | Achievable Economic TRC Potential | 0 | 0 | 0 | 0 | 0 | 0 | 0 | 0 | 0 | 0 | 0 | 0 | 0 | 0 | 0 | 0 | 0 | 0 | 0 | 0 | 0 | 0 | 0 | 0 | 0 | 0 | 0 | 0 | 0 | 0 | 0
F4_Industrial_Primary Metals_New_Space Heating_Natural Gas_Gas Boiler - High Turndown_A_Achievable Economic TRC Potential | F4 | Industrial | Primary Metals | New | Space Heating | Natural Gas | Gas Boiler - High Turndown | A | Incremental Energy Savings (MWh or mTherms) | Achievable Economic TRC Potential | 0 | 0 | 0 | 0 | 0 | 0 | 0 | 0 | 0 | 0 | 0 | 0 | 0 | 0 | 0 | 0 | 0 | 0 | 0 | 0 | 0 | 0 | 0 | 0 | 0 | 0 | 0 | 0 | 0 | 0 | 0
F5_Industrial_Primary Metals_New_Space Heating_Natural Gas_Gas Boiler - High Turndown_A_Achievable Economic TRC Potential | F5 | Industrial | Primary Metals | New | Space Heating | Natural Gas | Gas Boiler - High Turndown | A | Incremental Summer Peak Savings (MW) | Achievable Economic TRC Potential | 0 | 0 | 0 | 0 | 0 | 0 | 0 | 0 | 0 | 0 | 0 | 0 | 0 | 0 | 0 | 0 | 0 | 0 | 0 | 0 | 0 | 0 | 0 | 0 | 0 | 0 | 0 | 0 | 0 | 0 | 0
F6_Industrial_Primary Metals_New_Space Heating_Natural Gas_Gas Boiler - High Turndown_A_Achievable Economic TRC Potential | F6 | Industrial | Primary Metals | New | Space Heating | Natural Gas | Gas Boiler - High Turndown | A | Incremental Winter Peak Savings (MW) | Achievable Economic TRC Potential | 0 | 0 | 0 | 0 | 0 | 0 | 0 | 0 | 0 | 0 | 0 | 0 | 0 | 0 | 0 | 0 | 0 | 0 | 0 | 0 | 0 | 0 | 0 | 0 | 0 | 0 | 0 | 0 | 0 | 0 | 0
F7_Industrial_Primary Metals_New_Space Heating_Natural Gas_Gas Boiler - High Turndown_A_Achievable Economic TRC Potential | F7 | Industrial | Primary Metals | New | Space Heating | Natural Gas | Gas Boiler - High Turndown | A | Cumulative Energy Savings (MWh or mTherms) | Achievable Economic TRC Potential | 0 | 0 | 0 | 0 | 0 | 0 | 0 | 0 | 0 | 0 | 0 | 0 | 0 | 0 | 0 | 0 | 0 | 0 | 0 | 0 | 0 | 0 | 0 | 0 | 0 | 0 | 0 | 0 | 0 | 0 | 0
F8_Industrial_Primary Metals_New_Space Heating_Natural Gas_Gas Boiler - High Turndown_A_Achievable Economic TRC Potential | F8 | Industrial | Primary Metals | New | Space Heating | Natural Gas | Gas Boiler - High Turndown | A | Cumulative Summer Peak Savings (MW) | Achievable Economic TRC Potential | 0 | 0 | 0 | 0 | 0 | 0 | 0 | 0 | 0 | 0 | 0 | 0 | 0 | 0 | 0 | 0 | 0 | 0 | 0 | 0 | 0 | 0 | 0 | 0 | 0 | 0 | 0 | 0 | 0 | 0 | 0
F9_Industrial_Primary Metals_New_Space Heating_Natural Gas_Gas Boiler - High Turndown_A_Achievable Economic TRC Potential | F9 | Industrial | Primary Metals | New | Space Heating | Natural Gas | Gas Boiler - High Turndown | A | Cumulative Winter Peak Savings (MW) | Achievable Economic TRC Potential | 0 | 0 | 0 | 0 | 0 | 0 | 0 | 0 | 0 | 0 | 0 | 0 | 0 | 0 | 0 | 0 | 0 | 0 | 0 | 0 | 0 | 0 | 0 | 0 | 0 | 0 | 0 | 0 | 0 | 0 | 0
F10_Industrial_Primary Metals_New_Space Heating_Natural Gas_Gas Boiler - High Turndown_A_Achievable Economic TRC Potential | F10 | Industrial | Primary Metals | New | Space Heating | Natural Gas | Gas Boiler - High Turndown | A | Purchases (Incremental) | Achievable Economic TRC Potential | 0 | 0 | 0 | 0 | 0 | 0 | 0 | 0 | 0 | 0 | 0 | 0 | 0 | 0 | 0 | 0 | 0 | 0 | 0 | 0 | 0 | 0 | 0 | 0 | 0 | 0 | 0 | 0 | 0 | 0 | 0
F11_Industrial_Primary Metals_New_Space Heating_Natural Gas_Gas Boiler - High Turndown_A_Achievable Economic TRC Potential | F11 | Industrial | Primary Metals | New | Space Heating | Natural Gas | Gas Boiler - High Turndown | A | Purchases (Cumulative) | Achievable Economic TRC Potential | 0 | 0 | 0 | 0 | 0 | 0 | 0 | 0 | 0 | 0 | 0 | 0 | 0 | 0 | 0 | 0 | 0 | 0 | 0 | 0 | 0 | 0 | 0 | 0 | 0 | 0 | 0 | 0 | 0 | 0 | 0
F1_Industrial_Primary Metals_New_Process_Natural Gas_Gas Boiler - High Turndown_A_Achievable Economic TRC Potential | F1 | Industrial | Primary Metals | New | Process | Natural Gas | Gas Boiler - High Turndown | A | Integrated Unit Energy Savings (kWh or therms) | Achievable Economic TRC Potential | 0 | 0 | 0 | 0 | 0 | 38.1434 | 38.0745 | 38.0129 | 37.9563 | 37.9026 | 37.8711 | 37.8478 | 37.8308 | 37.8188 | 37.8106 | 37.8059 | 37.8039 | 37.804 | 37.8054 | 37.8075 | 37.8106 | 37.8165 | 37.8216 | 37.8261 | 37.8299 | 37.8447 | 37.8584 | 37.8711 | 38.225 | 38.225 | 38.225
F2_Industrial_Primary Metals_New_Process_Natural Gas_Gas Boiler - High Turndown_A_Achievable Economic TRC Potential | F2 | Industrial | Primary Metals | New | Process | Natural Gas | Gas Boiler - High Turndown | A | Integrated Unit Summer Peak Savings (kW) | Achievable Economic TRC Potential | 0 | 0 | 0 | 0 | 0 | 0 | 0 | 0 | 0 | 0 | 0 | 0 | 0 | 0 | 0 | 0 | 0 | 0 | 0 | 0 | 0 | 0 | 0 | 0 | 0 | 0 | 0 | 0 | 0 | 0 | 0
F3_Industrial_Primary Metals_New_Process_Natural Gas_Gas Boiler - High Turndown_A_Achievable Economic TRC Potential | F3 | Industrial | Primary Metals | New | Process | Natural Gas | Gas Boiler - High Turndown | A | Integrated Unit Winter Peak Savings (kW) | Achievable Economic TRC Potential | 0 | 0 | 0 | 0 | 0 | 0 | 0 | 0 | 0 | 0 | 0 | 0 | 0 | 0 | 0 | 0 | 0 | 0 | 0 | 0 | 0 | 0 | 0 | 0 | 0 | 0 | 0 | 0 | 0 | 0 | 0
F4_Industrial_Primary Metals_New_Process_Natural Gas_Gas Boiler - High Turndown_A_Achievable Economic TRC Potential | F4 | Industrial | Primary Metals | New | Process | Natural Gas | Gas Boiler - High Turndown | A | Incremental Energy Savings (MWh or mTherms) | Achievable Economic TRC Potential | 0 | 0 | 0 | 0 | 0 | 0 | 0 | 0 | 0 | 0 | 0 | 0 | 0 | 0 | 0 | 0 | 0 | 0 | 0 | 0 | 0 | 0 | 0 | 0 | 0 | 0 | 0 | 0 | 0 | 0 | 0
F5_Industrial_Primary Metals_New_Process_Natural Gas_Gas Boiler - High Turndown_A_Achievable Economic TRC Potential | F5 | Industrial | Primary Metals | New | Process | Natural Gas | Gas Boiler - High Turndown | A | Incremental Summer Peak Savings (MW) | Achievable Economic TRC Potential | 0 | 0 | 0 | 0 | 0 | 0 | 0 | 0 | 0 | 0 | 0 | 0 | 0 | 0 | 0 | 0 | 0 | 0 | 0 | 0 | 0 | 0 | 0 | 0 | 0 | 0 | 0 | 0 | 0 | 0 | 0
F6_Industrial_Primary Metals_New_Process_Natural Gas_Gas Boiler - High Turndown_A_Achievable Economic TRC Potential | F6 | Industrial | Primary Metals | New | Process | Natural Gas | Gas Boiler - High Turndown | A | Incremental Winter Peak Savings (MW) | Achievable Economic TRC Potential | 0 | 0 | 0 | 0 | 0 | 0 | 0 | 0 | 0 | 0 | 0 | 0 | 0 | 0 | 0 | 0 | 0 | 0 | 0 | 0 | 0 | 0 | 0 | 0 | 0 | 0 | 0 | 0 | 0 | 0 | 0
F7_Industrial_Primary Metals_New_Process_Natural Gas_Gas Boiler - High Turndown_A_Achievable Economic TRC Potential | F7 | Industrial | Primary Metals | New | Process | Natural Gas | Gas Boiler - High Turndown | A | Cumulative Energy Savings (MWh or mTherms) | Achievable Economic TRC Potential | 0 | 0 | 0 | 0 | 0 | 0 | 0 | 0 | 0 | 0 | 0 | 0 | 0 | 0 | 0 | 0 | 0 | 0 | 0 | 0 | 0 | 0 | 0 | 0 | 0 | 0 | 0 | 0 | 0 | 0 | 0
F8_Industrial_Primary Metals_New_Process_Natural Gas_Gas Boiler - High Turndown_A_Achievable Economic TRC Potential | F8 | Industrial | Primary Metals | New | Process | Natural Gas | Gas Boiler - High Turndown | A | Cumulative Summer Peak Savings (MW) | Achievable Economic TRC Potential | 0 | 0 | 0 | 0 | 0 | 0 | 0 | 0 | 0 | 0 | 0 | 0 | 0 | 0 | 0 | 0 | 0 | 0 | 0 | 0 | 0 | 0 | 0 | 0 | 0 | 0 | 0 | 0 | 0 | 0 | 0
F9_Industrial_Primary Metals_New_Process_Natural Gas_Gas Boiler - High Turndown_A_Achievable Economic TRC Potential | F9 | Industrial | Primary Metals | New | Process | Natural Gas | Gas Boiler - High Turndown | A | Cumulative Winter Peak Savings (MW) | Achievable Economic TRC Potential | 0 | 0 | 0 | 0 | 0 | 0 | 0 | 0 | 0 | 0 | 0 | 0 | 0 | 0 | 0 | 0 | 0 | 0 | 0 | 0 | 0 | 0 | 0 | 0 | 0 | 0 | 0 | 0 | 0 | 0 | 0
F10_Industrial_Primary Metals_New_Process_Natural Gas_Gas Boiler - High Turndown_A_Achievable Economic TRC Potential | F10 | Industrial | Primary Metals | New | Process | Natural Gas | Gas Boiler - High Turndown | A | Purchases (Incremental) | Achievable Economic TRC Potential | 0 | 0 | 0 | 0 | 0 | 0 | 0 | 0 | 0 | 0 | 0 | 0 | 0 | 0 | 0 | 0 | 0 | 0 | 0 | 0 | 0 | 0 | 0 | 0 | 0 | 0 | 0 | 0 | 0 | 0 | 0
F11_Industrial_Primary Metals_New_Process_Natural Gas_Gas Boiler - High Turndown_A_Achievable Economic TRC Potential | F11 | Industrial | Primary Metals | New | Process | Natural Gas | Gas Boiler - High Turndown | A | Purchases (Cumulative) | Achievable Economic TRC Potential | 0 | 0 | 0 | 0 | 0 | 0 | 0 | 0 | 0 | 0 | 0 | 0 | 0 | 0 | 0 | 0 | 0 | 0 | 0 | 0 | 0 | 0 | 0 | 0 | 0 | 0 | 0 | 0 | 0 | 0 | 0
F1_Industrial_Primary Metals_New_Space Heating_Natural Gas_Gas Boiler - Burner Control Optimization_A_Achievable Economic TRC Potential | F1 | Industrial | Primary Metals | New | Space Heating | Natural Gas | Gas Boiler - Burner Control Optimization | A | Integrated Unit Energy Savings (kWh or therms) | Achievable Economic TRC Potential | 0 | 0 | 0 | 0 | 0 | 0 | 0 | 0 | 0 | 0 | 0 | 0 | 0 | 0 | 0 | 0 | 0 | 0 | 0 | 0 | 0 | 0 | 0 | 0 | 0 | 0 | 0 | 0 | 0 | 0 | 0
F2_Industrial_Primary Metals_New_Space Heating_Natural Gas_Gas Boiler - Burner Control Optimization_A_Achievable Economic TRC Potential | F2 | Industrial | Primary Metals | New | Space Heating | Natural Gas | Gas Boiler - Burner Control Optimization | A | Integrated Unit Summer Peak Savings (kW) | Achievable Economic TRC Potential | 0 | 0 | 0 | 0 | 0 | 0 | 0 | 0 | 0 | 0 | 0 | 0 | 0 | 0 | 0 | 0 | 0 | 0 | 0 | 0 | 0 | 0 | 0 | 0 | 0 | 0 | 0 | 0 | 0 | 0 | 0
F3_Industrial_Primary Metals_New_Space Heating_Natural Gas_Gas Boiler - Burner Control Optimization_A_Achievable Economic TRC Potential | F3 | Industrial | Primary Metals | New | Space Heating | Natural Gas | Gas Boiler - Burner Control Optimization | A | Integrated Unit Winter Peak Savings (kW) | Achievable Economic TRC Potential | 0 | 0 | 0 | 0 | 0 | 0 | 0 | 0 | 0 | 0 | 0 | 0 | 0 | 0 | 0 | 0 | 0 | 0 | 0 | 0 | 0 | 0 | 0 | 0 | 0 | 0 | 0 | 0 | 0 | 0 | 0
F4_Industrial_Primary Metals_New_Space Heating_Natural Gas_Gas Boiler - Burner Control Optimization_A_Achievable Economic TRC Potential | F4 | Industrial | Primary Metals | New | Space Heating | Natural Gas | Gas Boiler - Burner Control Optimization | A | Incremental Energy Savings (MWh or mTherms) | Achievable Economic TRC Potential | 0 | 0 | 0 | 0 | 0 | 0 | 0 | 0 | 0 | 0 | 0 | 0 | 0 | 0 | 0 | 0 | 0 | 0 | 0 | 0 | 0 | 0 | 0 | 0 | 0 | 0 | 0 | 0 | 0 | 0 | 0
F5_Industrial_Primary Metals_New_Space Heating_Natural Gas_Gas Boiler - Burner Control Optimization_A_Achievable Economic TRC Potential | F5 | Industrial | Primary Metals | New | Space Heating | Natural Gas | Gas Boiler - Burner Control Optimization | A | Incremental Summer Peak Savings (MW) | Achievable Economic TRC Potential | 0 | 0 | 0 | 0 | 0 | 0 | 0 | 0 | 0 | 0 | 0 | 0 | 0 | 0 | 0 | 0 | 0 | 0 | 0 | 0 | 0 | 0 | 0 | 0 | 0 | 0 | 0 | 0 | 0 | 0 | 0
F6_Industrial_Primary Metals_New_Space Heating_Natural Gas_Gas Boiler - Burner Control Optimization_A_Achievable Economic TRC Potential | F6 | Industrial | Primary Metals | New | Space Heating | Natural Gas | Gas Boiler - Burner Control Optimization | A | Incremental Winter Peak Savings (MW) | Achievable Economic TRC Potential | 0 | 0 | 0 | 0 | 0 | 0 | 0 | 0 | 0 | 0 | 0 | 0 | 0 | 0 | 0 | 0 | 0 | 0 | 0 | 0 | 0 | 0 | 0 | 0 | 0 | 0 | 0 | 0 | 0 | 0 | 0
F7_Industrial_Primary Metals_New_Space Heating_Natural Gas_Gas Boiler - Burner Control Optimization_A_Achievable Economic TRC Potential | F7 | Industrial | Primary Metals | New | Space Heating | Natural Gas | Gas Boiler - Burner Control Optimization | A | Cumulative Energy Savings (MWh or mTherms) | Achievable Economic TRC Potential | 0 | 0 | 0 | 0 | 0 | 0 | 0 | 0 | 0 | 0 | 0 | 0 | 0 | 0 | 0 | 0 | 0 | 0 | 0 | 0 | 0 | 0 | 0 | 0 | 0 | 0 | 0 | 0 | 0 | 0 | 0
F8_Industrial_Primary Metals_New_Space Heating_Natural Gas_Gas Boiler - Burner Control Optimization_A_Achievable Economic TRC Potential | F8 | Industrial | Primary Metals | New | Space Heating | Natural Gas | Gas Boiler - Burner Control Optimization | A | Cumulative Summer Peak Savings (MW) | Achievable Economic TRC Potential | 0 | 0 | 0 | 0 | 0 | 0 | 0 | 0 | 0 | 0 | 0 | 0 | 0 | 0 | 0 | 0 | 0 | 0 | 0 | 0 | 0 | 0 | 0 | 0 | 0 | 0 | 0 | 0 | 0 | 0 | 0
F9_Industrial_Primary Metals_New_Space Heating_Natural Gas_Gas Boiler - Burner Control Optimization_A_Achievable Economic TRC Potential | F9 | Industrial | Primary Metals | New | Space Heating | Natural Gas | Gas Boiler - Burner Control Optimization | A | Cumulative Winter Peak Savings (MW) | Achievable Economic TRC Potential | 0 | 0 | 0 | 0 | 0 | 0 | 0 | 0 | 0 | 0 | 0 | 0 | 0 | 0 | 0 | 0 | 0 | 0 | 0 | 0 | 0 | 0 | 0 | 0 | 0 | 0 | 0 | 0 | 0 | 0 | 0
F10_Industrial_Primary Metals_New_Space Heating_Natural Gas_Gas Boiler - Burner Control Optimization_A_Achievable Economic TRC Potential | F10 | Industrial | Primary Metals | New | Space Heating | Natural Gas | Gas Boiler - Burner Control Optimization | A | Purchases (Incremental) | Achievable Economic TRC Potential | 0 | 0 | 0 | 0 | 0 | 0 | 0 | 0 | 0 | 0 | 0 | 0 | 0 | 0 | 0 | 0 | 0 | 0 | 0 | 0 | 0 | 0 | 0 | 0 | 0 | 0 | 0 | 0 | 0 | 0 | 0
F11_Industrial_Primary Metals_New_Space Heating_Natural Gas_Gas Boiler - Burner Control Optimization_A_Achievable Economic TRC Potential | F11 | Industrial | Primary Metals | New | Space Heating | Natural Gas | Gas Boiler - Burner Control Optimization | A | Purchases (Cumulative) | Achievable Economic TRC Potential | 0 | 0 | 0 | 0 | 0 | 0 | 0 | 0 | 0 | 0 | 0 | 0 | 0 | 0 | 0 | 0 | 0 | 0 | 0 | 0 | 0 | 0 | 0 | 0 | 0 | 0 | 0 | 0 | 0 | 0 | 0
F1_Industrial_Primary Metals_New_Process_Natural Gas_Gas Boiler - Burner Control Optimization_A_Achievable Economic TRC Potential | F1 | Industrial | Primary Metals | New | Process | Natural Gas | Gas Boiler - Burner Control Optimization | A | Integrated Unit Energy Savings (kWh or therms) | Achievable Economic TRC Potential | 0 | 0 | 0 | 0 | 0 | 11.0616 | 11.0416 | 11.0238 | 11.0073 | 10.9917 | 10.9826 | 10.9759 | 10.9709 | 10.9674 | 10.9651 | 10.9637 | 10.9631 | 10.9632 | 10.9636 | 10.9642 | 10.9651 | 10.9668 | 10.9683 | 10.9696 | 10.9707 | 10.975 | 10.9789 | 10.9826 | 11.0853 | 11.0853 | 11.0853
F2_Industrial_Primary Metals_New_Process_Natural Gas_Gas Boiler - Burner Control Optimization_A_Achievable Economic TRC Potential | F2 | Industrial | Primary Metals | New | Process | Natural Gas | Gas Boiler - Burner Control Optimization | A | Integrated Unit Summer Peak Savings (kW) | Achievable Economic TRC Potential | 0 | 0 | 0 | 0 | 0 | 0 | 0 | 0 | 0 | 0 | 0 | 0 | 0 | 0 | 0 | 0 | 0 | 0 | 0 | 0 | 0 | 0 | 0 | 0 | 0 | 0 | 0 | 0 | 0 | 0 | 0
F3_Industrial_Primary Metals_New_Process_Natural Gas_Gas Boiler - Burner Control Optimization_A_Achievable Economic TRC Potential | F3 | Industrial | Primary Metals | New | Process | Natural Gas | Gas Boiler - Burner Control Optimization | A | Integrated Unit Winter Peak Savings (kW) | Achievable Economic TRC Potential | 0 | 0 | 0 | 0 | 0 | 0 | 0 | 0 | 0 | 0 | 0 | 0 | 0 | 0 | 0 | 0 | 0 | 0 | 0 | 0 | 0 | 0 | 0 | 0 | 0 | 0 | 0 | 0 | 0 | 0 | 0
F4_Industrial_Primary Metals_New_Process_Natural Gas_Gas Boiler - Burner Control Optimization_A_Achievable Economic TRC Potential | F4 | Industrial | Primary Metals | New | Process | Natural Gas | Gas Boiler - Burner Control Optimization | A | Incremental Energy Savings (MWh or mTherms) | Achievable Economic TRC Potential | 0 | 0 | 0 | 0 | 0 | 0 | 0 | 0 | 0 | 0 | 0 | 0 | 0 | 0 | 0 | 0 | 0 | 0 | 0 | 0 | 0 | 0 | 0 | 0 | 0 | 0 | 0 | 0 | 0 | 0 | 0
F5_Industrial_Primary Metals_New_Process_Natural Gas_Gas Boiler - Burner Control Optimization_A_Achievable Economic TRC Potential | F5 | Industrial | Primary Metals | New | Process | Natural Gas | Gas Boiler - Burner Control Optimization | A | Incremental Summer Peak Savings (MW) | Achievable Economic TRC Potential | 0 | 0 | 0 | 0 | 0 | 0 | 0 | 0 | 0 | 0 | 0 | 0 | 0 | 0 | 0 | 0 | 0 | 0 | 0 | 0 | 0 | 0 | 0 | 0 | 0 | 0 | 0 | 0 | 0 | 0 | 0
F6_Industrial_Primary Metals_New_Process_Natural Gas_Gas Boiler - Burner Control Optimization_A_Achievable Economic TRC Potential | F6 | Industrial | Primary Metals | New | Process | Natural Gas | Gas Boiler - Burner Control Optimization | A | Incremental Winter Peak Savings (MW) | Achievable Economic TRC Potential | 0 | 0 | 0 | 0 | 0 | 0 | 0 | 0 | 0 | 0 | 0 | 0 | 0 | 0 | 0 | 0 | 0 | 0 | 0 | 0 | 0 | 0 | 0 | 0 | 0 | 0 | 0 | 0 | 0 | 0 | 0
F7_Industrial_Primary Metals_New_Process_Natural Gas_Gas Boiler - Burner Control Optimization_A_Achievable Economic TRC Potential | F7 | Industrial | Primary Metals | New | Process | Natural Gas | Gas Boiler - Burner Control Optimization | A | Cumulative Energy Savings (MWh or mTherms) | Achievable Economic TRC Potential | 0 | 0 | 0 | 0 | 0 | 0 | 0 | 0 | 0 | 0 | 0 | 0 | 0 | 0 | 0 | 0 | 0 | 0 | 0 | 0 | 0 | 0 | 0 | 0 | 0 | 0 | 0 | 0 | 0 | 0 | 0
F8_Industrial_Primary Metals_New_Process_Natural Gas_Gas Boiler - Burner Control Optimization_A_Achievable Economic TRC Potential | F8 | Industrial | Primary Metals | New | Process | Natural Gas | Gas Boiler - Burner Control Optimization | A | Cumulative Summer Peak Savings (MW) | Achievable Economic TRC Potential | 0 | 0 | 0 | 0 | 0 | 0 | 0 | 0 | 0 | 0 | 0 | 0 | 0 | 0 | 0 | 0 | 0 | 0 | 0 | 0 | 0 | 0 | 0 | 0 | 0 | 0 | 0 | 0 | 0 | 0 | 0
F9_Industrial_Primary Metals_New_Process_Natural Gas_Gas Boiler - Burner Control Optimization_A_Achievable Economic TRC Potential | F9 | Industrial | Primary Metals | New | Process | Natural Gas | Gas Boiler - Burner Control Optimization | A | Cumulative Winter Peak Savings (MW) | Achievable Economic TRC Potential | 0 | 0 | 0 | 0 | 0 | 0 | 0 | 0 | 0 | 0 | 0 | 0 | 0 | 0 | 0 | 0 | 0 | 0 | 0 | 0 | 0 | 0 | 0 | 0 | 0 | 0 | 0 | 0 | 0 | 0 | 0
F10_Industrial_Primary Metals_New_Process_Natural Gas_Gas Boiler - Burner Control Optimization_A_Achievable Economic TRC Potential | F10 | Industrial | Primary Metals | New | Process | Natural Gas | Gas Boiler - Burner Control Optimization | A | Purchases (Incremental) | Achievable Economic TRC Potential | 0 | 0 | 0 | 0 | 0 | 0 | 0 | 0 | 0 | 0 | 0 | 0 | 0 | 0 | 0 | 0 | 0 | 0 | 0 | 0 | 0 | 0 | 0 | 0 | 0 | 0 | 0 | 0 | 0 | 0 | 0
F11_Industrial_Primary Metals_New_Process_Natural Gas_Gas Boiler - Burner Control Optimization_A_Achievable Economic TRC Potential | F11 | Industrial | Primary Metals | New | Process | Natural Gas | Gas Boiler - Burner Control Optimization | A | Purchases (Cumulative) | Achievable Economic TRC Potential | 0 | 0 | 0 | 0 | 0 | 0 | 0 | 0 | 0 | 0 | 0 | 0 | 0 | 0 | 0 | 0 | 0 | 0 | 0 | 0 | 0 | 0 | 0 | 0 | 0 | 0 | 0 | 0 | 0 | 0 | 0
F1_Industrial_Primary Metals_New_Space Heating_Natural Gas_HVAC - Demand Controlled Ventilation_A_Achievable Economic TRC Potential | F1 | Industrial | Primary Metals | New | Space Heating | Natural Gas | HVAC - Demand Controlled Ventilation | A | Integrated Unit Energy Savings (kWh or therms) | Achievable Economic TRC Potential | 0 | 0 | 0 | 0 | 0 | 0 | 0 | 0 | 0 | 0 | 0 | 0 | 0 | 0 | 0 | 0 | 0 | 0 | 0 | 0 | 0 | 0 | 0 | 0 | 0 | 0 | 0 | 0 | 0 | 0 | 0
F2_Industrial_Primary Metals_New_Space Heating_Natural Gas_HVAC - Demand Controlled Ventilation_A_Achievable Economic TRC Potential | F2 | Industrial | Primary Metals | New | Space Heating | Natural Gas | HVAC - Demand Controlled Ventilation | A | Integrated Unit Summer Peak Savings (kW) | Achievable Economic TRC Potential | 0 | 0 | 0 | 0 | 0 | 0 | 0 | 0 | 0 | 0 | 0 | 0 | 0 | 0 | 0 | 0 | 0 | 0 | 0 | 0 | 0 | 0 | 0 | 0 | 0 | 0 | 0 | 0 | 0 | 0 | 0
F3_Industrial_Primary Metals_New_Space Heating_Natural Gas_HVAC - Demand Controlled Ventilation_A_Achievable Economic TRC Potential | F3 | Industrial | Primary Metals | New | Space Heating | Natural Gas | HVAC - Demand Controlled Ventilation | A | Integrated Unit Winter Peak Savings (kW) | Achievable Economic TRC Potential | 0 | 0 | 0 | 0 | 0 | 0 | 0 | 0 | 0 | 0 | 0 | 0 | 0 | 0 | 0 | 0 | 0 | 0 | 0 | 0 | 0 | 0 | 0 | 0 | 0 | 0 | 0 | 0 | 0 | 0 | 0
F4_Industrial_Primary Metals_New_Space Heating_Natural Gas_HVAC - Demand Controlled Ventilation_A_Achievable Economic TRC Potential | F4 | Industrial | Primary Metals | New | Space Heating | Natural Gas | HVAC - Demand Controlled Ventilation | A | Incremental Energy Savings (MWh or mTherms) | Achievable Economic TRC Potential | 0 | 0 | 0 | 0 | 0 | 0 | 0 | 0 | 0 | 0 | 0 | 0 | 0 | 0 | 0 | 0 | 0 | 0 | 0 | 0 | 0 | 0 | 0 | 0 | 0 | 0 | 0 | 0 | 0 | 0 | 0
F5_Industrial_Primary Metals_New_Space Heating_Natural Gas_HVAC - Demand Controlled Ventilation_A_Achievable Economic TRC Potential | F5 | Industrial | Primary Metals | New | Space Heating | Natural Gas | HVAC - Demand Controlled Ventilation | A | Incremental Summer Peak Savings (MW) | Achievable Economic TRC Potential | 0 | 0 | 0 | 0 | 0 | 0 | 0 | 0 | 0 | 0 | 0 | 0 | 0 | 0 | 0 | 0 | 0 | 0 | 0 | 0 | 0 | 0 | 0 | 0 | 0 | 0 | 0 | 0 | 0 | 0 | 0
F6_Industrial_Primary Metals_New_Space Heating_Natural Gas_HVAC - Demand Controlled Ventilation_A_Achievable Economic TRC Potential | F6 | Industrial | Primary Metals | New | Space Heating | Natural Gas | HVAC - Demand Controlled Ventilation | A | Incremental Winter Peak Savings (MW) | Achievable Economic TRC Potential | 0 | 0 | 0 | 0 | 0 | 0 | 0 | 0 | 0 | 0 | 0 | 0 | 0 | 0 | 0 | 0 | 0 | 0 | 0 | 0 | 0 | 0 | 0 | 0 | 0 | 0 | 0 | 0 | 0 | 0 | 0
F7_Industrial_Primary Metals_New_Space Heating_Natural Gas_HVAC - Demand Controlled Ventilation_A_Achievable Economic TRC Potential | F7 | Industrial | Primary Metals | New | Space Heating | Natural Gas | HVAC - Demand Controlled Ventilation | A | Cumulative Energy Savings (MWh or mTherms) | Achievable Economic TRC Potential | 0 | 0 | 0 | 0 | 0 | 0 | 0 | 0 | 0 | 0 | 0 | 0 | 0 | 0 | 0 | 0 | 0 | 0 | 0 | 0 | 0 | 0 | 0 | 0 | 0 | 0 | 0 | 0 | 0 | 0 | 0
F8_Industrial_Primary Metals_New_Space Heating_Natural Gas_HVAC - Demand Controlled Ventilation_A_Achievable Economic TRC Potential | F8 | Industrial | Primary Metals | New | Space Heating | Natural Gas | HVAC - Demand Controlled Ventilation | A | Cumulative Summer Peak Savings (MW) | Achievable Economic TRC Potential | 0 | 0 | 0 | 0 | 0 | 0 | 0 | 0 | 0 | 0 | 0 | 0 | 0 | 0 | 0 | 0 | 0 | 0 | 0 | 0 | 0 | 0 | 0 | 0 | 0 | 0 | 0 | 0 | 0 | 0 | 0
F9_Industrial_Primary Metals_New_Space Heating_Natural Gas_HVAC - Demand Controlled Ventilation_A_Achievable Economic TRC Potential | F9 | Industrial | Primary Metals | New | Space Heating | Natural Gas | HVAC - Demand Controlled Ventilation | A | Cumulative Winter Peak Savings (MW) | Achievable Economic TRC Potential | 0 | 0 | 0 | 0 | 0 | 0 | 0 | 0 | 0 | 0 | 0 | 0 | 0 | 0 | 0 | 0 | 0 | 0 | 0 | 0 | 0 | 0 | 0 | 0 | 0 | 0 | 0 | 0 | 0 | 0 | 0
F10_Industrial_Primary Metals_New_Space Heating_Natural Gas_HVAC - Demand Controlled Ventilation_A_Achievable Economic TRC Potential | F10 | Industrial | Primary Metals | New | Space Heating | Natural Gas | HVAC - Demand Controlled Ventilation | A | Purchases (Incremental) | Achievable Economic TRC Potential | 0 | 0 | 0 | 0 | 0 | 0 | 0 | 0 | 0 | 0 | 0 | 0 | 0 | 0 | 0 | 0 | 0 | 0 | 0 | 0 | 0 | 0 | 0 | 0 | 0 | 0 | 0 | 0 | 0 | 0 | 0
F11_Industrial_Primary Metals_New_Space Heating_Natural Gas_HVAC - Demand Controlled Ventilation_A_Achievable Economic TRC Potential | F11 | Industrial | Primary Metals | New | Space Heating | Natural Gas | HVAC - Demand Controlled Ventilation | A | Purchases (Cumulative) | Achievable Economic TRC Potential | 0 | 0 | 0 | 0 | 0 | 0 | 0 | 0 | 0 | 0 | 0 | 0 | 0 | 0 | 0 | 0 | 0 | 0 | 0 | 0 | 0 | 0 | 0 | 0 | 0 | 0 | 0 | 0 | 0 | 0 | 0
F1_Industrial_Primary Metals_New_Space Heating_Natural Gas_Gas Boiler - Stack Economizer_A_Achievable Economic TRC Potential | F1 | Industrial | Primary Metals | New | Space Heating | Natural Gas | Gas Boiler - Stack Economizer | A | Integrated Unit Energy Savings (kWh or therms) | Achievable Economic TRC Potential | 0 | 0 | 0 | 0 | 0 | 0 | 0 | 0 | 0 | 0 | 0 | 0 | 0 | 0 | 0 | 0 | 0 | 0 | 0 | 0 | 0 | 0 | 0 | 0 | 0 | 0 | 0 | 0 | 0 | 0 | 0
F2_Industrial_Primary Metals_New_Space Heating_Natural Gas_Gas Boiler - Stack Economizer_A_Achievable Economic TRC Potential | F2 | Industrial | Primary Metals | New | Space Heating | Natural Gas | Gas Boiler - Stack Economizer | A | Integrated Unit Summer Peak Savings (kW) | Achievable Economic TRC Potential | 0 | 0 | 0 | 0 | 0 | 0 | 0 | 0 | 0 | 0 | 0 | 0 | 0 | 0 | 0 | 0 | 0 | 0 | 0 | 0 | 0 | 0 | 0 | 0 | 0 | 0 | 0 | 0 | 0 | 0 | 0
F3_Industrial_Primary Metals_New_Space Heating_Natural Gas_Gas Boiler - Stack Economizer_A_Achievable Economic TRC Potential | F3 | Industrial | Primary Metals | New | Space Heating | Natural Gas | Gas Boiler - Stack Economizer | A | Integrated Unit Winter Peak Savings (kW) | Achievable Economic TRC Potential | 0 | 0 | 0 | 0 | 0 | 0 | 0 | 0 | 0 | 0 | 0 | 0 | 0 | 0 | 0 | 0 | 0 | 0 | 0 | 0 | 0 | 0 | 0 | 0 | 0 | 0 | 0 | 0 | 0 | 0 | 0
F4_Industrial_Primary Metals_New_Space Heating_Natural Gas_Gas Boiler - Stack Economizer_A_Achievable Economic TRC Potential | F4 | Industrial | Primary Metals | New | Space Heating | Natural Gas | Gas Boiler - Stack Economizer | A | Incremental Energy Savings (MWh or mTherms) | Achievable Economic TRC Potential | 0 | 0 | 0 | 0 | 0 | 0 | 0 | 0 | 0 | 0 | 0 | 0 | 0 | 0 | 0 | 0 | 0 | 0 | 0 | 0 | 0 | 0 | 0 | 0 | 0 | 0 | 0 | 0 | 0 | 0 | 0
F5_Industrial_Primary Metals_New_Space Heating_Natural Gas_Gas Boiler - Stack Economizer_A_Achievable Economic TRC Potential | F5 | Industrial | Primary Metals | New | Space Heating | Natural Gas | Gas Boiler - Stack Economizer | A | Incremental Summer Peak Savings (MW) | Achievable Economic TRC Potential | 0 | 0 | 0 | 0 | 0 | 0 | 0 | 0 | 0 | 0 | 0 | 0 | 0 | 0 | 0 | 0 | 0 | 0 | 0 | 0 | 0 | 0 | 0 | 0 | 0 | 0 | 0 | 0 | 0 | 0 | 0
F6_Industrial_Primary Metals_New_Space Heating_Natural Gas_Gas Boiler - Stack Economizer_A_Achievable Economic TRC Potential | F6 | Industrial | Primary Metals | New | Space Heating | Natural Gas | Gas Boiler - Stack Economizer | A | Incremental Winter Peak Savings (MW) | Achievable Economic TRC Potential | 0 | 0 | 0 | 0 | 0 | 0 | 0 | 0 | 0 | 0 | 0 | 0 | 0 | 0 | 0 | 0 | 0 | 0 | 0 | 0 | 0 | 0 | 0 | 0 | 0 | 0 | 0 | 0 | 0 | 0 | 0
F7_Industrial_Primary Metals_New_Space Heating_Natural Gas_Gas Boiler - Stack Economizer_A_Achievable Economic TRC Potential | F7 | Industrial | Primary Metals | New | Space Heating | Natural Gas | Gas Boiler - Stack Economizer | A | Cumulative Energy Savings (MWh or mTherms) | Achievable Economic TRC Potential | 0 | 0 | 0 | 0 | 0 | 0 | 0 | 0 | 0 | 0 | 0 | 0 | 0 | 0 | 0 | 0 | 0 | 0 | 0 | 0 | 0 | 0 | 0 | 0 | 0 | 0 | 0 | 0 | 0 | 0 | 0
F8_Industrial_Primary Metals_New_Space Heating_Natural Gas_Gas Boiler - Stack Economizer_A_Achievable Economic TRC Potential | F8 | Industrial | Primary Metals | New | Space Heating | Natural Gas | Gas Boiler - Stack Economizer | A | Cumulative Summer Peak Savings (MW) | Achievable Economic TRC Potential | 0 | 0 | 0 | 0 | 0 | 0 | 0 | 0 | 0 | 0 | 0 | 0 | 0 | 0 | 0 | 0 | 0 | 0 | 0 | 0 | 0 | 0 | 0 | 0 | 0 | 0 | 0 | 0 | 0 | 0 | 0
F9_Industrial_Primary Metals_New_Space Heating_Natural Gas_Gas Boiler - Stack Economizer_A_Achievable Economic TRC Potential | F9 | Industrial | Primary Metals | New | Space Heating | Natural Gas | Gas Boiler - Stack Economizer | A | Cumulative Winter Peak Savings (MW) | Achievable Economic TRC Potential | 0 | 0 | 0 | 0 | 0 | 0 | 0 | 0 | 0 | 0 | 0 | 0 | 0 | 0 | 0 | 0 | 0 | 0 | 0 | 0 | 0 | 0 | 0 | 0 | 0 | 0 | 0 | 0 | 0 | 0 | 0
F10_Industrial_Primary Metals_New_Space Heating_Natural Gas_Gas Boiler - Stack Economizer_A_Achievable Economic TRC Potential | F10 | Industrial | Primary Metals | New | Space Heating | Natural Gas | Gas Boiler - Stack Economizer | A | Purchases (Incremental) | Achievable Economic TRC Potential | 0 | 0 | 0 | 0 | 0 | 0 | 0 | 0 | 0 | 0 | 0 | 0 | 0 | 0 | 0 | 0 | 0 | 0 | 0 | 0 | 0 | 0 | 0 | 0 | 0 | 0 | 0 | 0 | 0 | 0 | 0
F11_Industrial_Primary Metals_New_Space Heating_Natural Gas_Gas Boiler - Stack Economizer_A_Achievable Economic TRC Potential | F11 | Industrial | Primary Metals | New | Space Heating | Natural Gas | Gas Boiler - Stack Economizer | A | Purchases (Cumulative) | Achievable Economic TRC Potential | 0 | 0 | 0 | 0 | 0 | 0 | 0 | 0 | 0 | 0 | 0 | 0 | 0 | 0 | 0 | 0 | 0 | 0 | 0 | 0 | 0 | 0 | 0 | 0 | 0 | 0 | 0 | 0 | 0 | 0 | 0
F1_Industrial_Primary Metals_New_Process_Natural Gas_Gas Boiler - Stack Economizer_A_Achievable Economic TRC Potential | F1 | Industrial | Primary Metals | New | Process | Natural Gas | Gas Boiler - Stack Economizer | A | Integrated Unit Energy Savings (kWh or therms) | Achievable Economic TRC Potential | 0 | 0 | 0 | 0 | 0 | 36.695 | 36.6944 | 36.6942 | 36.6944 | 36.6946 | 36.6947 | 36.6948 | 36.6949 | 36.695 | 36.6951 | 36.6951 | 36.6952 | 36.6952 | 36.6953 | 36.6953 | 36.6953 | 36.6954 | 36.6954 | 36.6954 | 36.6955 | 36.6955 | 36.6955 | 36.6955 | 36.696 | 36.696 | 36.696
F2_Industrial_Primary Metals_New_Process_Natural Gas_Gas Boiler - Stack Economizer_A_Achievable Economic TRC Potential | F2 | Industrial | Primary Metals | New | Process | Natural Gas | Gas Boiler - Stack Economizer | A | Integrated Unit Summer Peak Savings (kW) | Achievable Economic TRC Potential | 0 | 0 | 0 | 0 | 0 | 0 | 0 | 0 | 0 | 0 | 0 | 0 | 0 | 0 | 0 | 0 | 0 | 0 | 0 | 0 | 0 | 0 | 0 | 0 | 0 | 0 | 0 | 0 | 0 | 0 | 0
F3_Industrial_Primary Metals_New_Process_Natural Gas_Gas Boiler - Stack Economizer_A_Achievable Economic TRC Potential | F3 | Industrial | Primary Metals | New | Process | Natural Gas | Gas Boiler - Stack Economizer | A | Integrated Unit Winter Peak Savings (kW) | Achievable Economic TRC Potential | 0 | 0 | 0 | 0 | 0 | 0 | 0 | 0 | 0 | 0 | 0 | 0 | 0 | 0 | 0 | 0 | 0 | 0 | 0 | 0 | 0 | 0 | 0 | 0 | 0 | 0 | 0 | 0 | 0 | 0 | 0
F4_Industrial_Primary Metals_New_Process_Natural Gas_Gas Boiler - Stack Economizer_A_Achievable Economic TRC Potential | F4 | Industrial | Primary Metals | New | Process | Natural Gas | Gas Boiler - Stack Economizer | A | Incremental Energy Savings (MWh or mTherms) | Achievable Economic TRC Potential | 0 | 0 | 0 | 0 | 0 | 0.032108 | 0.038038 | 0.043966 | 0.049859 | 0.055755 | 0.055491 | 0.048587 | 0.042217 | 0.036445 | 0.03126 | 0.026697 | 0.022696 | 0.019228 | 0.016235 | 0.013664 | 0.032108 | 0.038039 | 0.043967 | 0.04986 | 0.055757 | 0.055492 | 0.048588 | 0.042217 | 0.036446 | 0.031261 | 0.026698
F5_Industrial_Primary Metals_New_Process_Natural Gas_Gas Boiler - Stack Economizer_A_Achievable Economic TRC Potential | F5 | Industrial | Primary Metals | New | Process | Natural Gas | Gas Boiler - Stack Economizer | A | Incremental Summer Peak Savings (MW) | Achievable Economic TRC Potential | 0 | 0 | 0 | 0 | 0 | 0 | 0 | 0 | 0 | 0 | 0 | 0 | 0 | 0 | 0 | 0 | 0 | 0 | 0 | 0 | 0 | 0 | 0 | 0 | 0 | 0 | 0 | 0 | 0 | 0 | 0
F6_Industrial_Primary Metals_New_Process_Natural Gas_Gas Boiler - Stack Economizer_A_Achievable Economic TRC Potential | F6 | Industrial | Primary Metals | New | Process | Natural Gas | Gas Boiler - Stack Economizer | A | Incremental Winter Peak Savings (MW) | Achievable Economic TRC Potential | 0 | 0 | 0 | 0 | 0 | 0 | 0 | 0 | 0 | 0 | 0 | 0 | 0 | 0 | 0 | 0 | 0 | 0 | 0 | 0 | 0 | 0 | 0 | 0 | 0 | 0 | 0 | 0 | 0 | 0 | 0
F7_Industrial_Primary Metals_New_Process_Natural Gas_Gas Boiler - Stack Economizer_A_Achievable Economic TRC Potential | F7 | Industrial | Primary Metals | New | Process | Natural Gas | Gas Boiler - Stack Economizer | A | Cumulative Energy Savings (MWh or mTherms) | Achievable Economic TRC Potential | 0 | 0 | 0 | 0 | 0 | 0.032108 | 0.070145 | 0.11411 | 0.16397 | 0.21973 | 0.27522 | 0.32381 | 0.36602 | 0.40247 | 0.43373 | 0.46043 | 0.48313 | 0.50235 | 0.51859 | 0.53225 | 0.53225 | 0.53226 | 0.53226 | 0.53226 | 0.53226 | 0.53226 | 0.53226 | 0.53226 | 0 | 0 | 0
F8_Industrial_Primary Metals_New_Process_Natural Gas_Gas Boiler - Stack Economizer_A_Achievable Economic TRC Potential | F8 | Industrial | Primary Metals | New | Process | Natural Gas | Gas Boiler - Stack Economizer | A | Cumulative Summer Peak Savings (MW) | Achievable Economic TRC Potential | 0 | 0 | 0 | 0 | 0 | 0 | 0 | 0 | 0 | 0 | 0 | 0 | 0 | 0 | 0 | 0 | 0 | 0 | 0 | 0 | 0 | 0 | 0 | 0 | 0 | 0 | 0 | 0 | 0 | 0 | 0
F9_Industrial_Primary Metals_New_Process_Natural Gas_Gas Boiler - Stack Economizer_A_Achievable Economic TRC Potential | F9 | Industrial | Primary Metals | New | Process | Natural Gas | Gas Boiler - Stack Economizer | A | Cumulative Winter Peak Savings (MW) | Achievable Economic TRC Potential | 0 | 0 | 0 | 0 | 0 | 0 | 0 | 0 | 0 | 0 | 0 | 0 | 0 | 0 | 0 | 0 | 0 | 0 | 0 | 0 | 0 | 0 | 0 | 0 | 0 | 0 | 0 | 0 | 0 | 0 | 0
F10_Industrial_Primary Metals_New_Process_Natural Gas_Gas Boiler - Stack Economizer_A_Achievable Economic TRC Potential | F10 | Industrial | Primary Metals | New | Process | Natural Gas | Gas Boiler - Stack Economizer | A | Purchases (Incremental) | Achievable Economic TRC Potential | 0 | 0 | 0 | 0 | 0 | 0.87499 | 1.0366 | 1.1982 | 1.3588 | 1.5194 | 1.5122 | 1.3241 | 1.1505 | 0.9932 | 0.85188 | 0.72754 | 0.61851 | 0.52399 | 0.44243 | 0.37236 | 0.87499 | 1.0366 | 1.1982 | 1.3588 | 1.5194 | 1.5122 | 1.3241 | 1.1505 | 0.9932 | 0.85188 | 0.72754
F11_Industrial_Primary Metals_New_Process_Natural Gas_Gas Boiler - Stack Economizer_A_Achievable Economic TRC Potential | F11 | Industrial | Primary Metals | New | Process | Natural Gas | Gas Boiler - Stack Economizer | A | Purchases (Cumulative) | Achievable Economic TRC Potential | 0 | 0 | 0 | 0 | 0 | 0.87499 | 1.9116 | 3.1098 | 4.4685 | 5.988 | 7.5002 | 8.8243 | 9.9748 | 10.968 | 11.8199 | 12.5474 | 13.1659 | 13.6899 | 14.1323 | 14.5047 | 14.5047 | 14.5047 | 14.5047 | 14.5047 | 14.5047 | 14.5047 | 14.5047 | 14.5047 | 14.5047 | 14.5047 | 14.5047
F1_Industrial_Primary Metals_New_Space Heating_Natural Gas_Gas Furnace Tube Inserts_A_Achievable Economic TRC Potential | F1 | Industrial | Primary Metals | New | Space Heating | Natural Gas | Gas Furnace Tube Inserts | A | Integrated Unit Energy Savings (kWh or therms) | Achievable Economic TRC Potential | 0 | 0 | 0 | 0 | 0 | 0 | 0 | 0 | 0 | 0 | 0 | 0 | 0 | 0 | 0 | 0 | 0 | 0 | 0 | 0 | 0 | 0 | 0 | 0 | 0 | 0 | 0 | 0 | 0 | 0 | 0
F2_Industrial_Primary Metals_New_Space Heating_Natural Gas_Gas Furnace Tube Inserts_A_Achievable Economic TRC Potential | F2 | Industrial | Primary Metals | New | Space Heating | Natural Gas | Gas Furnace Tube Inserts | A | Integrated Unit Summer Peak Savings (kW) | Achievable Economic TRC Potential | 0 | 0 | 0 | 0 | 0 | 0 | 0 | 0 | 0 | 0 | 0 | 0 | 0 | 0 | 0 | 0 | 0 | 0 | 0 | 0 | 0 | 0 | 0 | 0 | 0 | 0 | 0 | 0 | 0 | 0 | 0
F3_Industrial_Primary Metals_New_Space Heating_Natural Gas_Gas Furnace Tube Inserts_A_Achievable Economic TRC Potential | F3 | Industrial | Primary Metals | New | Space Heating | Natural Gas | Gas Furnace Tube Inserts | A | Integrated Unit Winter Peak Savings (kW) | Achievable Economic TRC Potential | 0 | 0 | 0 | 0 | 0 | 0 | 0 | 0 | 0 | 0 | 0 | 0 | 0 | 0 | 0 | 0 | 0 | 0 | 0 | 0 | 0 | 0 | 0 | 0 | 0 | 0 | 0 | 0 | 0 | 0 | 0
F4_Industrial_Primary Metals_New_Space Heating_Natural Gas_Gas Furnace Tube Inserts_A_Achievable Economic TRC Potential | F4 | Industrial | Primary Metals | New | Space Heating | Natural Gas | Gas Furnace Tube Inserts | A | Incremental Energy Savings (MWh or mTherms) | Achievable Economic TRC Potential | 0 | 0 | 0 | 0 | 0 | 0 | 0 | 0 | 0 | 0 | 0 | 0 | 0 | 0 | 0 | 0 | 0 | 0 | 0 | 0 | 0 | 0 | 0 | 0 | 0 | 0 | 0 | 0 | 0 | 0 | 0
F5_Industrial_Primary Metals_New_Space Heating_Natural Gas_Gas Furnace Tube Inserts_A_Achievable Economic TRC Potential | F5 | Industrial | Primary Metals | New | Space Heating | Natural Gas | Gas Furnace Tube Inserts | A | Incremental Summer Peak Savings (MW) | Achievable Economic TRC Potential | 0 | 0 | 0 | 0 | 0 | 0 | 0 | 0 | 0 | 0 | 0 | 0 | 0 | 0 | 0 | 0 | 0 | 0 | 0 | 0 | 0 | 0 | 0 | 0 | 0 | 0 | 0 | 0 | 0 | 0 | 0
F6_Industrial_Primary Metals_New_Space Heating_Natural Gas_Gas Furnace Tube Inserts_A_Achievable Economic TRC Potential | F6 | Industrial | Primary Metals | New | Space Heating | Natural Gas | Gas Furnace Tube Inserts | A | Incremental Winter Peak Savings (MW) | Achievable Economic TRC Potential | 0 | 0 | 0 | 0 | 0 | 0 | 0 | 0 | 0 | 0 | 0 | 0 | 0 | 0 | 0 | 0 | 0 | 0 | 0 | 0 | 0 | 0 | 0 | 0 | 0 | 0 | 0 | 0 | 0 | 0 | 0
F7_Industrial_Primary Metals_New_Space Heating_Natural Gas_Gas Furnace Tube Inserts_A_Achievable Economic TRC Potential | F7 | Industrial | Primary Metals | New | Space Heating | Natural Gas | Gas Furnace Tube Inserts | A | Cumulative Energy Savings (MWh or mTherms) | Achievable Economic TRC Potential | 0 | 0 | 0 | 0 | 0 | 0 | 0 | 0 | 0 | 0 | 0 | 0 | 0 | 0 | 0 | 0 | 0 | 0 | 0 | 0 | 0 | 0 | 0 | 0 | 0 | 0 | 0 | 0 | 0 | 0 | 0
F8_Industrial_Primary Metals_New_Space Heating_Natural Gas_Gas Furnace Tube Inserts_A_Achievable Economic TRC Potential | F8 | Industrial | Primary Metals | New | Space Heating | Natural Gas | Gas Furnace Tube Inserts | A | Cumulative Summer Peak Savings (MW) | Achievable Economic TRC Potential | 0 | 0 | 0 | 0 | 0 | 0 | 0 | 0 | 0 | 0 | 0 | 0 | 0 | 0 | 0 | 0 | 0 | 0 | 0 | 0 | 0 | 0 | 0 | 0 | 0 | 0 | 0 | 0 | 0 | 0 | 0
F9_Industrial_Primary Metals_New_Space Heating_Natural Gas_Gas Furnace Tube Inserts_A_Achievable Economic TRC Potential | F9 | Industrial | Primary Metals | New | Space Heating | Natural Gas | Gas Furnace Tube Inserts | A | Cumulative Winter Peak Savings (MW) | Achievable Economic TRC Potential | 0 | 0 | 0 | 0 | 0 | 0 | 0 | 0 | 0 | 0 | 0 | 0 | 0 | 0 | 0 | 0 | 0 | 0 | 0 | 0 | 0 | 0 | 0 | 0 | 0 | 0 | 0 | 0 | 0 | 0 | 0
F10_Industrial_Primary Metals_New_Space Heating_Natural Gas_Gas Furnace Tube Inserts_A_Achievable Economic TRC Potential | F10 | Industrial | Primary Metals | New | Space Heating | Natural Gas | Gas Furnace Tube Inserts | A | Purchases (Incremental) | Achievable Economic TRC Potential | 0 | 0 | 0 | 0 | 0 | 0 | 0 | 0 | 0 | 0 | 0 | 0 | 0 | 0 | 0 | 0 | 0 | 0 | 0 | 0 | 0 | 0 | 0 | 0 | 0 | 0 | 0 | 0 | 0 | 0 | 0
F11_Industrial_Primary Metals_New_Space Heating_Natural Gas_Gas Furnace Tube Inserts_A_Achievable Economic TRC Potential | F11 | Industrial | Primary Metals | New | Space Heating | Natural Gas | Gas Furnace Tube Inserts | A | Purchases (Cumulative) | Achievable Economic TRC Potential | 0 | 0 | 0 | 0 | 0 | 0 | 0 | 0 | 0 | 0 | 0 | 0 | 0 | 0 | 0 | 0 | 0 | 0 | 0 | 0 | 0 | 0 | 0 | 0 | 0 | 0 | 0 | 0 | 0 | 0 | 0
F1_Industrial_Primary Metals_New_Space Heating_Natural Gas_Space Heating - Heat Recovery Ventilator_A_Achievable Economic TRC Potential | F1 | Industrial | Primary Metals | New | Space Heating | Natural Gas | Space Heating - Heat Recovery Ventilator | A | Integrated Unit Energy Savings (kWh or therms) | Achievable Economic TRC Potential | 0 | 0 | 0 | 0 | 0 | 0.01243 | 0.012217 | 0.012038 | 0.011881 | 0.011735 | 0.011602 | 0.011442 | 0.011265 | 0.011082 | 0.010897 | 0.010724 | 0.010563 | 0.010424 | 0.010256 | 0.010126 | 0.010029 | 0.0099573 | 0.0099215 | 0.0099044 | 0.009901 | 0.009907 | 0.0099153 | 0.0099261 | 0 | 0 | 0
F2_Industrial_Primary Metals_New_Space Heating_Natural Gas_Space Heating - Heat Recovery Ventilator_A_Achievable Economic TRC Potential | F2 | Industrial | Primary Metals | New | Space Heating | Natural Gas | Space Heating - Heat Recovery Ventilator | A | Integrated Unit Summer Peak Savings (kW) | Achievable Economic TRC Potential | 0 | 0 | 0 | 0 | 0 | 0 | 0 | 0 | 0 | 0 | 0 | 0 | 0 | 0 | 0 | 0 | 0 | 0 | 0 | 0 | 0 | 0 | 0 | 0 | 0 | 0 | 0 | 0 | 0 | 0 | 0
F3_Industrial_Primary Metals_New_Space Heating_Natural Gas_Space Heating - Heat Recovery Ventilator_A_Achievable Economic TRC Potential | F3 | Industrial | Primary Metals | New | Space Heating | Natural Gas | Space Heating - Heat Recovery Ventilator | A | Integrated Unit Winter Peak Savings (kW) | Achievable Economic TRC Potential | 0 | 0 | 0 | 0 | 0 | 0 | 0 | 0 | 0 | 0 | 0 | 0 | 0 | 0 | 0 | 0 | 0 | 0 | 0 | 0 | 0 | 0 | 0 | 0 | 0 | 0 | 0 | 0 | 0 | 0 | 0
F4_Industrial_Primary Metals_New_Space Heating_Natural Gas_Space Heating - Heat Recovery Ventilator_A_Achievable Economic TRC Potential | F4 | Industrial | Primary Metals | New | Space Heating | Natural Gas | Space Heating - Heat Recovery Ventilator | A | Incremental Energy Savings (MWh or mTherms) | Achievable Economic TRC Potential | 0 | 0 | 0 | 0 | 0 | 0 | 0 | 0 | 0 | 0 | 0 | 0 | 0 | 0 | 0 | 0 | 0 | 0 | 0 | 0 | 0 | 0 | 0 | 0 | 0 | 0 | 0 | 0 | 0 | 0 | 0
F5_Industrial_Primary Metals_New_Space Heating_Natural Gas_Space Heating - Heat Recovery Ventilator_A_Achievable Economic TRC Potential | F5 | Industrial | Primary Metals | New | Space Heating | Natural Gas | Space Heating - Heat Recovery Ventilator | A | Incremental Summer Peak Savings (MW) | Achievable Economic TRC Potential | 0 | 0 | 0 | 0 | 0 | 0 | 0 | 0 | 0 | 0 | 0 | 0 | 0 | 0 | 0 | 0 | 0 | 0 | 0 | 0 | 0 | 0 | 0 | 0 | 0 | 0 | 0 | 0 | 0 | 0 | 0
F6_Industrial_Primary Metals_New_Space Heating_Natural Gas_Space Heating - Heat Recovery Ventilator_A_Achievable Economic TRC Potential | F6 | Industrial | Primary Metals | New | Space Heating | Natural Gas | Space Heating - Heat Recovery Ventilator | A | Incremental Winter Peak Savings (MW) | Achievable Economic TRC Potential | 0 | 0 | 0 | 0 | 0 | 0 | 0 | 0 | 0 | 0 | 0 | 0 | 0 | 0 | 0 | 0 | 0 | 0 | 0 | 0 | 0 | 0 | 0 | 0 | 0 | 0 | 0 | 0 | 0 | 0 | 0
F7_Industrial_Primary Metals_New_Space Heating_Natural Gas_Space Heating - Heat Recovery Ventilator_A_Achievable Economic TRC Potential | F7 | Industrial | Primary Metals | New | Space Heating | Natural Gas | Space Heating - Heat Recovery Ventilator | A | Cumulative Energy Savings (MWh or mTherms) | Achievable Economic TRC Potential | 0 | 0 | 0 | 0 | 0 | 0 | 0 | 0 | 0 | 0 | 0 | 0 | 0 | 0 | 0 | 0 | 0 | 0 | 0 | 0 | 0 | 0 | 0 | 0 | 0 | 0 | 0 | 0 | 0 | 0 | 0
F8_Industrial_Primary Metals_New_Space Heating_Natural Gas_Space Heating - Heat Recovery Ventilator_A_Achievable Economic TRC Potential | F8 | Industrial | Primary Metals | New | Space Heating | Natural Gas | Space Heating - Heat Recovery Ventilator | A | Cumulative Summer Peak Savings (MW) | Achievable Economic TRC Potential | 0 | 0 | 0 | 0 | 0 | 0 | 0 | 0 | 0 | 0 | 0 | 0 | 0 | 0 | 0 | 0 | 0 | 0 | 0 | 0 | 0 | 0 | 0 | 0 | 0 | 0 | 0 | 0 | 0 | 0 | 0
F9_Industrial_Primary Metals_New_Space Heating_Natural Gas_Space Heating - Heat Recovery Ventilator_A_Achievable Economic TRC Potential | F9 | Industrial | Primary Metals | New | Space Heating | Natural Gas | Space Heating - Heat Recovery Ventilator | A | Cumulative Winter Peak Savings (MW) | Achievable Economic TRC Potential | 0 | 0 | 0 | 0 | 0 | 0 | 0 | 0 | 0 | 0 | 0 | 0 | 0 | 0 | 0 | 0 | 0 | 0 | 0 | 0 | 0 | 0 | 0 | 0 | 0 | 0 | 0 | 0 | 0 | 0 | 0
F10_Industrial_Primary Metals_New_Space Heating_Natural Gas_Space Heating - Heat Recovery Ventilator_A_Achievable Economic TRC Potential | F10 | Industrial | Primary Metals | New | Space Heating | Natural Gas | Space Heating - Heat Recovery Ventilator | A | Purchases (Incremental) | Achievable Economic TRC Potential | 0 | 0 | 0 | 0 | 0 | 0 | 0 | 0 | 0 | 0 | 0 | 0 | 0 | 0 | 0 | 0 | 0 | 0 | 0 | 0 | 0 | 0 | 0 | 0 | 0 | 0 | 0 | 0 | 0 | 0 | 0
F11_Industrial_Primary Metals_New_Space Heating_Natural Gas_Space Heating - Heat Recovery Ventilator_A_Achievable Economic TRC Potential | F11 | Industrial | Primary Metals | New | Space Heating | Natural Gas | Space Heating - Heat Recovery Ventilator | A | Purchases (Cumulative) | Achievable Economic TRC Potential | 0 | 0 | 0 | 0 | 0 | 0 | 0 | 0 | 0 | 0 | 0 | 0 | 0 | 0 | 0 | 0 | 0 | 0 | 0 | 0 | 0 | 0 | 0 | 0 | 0 | 0 | 0 | 0 | 0 | 0 | 0
F1_Industrial_Primary Metals_New_Space Heating_Natural Gas_Thermostat - Programmable_A_Achievable Economic TRC Potential | F1 | Industrial | Primary Metals | New | Space Heating | Natural Gas | Thermostat - Programmable | A | Integrated Unit Energy Savings (kWh or therms) | Achievable Economic TRC Potential | 0 | 0 | 0 | 0 | 0 | 0.0061748 | 0.0060691 | 0.0059803 | 0.0059021 | 0.0058298 | 0.0057638 | 0.0056841 | 0.0055965 | 0.0055055 | 0.0054135 | 0.0053274 | 0.0052476 | 0.0051785 | 0.0050949 | 0.0050304 | 0.0049824 | 0.0049466 | 0.0049288 | 0.0049204 | 0.0049187 | 0.0049217 | 0.0049258 | 0.0049311 | 0 | 0 | 0
F2_Industrial_Primary Metals_New_Space Heating_Natural Gas_Thermostat - Programmable_A_Achievable Economic TRC Potential | F2 | Industrial | Primary Metals | New | Space Heating | Natural Gas | Thermostat - Programmable | A | Integrated Unit Summer Peak Savings (kW) | Achievable Economic TRC Potential | 0 | 0 | 0 | 0 | 0 | 0 | 0 | 0 | 0 | 0 | 0 | 0 | 0 | 0 | 0 | 0 | 0 | 0 | 0 | 0 | 0 | 0 | 0 | 0 | 0 | 0 | 0 | 0 | 0 | 0 | 0
F3_Industrial_Primary Metals_New_Space Heating_Natural Gas_Thermostat - Programmable_A_Achievable Economic TRC Potential | F3 | Industrial | Primary Metals | New | Space Heating | Natural Gas | Thermostat - Programmable | A | Integrated Unit Winter Peak Savings (kW) | Achievable Economic TRC Potential | 0 | 0 | 0 | 0 | 0 | 0 | 0 | 0 | 0 | 0 | 0 | 0 | 0 | 0 | 0 | 0 | 0 | 0 | 0 | 0 | 0 | 0 | 0 | 0 | 0 | 0 | 0 | 0 | 0 | 0 | 0
F4_Industrial_Primary Metals_New_Space Heating_Natural Gas_Thermostat - Programmable_A_Achievable Economic TRC Potential | F4 | Industrial | Primary Metals | New | Space Heating | Natural Gas | Thermostat - Programmable | A | Incremental Energy Savings (MWh or mTherms) | Achievable Economic TRC Potential | 0 | 0 | 0 | 0 | 0 | 0 | 0 | 0 | 0 | 0 | 0 | 0 | 0 | 0 | 0 | 0 | 0 | 0 | 0 | 0 | 0 | 0 | 0 | 0 | 0 | 0 | 0 | 0 | 0 | 0 | 0
F5_Industrial_Primary Metals_New_Space Heating_Natural Gas_Thermostat - Programmable_A_Achievable Economic TRC Potential | F5 | Industrial | Primary Metals | New | Space Heating | Natural Gas | Thermostat - Programmable | A | Incremental Summer Peak Savings (MW) | Achievable Economic TRC Potential | 0 | 0 | 0 | 0 | 0 | 0 | 0 | 0 | 0 | 0 | 0 | 0 | 0 | 0 | 0 | 0 | 0 | 0 | 0 | 0 | 0 | 0 | 0 | 0 | 0 | 0 | 0 | 0 | 0 | 0 | 0
F6_Industrial_Primary Metals_New_Space Heating_Natural Gas_Thermostat - Programmable_A_Achievable Economic TRC Potential | F6 | Industrial | Primary Metals | New | Space Heating | Natural Gas | Thermostat - Programmable | A | Incremental Winter Peak Savings (MW) | Achievable Economic TRC Potential | 0 | 0 | 0 | 0 | 0 | 0 | 0 | 0 | 0 | 0 | 0 | 0 | 0 | 0 | 0 | 0 | 0 | 0 | 0 | 0 | 0 | 0 | 0 | 0 | 0 | 0 | 0 | 0 | 0 | 0 | 0
F7_Industrial_Primary Metals_New_Space Heating_Natural Gas_Thermostat - Programmable_A_Achievable Economic TRC Potential | F7 | Industrial | Primary Metals | New | Space Heating | Natural Gas | Thermostat - Programmable | A | Cumulative Energy Savings (MWh or mTherms) | Achievable Economic TRC Potential | 0 | 0 | 0 | 0 | 0 | 0 | 0 | 0 | 0 | 0 | 0 | 0 | 0 | 0 | 0 | 0 | 0 | 0 | 0 | 0 | 0 | 0 | 0 | 0 | 0 | 0 | 0 | 0 | 0 | 0 | 0
F8_Industrial_Primary Metals_New_Space Heating_Natural Gas_Thermostat - Programmable_A_Achievable Economic TRC Potential | F8 | Industrial | Primary Metals | New | Space Heating | Natural Gas | Thermostat - Programmable | A | Cumulative Summer Peak Savings (MW) | Achievable Economic TRC Potential | 0 | 0 | 0 | 0 | 0 | 0 | 0 | 0 | 0 | 0 | 0 | 0 | 0 | 0 | 0 | 0 | 0 | 0 | 0 | 0 | 0 | 0 | 0 | 0 | 0 | 0 | 0 | 0 | 0 | 0 | 0
F9_Industrial_Primary Metals_New_Space Heating_Natural Gas_Thermostat - Programmable_A_Achievable Economic TRC Potential | F9 | Industrial | Primary Metals | New | Space Heating | Natural Gas | Thermostat - Programmable | A | Cumulative Winter Peak Savings (MW) | Achievable Economic TRC Potential | 0 | 0 | 0 | 0 | 0 | 0 | 0 | 0 | 0 | 0 | 0 | 0 | 0 | 0 | 0 | 0 | 0 | 0 | 0 | 0 | 0 | 0 | 0 | 0 | 0 | 0 | 0 | 0 | 0 | 0 | 0
F10_Industrial_Primary Metals_New_Space Heating_Natural Gas_Thermostat - Programmable_A_Achievable Economic TRC Potential | F10 | Industrial | Primary Metals | New | Space Heating | Natural Gas | Thermostat - Programmable | A | Purchases (Incremental) | Achievable Economic TRC Potential | 0 | 0 | 0 | 0 | 0 | 0 | 0 | 0 | 0 | 0 | 0 | 0 | 0 | 0 | 0 | 0 | 0 | 0 | 0 | 0 | 0 | 0 | 0 | 0 | 0 | 0 | 0 | 0 | 0 | 0 | 0
F11_Industrial_Primary Metals_New_Space Heating_Natural Gas_Thermostat - Programmable_A_Achievable Economic TRC Potential | F11 | Industrial | Primary Metals | New | Space Heating | Natural Gas | Thermostat - Programmable | A | Purchases (Cumulative) | Achievable Economic TRC Potential | 0 | 0 | 0 | 0 | 0 | 0 | 0 | 0 | 0 | 0 | 0 | 0 | 0 | 0 | 0 | 0 | 0 | 0 | 0 | 0 | 0 | 0 | 0 | 0 | 0 | 0 | 0 | 0 | 0 | 0 | 0
F1_Industrial_Primary Metals_New_Space Heating_Natural Gas_ENERGY STAR Connected Thermostat_A_Achievable Economic TRC Potential | F1 | Industrial | Primary Metals | New | Space Heating | Natural Gas | ENERGY STAR Connected Thermostat | A | Integrated Unit Energy Savings (kWh or therms) | Achievable Economic TRC Potential | 0 | 0 | 0 | 0 | 0 | 0.014536 | 0.014287 | 0.014078 | 0.013894 | 0.013723 | 0.013568 | 0.013381 | 0.013174 | 0.01296 | 0.012744 | 0.012541 | 0.012353 | 0.01219 | 0.011993 | 0.011842 | 0.011729 | 0.011645 | 0.011603 | 0.011583 | 0.011579 | 0.011586 | 0.011595 | 0.011608 | 0 | 0 | 0
F2_Industrial_Primary Metals_New_Space Heating_Natural Gas_ENERGY STAR Connected Thermostat_A_Achievable Economic TRC Potential | F2 | Industrial | Primary Metals | New | Space Heating | Natural Gas | ENERGY STAR Connected Thermostat | A | Integrated Unit Summer Peak Savings (kW) | Achievable Economic TRC Potential | 0 | 0 | 0 | 0 | 0 | 0 | 0 | 0 | 0 | 0 | 0 | 0 | 0 | 0 | 0 | 0 | 0 | 0 | 0 | 0 | 0 | 0 | 0 | 0 | 0 | 0 | 0 | 0 | 0 | 0 | 0
F3_Industrial_Primary Metals_New_Space Heating_Natural Gas_ENERGY STAR Connected Thermostat_A_Achievable Economic TRC Potential | F3 | Industrial | Primary Metals | New | Space Heating | Natural Gas | ENERGY STAR Connected Thermostat | A | Integrated Unit Winter Peak Savings (kW) | Achievable Economic TRC Potential | 0 | 0 | 0 | 0 | 0 | 0 | 0 | 0 | 0 | 0 | 0 | 0 | 0 | 0 | 0 | 0 | 0 | 0 | 0 | 0 | 0 | 0 | 0 | 0 | 0 | 0 | 0 | 0 | 0 | 0 | 0
F4_Industrial_Primary Metals_New_Space Heating_Natural Gas_ENERGY STAR Connected Thermostat_A_Achievable Economic TRC Potential | F4 | Industrial | Primary Metals | New | Space Heating | Natural Gas | ENERGY STAR Connected Thermostat | A | Incremental Energy Savings (MWh or mTherms) | Achievable Economic TRC Potential | 0 | 0 | 0 | 0 | 0 | 0 | 0 | 0 | 0 | 0 | 0 | 0 | 0 | 0 | 0 | 0 | 0 | 0 | 0 | 0 | 0 | 0 | 0 | 0 | 0 | 0 | 0 | 0 | 0 | 0 | 0
F5_Industrial_Primary Metals_New_Space Heating_Natural Gas_ENERGY STAR Connected Thermostat_A_Achievable Economic TRC Potential | F5 | Industrial | Primary Metals | New | Space Heating | Natural Gas | ENERGY STAR Connected Thermostat | A | Incremental Summer Peak Savings (MW) | Achievable Economic TRC Potential | 0 | 0 | 0 | 0 | 0 | 0 | 0 | 0 | 0 | 0 | 0 | 0 | 0 | 0 | 0 | 0 | 0 | 0 | 0 | 0 | 0 | 0 | 0 | 0 | 0 | 0 | 0 | 0 | 0 | 0 | 0
F6_Industrial_Primary Metals_New_Space Heating_Natural Gas_ENERGY STAR Connected Thermostat_A_Achievable Economic TRC Potential | F6 | Industrial | Primary Metals | New | Space Heating | Natural Gas | ENERGY STAR Connected Thermostat | A | Incremental Winter Peak Savings (MW) | Achievable Economic TRC Potential | 0 | 0 | 0 | 0 | 0 | 0 | 0 | 0 | 0 | 0 | 0 | 0 | 0 | 0 | 0 | 0 | 0 | 0 | 0 | 0 | 0 | 0 | 0 | 0 | 0 | 0 | 0 | 0 | 0 | 0 | 0
F7_Industrial_Primary Metals_New_Space Heating_Natural Gas_ENERGY STAR Connected Thermostat_A_Achievable Economic TRC Potential | F7 | Industrial | Primary Metals | New | Space Heating | Natural Gas | ENERGY STAR Connected Thermostat | A | Cumulative Energy Savings (MWh or mTherms) | Achievable Economic TRC Potential | 0 | 0 | 0 | 0 | 0 | 0 | 0 | 0 | 0 | 0 | 0 | 0 | 0 | 0 | 0 | 0 | 0 | 0 | 0 | 0 | 0 | 0 | 0 | 0 | 0 | 0 | 0 | 0 | 0 | 0 | 0
F8_Industrial_Primary Metals_New_Space Heating_Natural Gas_ENERGY STAR Connected Thermostat_A_Achievable Economic TRC Potential | F8 | Industrial | Primary Metals | New | Space Heating | Natural Gas | ENERGY STAR Connected Thermostat | A | Cumulative Summer Peak Savings (MW) | Achievable Economic TRC Potential | 0 | 0 | 0 | 0 | 0 | 0 | 0 | 0 | 0 | 0 | 0 | 0 | 0 | 0 | 0 | 0 | 0 | 0 | 0 | 0 | 0 | 0 | 0 | 0 | 0 | 0 | 0 | 0 | 0 | 0 | 0
F9_Industrial_Primary Metals_New_Space Heating_Natural Gas_ENERGY STAR Connected Thermostat_A_Achievable Economic TRC Potential | F9 | Industrial | Primary Metals | New | Space Heating | Natural Gas | ENERGY STAR Connected Thermostat | A | Cumulative Winter Peak Savings (MW) | Achievable Economic TRC Potential | 0 | 0 | 0 | 0 | 0 | 0 | 0 | 0 | 0 | 0 | 0 | 0 | 0 | 0 | 0 | 0 | 0 | 0 | 0 | 0 | 0 | 0 | 0 | 0 | 0 | 0 | 0 | 0 | 0 | 0 | 0
F10_Industrial_Primary Metals_New_Space Heating_Natural Gas_ENERGY STAR Connected Thermostat_A_Achievable Economic TRC Potential | F10 | Industrial | Primary Metals | New | Space Heating | Natural Gas | ENERGY STAR Connected Thermostat | A | Purchases (Incremental) | Achievable Economic TRC Potential | 0 | 0 | 0 | 0 | 0 | 0 | 0 | 0 | 0 | 0 | 0 | 0 | 0 | 0 | 0 | 0 | 0 | 0 | 0 | 0 | 0 | 0 | 0 | 0 | 0 | 0 | 0 | 0 | 0 | 0 | 0
F11_Industrial_Primary Metals_New_Space Heating_Natural Gas_ENERGY STAR Connected Thermostat_A_Achievable Economic TRC Potential | F11 | Industrial | Primary Metals | New | Space Heating | Natural Gas | ENERGY STAR Connected Thermostat | A | Purchases (Cumulative) | Achievable Economic TRC Potential | 0 | 0 | 0 | 0 | 0 | 0 | 0 | 0 | 0 | 0 | 0 | 0 | 0 | 0 | 0 | 0 | 0 | 0 | 0 | 0 | 0 | 0 | 0 | 0 | 0 | 0 | 0 | 0 | 0 | 0 | 0
F1_Industrial_Primary Metals_New_Space Heating_Natural Gas_Destratification Fans (HVLS)_A_Achievable Economic TRC Potential | F1 | Industrial | Primary Metals | New | Space Heating | Natural Gas | Destratification Fans (HVLS) | A | Integrated Unit Energy Savings (kWh or therms) | Achievable Economic TRC Potential | 0 | 0 | 0 | 0 | 0 | 0.014536 | 0.014287 | 0.014078 | 0.013894 | 0.013723 | 0.013568 | 0.013381 | 0.013174 | 0.01296 | 0.012744 | 0.012541 | 0.012353 | 0.01219 | 0.011993 | 0.011842 | 0.011729 | 0.011645 | 0.011603 | 0.011583 | 0.011579 | 0.011586 | 0.011595 | 0.011608 | 0 | 0 | 0
F2_Industrial_Primary Metals_New_Space Heating_Natural Gas_Destratification Fans (HVLS)_A_Achievable Economic TRC Potential | F2 | Industrial | Primary Metals | New | Space Heating | Natural Gas | Destratification Fans (HVLS) | A | Integrated Unit Summer Peak Savings (kW) | Achievable Economic TRC Potential | 0 | 0 | 0 | 0 | 0 | 0 | 0 | 0 | 0 | 0 | 0 | 0 | 0 | 0 | 0 | 0 | 0 | 0 | 0 | 0 | 0 | 0 | 0 | 0 | 0 | 0 | 0 | 0 | 0 | 0 | 0
F3_Industrial_Primary Metals_New_Space Heating_Natural Gas_Destratification Fans (HVLS)_A_Achievable Economic TRC Potential | F3 | Industrial | Primary Metals | New | Space Heating | Natural Gas | Destratification Fans (HVLS) | A | Integrated Unit Winter Peak Savings (kW) | Achievable Economic TRC Potential | 0 | 0 | 0 | 0 | 0 | 0 | 0 | 0 | 0 | 0 | 0 | 0 | 0 | 0 | 0 | 0 | 0 | 0 | 0 | 0 | 0 | 0 | 0 | 0 | 0 | 0 | 0 | 0 | 0 | 0 | 0
F4_Industrial_Primary Metals_New_Space Heating_Natural Gas_Destratification Fans (HVLS)_A_Achievable Economic TRC Potential | F4 | Industrial | Primary Metals | New | Space Heating | Natural Gas | Destratification Fans (HVLS) | A | Incremental Energy Savings (MWh or mTherms) | Achievable Economic TRC Potential | 0 | 0 | 0 | 0 | 0 | 0 | 0 | 0 | 0 | 0 | 0 | 0 | 0 | 0 | 0 | 0 | 0 | 0 | 0 | 0 | 0 | 0 | 0 | 0 | 0 | 0 | 0 | 0 | 0 | 0 | 0
F5_Industrial_Primary Metals_New_Space Heating_Natural Gas_Destratification Fans (HVLS)_A_Achievable Economic TRC Potential | F5 | Industrial | Primary Metals | New | Space Heating | Natural Gas | Destratification Fans (HVLS) | A | Incremental Summer Peak Savings (MW) | Achievable Economic TRC Potential | 0 | 0 | 0 | 0 | 0 | 0 | 0 | 0 | 0 | 0 | 0 | 0 | 0 | 0 | 0 | 0 | 0 | 0 | 0 | 0 | 0 | 0 | 0 | 0 | 0 | 0 | 0 | 0 | 0 | 0 | 0
F6_Industrial_Primary Metals_New_Space Heating_Natural Gas_Destratification Fans (HVLS)_A_Achievable Economic TRC Potential | F6 | Industrial | Primary Metals | New | Space Heating | Natural Gas | Destratification Fans (HVLS) | A | Incremental Winter Peak Savings (MW) | Achievable Economic TRC Potential | 0 | 0 | 0 | 0 | 0 | 0 | 0 | 0 | 0 | 0 | 0 | 0 | 0 | 0 | 0 | 0 | 0 | 0 | 0 | 0 | 0 | 0 | 0 | 0 | 0 | 0 | 0 | 0 | 0 | 0 | 0
F7_Industrial_Primary Metals_New_Space Heating_Natural Gas_Destratification Fans (HVLS)_A_Achievable Economic TRC Potential | F7 | Industrial | Primary Metals | New | Space Heating | Natural Gas | Destratification Fans (HVLS) | A | Cumulative Energy Savings (MWh or mTherms) | Achievable Economic TRC Potential | 0 | 0 | 0 | 0 | 0 | 0 | 0 | 0 | 0 | 0 | 0 | 0 | 0 | 0 | 0 | 0 | 0 | 0 | 0 | 0 | 0 | 0 | 0 | 0 | 0 | 0 | 0 | 0 | 0 | 0 | 0
F8_Industrial_Primary Metals_New_Space Heating_Natural Gas_Destratification Fans (HVLS)_A_Achievable Economic TRC Potential | F8 | Industrial | Primary Metals | New | Space Heating | Natural Gas | Destratification Fans (HVLS) | A | Cumulative Summer Peak Savings (MW) | Achievable Economic TRC Potential | 0 | 0 | 0 | 0 | 0 | 0 | 0 | 0 | 0 | 0 | 0 | 0 | 0 | 0 | 0 | 0 | 0 | 0 | 0 | 0 | 0 | 0 | 0 | 0 | 0 | 0 | 0 | 0 | 0 | 0 | 0
F9_Industrial_Primary Metals_New_Space Heating_Natural Gas_Destratification Fans (HVLS)_A_Achievable Economic TRC Potential | F9 | Industrial | Primary Metals | New | Space Heating | Natural Gas | Destratification Fans (HVLS) | A | Cumulative Winter Peak Savings (MW) | Achievable Economic TRC Potential | 0 | 0 | 0 | 0 | 0 | 0 | 0 | 0 | 0 | 0 | 0 | 0 | 0 | 0 | 0 | 0 | 0 | 0 | 0 | 0 | 0 | 0 | 0 | 0 | 0 | 0 | 0 | 0 | 0 | 0 | 0
F10_Industrial_Primary Metals_New_Space Heating_Natural Gas_Destratification Fans (HVLS)_A_Achievable Economic TRC Potential | F10 | Industrial | Primary Metals | New | Space Heating | Natural Gas | Destratification Fans (HVLS) | A | Purchases (Incremental) | Achievable Economic TRC Potential | 0 | 0 | 0 | 0 | 0 | 0 | 0 | 0 | 0 | 0 | 0 | 0 | 0 | 0 | 0 | 0 | 0 | 0 | 0 | 0 | 0 | 0 | 0 | 0 | 0 | 0 | 0 | 0 | 0 | 0 | 0
F11_Industrial_Primary Metals_New_Space Heating_Natural Gas_Destratification Fans (HVLS)_A_Achievable Economic TRC Potential | F11 | Industrial | Primary Metals | New | Space Heating | Natural Gas | Destratification Fans (HVLS) | A | Purchases (Cumulative) | Achievable Economic TRC Potential | 0 | 0 | 0 | 0 | 0 | 0 | 0 | 0 | 0 | 0 | 0 | 0 | 0 | 0 | 0 | 0 | 0 | 0 | 0 | 0 | 0 | 0 | 0 | 0 | 0 | 0 | 0 | 0 | 0 | 0 | 0
F1_Industrial_Primary Metals_New_Space Heating_Natural Gas_Gas Boiler - Insulate Steam Lines/Condensate Tank_A_Achievable Economic TRC Potential | F1 | Industrial | Primary Metals | New | Space Heating | Natural Gas | Gas Boiler - Insulate Steam Lines/Condensate Tank | A | Integrated Unit Energy Savings (kWh or therms) | Achievable Economic TRC Potential | 0 | 0 | 0 | 0 | 0 | 0 | 0 | 0 | 0 | 0 | 0 | 0 | 0 | 0 | 0 | 0 | 0 | 0 | 0 | 0 | 0 | 0 | 0 | 0 | 0 | 0 | 0 | 0 | 0 | 0 | 0
F2_Industrial_Primary Metals_New_Space Heating_Natural Gas_Gas Boiler - Insulate Steam Lines/Condensate Tank_A_Achievable Economic TRC Potential | F2 | Industrial | Primary Metals | New | Space Heating | Natural Gas | Gas Boiler - Insulate Steam Lines/Condensate Tank | A | Integrated Unit Summer Peak Savings (kW) | Achievable Economic TRC Potential | 0 | 0 | 0 | 0 | 0 | 0 | 0 | 0 | 0 | 0 | 0 | 0 | 0 | 0 | 0 | 0 | 0 | 0 | 0 | 0 | 0 | 0 | 0 | 0 | 0 | 0 | 0 | 0 | 0 | 0 | 0
F3_Industrial_Primary Metals_New_Space Heating_Natural Gas_Gas Boiler - Insulate Steam Lines/Condensate Tank_A_Achievable Economic TRC Potential | F3 | Industrial | Primary Metals | New | Space Heating | Natural Gas | Gas Boiler - Insulate Steam Lines/Condensate Tank | A | Integrated Unit Winter Peak Savings (kW) | Achievable Economic TRC Potential | 0 | 0 | 0 | 0 | 0 | 0 | 0 | 0 | 0 | 0 | 0 | 0 | 0 | 0 | 0 | 0 | 0 | 0 | 0 | 0 | 0 | 0 | 0 | 0 | 0 | 0 | 0 | 0 | 0 | 0 | 0
F4_Industrial_Primary Metals_New_Space Heating_Natural Gas_Gas Boiler - Insulate Steam Lines/Condensate Tank_A_Achievable Economic TRC Potential | F4 | Industrial | Primary Metals | New | Space Heating | Natural Gas | Gas Boiler - Insulate Steam Lines/Condensate Tank | A | Incremental Energy Savings (MWh or mTherms) | Achievable Economic TRC Potential | 0 | 0 | 0 | 0 | 0 | 0 | 0 | 0 | 0 | 0 | 0 | 0 | 0 | 0 | 0 | 0 | 0 | 0 | 0 | 0 | 0 | 0 | 0 | 0 | 0 | 0 | 0 | 0 | 0 | 0 | 0
F5_Industrial_Primary Metals_New_Space Heating_Natural Gas_Gas Boiler - Insulate Steam Lines/Condensate Tank_A_Achievable Economic TRC Potential | F5 | Industrial | Primary Metals | New | Space Heating | Natural Gas | Gas Boiler - Insulate Steam Lines/Condensate Tank | A | Incremental Summer Peak Savings (MW) | Achievable Economic TRC Potential | 0 | 0 | 0 | 0 | 0 | 0 | 0 | 0 | 0 | 0 | 0 | 0 | 0 | 0 | 0 | 0 | 0 | 0 | 0 | 0 | 0 | 0 | 0 | 0 | 0 | 0 | 0 | 0 | 0 | 0 | 0
F6_Industrial_Primary Metals_New_Space Heating_Natural Gas_Gas Boiler - Insulate Steam Lines/Condensate Tank_A_Achievable Economic TRC Potential | F6 | Industrial | Primary Metals | New | Space Heating | Natural Gas | Gas Boiler - Insulate Steam Lines/Condensate Tank | A | Incremental Winter Peak Savings (MW) | Achievable Economic TRC Potential | 0 | 0 | 0 | 0 | 0 | 0 | 0 | 0 | 0 | 0 | 0 | 0 | 0 | 0 | 0 | 0 | 0 | 0 | 0 | 0 | 0 | 0 | 0 | 0 | 0 | 0 | 0 | 0 | 0 | 0 | 0
F7_Industrial_Primary Metals_New_Space Heating_Natural Gas_Gas Boiler - Insulate Steam Lines/Condensate Tank_A_Achievable Economic TRC Potential | F7 | Industrial | Primary Metals | New | Space Heating | Natural Gas | Gas Boiler - Insulate Steam Lines/Condensate Tank | A | Cumulative Energy Savings (MWh or mTherms) | Achievable Economic TRC Potential | 0 | 0 | 0 | 0 | 0 | 0 | 0 | 0 | 0 | 0 | 0 | 0 | 0 | 0 | 0 | 0 | 0 | 0 | 0 | 0 | 0 | 0 | 0 | 0 | 0 | 0 | 0 | 0 | 0 | 0 | 0
F8_Industrial_Primary Metals_New_Space Heating_Natural Gas_Gas Boiler - Insulate Steam Lines/Condensate Tank_A_Achievable Economic TRC Potential | F8 | Industrial | Primary Metals | New | Space Heating | Natural Gas | Gas Boiler - Insulate Steam Lines/Condensate Tank | A | Cumulative Summer Peak Savings (MW) | Achievable Economic TRC Potential | 0 | 0 | 0 | 0 | 0 | 0 | 0 | 0 | 0 | 0 | 0 | 0 | 0 | 0 | 0 | 0 | 0 | 0 | 0 | 0 | 0 | 0 | 0 | 0 | 0 | 0 | 0 | 0 | 0 | 0 | 0
F9_Industrial_Primary Metals_New_Space Heating_Natural Gas_Gas Boiler - Insulate Steam Lines/Condensate Tank_A_Achievable Economic TRC Potential | F9 | Industrial | Primary Metals | New | Space Heating | Natural Gas | Gas Boiler - Insulate Steam Lines/Condensate Tank | A | Cumulative Winter Peak Savings (MW) | Achievable Economic TRC Potential | 0 | 0 | 0 | 0 | 0 | 0 | 0 | 0 | 0 | 0 | 0 | 0 | 0 | 0 | 0 | 0 | 0 | 0 | 0 | 0 | 0 | 0 | 0 | 0 | 0 | 0 | 0 | 0 | 0 | 0 | 0
F10_Industrial_Primary Metals_New_Space Heating_Natural Gas_Gas Boiler - Insulate Steam Lines/Condensate Tank_A_Achievable Economic TRC Potential | F10 | Industrial | Primary Metals | New | Space Heating | Natural Gas | Gas Boiler - Insulate Steam Lines/Condensate Tank | A | Purchases (Incremental) | Achievable Economic TRC Potential | 0 | 0 | 0 | 0 | 0 | 0 | 0 | 0 | 0 | 0 | 0 | 0 | 0 | 0 | 0 | 0 | 0 | 0 | 0 | 0 | 0 | 0 | 0 | 0 | 0 | 0 | 0 | 0 | 0 | 0 | 0
F11_Industrial_Primary Metals_New_Space Heating_Natural Gas_Gas Boiler - Insulate Steam Lines/Condensate Tank_A_Achievable Economic TRC Potential | F11 | Industrial | Primary Metals | New | Space Heating | Natural Gas | Gas Boiler - Insulate Steam Lines/Condensate Tank | A | Purchases (Cumulative) | Achievable Economic TRC Potential | 0 | 0 | 0 | 0 | 0 | 0 | 0 | 0 | 0 | 0 | 0 | 0 | 0 | 0 | 0 | 0 | 0 | 0 | 0 | 0 | 0 | 0 | 0 | 0 | 0 | 0 | 0 | 0 | 0 | 0 | 0
F1_Industrial_Primary Metals_New_Process_Natural Gas_Gas Boiler - Insulate Steam Lines/Condensate Tank_A_Achievable Economic TRC Potential | F1 | Industrial | Primary Metals | New | Process | Natural Gas | Gas Boiler - Insulate Steam Lines/Condensate Tank | A | Integrated Unit Energy Savings (kWh or therms) | Achievable Economic TRC Potential | 0 | 0 | 0 | 0 | 0 | 302.9519 | 302.4221 | 301.9487 | 301.513 | 301.0998 | 300.8629 | 300.6899 | 300.5671 | 300.4839 | 300.4304 | 300.4051 | 300.4005 | 300.4126 | 300.4352 | 300.4631 | 300.4991 | 300.5572 | 300.6092 | 300.6558 | 300.6975 | 300.8054 | 300.9053 | 300.998 | 303.5793 | 303.5793 | 303.5793
F2_Industrial_Primary Metals_New_Process_Natural Gas_Gas Boiler - Insulate Steam Lines/Condensate Tank_A_Achievable Economic TRC Potential | F2 | Industrial | Primary Metals | New | Process | Natural Gas | Gas Boiler - Insulate Steam Lines/Condensate Tank | A | Integrated Unit Summer Peak Savings (kW) | Achievable Economic TRC Potential | 0 | 0 | 0 | 0 | 0 | 0 | 0 | 0 | 0 | 0 | 0 | 0 | 0 | 0 | 0 | 0 | 0 | 0 | 0 | 0 | 0 | 0 | 0 | 0 | 0 | 0 | 0 | 0 | 0 | 0 | 0
F3_Industrial_Primary Metals_New_Process_Natural Gas_Gas Boiler - Insulate Steam Lines/Condensate Tank_A_Achievable Economic TRC Potential | F3 | Industrial | Primary Metals | New | Process | Natural Gas | Gas Boiler - Insulate Steam Lines/Condensate Tank | A | Integrated Unit Winter Peak Savings (kW) | Achievable Economic TRC Potential | 0 | 0 | 0 | 0 | 0 | 0 | 0 | 0 | 0 | 0 | 0 | 0 | 0 | 0 | 0 | 0 | 0 | 0 | 0 | 0 | 0 | 0 | 0 | 0 | 0 | 0 | 0 | 0 | 0 | 0 | 0
F4_Industrial_Primary Metals_New_Process_Natural Gas_Gas Boiler - Insulate Steam Lines/Condensate Tank_A_Achievable Economic TRC Potential | F4 | Industrial | Primary Metals | New | Process | Natural Gas | Gas Boiler - Insulate Steam Lines/Condensate Tank | A | Incremental Energy Savings (MWh or mTherms) | Achievable Economic TRC Potential | 0 | 0 | 0 | 0 | 0 | 0.015147 | 0.017914 | 0.020674 | 0.023411 | 0.026143 | 0.028887 | 0.031599 | 0.034305 | 0.037009 | 0.039672 | 0.042348 | 0.045002 | 0.047658 | 0.050303 | 0.052926 | 0.055553 | 0.058175 | 0.060787 | 0.063388 | 0.065981 | 0.01504 | 0.017824 | 0.020608 | 0.023571 | 0.026358 | 0.029148
F5_Industrial_Primary Metals_New_Process_Natural Gas_Gas Boiler - Insulate Steam Lines/Condensate Tank_A_Achievable Economic TRC Potential | F5 | Industrial | Primary Metals | New | Process | Natural Gas | Gas Boiler - Insulate Steam Lines/Condensate Tank | A | Incremental Summer Peak Savings (MW) | Achievable Economic TRC Potential | 0 | 0 | 0 | 0 | 0 | 0 | 0 | 0 | 0 | 0 | 0 | 0 | 0 | 0 | 0 | 0 | 0 | 0 | 0 | 0 | 0 | 0 | 0 | 0 | 0 | 0 | 0 | 0 | 0 | 0 | 0
F6_Industrial_Primary Metals_New_Process_Natural Gas_Gas Boiler - Insulate Steam Lines/Condensate Tank_A_Achievable Economic TRC Potential | F6 | Industrial | Primary Metals | New | Process | Natural Gas | Gas Boiler - Insulate Steam Lines/Condensate Tank | A | Incremental Winter Peak Savings (MW) | Achievable Economic TRC Potential | 0 | 0 | 0 | 0 | 0 | 0 | 0 | 0 | 0 | 0 | 0 | 0 | 0 | 0 | 0 | 0 | 0 | 0 | 0 | 0 | 0 | 0 | 0 | 0 | 0 | 0 | 0 | 0 | 0 | 0 | 0
F7_Industrial_Primary Metals_New_Process_Natural Gas_Gas Boiler - Insulate Steam Lines/Condensate Tank_A_Achievable Economic TRC Potential | F7 | Industrial | Primary Metals | New | Process | Natural Gas | Gas Boiler - Insulate Steam Lines/Condensate Tank | A | Cumulative Energy Savings (MWh or mTherms) | Achievable Economic TRC Potential | 0 | 0 | 0 | 0 | 0 | 0.015147 | 0.033035 | 0.053657 | 0.07699 | 0.10303 | 0.13183 | 0.16336 | 0.1976 | 0.23455 | 0.27418 | 0.31651 | 0.3615 | 0.40917 | 0.45951 | 0.51248 | 0.56809 | 0.62638 | 0.68727 | 0.75077 | 0.81685 | 0.81714 | 0.81742 | 0.81767 | 0 | 0 | 0
F8_Industrial_Primary Metals_New_Process_Natural Gas_Gas Boiler - Insulate Steam Lines/Condensate Tank_A_Achievable Economic TRC Potential | F8 | Industrial | Primary Metals | New | Process | Natural Gas | Gas Boiler - Insulate Steam Lines/Condensate Tank | A | Cumulative Summer Peak Savings (MW) | Achievable Economic TRC Potential | 0 | 0 | 0 | 0 | 0 | 0 | 0 | 0 | 0 | 0 | 0 | 0 | 0 | 0 | 0 | 0 | 0 | 0 | 0 | 0 | 0 | 0 | 0 | 0 | 0 | 0 | 0 | 0 | 0 | 0 | 0
F9_Industrial_Primary Metals_New_Process_Natural Gas_Gas Boiler - Insulate Steam Lines/Condensate Tank_A_Achievable Economic TRC Potential | F9 | Industrial | Primary Metals | New | Process | Natural Gas | Gas Boiler - Insulate Steam Lines/Condensate Tank | A | Cumulative Winter Peak Savings (MW) | Achievable Economic TRC Potential | 0 | 0 | 0 | 0 | 0 | 0 | 0 | 0 | 0 | 0 | 0 | 0 | 0 | 0 | 0 | 0 | 0 | 0 | 0 | 0 | 0 | 0 | 0 | 0 | 0 | 0 | 0 | 0 | 0 | 0 | 0
F10_Industrial_Primary Metals_New_Process_Natural Gas_Gas Boiler - Insulate Steam Lines/Condensate Tank_A_Achievable Economic TRC Potential | F10 | Industrial | Primary Metals | New | Process | Natural Gas | Gas Boiler - Insulate Steam Lines/Condensate Tank | A | Purchases (Incremental) | Achievable Economic TRC Potential | 0 | 0 | 0 | 0 | 0 | 0.05 | 0.059236 | 0.068467 | 0.077644 | 0.086825 | 0.096015 | 0.10509 | 0.11414 | 0.12316 | 0.13205 | 0.14097 | 0.14981 | 0.15864 | 0.16743 | 0.17615 | 0.18487 | 0.19356 | 0.20221 | 0.21083 | 0.21943 | 0.05 | 0.059236 | 0.068467 | 0.077644 | 0.086825 | 0.096015
F11_Industrial_Primary Metals_New_Process_Natural Gas_Gas Boiler - Insulate Steam Lines/Condensate Tank_A_Achievable Economic TRC Potential | F11 | Industrial | Primary Metals | New | Process | Natural Gas | Gas Boiler - Insulate Steam Lines/Condensate Tank | A | Purchases (Cumulative) | Achievable Economic TRC Potential | 0 | 0 | 0 | 0 | 0 | 0.05 | 0.10924 | 0.1777 | 0.25535 | 0.34217 | 0.43819 | 0.54327 | 0.65741 | 0.78057 | 0.91262 | 1.0536 | 1.2034 | 1.362 | 1.5295 | 1.7056 | 1.8905 | 2.084 | 2.2863 | 2.4971 | 2.7165 | 2.7165 | 2.7165 | 2.7165 | 2.7165 | 2.7165 | 2.7165
F1_Industrial_Primary Metals_New_Space Heating_Natural Gas_Gas Boiler - Insulate Hot Water Lines_A_Achievable Economic TRC Potential | F1 | Industrial | Primary Metals | New | Space Heating | Natural Gas | Gas Boiler - Insulate Hot Water Lines | A | Integrated Unit Energy Savings (kWh or therms) | Achievable Economic TRC Potential | 0 | 0 | 0 | 0 | 0 | 0 | 0 | 0 | 0 | 0 | 0 | 0 | 0 | 0 | 0 | 0 | 0 | 0 | 0 | 0 | 0 | 0 | 0 | 0 | 0 | 0 | 0 | 0 | 0 | 0 | 0
F2_Industrial_Primary Metals_New_Space Heating_Natural Gas_Gas Boiler - Insulate Hot Water Lines_A_Achievable Economic TRC Potential | F2 | Industrial | Primary Metals | New | Space Heating | Natural Gas | Gas Boiler - Insulate Hot Water Lines | A | Integrated Unit Summer Peak Savings (kW) | Achievable Economic TRC Potential | 0 | 0 | 0 | 0 | 0 | 0 | 0 | 0 | 0 | 0 | 0 | 0 | 0 | 0 | 0 | 0 | 0 | 0 | 0 | 0 | 0 | 0 | 0 | 0 | 0 | 0 | 0 | 0 | 0 | 0 | 0
F3_Industrial_Primary Metals_New_Space Heating_Natural Gas_Gas Boiler - Insulate Hot Water Lines_A_Achievable Economic TRC Potential | F3 | Industrial | Primary Metals | New | Space Heating | Natural Gas | Gas Boiler - Insulate Hot Water Lines | A | Integrated Unit Winter Peak Savings (kW) | Achievable Economic TRC Potential | 0 | 0 | 0 | 0 | 0 | 0 | 0 | 0 | 0 | 0 | 0 | 0 | 0 | 0 | 0 | 0 | 0 | 0 | 0 | 0 | 0 | 0 | 0 | 0 | 0 | 0 | 0 | 0 | 0 | 0 | 0
F4_Industrial_Primary Metals_New_Space Heating_Natural Gas_Gas Boiler - Insulate Hot Water Lines_A_Achievable Economic TRC Potential | F4 | Industrial | Primary Metals | New | Space Heating | Natural Gas | Gas Boiler - Insulate Hot Water Lines | A | Incremental Energy Savings (MWh or mTherms) | Achievable Economic TRC Potential | 0 | 0 | 0 | 0 | 0 | 0 | 0 | 0 | 0 | 0 | 0 | 0 | 0 | 0 | 0 | 0 | 0 | 0 | 0 | 0 | 0 | 0 | 0 | 0 | 0 | 0 | 0 | 0 | 0 | 0 | 0
F5_Industrial_Primary Metals_New_Space Heating_Natural Gas_Gas Boiler - Insulate Hot Water Lines_A_Achievable Economic TRC Potential | F5 | Industrial | Primary Metals | New | Space Heating | Natural Gas | Gas Boiler - Insulate Hot Water Lines | A | Incremental Summer Peak Savings (MW) | Achievable Economic TRC Potential | 0 | 0 | 0 | 0 | 0 | 0 | 0 | 0 | 0 | 0 | 0 | 0 | 0 | 0 | 0 | 0 | 0 | 0 | 0 | 0 | 0 | 0 | 0 | 0 | 0 | 0 | 0 | 0 | 0 | 0 | 0
F6_Industrial_Primary Metals_New_Space Heating_Natural Gas_Gas Boiler - Insulate Hot Water Lines_A_Achievable Economic TRC Potential | F6 | Industrial | Primary Metals | New | Space Heating | Natural Gas | Gas Boiler - Insulate Hot Water Lines | A | Incremental Winter Peak Savings (MW) | Achievable Economic TRC Potential | 0 | 0 | 0 | 0 | 0 | 0 | 0 | 0 | 0 | 0 | 0 | 0 | 0 | 0 | 0 | 0 | 0 | 0 | 0 | 0 | 0 | 0 | 0 | 0 | 0 | 0 | 0 | 0 | 0 | 0 | 0
F7_Industrial_Primary Metals_New_Space Heating_Natural Gas_Gas Boiler - Insulate Hot Water Lines_A_Achievable Economic TRC Potential | F7 | Industrial | Primary Metals | New | Space Heating | Natural Gas | Gas Boiler - Insulate Hot Water Lines | A | Cumulative Energy Savings (MWh or mTherms) | Achievable Economic TRC Potential | 0 | 0 | 0 | 0 | 0 | 0 | 0 | 0 | 0 | 0 | 0 | 0 | 0 | 0 | 0 | 0 | 0 | 0 | 0 | 0 | 0 | 0 | 0 | 0 | 0 | 0 | 0 | 0 | 0 | 0 | 0
F8_Industrial_Primary Metals_New_Space Heating_Natural Gas_Gas Boiler - Insulate Hot Water Lines_A_Achievable Economic TRC Potential | F8 | Industrial | Primary Metals | New | Space Heating | Natural Gas | Gas Boiler - Insulate Hot Water Lines | A | Cumulative Summer Peak Savings (MW) | Achievable Economic TRC Potential | 0 | 0 | 0 | 0 | 0 | 0 | 0 | 0 | 0 | 0 | 0 | 0 | 0 | 0 | 0 | 0 | 0 | 0 | 0 | 0 | 0 | 0 | 0 | 0 | 0 | 0 | 0 | 0 | 0 | 0 | 0
F9_Industrial_Primary Metals_New_Space Heating_Natural Gas_Gas Boiler - Insulate Hot Water Lines_A_Achievable Economic TRC Potential | F9 | Industrial | Primary Metals | New | Space Heating | Natural Gas | Gas Boiler - Insulate Hot Water Lines | A | Cumulative Winter Peak Savings (MW) | Achievable Economic TRC Potential | 0 | 0 | 0 | 0 | 0 | 0 | 0 | 0 | 0 | 0 | 0 | 0 | 0 | 0 | 0 | 0 | 0 | 0 | 0 | 0 | 0 | 0 | 0 | 0 | 0 | 0 | 0 | 0 | 0 | 0 | 0
F10_Industrial_Primary Metals_New_Space Heating_Natural Gas_Gas Boiler - Insulate Hot Water Lines_A_Achievable Economic TRC Potential | F10 | Industrial | Primary Metals | New | Space Heating | Natural Gas | Gas Boiler - Insulate Hot Water Lines | A | Purchases (Incremental) | Achievable Economic TRC Potential | 0 | 0 | 0 | 0 | 0 | 0 | 0 | 0 | 0 | 0 | 0 | 0 | 0 | 0 | 0 | 0 | 0 | 0 | 0 | 0 | 0 | 0 | 0 | 0 | 0 | 0 | 0 | 0 | 0 | 0 | 0
F11_Industrial_Primary Metals_New_Space Heating_Natural Gas_Gas Boiler - Insulate Hot Water Lines_A_Achievable Economic TRC Potential | F11 | Industrial | Primary Metals | New | Space Heating | Natural Gas | Gas Boiler - Insulate Hot Water Lines | A | Purchases (Cumulative) | Achievable Economic TRC Potential | 0 | 0 | 0 | 0 | 0 | 0 | 0 | 0 | 0 | 0 | 0 | 0 | 0 | 0 | 0 | 0 | 0 | 0 | 0 | 0 | 0 | 0 | 0 | 0 | 0 | 0 | 0 | 0 | 0 | 0 | 0
F1_Industrial_Primary Metals_New_Process_Natural Gas_Gas Boiler - Insulate Hot Water Lines_A_Achievable Economic TRC Potential | F1 | Industrial | Primary Metals | New | Process | Natural Gas | Gas Boiler - Insulate Hot Water Lines | A | Integrated Unit Energy Savings (kWh or therms) | Achievable Economic TRC Potential | 0 | 0 | 0 | 0 | 0 | 342.4576 | 341.8811 | 341.3659 | 340.8917 | 340.4418 | 340.1904 | 340.0109 | 339.8876 | 339.8088 | 339.7634 | 339.7497 | 339.7594 | 339.7876 | 339.8277 | 339.8737 | 339.9288 | 340.0089 | 340.082 | 340.1489 | 340.2103 | 340.3201 | 340.4217 | 340.516 | 343.1401 | 343.1401 | 343.1401
F2_Industrial_Primary Metals_New_Process_Natural Gas_Gas Boiler - Insulate Hot Water Lines_A_Achievable Economic TRC Potential | F2 | Industrial | Primary Metals | New | Process | Natural Gas | Gas Boiler - Insulate Hot Water Lines | A | Integrated Unit Summer Peak Savings (kW) | Achievable Economic TRC Potential | 0 | 0 | 0 | 0 | 0 | 0 | 0 | 0 | 0 | 0 | 0 | 0 | 0 | 0 | 0 | 0 | 0 | 0 | 0 | 0 | 0 | 0 | 0 | 0 | 0 | 0 | 0 | 0 | 0 | 0 | 0
F3_Industrial_Primary Metals_New_Process_Natural Gas_Gas Boiler - Insulate Hot Water Lines_A_Achievable Economic TRC Potential | F3 | Industrial | Primary Metals | New | Process | Natural Gas | Gas Boiler - Insulate Hot Water Lines | A | Integrated Unit Winter Peak Savings (kW) | Achievable Economic TRC Potential | 0 | 0 | 0 | 0 | 0 | 0 | 0 | 0 | 0 | 0 | 0 | 0 | 0 | 0 | 0 | 0 | 0 | 0 | 0 | 0 | 0 | 0 | 0 | 0 | 0 | 0 | 0 | 0 | 0 | 0 | 0
F4_Industrial_Primary Metals_New_Process_Natural Gas_Gas Boiler - Insulate Hot Water Lines_A_Achievable Economic TRC Potential | F4 | Industrial | Primary Metals | New | Process | Natural Gas | Gas Boiler - Insulate Hot Water Lines | A | Incremental Energy Savings (MWh or mTherms) | Achievable Economic TRC Potential | 0 | 0 | 0 | 0 | 0 | 0.017123 | 0.020252 | 0.023372 | 0.026468 | 0.029559 | 0.032663 | 0.035731 | 0.038793 | 0.041852 | 0.044866 | 0.047895 | 0.050898 | 0.053904 | 0.056898 | 0.059868 | 0.062843 | 0.065811 | 0.068768 | 0.071715 | 0.074651 | 0.017016 | 0.020165 | 0.023314 | 0.026643 | 0.029793 | 0.032947
F5_Industrial_Primary Metals_New_Process_Natural Gas_Gas Boiler - Insulate Hot Water Lines_A_Achievable Economic TRC Potential | F5 | Industrial | Primary Metals | New | Process | Natural Gas | Gas Boiler - Insulate Hot Water Lines | A | Incremental Summer Peak Savings (MW) | Achievable Economic TRC Potential | 0 | 0 | 0 | 0 | 0 | 0 | 0 | 0 | 0 | 0 | 0 | 0 | 0 | 0 | 0 | 0 | 0 | 0 | 0 | 0 | 0 | 0 | 0 | 0 | 0 | 0 | 0 | 0 | 0 | 0 | 0
F6_Industrial_Primary Metals_New_Process_Natural Gas_Gas Boiler - Insulate Hot Water Lines_A_Achievable Economic TRC Potential | F6 | Industrial | Primary Metals | New | Process | Natural Gas | Gas Boiler - Insulate Hot Water Lines | A | Incremental Winter Peak Savings (MW) | Achievable Economic TRC Potential | 0 | 0 | 0 | 0 | 0 | 0 | 0 | 0 | 0 | 0 | 0 | 0 | 0 | 0 | 0 | 0 | 0 | 0 | 0 | 0 | 0 | 0 | 0 | 0 | 0 | 0 | 0 | 0 | 0 | 0 | 0
F7_Industrial_Primary Metals_New_Process_Natural Gas_Gas Boiler - Insulate Hot Water Lines_A_Achievable Economic TRC Potential | F7 | Industrial | Primary Metals | New | Process | Natural Gas | Gas Boiler - Insulate Hot Water Lines | A | Cumulative Energy Savings (MWh or mTherms) | Achievable Economic TRC Potential | 0 | 0 | 0 | 0 | 0 | 0.017123 | 0.037345 | 0.060661 | 0.087045 | 0.11649 | 0.14907 | 0.18472 | 0.22345 | 0.26525 | 0.31008 | 0.35796 | 0.40887 | 0.46281 | 0.51976 | 0.5797 | 0.64263 | 0.7086 | 0.77752 | 0.84938 | 0.92419 | 0.92449 | 0.92476 | 0.92502 | 0 | 0 | 0
F8_Industrial_Primary Metals_New_Process_Natural Gas_Gas Boiler - Insulate Hot Water Lines_A_Achievable Economic TRC Potential | F8 | Industrial | Primary Metals | New | Process | Natural Gas | Gas Boiler - Insulate Hot Water Lines | A | Cumulative Summer Peak Savings (MW) | Achievable Economic TRC Potential | 0 | 0 | 0 | 0 | 0 | 0 | 0 | 0 | 0 | 0 | 0 | 0 | 0 | 0 | 0 | 0 | 0 | 0 | 0 | 0 | 0 | 0 | 0 | 0 | 0 | 0 | 0 | 0 | 0 | 0 | 0
F9_Industrial_Primary Metals_New_Process_Natural Gas_Gas Boiler - Insulate Hot Water Lines_A_Achievable Economic TRC Potential | F9 | Industrial | Primary Metals | New | Process | Natural Gas | Gas Boiler - Insulate Hot Water Lines | A | Cumulative Winter Peak Savings (MW) | Achievable Economic TRC Potential | 0 | 0 | 0 | 0 | 0 | 0 | 0 | 0 | 0 | 0 | 0 | 0 | 0 | 0 | 0 | 0 | 0 | 0 | 0 | 0 | 0 | 0 | 0 | 0 | 0 | 0 | 0 | 0 | 0 | 0 | 0
F10_Industrial_Primary Metals_New_Process_Natural Gas_Gas Boiler - Insulate Hot Water Lines_A_Achievable Economic TRC Potential | F10 | Industrial | Primary Metals | New | Process | Natural Gas | Gas Boiler - Insulate Hot Water Lines | A | Purchases (Incremental) | Achievable Economic TRC Potential | 0 | 0 | 0 | 0 | 0 | 0.05 | 0.059236 | 0.068467 | 0.077644 | 0.086825 | 0.096015 | 0.10509 | 0.11414 | 0.12316 | 0.13205 | 0.14097 | 0.14981 | 0.15864 | 0.16743 | 0.17615 | 0.18487 | 0.19356 | 0.20221 | 0.21083 | 0.21943 | 0.05 | 0.059236 | 0.068467 | 0.077644 | 0.086825 | 0.096015
F11_Industrial_Primary Metals_New_Process_Natural Gas_Gas Boiler - Insulate Hot Water Lines_A_Achievable Economic TRC Potential | F11 | Industrial | Primary Metals | New | Process | Natural Gas | Gas Boiler - Insulate Hot Water Lines | A | Purchases (Cumulative) | Achievable Economic TRC Potential | 0 | 0 | 0 | 0 | 0 | 0.05 | 0.10924 | 0.1777 | 0.25535 | 0.34217 | 0.43819 | 0.54327 | 0.65741 | 0.78057 | 0.91262 | 1.0536 | 1.2034 | 1.362 | 1.5295 | 1.7056 | 1.8905 | 2.084 | 2.2863 | 2.4971 | 2.7165 | 2.7165 | 2.7165 | 2.7165 | 2.7165 | 2.7165 | 2.7165
F1_Industrial_Primary Metals_New_Process_Natural Gas_Process - Insulate Heated Process Fluids_A_Achievable Economic TRC Potential | F1 | Industrial | Primary Metals | New | Process | Natural Gas | Process - Insulate Heated Process Fluids | A | Integrated Unit Energy Savings (kWh or therms) | Achievable Economic TRC Potential | 0 | 0 | 0 | 0 | 0 | 1904.566 | 1904.3028 | 1904.0796 | 1903.899 | 1903.7272 | 1903.5896 | 1903.5029 | 1903.4537 | 1903.4317 | 1903.4281 | 1903.4392 | 1903.4598 | 1903.4875 | 1903.5196 | 1903.5543 | 1903.6176 | 1903.675 | 1903.7273 | 1903.7751 | 1903.819 | 1903.8595 | 1903.897 | 1903.9317 | 1904.8967 | 1904.8967 | 1904.8967
F2_Industrial_Primary Metals_New_Process_Natural Gas_Process - Insulate Heated Process Fluids_A_Achievable Economic TRC Potential | F2 | Industrial | Primary Metals | New | Process | Natural Gas | Process - Insulate Heated Process Fluids | A | Integrated Unit Summer Peak Savings (kW) | Achievable Economic TRC Potential | 0 | 0 | 0 | 0 | 0 | 0 | 0 | 0 | 0 | 0 | 0 | 0 | 0 | 0 | 0 | 0 | 0 | 0 | 0 | 0 | 0 | 0 | 0 | 0 | 0 | 0 | 0 | 0 | 0 | 0 | 0
F3_Industrial_Primary Metals_New_Process_Natural Gas_Process - Insulate Heated Process Fluids_A_Achievable Economic TRC Potential | F3 | Industrial | Primary Metals | New | Process | Natural Gas | Process - Insulate Heated Process Fluids | A | Integrated Unit Winter Peak Savings (kW) | Achievable Economic TRC Potential | 0 | 0 | 0 | 0 | 0 | 0 | 0 | 0 | 0 | 0 | 0 | 0 | 0 | 0 | 0 | 0 | 0 | 0 | 0 | 0 | 0 | 0 | 0 | 0 | 0 | 0 | 0 | 0 | 0 | 0 | 0
F4_Industrial_Primary Metals_New_Process_Natural Gas_Process - Insulate Heated Process Fluids_A_Achievable Economic TRC Potential | F4 | Industrial | Primary Metals | New | Process | Natural Gas | Process - Insulate Heated Process Fluids | A | Incremental Energy Savings (MWh or mTherms) | Achievable Economic TRC Potential | 0 | 0 | 0 | 0 | 0 | 0.20831 | 0.24676 | 0.28518 | 0.32337 | 0.36157 | 0.35983 | 0.31505 | 0.27374 | 0.23631 | 0.20269 | 0.1731 | 0.14716 | 0.12468 | 0.10527 | 0.088601 | 0.074394 | 0.00053128 | 0.00019823 | 7.0462e-05 | 2.3914e-05 | 0.20823 | 0.2467 | 0.28515 | 0.32354 | 0.3618 | 0.36008
F5_Industrial_Primary Metals_New_Process_Natural Gas_Process - Insulate Heated Process Fluids_A_Achievable Economic TRC Potential | F5 | Industrial | Primary Metals | New | Process | Natural Gas | Process - Insulate Heated Process Fluids | A | Incremental Summer Peak Savings (MW) | Achievable Economic TRC Potential | 0 | 0 | 0 | 0 | 0 | 0 | 0 | 0 | 0 | 0 | 0 | 0 | 0 | 0 | 0 | 0 | 0 | 0 | 0 | 0 | 0 | 0 | 0 | 0 | 0 | 0 | 0 | 0 | 0 | 0 | 0
F6_Industrial_Primary Metals_New_Process_Natural Gas_Process - Insulate Heated Process Fluids_A_Achievable Economic TRC Potential | F6 | Industrial | Primary Metals | New | Process | Natural Gas | Process - Insulate Heated Process Fluids | A | Incremental Winter Peak Savings (MW) | Achievable Economic TRC Potential | 0 | 0 | 0 | 0 | 0 | 0 | 0 | 0 | 0 | 0 | 0 | 0 | 0 | 0 | 0 | 0 | 0 | 0 | 0 | 0 | 0 | 0 | 0 | 0 | 0 | 0 | 0 | 0 | 0 | 0 | 0
F7_Industrial_Primary Metals_New_Process_Natural Gas_Process - Insulate Heated Process Fluids_A_Achievable Economic TRC Potential | F7 | Industrial | Primary Metals | New | Process | Natural Gas | Process - Insulate Heated Process Fluids | A | Cumulative Energy Savings (MWh or mTherms) | Achievable Economic TRC Potential | 0 | 0 | 0 | 0 | 0 | 0.20831 | 0.45504 | 0.74016 | 1.0635 | 1.4249 | 1.7847 | 2.0996 | 2.3733 | 2.6096 | 2.8123 | 2.9854 | 3.1326 | 3.2573 | 3.3626 | 3.4513 | 3.5258 | 3.5265 | 3.5267 | 3.5269 | 3.527 | 3.5271 | 3.5272 | 3.5272 | 0 | 0 | 0
F8_Industrial_Primary Metals_New_Process_Natural Gas_Process - Insulate Heated Process Fluids_A_Achievable Economic TRC Potential | F8 | Industrial | Primary Metals | New | Process | Natural Gas | Process - Insulate Heated Process Fluids | A | Cumulative Summer Peak Savings (MW) | Achievable Economic TRC Potential | 0 | 0 | 0 | 0 | 0 | 0 | 0 | 0 | 0 | 0 | 0 | 0 | 0 | 0 | 0 | 0 | 0 | 0 | 0 | 0 | 0 | 0 | 0 | 0 | 0 | 0 | 0 | 0 | 0 | 0 | 0
F9_Industrial_Primary Metals_New_Process_Natural Gas_Process - Insulate Heated Process Fluids_A_Achievable Economic TRC Potential | F9 | Industrial | Primary Metals | New | Process | Natural Gas | Process - Insulate Heated Process Fluids | A | Cumulative Winter Peak Savings (MW) | Achievable Economic TRC Potential | 0 | 0 | 0 | 0 | 0 | 0 | 0 | 0 | 0 | 0 | 0 | 0 | 0 | 0 | 0 | 0 | 0 | 0 | 0 | 0 | 0 | 0 | 0 | 0 | 0 | 0 | 0 | 0 | 0 | 0 | 0
F10_Industrial_Primary Metals_New_Process_Natural Gas_Process - Insulate Heated Process Fluids_A_Achievable Economic TRC Potential | F10 | Industrial | Primary Metals | New | Process | Natural Gas | Process - Insulate Heated Process Fluids | A | Purchases (Incremental) | Achievable Economic TRC Potential | 0 | 0 | 0 | 0 | 0 | 0.10937 | 0.12958 | 0.14977 | 0.16985 | 0.18993 | 0.18903 | 0.16551 | 0.14381 | 0.12415 | 0.10649 | 0.090943 | 0.077314 | 0.065499 | 0.055303 | 0.046545 | 0.03908 | 0.00027908 | 0.00010413 | 3.7012e-05 | 1.2561e-05 | 0.10937 | 0.12958 | 0.14977 | 0.16985 | 0.18993 | 0.18903
F11_Industrial_Primary Metals_New_Process_Natural Gas_Process - Insulate Heated Process Fluids_A_Achievable Economic TRC Potential | F11 | Industrial | Primary Metals | New | Process | Natural Gas | Process - Insulate Heated Process Fluids | A | Purchases (Cumulative) | Achievable Economic TRC Potential | 0 | 0 | 0 | 0 | 0 | 0.10937 | 0.23895 | 0.38872 | 0.55857 | 0.7485 | 0.93753 | 1.103 | 1.2468 | 1.371 | 1.4775 | 1.5684 | 1.6457 | 1.7112 | 1.7665 | 1.8131 | 1.8522 | 1.8524 | 1.8525 | 1.8526 | 1.8526 | 1.8526 | 1.8526 | 1.8526 | 1.8526 | 1.8526 | 1.8526
F1_Industrial_Primary Metals_New_Process_Natural Gas_Process Heat Recovery_A_Achievable Economic TRC Potential | F1 | Industrial | Primary Metals | New | Process | Natural Gas | Process Heat Recovery | A | Integrated Unit Energy Savings (kWh or therms) | Achievable Economic TRC Potential | 0 | 0 | 0 | 0 | 0 | 3.7706 | 3.7638 | 3.7577 | 3.7521 | 3.7468 | 3.7437 | 3.7414 | 3.7397 | 3.7385 | 3.7377 | 3.7373 | 3.7371 | 3.7371 | 3.7372 | 3.7374 | 3.7377 | 3.7383 | 3.7388 | 3.7393 | 3.7396 | 3.7411 | 3.7425 | 3.7437 | 0 | 0 | 0
F2_Industrial_Primary Metals_New_Process_Natural Gas_Process Heat Recovery_A_Achievable Economic TRC Potential | F2 | Industrial | Primary Metals | New | Process | Natural Gas | Process Heat Recovery | A | Integrated Unit Summer Peak Savings (kW) | Achievable Economic TRC Potential | 0 | 0 | 0 | 0 | 0 | 0 | 0 | 0 | 0 | 0 | 0 | 0 | 0 | 0 | 0 | 0 | 0 | 0 | 0 | 0 | 0 | 0 | 0 | 0 | 0 | 0 | 0 | 0 | 0 | 0 | 0
F3_Industrial_Primary Metals_New_Process_Natural Gas_Process Heat Recovery_A_Achievable Economic TRC Potential | F3 | Industrial | Primary Metals | New | Process | Natural Gas | Process Heat Recovery | A | Integrated Unit Winter Peak Savings (kW) | Achievable Economic TRC Potential | 0 | 0 | 0 | 0 | 0 | 0 | 0 | 0 | 0 | 0 | 0 | 0 | 0 | 0 | 0 | 0 | 0 | 0 | 0 | 0 | 0 | 0 | 0 | 0 | 0 | 0 | 0 | 0 | 0 | 0 | 0
F4_Industrial_Primary Metals_New_Process_Natural Gas_Process Heat Recovery_A_Achievable Economic TRC Potential | F4 | Industrial | Primary Metals | New | Process | Natural Gas | Process Heat Recovery | A | Incremental Energy Savings (MWh or mTherms) | Achievable Economic TRC Potential | 0 | 0 | 0 | 0 | 0 | 0 | 0 | 0 | 0 | 0 | 0 | 0 | 0 | 0 | 0 | 0 | 0 | 0 | 0 | 0 | 0 | 0 | 0 | 0 | 0 | 0 | 0 | 0 | 0 | 0 | 0
F5_Industrial_Primary Metals_New_Process_Natural Gas_Process Heat Recovery_A_Achievable Economic TRC Potential | F5 | Industrial | Primary Metals | New | Process | Natural Gas | Process Heat Recovery | A | Incremental Summer Peak Savings (MW) | Achievable Economic TRC Potential | 0 | 0 | 0 | 0 | 0 | 0 | 0 | 0 | 0 | 0 | 0 | 0 | 0 | 0 | 0 | 0 | 0 | 0 | 0 | 0 | 0 | 0 | 0 | 0 | 0 | 0 | 0 | 0 | 0 | 0 | 0
F6_Industrial_Primary Metals_New_Process_Natural Gas_Process Heat Recovery_A_Achievable Economic TRC Potential | F6 | Industrial | Primary Metals | New | Process | Natural Gas | Process Heat Recovery | A | Incremental Winter Peak Savings (MW) | Achievable Economic TRC Potential | 0 | 0 | 0 | 0 | 0 | 0 | 0 | 0 | 0 | 0 | 0 | 0 | 0 | 0 | 0 | 0 | 0 | 0 | 0 | 0 | 0 | 0 | 0 | 0 | 0 | 0 | 0 | 0 | 0 | 0 | 0
F7_Industrial_Primary Metals_New_Process_Natural Gas_Process Heat Recovery_A_Achievable Economic TRC Potential | F7 | Industrial | Primary Metals | New | Process | Natural Gas | Process Heat Recovery | A | Cumulative Energy Savings (MWh or mTherms) | Achievable Economic TRC Potential | 0 | 0 | 0 | 0 | 0 | 0 | 0 | 0 | 0 | 0 | 0 | 0 | 0 | 0 | 0 | 0 | 0 | 0 | 0 | 0 | 0 | 0 | 0 | 0 | 0 | 0 | 0 | 0 | 0 | 0 | 0
F8_Industrial_Primary Metals_New_Process_Natural Gas_Process Heat Recovery_A_Achievable Economic TRC Potential | F8 | Industrial | Primary Metals | New | Process | Natural Gas | Process Heat Recovery | A | Cumulative Summer Peak Savings (MW) | Achievable Economic TRC Potential | 0 | 0 | 0 | 0 | 0 | 0 | 0 | 0 | 0 | 0 | 0 | 0 | 0 | 0 | 0 | 0 | 0 | 0 | 0 | 0 | 0 | 0 | 0 | 0 | 0 | 0 | 0 | 0 | 0 | 0 | 0
F9_Industrial_Primary Metals_New_Process_Natural Gas_Process Heat Recovery_A_Achievable Economic TRC Potential | F9 | Industrial | Primary Metals | New | Process | Natural Gas | Process Heat Recovery | A | Cumulative Winter Peak Savings (MW) | Achievable Economic TRC Potential | 0 | 0 | 0 | 0 | 0 | 0 | 0 | 0 | 0 | 0 | 0 | 0 | 0 | 0 | 0 | 0 | 0 | 0 | 0 | 0 | 0 | 0 | 0 | 0 | 0 | 0 | 0 | 0 | 0 | 0 | 0
F10_Industrial_Primary Metals_New_Process_Natural Gas_Process Heat Recovery_A_Achievable Economic TRC Potential | F10 | Industrial | Primary Metals | New | Process | Natural Gas | Process Heat Recovery | A | Purchases (Incremental) | Achievable Economic TRC Potential | 0 | 0 | 0 | 0 | 0 | 0 | 0 | 0 | 0 | 0 | 0 | 0 | 0 | 0 | 0 | 0 | 0 | 0 | 0 | 0 | 0 | 0 | 0 | 0 | 0 | 0 | 0 | 0 | 0 | 0 | 0
F11_Industrial_Primary Metals_New_Process_Natural Gas_Process Heat Recovery_A_Achievable Economic TRC Potential | F11 | Industrial | Primary Metals | New | Process | Natural Gas | Process Heat Recovery | A | Purchases (Cumulative) | Achievable Economic TRC Potential | 0 | 0 | 0 | 0 | 0 | 0 | 0 | 0 | 0 | 0 | 0 | 0 | 0 | 0 | 0 | 0 | 0 | 0 | 0 | 0 | 0 | 0 | 0 | 0 | 0 | 0 | 0 | 0 | 0 | 0 | 0
F1_Industrial_Primary Metals_New_Space Heating_Natural Gas_Building Automation System_A_Achievable Economic TRC Potential | F1 | Industrial | Primary Metals | New | Space Heating | Natural Gas | Building Automation System | A | Integrated Unit Energy Savings (kWh or therms) | Achievable Economic TRC Potential | 0 | 0 | 0 | 0 | 0 | 0.014537 | 0.014292 | 0.014088 | 0.013913 | 0.013756 | 0.013619 | 0.013455 | 0.013279 | 0.013101 | 0.012925 | 0.012767 | 0.012625 | 0.012505 | 0.012345 | 0.012221 | 0.012128 | 0.012053 | 0.012012 | 0.011984 | 0.011968 | 0.01196 | 0.011956 | 0.011956 | 0 | 0 | 0
F2_Industrial_Primary Metals_New_Space Heating_Natural Gas_Building Automation System_A_Achievable Economic TRC Potential | F2 | Industrial | Primary Metals | New | Space Heating | Natural Gas | Building Automation System | A | Integrated Unit Summer Peak Savings (kW) | Achievable Economic TRC Potential | 0 | 0 | 0 | 0 | 0 | 0 | 0 | 0 | 0 | 0 | 0 | 0 | 0 | 0 | 0 | 0 | 0 | 0 | 0 | 0 | 0 | 0 | 0 | 0 | 0 | 0 | 0 | 0 | 0 | 0 | 0
F3_Industrial_Primary Metals_New_Space Heating_Natural Gas_Building Automation System_A_Achievable Economic TRC Potential | F3 | Industrial | Primary Metals | New | Space Heating | Natural Gas | Building Automation System | A | Integrated Unit Winter Peak Savings (kW) | Achievable Economic TRC Potential | 0 | 0 | 0 | 0 | 0 | 0 | 0 | 0 | 0 | 0 | 0 | 0 | 0 | 0 | 0 | 0 | 0 | 0 | 0 | 0 | 0 | 0 | 0 | 0 | 0 | 0 | 0 | 0 | 0 | 0 | 0
F4_Industrial_Primary Metals_New_Space Heating_Natural Gas_Building Automation System_A_Achievable Economic TRC Potential | F4 | Industrial | Primary Metals | New | Space Heating | Natural Gas | Building Automation System | A | Incremental Energy Savings (MWh or mTherms) | Achievable Economic TRC Potential | 0 | 0 | 0 | 0 | 0 | 0.00010768 | 0.00025069 | 0.00050716 | 0.00092389 | 0.0015504 | 0.0024311 | 0.0035759 | 0.0049689 | 0.0065429 | 0.0081616 | 0.0096557 | 0.010794 | 0.011369 | 0.011166 | 0.010225 | 0.0088071 | 0.0070079 | 0.0050512 | 0.0033571 | 0.0022755 | 0.002135 | 0.0031775 | 0.0044739 | 0 | 0 | 0
F5_Industrial_Primary Metals_New_Space Heating_Natural Gas_Building Automation System_A_Achievable Economic TRC Potential | F5 | Industrial | Primary Metals | New | Space Heating | Natural Gas | Building Automation System | A | Incremental Summer Peak Savings (MW) | Achievable Economic TRC Potential | 0 | 0 | 0 | 0 | 0 | 0 | 0 | 0 | 0 | 0 | 0 | 0 | 0 | 0 | 0 | 0 | 0 | 0 | 0 | 0 | 0 | 0 | 0 | 0 | 0 | 0 | 0 | 0 | 0 | 0 | 0
F6_Industrial_Primary Metals_New_Space Heating_Natural Gas_Building Automation System_A_Achievable Economic TRC Potential | F6 | Industrial | Primary Metals | New | Space Heating | Natural Gas | Building Automation System | A | Incremental Winter Peak Savings (MW) | Achievable Economic TRC Potential | 0 | 0 | 0 | 0 | 0 | 0 | 0 | 0 | 0 | 0 | 0 | 0 | 0 | 0 | 0 | 0 | 0 | 0 | 0 | 0 | 0 | 0 | 0 | 0 | 0 | 0 | 0 | 0 | 0 | 0 | 0
F7_Industrial_Primary Metals_New_Space Heating_Natural Gas_Building Automation System_A_Achievable Economic TRC Potential | F7 | Industrial | Primary Metals | New | Space Heating | Natural Gas | Building Automation System | A | Cumulative Energy Savings (MWh or mTherms) | Achievable Economic TRC Potential | 0 | 0 | 0 | 0 | 0 | 0.00010768 | 0.00035655 | 0.00085864 | 0.0017718 | 0.0033022 | 0.0057004 | 0.0092078 | 0.014056 | 0.020411 | 0.028299 | 0.037608 | 0.047982 | 0.058897 | 0.069308 | 0.07884 | 0.086954 | 0.093215 | 0.097514 | 0.099854 | 0.10064 | 0.10058 | 0.10054 | 0.10054 | 0 | 0 | 0
F8_Industrial_Primary Metals_New_Space Heating_Natural Gas_Building Automation System_A_Achievable Economic TRC Potential | F8 | Industrial | Primary Metals | New | Space Heating | Natural Gas | Building Automation System | A | Cumulative Summer Peak Savings (MW) | Achievable Economic TRC Potential | 0 | 0 | 0 | 0 | 0 | 0 | 0 | 0 | 0 | 0 | 0 | 0 | 0 | 0 | 0 | 0 | 0 | 0 | 0 | 0 | 0 | 0 | 0 | 0 | 0 | 0 | 0 | 0 | 0 | 0 | 0
F9_Industrial_Primary Metals_New_Space Heating_Natural Gas_Building Automation System_A_Achievable Economic TRC Potential | F9 | Industrial | Primary Metals | New | Space Heating | Natural Gas | Building Automation System | A | Cumulative Winter Peak Savings (MW) | Achievable Economic TRC Potential | 0 | 0 | 0 | 0 | 0 | 0 | 0 | 0 | 0 | 0 | 0 | 0 | 0 | 0 | 0 | 0 | 0 | 0 | 0 | 0 | 0 | 0 | 0 | 0 | 0 | 0 | 0 | 0 | 0 | 0 | 0
F10_Industrial_Primary Metals_New_Space Heating_Natural Gas_Building Automation System_A_Achievable Economic TRC Potential | F10 | Industrial | Primary Metals | New | Space Heating | Natural Gas | Building Automation System | A | Purchases (Incremental) | Achievable Economic TRC Potential | 0 | 0 | 0 | 0 | 0 | 7.4069 | 17.541 | 35.9983 | 66.4046 | 112.712 | 178.5127 | 265.7714 | 374.1996 | 499.435 | 631.4442 | 756.2943 | 854.9779 | 909.1875 | 904.5593 | 836.6976 | 726.2074 | 581.4315 | 420.5259 | 280.1252 | 190.1361 | 178.5127 | 265.7714 | 374.1996 | 499.435 | 631.4442 | 756.2943
F11_Industrial_Primary Metals_New_Space Heating_Natural Gas_Building Automation System_A_Achievable Economic TRC Potential | F11 | Industrial | Primary Metals | New | Space Heating | Natural Gas | Building Automation System | A | Purchases (Cumulative) | Achievable Economic TRC Potential | 0 | 0 | 0 | 0 | 0 | 7.4069 | 24.9478 | 60.9461 | 127.3507 | 240.0628 | 418.5755 | 684.3469 | 1058.5465 | 1557.9815 | 2189.4258 | 2945.7201 | 3800.698 | 4709.8855 | 5614.4448 | 6451.1424 | 7169.9429 | 7733.8334 | 8118.3611 | 8332.0817 | 8409.5058 | 8409.5058 | 8409.5058 | 8409.5058 | 8409.5058 | 8409.5058 | 8409.5058
F1_Industrial_Primary Metals_New_Space Heating_Natural Gas_Steam System Efficiency Improvements_A_Achievable Economic TRC Potential | F1 | Industrial | Primary Metals | New | Space Heating | Natural Gas | Steam System Efficiency Improvements | A | Integrated Unit Energy Savings (kWh or therms) | Achievable Economic TRC Potential | 0 | 0 | 0 | 0 | 0 | 0 | 0 | 0 | 0 | 0 | 0 | 0 | 0 | 0 | 0 | 0 | 0 | 0 | 0 | 0 | 0 | 0 | 0 | 0 | 0 | 0 | 0 | 0 | 0 | 0 | 0
F2_Industrial_Primary Metals_New_Space Heating_Natural Gas_Steam System Efficiency Improvements_A_Achievable Economic TRC Potential | F2 | Industrial | Primary Metals | New | Space Heating | Natural Gas | Steam System Efficiency Improvements | A | Integrated Unit Summer Peak Savings (kW) | Achievable Economic TRC Potential | 0 | 0 | 0 | 0 | 0 | 0 | 0 | 0 | 0 | 0 | 0 | 0 | 0 | 0 | 0 | 0 | 0 | 0 | 0 | 0 | 0 | 0 | 0 | 0 | 0 | 0 | 0 | 0 | 0 | 0 | 0
F3_Industrial_Primary Metals_New_Space Heating_Natural Gas_Steam System Efficiency Improvements_A_Achievable Economic TRC Potential | F3 | Industrial | Primary Metals | New | Space Heating | Natural Gas | Steam System Efficiency Improvements | A | Integrated Unit Winter Peak Savings (kW) | Achievable Economic TRC Potential | 0 | 0 | 0 | 0 | 0 | 0 | 0 | 0 | 0 | 0 | 0 | 0 | 0 | 0 | 0 | 0 | 0 | 0 | 0 | 0 | 0 | 0 | 0 | 0 | 0 | 0 | 0 | 0 | 0 | 0 | 0
F4_Industrial_Primary Metals_New_Space Heating_Natural Gas_Steam System Efficiency Improvements_A_Achievable Economic TRC Potential | F4 | Industrial | Primary Metals | New | Space Heating | Natural Gas | Steam System Efficiency Improvements | A | Incremental Energy Savings (MWh or mTherms) | Achievable Economic TRC Potential | 0 | 0 | 0 | 0 | 0 | 0 | 0 | 0 | 0 | 0 | 0 | 0 | 0 | 0 | 0 | 0 | 0 | 0 | 0 | 0 | 0 | 0 | 0 | 0 | 0 | 0 | 0 | 0 | 0 | 0 | 0
F5_Industrial_Primary Metals_New_Space Heating_Natural Gas_Steam System Efficiency Improvements_A_Achievable Economic TRC Potential | F5 | Industrial | Primary Metals | New | Space Heating | Natural Gas | Steam System Efficiency Improvements | A | Incremental Summer Peak Savings (MW) | Achievable Economic TRC Potential | 0 | 0 | 0 | 0 | 0 | 0 | 0 | 0 | 0 | 0 | 0 | 0 | 0 | 0 | 0 | 0 | 0 | 0 | 0 | 0 | 0 | 0 | 0 | 0 | 0 | 0 | 0 | 0 | 0 | 0 | 0
F6_Industrial_Primary Metals_New_Space Heating_Natural Gas_Steam System Efficiency Improvements_A_Achievable Economic TRC Potential | F6 | Industrial | Primary Metals | New | Space Heating | Natural Gas | Steam System Efficiency Improvements | A | Incremental Winter Peak Savings (MW) | Achievable Economic TRC Potential | 0 | 0 | 0 | 0 | 0 | 0 | 0 | 0 | 0 | 0 | 0 | 0 | 0 | 0 | 0 | 0 | 0 | 0 | 0 | 0 | 0 | 0 | 0 | 0 | 0 | 0 | 0 | 0 | 0 | 0 | 0
F7_Industrial_Primary Metals_New_Space Heating_Natural Gas_Steam System Efficiency Improvements_A_Achievable Economic TRC Potential | F7 | Industrial | Primary Metals | New | Space Heating | Natural Gas | Steam System Efficiency Improvements | A | Cumulative Energy Savings (MWh or mTherms) | Achievable Economic TRC Potential | 0 | 0 | 0 | 0 | 0 | 0 | 0 | 0 | 0 | 0 | 0 | 0 | 0 | 0 | 0 | 0 | 0 | 0 | 0 | 0 | 0 | 0 | 0 | 0 | 0 | 0 | 0 | 0 | 0 | 0 | 0
F8_Industrial_Primary Metals_New_Space Heating_Natural Gas_Steam System Efficiency Improvements_A_Achievable Economic TRC Potential | F8 | Industrial | Primary Metals | New | Space Heating | Natural Gas | Steam System Efficiency Improvements | A | Cumulative Summer Peak Savings (MW) | Achievable Economic TRC Potential | 0 | 0 | 0 | 0 | 0 | 0 | 0 | 0 | 0 | 0 | 0 | 0 | 0 | 0 | 0 | 0 | 0 | 0 | 0 | 0 | 0 | 0 | 0 | 0 | 0 | 0 | 0 | 0 | 0 | 0 | 0
F9_Industrial_Primary Metals_New_Space Heating_Natural Gas_Steam System Efficiency Improvements_A_Achievable Economic TRC Potential | F9 | Industrial | Primary Metals | New | Space Heating | Natural Gas | Steam System Efficiency Improvements | A | Cumulative Winter Peak Savings (MW) | Achievable Economic TRC Potential | 0 | 0 | 0 | 0 | 0 | 0 | 0 | 0 | 0 | 0 | 0 | 0 | 0 | 0 | 0 | 0 | 0 | 0 | 0 | 0 | 0 | 0 | 0 | 0 | 0 | 0 | 0 | 0 | 0 | 0 | 0
F10_Industrial_Primary Metals_New_Space Heating_Natural Gas_Steam System Efficiency Improvements_A_Achievable Economic TRC Potential | F10 | Industrial | Primary Metals | New | Space Heating | Natural Gas | Steam System Efficiency Improvements | A | Purchases (Incremental) | Achievable Economic TRC Potential | 0 | 0 | 0 | 0 | 0 | 0 | 0 | 0 | 0 | 0 | 0 | 0 | 0 | 0 | 0 | 0 | 0 | 0 | 0 | 0 | 0 | 0 | 0 | 0 | 0 | 0 | 0 | 0 | 0 | 0 | 0
F11_Industrial_Primary Metals_New_Space Heating_Natural Gas_Steam System Efficiency Improvements_A_Achievable Economic TRC Potential | F11 | Industrial | Primary Metals | New | Space Heating | Natural Gas | Steam System Efficiency Improvements | A | Purchases (Cumulative) | Achievable Economic TRC Potential | 0 | 0 | 0 | 0 | 0 | 0 | 0 | 0 | 0 | 0 | 0 | 0 | 0 | 0 | 0 | 0 | 0 | 0 | 0 | 0 | 0 | 0 | 0 | 0 | 0 | 0 | 0 | 0 | 0 | 0 | 0
F1_Industrial_Primary Metals_New_Process_Natural Gas_Steam System Efficiency Improvements_A_Achievable Economic TRC Potential | F1 | Industrial | Primary Metals | New | Process | Natural Gas | Steam System Efficiency Improvements | A | Integrated Unit Energy Savings (kWh or therms) | Achievable Economic TRC Potential | 0 | 0 | 0 | 0 | 0 | 0.13374 | 0.1335 | 0.13328 | 0.13308 | 0.13289 | 0.13278 | 0.1327 | 0.13264 | 0.1326 | 0.13257 | 0.13255 | 0.13255 | 0.13255 | 0.13255 | 0.13256 | 0.13257 | 0.13259 | 0.13261 | 0.13262 | 0.13264 | 0.13269 | 0.13274 | 0.13278 | 0.13402 | 0.13402 | 0.13402
F2_Industrial_Primary Metals_New_Process_Natural Gas_Steam System Efficiency Improvements_A_Achievable Economic TRC Potential | F2 | Industrial | Primary Metals | New | Process | Natural Gas | Steam System Efficiency Improvements | A | Integrated Unit Summer Peak Savings (kW) | Achievable Economic TRC Potential | 0 | 0 | 0 | 0 | 0 | 0 | 0 | 0 | 0 | 0 | 0 | 0 | 0 | 0 | 0 | 0 | 0 | 0 | 0 | 0 | 0 | 0 | 0 | 0 | 0 | 0 | 0 | 0 | 0 | 0 | 0
F3_Industrial_Primary Metals_New_Process_Natural Gas_Steam System Efficiency Improvements_A_Achievable Economic TRC Potential | F3 | Industrial | Primary Metals | New | Process | Natural Gas | Steam System Efficiency Improvements | A | Integrated Unit Winter Peak Savings (kW) | Achievable Economic TRC Potential | 0 | 0 | 0 | 0 | 0 | 0 | 0 | 0 | 0 | 0 | 0 | 0 | 0 | 0 | 0 | 0 | 0 | 0 | 0 | 0 | 0 | 0 | 0 | 0 | 0 | 0 | 0 | 0 | 0 | 0 | 0
F4_Industrial_Primary Metals_New_Process_Natural Gas_Steam System Efficiency Improvements_A_Achievable Economic TRC Potential | F4 | Industrial | Primary Metals | New | Process | Natural Gas | Steam System Efficiency Improvements | A | Incremental Energy Savings (MWh or mTherms) | Achievable Economic TRC Potential | 0 | 0 | 0 | 0 | 0 | 0 | 0 | 0 | 0 | 0 | 0 | 0 | 0 | 0 | 0 | 0 | 0 | 0 | 0 | 0 | 0 | 0 | 0 | 0 | 0 | 0 | 0 | 0 | 0 | 0 | 0
F5_Industrial_Primary Metals_New_Process_Natural Gas_Steam System Efficiency Improvements_A_Achievable Economic TRC Potential | F5 | Industrial | Primary Metals | New | Process | Natural Gas | Steam System Efficiency Improvements | A | Incremental Summer Peak Savings (MW) | Achievable Economic TRC Potential | 0 | 0 | 0 | 0 | 0 | 0 | 0 | 0 | 0 | 0 | 0 | 0 | 0 | 0 | 0 | 0 | 0 | 0 | 0 | 0 | 0 | 0 | 0 | 0 | 0 | 0 | 0 | 0 | 0 | 0 | 0
F6_Industrial_Primary Metals_New_Process_Natural Gas_Steam System Efficiency Improvements_A_Achievable Economic TRC Potential | F6 | Industrial | Primary Metals | New | Process | Natural Gas | Steam System Efficiency Improvements | A | Incremental Winter Peak Savings (MW) | Achievable Economic TRC Potential | 0 | 0 | 0 | 0 | 0 | 0 | 0 | 0 | 0 | 0 | 0 | 0 | 0 | 0 | 0 | 0 | 0 | 0 | 0 | 0 | 0 | 0 | 0 | 0 | 0 | 0 | 0 | 0 | 0 | 0 | 0
F7_Industrial_Primary Metals_New_Process_Natural Gas_Steam System Efficiency Improvements_A_Achievable Economic TRC Potential | F7 | Industrial | Primary Metals | New | Process | Natural Gas | Steam System Efficiency Improvements | A | Cumulative Energy Savings (MWh or mTherms) | Achievable Economic TRC Potential | 0 | 0 | 0 | 0 | 0 | 0 | 0 | 0 | 0 | 0 | 0 | 0 | 0 | 0 | 0 | 0 | 0 | 0 | 0 | 0 | 0 | 0 | 0 | 0 | 0 | 0 | 0 | 0 | 0 | 0 | 0
F8_Industrial_Primary Metals_New_Process_Natural Gas_Steam System Efficiency Improvements_A_Achievable Economic TRC Potential | F8 | Industrial | Primary Metals | New | Process | Natural Gas | Steam System Efficiency Improvements | A | Cumulative Summer Peak Savings (MW) | Achievable Economic TRC Potential | 0 | 0 | 0 | 0 | 0 | 0 | 0 | 0 | 0 | 0 | 0 | 0 | 0 | 0 | 0 | 0 | 0 | 0 | 0 | 0 | 0 | 0 | 0 | 0 | 0 | 0 | 0 | 0 | 0 | 0 | 0
F9_Industrial_Primary Metals_New_Process_Natural Gas_Steam System Efficiency Improvements_A_Achievable Economic TRC Potential | F9 | Industrial | Primary Metals | New | Process | Natural Gas | Steam System Efficiency Improvements | A | Cumulative Winter Peak Savings (MW) | Achievable Economic TRC Potential | 0 | 0 | 0 | 0 | 0 | 0 | 0 | 0 | 0 | 0 | 0 | 0 | 0 | 0 | 0 | 0 | 0 | 0 | 0 | 0 | 0 | 0 | 0 | 0 | 0 | 0 | 0 | 0 | 0 | 0 | 0
F10_Industrial_Primary Metals_New_Process_Natural Gas_Steam System Efficiency Improvements_A_Achievable Economic TRC Potential | F10 | Industrial | Primary Metals | New | Process | Natural Gas | Steam System Efficiency Improvements | A | Purchases (Incremental) | Achievable Economic TRC Potential | 0 | 0 | 0 | 0 | 0 | 0 | 0 | 0 | 0 | 0 | 0 | 0 | 0 | 0 | 0 | 0 | 0 | 0 | 0 | 0 | 0 | 0 | 0 | 0 | 0 | 0 | 0 | 0 | 0 | 0 | 0
F11_Industrial_Primary Metals_New_Process_Natural Gas_Steam System Efficiency Improvements_A_Achievable Economic TRC Potential | F11 | Industrial | Primary Metals | New | Process | Natural Gas | Steam System Efficiency Improvements | A | Purchases (Cumulative) | Achievable Economic TRC Potential | 0 | 0 | 0 | 0 | 0 | 0 | 0 | 0 | 0 | 0 | 0 | 0 | 0 | 0 | 0 | 0 | 0 | 0 | 0 | 0 | 0 | 0 | 0 | 0 | 0 | 0 | 0 | 0 | 0 | 0 | 0
F1_Industrial_Primary Metals_New_Space Heating_Natural Gas_Strategic Energy Management_A_Achievable Economic TRC Potential | F1 | Industrial | Primary Metals | New | Space Heating | Natural Gas | Strategic Energy Management | A | Integrated Unit Energy Savings (kWh or therms) | Achievable Economic TRC Potential | 0 | 0 | 0 | 0 | 0 | 15.3416 | 15.0925 | 14.8866 | 14.7092 | 14.5504 | 14.4065 | 14.2344 | 14.0488 | 13.8611 | 13.6761 | 13.5093 | 13.3589 | 13.2328 | 13.0632 | 12.933 | 12.8342 | 12.7554 | 12.7118 | 12.6832 | 12.6657 | 12.6557 | 12.65 | 12.6485 | 0 | 0 | 0
F2_Industrial_Primary Metals_New_Space Heating_Natural Gas_Strategic Energy Management_A_Achievable Economic TRC Potential | F2 | Industrial | Primary Metals | New | Space Heating | Natural Gas | Strategic Energy Management | A | Integrated Unit Summer Peak Savings (kW) | Achievable Economic TRC Potential | 0 | 0 | 0 | 0 | 0 | 0 | 0 | 0 | 0 | 0 | 0 | 0 | 0 | 0 | 0 | 0 | 0 | 0 | 0 | 0 | 0 | 0 | 0 | 0 | 0 | 0 | 0 | 0 | 0 | 0 | 0
F3_Industrial_Primary Metals_New_Space Heating_Natural Gas_Strategic Energy Management_A_Achievable Economic TRC Potential | F3 | Industrial | Primary Metals | New | Space Heating | Natural Gas | Strategic Energy Management | A | Integrated Unit Winter Peak Savings (kW) | Achievable Economic TRC Potential | 0 | 0 | 0 | 0 | 0 | 0 | 0 | 0 | 0 | 0 | 0 | 0 | 0 | 0 | 0 | 0 | 0 | 0 | 0 | 0 | 0 | 0 | 0 | 0 | 0 | 0 | 0 | 0 | 0 | 0 | 0
F4_Industrial_Primary Metals_New_Space Heating_Natural Gas_Strategic Energy Management_A_Achievable Economic TRC Potential | F4 | Industrial | Primary Metals | New | Space Heating | Natural Gas | Strategic Energy Management | A | Incremental Energy Savings (MWh or mTherms) | Achievable Economic TRC Potential | 0 | 0 | 0 | 0 | 0 | 0.00067762 | 0.00078975 | 0.00090037 | 0.0010089 | 0.001116 | 0.0012219 | 0.0013214 | 0.0014165 | 0.0015081 | 0.0015953 | 0.0016823 | 0.0017678 | 0.0018544 | 0.0019321 | 0.0020124 | 0.0020959 | 0.002181 | 0.0022707 | 0.0023622 | 0.0024551 | 0.0020668 | 0.0021629 | 0.0022594 | 0 | 0 | 0
F5_Industrial_Primary Metals_New_Space Heating_Natural Gas_Strategic Energy Management_A_Achievable Economic TRC Potential | F5 | Industrial | Primary Metals | New | Space Heating | Natural Gas | Strategic Energy Management | A | Incremental Summer Peak Savings (MW) | Achievable Economic TRC Potential | 0 | 0 | 0 | 0 | 0 | 0 | 0 | 0 | 0 | 0 | 0 | 0 | 0 | 0 | 0 | 0 | 0 | 0 | 0 | 0 | 0 | 0 | 0 | 0 | 0 | 0 | 0 | 0 | 0 | 0 | 0
F6_Industrial_Primary Metals_New_Space Heating_Natural Gas_Strategic Energy Management_A_Achievable Economic TRC Potential | F6 | Industrial | Primary Metals | New | Space Heating | Natural Gas | Strategic Energy Management | A | Incremental Winter Peak Savings (MW) | Achievable Economic TRC Potential | 0 | 0 | 0 | 0 | 0 | 0 | 0 | 0 | 0 | 0 | 0 | 0 | 0 | 0 | 0 | 0 | 0 | 0 | 0 | 0 | 0 | 0 | 0 | 0 | 0 | 0 | 0 | 0 | 0 | 0 | 0
F7_Industrial_Primary Metals_New_Space Heating_Natural Gas_Strategic Energy Management_A_Achievable Economic TRC Potential | F7 | Industrial | Primary Metals | New | Space Heating | Natural Gas | Strategic Energy Management | A | Cumulative Energy Savings (MWh or mTherms) | Achievable Economic TRC Potential | 0 | 0 | 0 | 0 | 0 | 0.00067762 | 0.0014564 | 0.0023369 | 0.0033179 | 0.0043981 | 0.0049402 | 0.0054577 | 0.0059533 | 0.0064312 | 0.0068917 | 0.0073442 | 0.0077901 | 0.0082368 | 0.0086422 | 0.0090597 | 0.0094882 | 0.009923 | 0.010378 | 0.010841 | 0.011311 | 0.011302 | 0.011296 | 0.011295 | 0 | 0 | 0
F8_Industrial_Primary Metals_New_Space Heating_Natural Gas_Strategic Energy Management_A_Achievable Economic TRC Potential | F8 | Industrial | Primary Metals | New | Space Heating | Natural Gas | Strategic Energy Management | A | Cumulative Summer Peak Savings (MW) | Achievable Economic TRC Potential | 0 | 0 | 0 | 0 | 0 | 0 | 0 | 0 | 0 | 0 | 0 | 0 | 0 | 0 | 0 | 0 | 0 | 0 | 0 | 0 | 0 | 0 | 0 | 0 | 0 | 0 | 0 | 0 | 0 | 0 | 0
F9_Industrial_Primary Metals_New_Space Heating_Natural Gas_Strategic Energy Management_A_Achievable Economic TRC Potential | F9 | Industrial | Primary Metals | New | Space Heating | Natural Gas | Strategic Energy Management | A | Cumulative Winter Peak Savings (MW) | Achievable Economic TRC Potential | 0 | 0 | 0 | 0 | 0 | 0 | 0 | 0 | 0 | 0 | 0 | 0 | 0 | 0 | 0 | 0 | 0 | 0 | 0 | 0 | 0 | 0 | 0 | 0 | 0 | 0 | 0 | 0 | 0 | 0 | 0
F10_Industrial_Primary Metals_New_Space Heating_Natural Gas_Strategic Energy Management_A_Achievable Economic TRC Potential | F10 | Industrial | Primary Metals | New | Space Heating | Natural Gas | Strategic Energy Management | A | Purchases (Incremental) | Achievable Economic TRC Potential | 0 | 0 | 0 | 0 | 0 | 0.044168 | 0.052327 | 0.060482 | 0.068589 | 0.0767 | 0.084817 | 0.092832 | 0.10082 | 0.1088 | 0.11665 | 0.12453 | 0.13233 | 0.14014 | 0.14791 | 0.1556 | 0.16331 | 0.17098 | 0.17863 | 0.18625 | 0.19384 | 0.16331 | 0.17098 | 0.17863 | 0.18625 | 0.19384 | 0.16331
F11_Industrial_Primary Metals_New_Space Heating_Natural Gas_Strategic Energy Management_A_Achievable Economic TRC Potential | F11 | Industrial | Primary Metals | New | Space Heating | Natural Gas | Strategic Energy Management | A | Purchases (Cumulative) | Achievable Economic TRC Potential | 0 | 0 | 0 | 0 | 0 | 0.044168 | 0.096496 | 0.15698 | 0.22557 | 0.30227 | 0.34291 | 0.38342 | 0.42376 | 0.46397 | 0.50392 | 0.54364 | 0.58314 | 0.62246 | 0.66156 | 0.70052 | 0.7393 | 0.77794 | 0.81643 | 0.85477 | 0.893 | 0.893 | 0.893 | 0.893 | 0.893 | 0.893 | 0.893
F1_Industrial_Primary Metals_New_Process_Natural Gas_Strategic Energy Management_A_Achievable Economic TRC Potential | F1 | Industrial | Primary Metals | New | Process | Natural Gas | Strategic Energy Management | A | Integrated Unit Energy Savings (kWh or therms) | Achievable Economic TRC Potential | 0 | 0 | 0 | 0 | 0 | 100.6764 | 100.5821 | 100.4989 | 100.4234 | 100.3523 | 100.2953 | 100.2589 | 100.2377 | 100.2275 | 100.2248 | 100.2282 | 100.2353 | 100.2454 | 100.2574 | 100.2704 | 100.2857 | 100.3082 | 100.3288 | 100.3476 | 100.3648 | 100.3808 | 100.3955 | 100.4092 | 0 | 0 | 0
F2_Industrial_Primary Metals_New_Process_Natural Gas_Strategic Energy Management_A_Achievable Economic TRC Potential | F2 | Industrial | Primary Metals | New | Process | Natural Gas | Strategic Energy Management | A | Integrated Unit Summer Peak Savings (kW) | Achievable Economic TRC Potential | 0 | 0 | 0 | 0 | 0 | 0 | 0 | 0 | 0 | 0 | 0 | 0 | 0 | 0 | 0 | 0 | 0 | 0 | 0 | 0 | 0 | 0 | 0 | 0 | 0 | 0 | 0 | 0 | 0 | 0 | 0
F3_Industrial_Primary Metals_New_Process_Natural Gas_Strategic Energy Management_A_Achievable Economic TRC Potential | F3 | Industrial | Primary Metals | New | Process | Natural Gas | Strategic Energy Management | A | Integrated Unit Winter Peak Savings (kW) | Achievable Economic TRC Potential | 0 | 0 | 0 | 0 | 0 | 0 | 0 | 0 | 0 | 0 | 0 | 0 | 0 | 0 | 0 | 0 | 0 | 0 | 0 | 0 | 0 | 0 | 0 | 0 | 0 | 0 | 0 | 0 | 0 | 0 | 0
F4_Industrial_Primary Metals_New_Process_Natural Gas_Strategic Energy Management_A_Achievable Economic TRC Potential | F4 | Industrial | Primary Metals | New | Process | Natural Gas | Strategic Energy Management | A | Incremental Energy Savings (MWh or mTherms) | Achievable Economic TRC Potential | 0 | 0 | 0 | 0 | 0 | 0.18122 | 0.21449 | 0.24771 | 0.2807 | 0.31367 | 0.34667 | 0.37929 | 0.41186 | 0.4444 | 0.47645 | 0.50865 | 0.54057 | 0.57251 | 0.60431 | 0.63584 | 0.66743 | 0.69895 | 0.73035 | 0.76164 | 0.79282 | 0.66807 | 0.69956 | 0.73094 | 0 | 0 | 0
F5_Industrial_Primary Metals_New_Process_Natural Gas_Strategic Energy Management_A_Achievable Economic TRC Potential | F5 | Industrial | Primary Metals | New | Process | Natural Gas | Strategic Energy Management | A | Incremental Summer Peak Savings (MW) | Achievable Economic TRC Potential | 0 | 0 | 0 | 0 | 0 | 0 | 0 | 0 | 0 | 0 | 0 | 0 | 0 | 0 | 0 | 0 | 0 | 0 | 0 | 0 | 0 | 0 | 0 | 0 | 0 | 0 | 0 | 0 | 0 | 0 | 0
F6_Industrial_Primary Metals_New_Process_Natural Gas_Strategic Energy Management_A_Achievable Economic TRC Potential | F6 | Industrial | Primary Metals | New | Process | Natural Gas | Strategic Energy Management | A | Incremental Winter Peak Savings (MW) | Achievable Economic TRC Potential | 0 | 0 | 0 | 0 | 0 | 0 | 0 | 0 | 0 | 0 | 0 | 0 | 0 | 0 | 0 | 0 | 0 | 0 | 0 | 0 | 0 | 0 | 0 | 0 | 0 | 0 | 0 | 0 | 0 | 0 | 0
F7_Industrial_Primary Metals_New_Process_Natural Gas_Strategic Energy Management_A_Achievable Economic TRC Potential | F7 | Industrial | Primary Metals | New | Process | Natural Gas | Strategic Energy Management | A | Cumulative Energy Savings (MWh or mTherms) | Achievable Economic TRC Potential | 0 | 0 | 0 | 0 | 0 | 0.18122 | 0.39554 | 0.64292 | 0.92314 | 1.2362 | 1.4016 | 1.5666 | 1.731 | 1.8951 | 2.0582 | 2.2205 | 2.382 | 2.5429 | 2.703 | 2.8625 | 3.0214 | 3.1801 | 3.3381 | 3.4955 | 3.6525 | 3.6531 | 3.6536 | 3.6541 | 0 | 0 | 0
F8_Industrial_Primary Metals_New_Process_Natural Gas_Strategic Energy Management_A_Achievable Economic TRC Potential | F8 | Industrial | Primary Metals | New | Process | Natural Gas | Strategic Energy Management | A | Cumulative Summer Peak Savings (MW) | Achievable Economic TRC Potential | 0 | 0 | 0 | 0 | 0 | 0 | 0 | 0 | 0 | 0 | 0 | 0 | 0 | 0 | 0 | 0 | 0 | 0 | 0 | 0 | 0 | 0 | 0 | 0 | 0 | 0 | 0 | 0 | 0 | 0 | 0
F9_Industrial_Primary Metals_New_Process_Natural Gas_Strategic Energy Management_A_Achievable Economic TRC Potential | F9 | Industrial | Primary Metals | New | Process | Natural Gas | Strategic Energy Management | A | Cumulative Winter Peak Savings (MW) | Achievable Economic TRC Potential | 0 | 0 | 0 | 0 | 0 | 0 | 0 | 0 | 0 | 0 | 0 | 0 | 0 | 0 | 0 | 0 | 0 | 0 | 0 | 0 | 0 | 0 | 0 | 0 | 0 | 0 | 0 | 0 | 0 | 0 | 0
F10_Industrial_Primary Metals_New_Process_Natural Gas_Strategic Energy Management_A_Achievable Economic TRC Potential | F10 | Industrial | Primary Metals | New | Process | Natural Gas | Strategic Energy Management | A | Purchases (Incremental) | Achievable Economic TRC Potential | 0 | 0 | 0 | 0 | 0 | 1.8 | 2.1325 | 2.4648 | 2.7952 | 3.1257 | 3.4565 | 3.7831 | 4.1089 | 4.4339 | 4.7538 | 5.0749 | 5.393 | 5.7111 | 6.0276 | 6.3413 | 6.6553 | 6.9681 | 7.2796 | 7.59 | 7.8993 | 6.6553 | 6.9681 | 7.2796 | 7.59 | 7.8993 | 6.6553
F11_Industrial_Primary Metals_New_Process_Natural Gas_Strategic Energy Management_A_Achievable Economic TRC Potential | F11 | Industrial | Primary Metals | New | Process | Natural Gas | Strategic Energy Management | A | Purchases (Cumulative) | Achievable Economic TRC Potential | 0 | 0 | 0 | 0 | 0 | 1.8 | 3.9325 | 6.3973 | 9.1925 | 12.3182 | 13.9747 | 15.6254 | 17.2694 | 18.9082 | 20.5363 | 22.1547 | 23.7646 | 25.3668 | 26.9605 | 28.5479 | 30.1283 | 31.7034 | 33.2719 | 34.8343 | 36.3923 | 36.3923 | 36.3923 | 36.3923 | 36.3923 | 36.3923 | 36.3923
F1_Industrial_Primary Metals_New_Miscellaneous_Natural Gas_Strategic Energy Management_A_Achievable Economic TRC Potential | F1 | Industrial | Primary Metals | New | Miscellaneous | Natural Gas | Strategic Energy Management | A | Integrated Unit Energy Savings (kWh or therms) | Achievable Economic TRC Potential | 0 | 0 | 0 | 0 | 0 | 17.014 | 17.014 | 17.014 | 17.014 | 17.014 | 17.014 | 17.014 | 17.014 | 17.014 | 17.014 | 17.014 | 17.014 | 17.014 | 17.014 | 17.014 | 17.014 | 17.014 | 17.014 | 17.014 | 17.014 | 17.014 | 17.014 | 17.014 | 0 | 0 | 0
F2_Industrial_Primary Metals_New_Miscellaneous_Natural Gas_Strategic Energy Management_A_Achievable Economic TRC Potential | F2 | Industrial | Primary Metals | New | Miscellaneous | Natural Gas | Strategic Energy Management | A | Integrated Unit Summer Peak Savings (kW) | Achievable Economic TRC Potential | 0 | 0 | 0 | 0 | 0 | 0 | 0 | 0 | 0 | 0 | 0 | 0 | 0 | 0 | 0 | 0 | 0 | 0 | 0 | 0 | 0 | 0 | 0 | 0 | 0 | 0 | 0 | 0 | 0 | 0 | 0
F3_Industrial_Primary Metals_New_Miscellaneous_Natural Gas_Strategic Energy Management_A_Achievable Economic TRC Potential | F3 | Industrial | Primary Metals | New | Miscellaneous | Natural Gas | Strategic Energy Management | A | Integrated Unit Winter Peak Savings (kW) | Achievable Economic TRC Potential | 0 | 0 | 0 | 0 | 0 | 0 | 0 | 0 | 0 | 0 | 0 | 0 | 0 | 0 | 0 | 0 | 0 | 0 | 0 | 0 | 0 | 0 | 0 | 0 | 0 | 0 | 0 | 0 | 0 | 0 | 0
F4_Industrial_Primary Metals_New_Miscellaneous_Natural Gas_Strategic Energy Management_A_Achievable Economic TRC Potential | F4 | Industrial | Primary Metals | New | Miscellaneous | Natural Gas | Strategic Energy Management | A | Incremental Energy Savings (MWh or mTherms) | Achievable Economic TRC Potential | 0 | 0 | 0 | 0 | 0 | 0.0076562 | 0.0090706 | 0.010484 | 0.011889 | 0.013295 | 0.014702 | 0.016092 | 0.017477 | 0.01886 | 0.02022 | 0.021586 | 0.022939 | 0.024292 | 0.025638 | 0.026973 | 0.028308 | 0.029639 | 0.030964 | 0.032284 | 0.0336 | 0.028308 | 0.029639 | 0.030964 | 0 | 0 | 0
F5_Industrial_Primary Metals_New_Miscellaneous_Natural Gas_Strategic Energy Management_A_Achievable Economic TRC Potential | F5 | Industrial | Primary Metals | New | Miscellaneous | Natural Gas | Strategic Energy Management | A | Incremental Summer Peak Savings (MW) | Achievable Economic TRC Potential | 0 | 0 | 0 | 0 | 0 | 0 | 0 | 0 | 0 | 0 | 0 | 0 | 0 | 0 | 0 | 0 | 0 | 0 | 0 | 0 | 0 | 0 | 0 | 0 | 0 | 0 | 0 | 0 | 0 | 0 | 0
F6_Industrial_Primary Metals_New_Miscellaneous_Natural Gas_Strategic Energy Management_A_Achievable Economic TRC Potential | F6 | Industrial | Primary Metals | New | Miscellaneous | Natural Gas | Strategic Energy Management | A | Incremental Winter Peak Savings (MW) | Achievable Economic TRC Potential | 0 | 0 | 0 | 0 | 0 | 0 | 0 | 0 | 0 | 0 | 0 | 0 | 0 | 0 | 0 | 0 | 0 | 0 | 0 | 0 | 0 | 0 | 0 | 0 | 0 | 0 | 0 | 0 | 0 | 0 | 0
F7_Industrial_Primary Metals_New_Miscellaneous_Natural Gas_Strategic Energy Management_A_Achievable Economic TRC Potential | F7 | Industrial | Primary Metals | New | Miscellaneous | Natural Gas | Strategic Energy Management | A | Cumulative Energy Savings (MWh or mTherms) | Achievable Economic TRC Potential | 0 | 0 | 0 | 0 | 0 | 0.0076562 | 0.016727 | 0.027211 | 0.0391 | 0.052395 | 0.059442 | 0.066463 | 0.073456 | 0.080426 | 0.087351 | 0.094235 | 0.10108 | 0.1079 | 0.11468 | 0.12143 | 0.12815 | 0.13485 | 0.14152 | 0.14817 | 0.1548 | 0.1548 | 0.1548 | 0.1548 | 0 | 0 | 0
F8_Industrial_Primary Metals_New_Miscellaneous_Natural Gas_Strategic Energy Management_A_Achievable Economic TRC Potential | F8 | Industrial | Primary Metals | New | Miscellaneous | Natural Gas | Strategic Energy Management | A | Cumulative Summer Peak Savings (MW) | Achievable Economic TRC Potential | 0 | 0 | 0 | 0 | 0 | 0 | 0 | 0 | 0 | 0 | 0 | 0 | 0 | 0 | 0 | 0 | 0 | 0 | 0 | 0 | 0 | 0 | 0 | 0 | 0 | 0 | 0 | 0 | 0 | 0 | 0
F9_Industrial_Primary Metals_New_Miscellaneous_Natural Gas_Strategic Energy Management_A_Achievable Economic TRC Potential | F9 | Industrial | Primary Metals | New | Miscellaneous | Natural Gas | Strategic Energy Management | A | Cumulative Winter Peak Savings (MW) | Achievable Economic TRC Potential | 0 | 0 | 0 | 0 | 0 | 0 | 0 | 0 | 0 | 0 | 0 | 0 | 0 | 0 | 0 | 0 | 0 | 0 | 0 | 0 | 0 | 0 | 0 | 0 | 0 | 0 | 0 | 0 | 0 | 0 | 0
F10_Industrial_Primary Metals_New_Miscellaneous_Natural Gas_Strategic Energy Management_A_Achievable Economic TRC Potential | F10 | Industrial | Primary Metals | New | Miscellaneous | Natural Gas | Strategic Energy Management | A | Purchases (Incremental) | Achievable Economic TRC Potential | 0 | 0 | 0 | 0 | 0 | 0.45 | 0.53312 | 0.6162 | 0.69879 | 0.78143 | 0.86413 | 0.94579 | 1.0272 | 1.1085 | 1.1885 | 1.2687 | 1.3483 | 1.4278 | 1.5069 | 1.5853 | 1.6638 | 1.742 | 1.8199 | 1.8975 | 1.9748 | 1.6638 | 1.742 | 1.8199 | 1.8975 | 1.9748 | 1.6638
F11_Industrial_Primary Metals_New_Miscellaneous_Natural Gas_Strategic Energy Management_A_Achievable Economic TRC Potential | F11 | Industrial | Primary Metals | New | Miscellaneous | Natural Gas | Strategic Energy Management | A | Purchases (Cumulative) | Achievable Economic TRC Potential | 0 | 0 | 0 | 0 | 0 | 0.45 | 0.98312 | 1.5993 | 2.2981 | 3.0795 | 3.4937 | 3.9063 | 4.3174 | 4.727 | 5.1341 | 5.5387 | 5.9411 | 6.3417 | 6.7401 | 7.137 | 7.5321 | 7.9258 | 8.318 | 8.7086 | 9.0981 | 9.0981 | 9.0981 | 9.0981 | 9.0981 | 9.0981 | 9.0981
F1_Industrial_Primary Metals_New_Space Heating_Natural Gas_Commissioning_A_Achievable Economic TRC Potential | F1 | Industrial | Primary Metals | New | Space Heating | Natural Gas | Commissioning | A | Integrated Unit Energy Savings (kWh or therms) | Achievable Economic TRC Potential | 0 | 0 | 0 | 0 | 0 | 20.207 | 19.8789 | 19.6076 | 19.3741 | 19.1649 | 18.9753 | 18.7486 | 18.5042 | 18.2569 | 18.0133 | 17.7936 | 17.5955 | 17.4293 | 17.2061 | 17.0345 | 16.9043 | 16.8006 | 16.7432 | 16.7055 | 16.6825 | 16.6693 | 16.6617 | 16.6599 | 0 | 0 | 0
F2_Industrial_Primary Metals_New_Space Heating_Natural Gas_Commissioning_A_Achievable Economic TRC Potential | F2 | Industrial | Primary Metals | New | Space Heating | Natural Gas | Commissioning | A | Integrated Unit Summer Peak Savings (kW) | Achievable Economic TRC Potential | 0 | 0 | 0 | 0 | 0 | 0 | 0 | 0 | 0 | 0 | 0 | 0 | 0 | 0 | 0 | 0 | 0 | 0 | 0 | 0 | 0 | 0 | 0 | 0 | 0 | 0 | 0 | 0 | 0 | 0 | 0
F3_Industrial_Primary Metals_New_Space Heating_Natural Gas_Commissioning_A_Achievable Economic TRC Potential | F3 | Industrial | Primary Metals | New | Space Heating | Natural Gas | Commissioning | A | Integrated Unit Winter Peak Savings (kW) | Achievable Economic TRC Potential | 0 | 0 | 0 | 0 | 0 | 0 | 0 | 0 | 0 | 0 | 0 | 0 | 0 | 0 | 0 | 0 | 0 | 0 | 0 | 0 | 0 | 0 | 0 | 0 | 0 | 0 | 0 | 0 | 0 | 0 | 0
F4_Industrial_Primary Metals_New_Space Heating_Natural Gas_Commissioning_A_Achievable Economic TRC Potential | F4 | Industrial | Primary Metals | New | Space Heating | Natural Gas | Commissioning | A | Incremental Energy Savings (MWh or mTherms) | Achievable Economic TRC Potential | 0 | 0 | 0 | 0 | 0 | 0 | 0 | 0 | 0 | 0 | 0 | 0 | 0 | 0 | 0 | 0 | 0 | 0 | 0 | 0 | 0 | 0 | 0 | 0 | 0 | 0 | 0 | 0 | 0 | 0 | 0
F5_Industrial_Primary Metals_New_Space Heating_Natural Gas_Commissioning_A_Achievable Economic TRC Potential | F5 | Industrial | Primary Metals | New | Space Heating | Natural Gas | Commissioning | A | Incremental Summer Peak Savings (MW) | Achievable Economic TRC Potential | 0 | 0 | 0 | 0 | 0 | 0 | 0 | 0 | 0 | 0 | 0 | 0 | 0 | 0 | 0 | 0 | 0 | 0 | 0 | 0 | 0 | 0 | 0 | 0 | 0 | 0 | 0 | 0 | 0 | 0 | 0
F6_Industrial_Primary Metals_New_Space Heating_Natural Gas_Commissioning_A_Achievable Economic TRC Potential | F6 | Industrial | Primary Metals | New | Space Heating | Natural Gas | Commissioning | A | Incremental Winter Peak Savings (MW) | Achievable Economic TRC Potential | 0 | 0 | 0 | 0 | 0 | 0 | 0 | 0 | 0 | 0 | 0 | 0 | 0 | 0 | 0 | 0 | 0 | 0 | 0 | 0 | 0 | 0 | 0 | 0 | 0 | 0 | 0 | 0 | 0 | 0 | 0
F7_Industrial_Primary Metals_New_Space Heating_Natural Gas_Commissioning_A_Achievable Economic TRC Potential | F7 | Industrial | Primary Metals | New | Space Heating | Natural Gas | Commissioning | A | Cumulative Energy Savings (MWh or mTherms) | Achievable Economic TRC Potential | 0 | 0 | 0 | 0 | 0 | 0 | 0 | 0 | 0 | 0 | 0 | 0 | 0 | 0 | 0 | 0 | 0 | 0 | 0 | 0 | 0 | 0 | 0 | 0 | 0 | 0 | 0 | 0 | 0 | 0 | 0
F8_Industrial_Primary Metals_New_Space Heating_Natural Gas_Commissioning_A_Achievable Economic TRC Potential | F8 | Industrial | Primary Metals | New | Space Heating | Natural Gas | Commissioning | A | Cumulative Summer Peak Savings (MW) | Achievable Economic TRC Potential | 0 | 0 | 0 | 0 | 0 | 0 | 0 | 0 | 0 | 0 | 0 | 0 | 0 | 0 | 0 | 0 | 0 | 0 | 0 | 0 | 0 | 0 | 0 | 0 | 0 | 0 | 0 | 0 | 0 | 0 | 0
F9_Industrial_Primary Metals_New_Space Heating_Natural Gas_Commissioning_A_Achievable Economic TRC Potential | F9 | Industrial | Primary Metals | New | Space Heating | Natural Gas | Commissioning | A | Cumulative Winter Peak Savings (MW) | Achievable Economic TRC Potential | 0 | 0 | 0 | 0 | 0 | 0 | 0 | 0 | 0 | 0 | 0 | 0 | 0 | 0 | 0 | 0 | 0 | 0 | 0 | 0 | 0 | 0 | 0 | 0 | 0 | 0 | 0 | 0 | 0 | 0 | 0
F10_Industrial_Primary Metals_New_Space Heating_Natural Gas_Commissioning_A_Achievable Economic TRC Potential | F10 | Industrial | Primary Metals | New | Space Heating | Natural Gas | Commissioning | A | Purchases (Incremental) | Achievable Economic TRC Potential | 0 | 0 | 0 | 0 | 0 | 0 | 0 | 0 | 0 | 0 | 0 | 0 | 0 | 0 | 0 | 0 | 0 | 0 | 0 | 0 | 0 | 0 | 0 | 0 | 0 | 0 | 0 | 0 | 0 | 0 | 0
F11_Industrial_Primary Metals_New_Space Heating_Natural Gas_Commissioning_A_Achievable Economic TRC Potential | F11 | Industrial | Primary Metals | New | Space Heating | Natural Gas | Commissioning | A | Purchases (Cumulative) | Achievable Economic TRC Potential | 0 | 0 | 0 | 0 | 0 | 0 | 0 | 0 | 0 | 0 | 0 | 0 | 0 | 0 | 0 | 0 | 0 | 0 | 0 | 0 | 0 | 0 | 0 | 0 | 0 | 0 | 0 | 0 | 0 | 0 | 0
F1_Industrial_Primary Metals_New_Process_Natural Gas_Commissioning_A_Achievable Economic TRC Potential | F1 | Industrial | Primary Metals | New | Process | Natural Gas | Commissioning | A | Integrated Unit Energy Savings (kWh or therms) | Achievable Economic TRC Potential | 0 | 0 | 0 | 0 | 0 | 562.5435 | 562.5435 | 562.5435 | 562.5435 | 562.5435 | 562.5435 | 562.5435 | 562.5435 | 562.5435 | 562.5435 | 562.5435 | 562.5435 | 562.5435 | 562.5435 | 562.5435 | 562.5435 | 562.5435 | 562.5435 | 562.5435 | 562.5435 | 562.5435 | 562.5435 | 562.5435 | 0 | 0 | 0
F2_Industrial_Primary Metals_New_Process_Natural Gas_Commissioning_A_Achievable Economic TRC Potential | F2 | Industrial | Primary Metals | New | Process | Natural Gas | Commissioning | A | Integrated Unit Summer Peak Savings (kW) | Achievable Economic TRC Potential | 0 | 0 | 0 | 0 | 0 | 0 | 0 | 0 | 0 | 0 | 0 | 0 | 0 | 0 | 0 | 0 | 0 | 0 | 0 | 0 | 0 | 0 | 0 | 0 | 0 | 0 | 0 | 0 | 0 | 0 | 0
F3_Industrial_Primary Metals_New_Process_Natural Gas_Commissioning_A_Achievable Economic TRC Potential | F3 | Industrial | Primary Metals | New | Process | Natural Gas | Commissioning | A | Integrated Unit Winter Peak Savings (kW) | Achievable Economic TRC Potential | 0 | 0 | 0 | 0 | 0 | 0 | 0 | 0 | 0 | 0 | 0 | 0 | 0 | 0 | 0 | 0 | 0 | 0 | 0 | 0 | 0 | 0 | 0 | 0 | 0 | 0 | 0 | 0 | 0 | 0 | 0
F4_Industrial_Primary Metals_New_Process_Natural Gas_Commissioning_A_Achievable Economic TRC Potential | F4 | Industrial | Primary Metals | New | Process | Natural Gas | Commissioning | A | Incremental Energy Savings (MWh or mTherms) | Achievable Economic TRC Potential | 0 | 0 | 0 | 0 | 0 | 0 | 0 | 0 | 0 | 0 | 0 | 0 | 0 | 0 | 0 | 0 | 0 | 0 | 0 | 0 | 0 | 0 | 0 | 0 | 0 | 0 | 0 | 0 | 0 | 0 | 0
F5_Industrial_Primary Metals_New_Process_Natural Gas_Commissioning_A_Achievable Economic TRC Potential | F5 | Industrial | Primary Metals | New | Process | Natural Gas | Commissioning | A | Incremental Summer Peak Savings (MW) | Achievable Economic TRC Potential | 0 | 0 | 0 | 0 | 0 | 0 | 0 | 0 | 0 | 0 | 0 | 0 | 0 | 0 | 0 | 0 | 0 | 0 | 0 | 0 | 0 | 0 | 0 | 0 | 0 | 0 | 0 | 0 | 0 | 0 | 0
F6_Industrial_Primary Metals_New_Process_Natural Gas_Commissioning_A_Achievable Economic TRC Potential | F6 | Industrial | Primary Metals | New | Process | Natural Gas | Commissioning | A | Incremental Winter Peak Savings (MW) | Achievable Economic TRC Potential | 0 | 0 | 0 | 0 | 0 | 0 | 0 | 0 | 0 | 0 | 0 | 0 | 0 | 0 | 0 | 0 | 0 | 0 | 0 | 0 | 0 | 0 | 0 | 0 | 0 | 0 | 0 | 0 | 0 | 0 | 0
F7_Industrial_Primary Metals_New_Process_Natural Gas_Commissioning_A_Achievable Economic TRC Potential | F7 | Industrial | Primary Metals | New | Process | Natural Gas | Commissioning | A | Cumulative Energy Savings (MWh or mTherms) | Achievable Economic TRC Potential | 0 | 0 | 0 | 0 | 0 | 0 | 0 | 0 | 0 | 0 | 0 | 0 | 0 | 0 | 0 | 0 | 0 | 0 | 0 | 0 | 0 | 0 | 0 | 0 | 0 | 0 | 0 | 0 | 0 | 0 | 0
F8_Industrial_Primary Metals_New_Process_Natural Gas_Commissioning_A_Achievable Economic TRC Potential | F8 | Industrial | Primary Metals | New | Process | Natural Gas | Commissioning | A | Cumulative Summer Peak Savings (MW) | Achievable Economic TRC Potential | 0 | 0 | 0 | 0 | 0 | 0 | 0 | 0 | 0 | 0 | 0 | 0 | 0 | 0 | 0 | 0 | 0 | 0 | 0 | 0 | 0 | 0 | 0 | 0 | 0 | 0 | 0 | 0 | 0 | 0 | 0
F9_Industrial_Primary Metals_New_Process_Natural Gas_Commissioning_A_Achievable Economic TRC Potential | F9 | Industrial | Primary Metals | New | Process | Natural Gas | Commissioning | A | Cumulative Winter Peak Savings (MW) | Achievable Economic TRC Potential | 0 | 0 | 0 | 0 | 0 | 0 | 0 | 0 | 0 | 0 | 0 | 0 | 0 | 0 | 0 | 0 | 0 | 0 | 0 | 0 | 0 | 0 | 0 | 0 | 0 | 0 | 0 | 0 | 0 | 0 | 0
F10_Industrial_Primary Metals_New_Process_Natural Gas_Commissioning_A_Achievable Economic TRC Potential | F10 | Industrial | Primary Metals | New | Process | Natural Gas | Commissioning | A | Purchases (Incremental) | Achievable Economic TRC Potential | 0 | 0 | 0 | 0 | 0 | 0 | 0 | 0 | 0 | 0 | 0 | 0 | 0 | 0 | 0 | 0 | 0 | 0 | 0 | 0 | 0 | 0 | 0 | 0 | 0 | 0 | 0 | 0 | 0 | 0 | 0
F11_Industrial_Primary Metals_New_Process_Natural Gas_Commissioning_A_Achievable Economic TRC Potential | F11 | Industrial | Primary Metals | New | Process | Natural Gas | Commissioning | A | Purchases (Cumulative) | Achievable Economic TRC Potential | 0 | 0 | 0 | 0 | 0 | 0 | 0 | 0 | 0 | 0 | 0 | 0 | 0 | 0 | 0 | 0 | 0 | 0 | 0 | 0 | 0 | 0 | 0 | 0 | 0 | 0 | 0 | 0 | 0 | 0 | 0
F1_Industrial_Primary Metals_New_Space Heating_Natural Gas_Retrocommissioning_A_Achievable Economic TRC Potential | F1 | Industrial | Primary Metals | New | Space Heating | Natural Gas | Retrocommissioning | A | Integrated Unit Energy Savings (kWh or therms) | Achievable Economic TRC Potential | 0 | 0 | 0 | 0 | 0 | 0 | 0 | 0 | 0 | 0 | 0 | 0 | 0 | 0 | 0 | 0 | 0 | 0 | 0 | 0 | 0 | 0 | 0 | 0 | 0 | 0 | 0 | 0 | 0 | 0 | 0
F2_Industrial_Primary Metals_New_Space Heating_Natural Gas_Retrocommissioning_A_Achievable Economic TRC Potential | F2 | Industrial | Primary Metals | New | Space Heating | Natural Gas | Retrocommissioning | A | Integrated Unit Summer Peak Savings (kW) | Achievable Economic TRC Potential | 0 | 0 | 0 | 0 | 0 | 0 | 0 | 0 | 0 | 0 | 0 | 0 | 0 | 0 | 0 | 0 | 0 | 0 | 0 | 0 | 0 | 0 | 0 | 0 | 0 | 0 | 0 | 0 | 0 | 0 | 0
F3_Industrial_Primary Metals_New_Space Heating_Natural Gas_Retrocommissioning_A_Achievable Economic TRC Potential | F3 | Industrial | Primary Metals | New | Space Heating | Natural Gas | Retrocommissioning | A | Integrated Unit Winter Peak Savings (kW) | Achievable Economic TRC Potential | 0 | 0 | 0 | 0 | 0 | 0 | 0 | 0 | 0 | 0 | 0 | 0 | 0 | 0 | 0 | 0 | 0 | 0 | 0 | 0 | 0 | 0 | 0 | 0 | 0 | 0 | 0 | 0 | 0 | 0 | 0
F4_Industrial_Primary Metals_New_Space Heating_Natural Gas_Retrocommissioning_A_Achievable Economic TRC Potential | F4 | Industrial | Primary Metals | New | Space Heating | Natural Gas | Retrocommissioning | A | Incremental Energy Savings (MWh or mTherms) | Achievable Economic TRC Potential | 0 | 0 | 0 | 0 | 0 | 0 | 0 | 0 | 0 | 0 | 0 | 0 | 0 | 0 | 0 | 0 | 0 | 0 | 0 | 0 | 0 | 0 | 0 | 0 | 0 | 0 | 0 | 0 | 0 | 0 | 0
F5_Industrial_Primary Metals_New_Space Heating_Natural Gas_Retrocommissioning_A_Achievable Economic TRC Potential | F5 | Industrial | Primary Metals | New | Space Heating | Natural Gas | Retrocommissioning | A | Incremental Summer Peak Savings (MW) | Achievable Economic TRC Potential | 0 | 0 | 0 | 0 | 0 | 0 | 0 | 0 | 0 | 0 | 0 | 0 | 0 | 0 | 0 | 0 | 0 | 0 | 0 | 0 | 0 | 0 | 0 | 0 | 0 | 0 | 0 | 0 | 0 | 0 | 0
F6_Industrial_Primary Metals_New_Space Heating_Natural Gas_Retrocommissioning_A_Achievable Economic TRC Potential | F6 | Industrial | Primary Metals | New | Space Heating | Natural Gas | Retrocommissioning | A | Incremental Winter Peak Savings (MW) | Achievable Economic TRC Potential | 0 | 0 | 0 | 0 | 0 | 0 | 0 | 0 | 0 | 0 | 0 | 0 | 0 | 0 | 0 | 0 | 0 | 0 | 0 | 0 | 0 | 0 | 0 | 0 | 0 | 0 | 0 | 0 | 0 | 0 | 0
F7_Industrial_Primary Metals_New_Space Heating_Natural Gas_Retrocommissioning_A_Achievable Economic TRC Potential | F7 | Industrial | Primary Metals | New | Space Heating | Natural Gas | Retrocommissioning | A | Cumulative Energy Savings (MWh or mTherms) | Achievable Economic TRC Potential | 0 | 0 | 0 | 0 | 0 | 0 | 0 | 0 | 0 | 0 | 0 | 0 | 0 | 0 | 0 | 0 | 0 | 0 | 0 | 0 | 0 | 0 | 0 | 0 | 0 | 0 | 0 | 0 | 0 | 0 | 0
F8_Industrial_Primary Metals_New_Space Heating_Natural Gas_Retrocommissioning_A_Achievable Economic TRC Potential | F8 | Industrial | Primary Metals | New | Space Heating | Natural Gas | Retrocommissioning | A | Cumulative Summer Peak Savings (MW) | Achievable Economic TRC Potential | 0 | 0 | 0 | 0 | 0 | 0 | 0 | 0 | 0 | 0 | 0 | 0 | 0 | 0 | 0 | 0 | 0 | 0 | 0 | 0 | 0 | 0 | 0 | 0 | 0 | 0 | 0 | 0 | 0 | 0 | 0
F9_Industrial_Primary Metals_New_Space Heating_Natural Gas_Retrocommissioning_A_Achievable Economic TRC Potential | F9 | Industrial | Primary Metals | New | Space Heating | Natural Gas | Retrocommissioning | A | Cumulative Winter Peak Savings (MW) | Achievable Economic TRC Potential | 0 | 0 | 0 | 0 | 0 | 0 | 0 | 0 | 0 | 0 | 0 | 0 | 0 | 0 | 0 | 0 | 0 | 0 | 0 | 0 | 0 | 0 | 0 | 0 | 0 | 0 | 0 | 0 | 0 | 0 | 0
F10_Industrial_Primary Metals_New_Space Heating_Natural Gas_Retrocommissioning_A_Achievable Economic TRC Potential | F10 | Industrial | Primary Metals | New | Space Heating | Natural Gas | Retrocommissioning | A | Purchases (Incremental) | Achievable Economic TRC Potential | 0 | 0 | 0 | 0 | 0 | 0 | 0 | 0 | 0 | 0 | 0 | 0 | 0 | 0 | 0 | 0 | 0 | 0 | 0 | 0 | 0 | 0 | 0 | 0 | 0 | 0 | 0 | 0 | 0 | 0 | 0
F11_Industrial_Primary Metals_New_Space Heating_Natural Gas_Retrocommissioning_A_Achievable Economic TRC Potential | F11 | Industrial | Primary Metals | New | Space Heating | Natural Gas | Retrocommissioning | A | Purchases (Cumulative) | Achievable Economic TRC Potential | 0 | 0 | 0 | 0 | 0 | 0 | 0 | 0 | 0 | 0 | 0 | 0 | 0 | 0 | 0 | 0 | 0 | 0 | 0 | 0 | 0 | 0 | 0 | 0 | 0 | 0 | 0 | 0 | 0 | 0 | 0
F1_Industrial_Primary Metals_New_Process_Natural Gas_Retrocommissioning_A_Achievable Economic TRC Potential | F1 | Industrial | Primary Metals | New | Process | Natural Gas | Retrocommissioning | A | Integrated Unit Energy Savings (kWh or therms) | Achievable Economic TRC Potential | 0 | 0 | 0 | 0 | 0 | 0 | 0 | 0 | 0 | 0 | 0 | 0 | 0 | 0 | 0 | 0 | 0 | 0 | 0 | 0 | 0 | 0 | 0 | 0 | 0 | 0 | 0 | 0 | 0 | 0 | 0
F2_Industrial_Primary Metals_New_Process_Natural Gas_Retrocommissioning_A_Achievable Economic TRC Potential | F2 | Industrial | Primary Metals | New | Process | Natural Gas | Retrocommissioning | A | Integrated Unit Summer Peak Savings (kW) | Achievable Economic TRC Potential | 0 | 0 | 0 | 0 | 0 | 0 | 0 | 0 | 0 | 0 | 0 | 0 | 0 | 0 | 0 | 0 | 0 | 0 | 0 | 0 | 0 | 0 | 0 | 0 | 0 | 0 | 0 | 0 | 0 | 0 | 0
F3_Industrial_Primary Metals_New_Process_Natural Gas_Retrocommissioning_A_Achievable Economic TRC Potential | F3 | Industrial | Primary Metals | New | Process | Natural Gas | Retrocommissioning | A | Integrated Unit Winter Peak Savings (kW) | Achievable Economic TRC Potential | 0 | 0 | 0 | 0 | 0 | 0 | 0 | 0 | 0 | 0 | 0 | 0 | 0 | 0 | 0 | 0 | 0 | 0 | 0 | 0 | 0 | 0 | 0 | 0 | 0 | 0 | 0 | 0 | 0 | 0 | 0
F4_Industrial_Primary Metals_New_Process_Natural Gas_Retrocommissioning_A_Achievable Economic TRC Potential | F4 | Industrial | Primary Metals | New | Process | Natural Gas | Retrocommissioning | A | Incremental Energy Savings (MWh or mTherms) | Achievable Economic TRC Potential | 0 | 0 | 0 | 0 | 0 | 0 | 0 | 0 | 0 | 0 | 0 | 0 | 0 | 0 | 0 | 0 | 0 | 0 | 0 | 0 | 0 | 0 | 0 | 0 | 0 | 0 | 0 | 0 | 0 | 0 | 0
F5_Industrial_Primary Metals_New_Process_Natural Gas_Retrocommissioning_A_Achievable Economic TRC Potential | F5 | Industrial | Primary Metals | New | Process | Natural Gas | Retrocommissioning | A | Incremental Summer Peak Savings (MW) | Achievable Economic TRC Potential | 0 | 0 | 0 | 0 | 0 | 0 | 0 | 0 | 0 | 0 | 0 | 0 | 0 | 0 | 0 | 0 | 0 | 0 | 0 | 0 | 0 | 0 | 0 | 0 | 0 | 0 | 0 | 0 | 0 | 0 | 0
F6_Industrial_Primary Metals_New_Process_Natural Gas_Retrocommissioning_A_Achievable Economic TRC Potential | F6 | Industrial | Primary Metals | New | Process | Natural Gas | Retrocommissioning | A | Incremental Winter Peak Savings (MW) | Achievable Economic TRC Potential | 0 | 0 | 0 | 0 | 0 | 0 | 0 | 0 | 0 | 0 | 0 | 0 | 0 | 0 | 0 | 0 | 0 | 0 | 0 | 0 | 0 | 0 | 0 | 0 | 0 | 0 | 0 | 0 | 0 | 0 | 0
F7_Industrial_Primary Metals_New_Process_Natural Gas_Retrocommissioning_A_Achievable Economic TRC Potential | F7 | Industrial | Primary Metals | New | Process | Natural Gas | Retrocommissioning | A | Cumulative Energy Savings (MWh or mTherms) | Achievable Economic TRC Potential | 0 | 0 | 0 | 0 | 0 | 0 | 0 | 0 | 0 | 0 | 0 | 0 | 0 | 0 | 0 | 0 | 0 | 0 | 0 | 0 | 0 | 0 | 0 | 0 | 0 | 0 | 0 | 0 | 0 | 0 | 0
F8_Industrial_Primary Metals_New_Process_Natural Gas_Retrocommissioning_A_Achievable Economic TRC Potential | F8 | Industrial | Primary Metals | New | Process | Natural Gas | Retrocommissioning | A | Cumulative Summer Peak Savings (MW) | Achievable Economic TRC Potential | 0 | 0 | 0 | 0 | 0 | 0 | 0 | 0 | 0 | 0 | 0 | 0 | 0 | 0 | 0 | 0 | 0 | 0 | 0 | 0 | 0 | 0 | 0 | 0 | 0 | 0 | 0 | 0 | 0 | 0 | 0
F9_Industrial_Primary Metals_New_Process_Natural Gas_Retrocommissioning_A_Achievable Economic TRC Potential | F9 | Industrial | Primary Metals | New | Process | Natural Gas | Retrocommissioning | A | Cumulative Winter Peak Savings (MW) | Achievable Economic TRC Potential | 0 | 0 | 0 | 0 | 0 | 0 | 0 | 0 | 0 | 0 | 0 | 0 | 0 | 0 | 0 | 0 | 0 | 0 | 0 | 0 | 0 | 0 | 0 | 0 | 0 | 0 | 0 | 0 | 0 | 0 | 0
F10_Industrial_Primary Metals_New_Process_Natural Gas_Retrocommissioning_A_Achievable Economic TRC Potential | F10 | Industrial | Primary Metals | New | Process | Natural Gas | Retrocommissioning | A | Purchases (Incremental) | Achievable Economic TRC Potential | 0 | 0 | 0 | 0 | 0 | 0 | 0 | 0 | 0 | 0 | 0 | 0 | 0 | 0 | 0 | 0 | 0 | 0 | 0 | 0 | 0 | 0 | 0 | 0 | 0 | 0 | 0 | 0 | 0 | 0 | 0
F11_Industrial_Primary Metals_New_Process_Natural Gas_Retrocommissioning_A_Achievable Economic TRC Potential | F11 | Industrial | Primary Metals | New | Process | Natural Gas | Retrocommissioning | A | Purchases (Cumulative) | Achievable Economic TRC Potential | 0 | 0 | 0 | 0 | 0 | 0 | 0 | 0 | 0 | 0 | 0 | 0 | 0 | 0 | 0 | 0 | 0 | 0 | 0 | 0 | 0 | 0 | 0 | 0 | 0 | 0 | 0 | 0 | 0 | 0 | 0
F1_Industrial_Stone, Clay, and Glass_Existing_Space Heating_Natural Gas_Insulation - Roof/Ceiling_A_Achievable Economic TRC Potential | F1 | Industrial | Stone, Clay, and Glass | Existing | Space Heating | Natural Gas | Insulation - Roof/Ceiling | A | Integrated Unit Energy Savings (kWh or therms) | Achievable Economic TRC Potential | 0 | 0 | 0 | 0 | 0 | 0.099439 | 0.098777 | 0.097962 | 0.097064 | 0.09607 | 0.094977 | 0.093794 | 0.09253 | 0.091148 | 0.089663 | 0.088143 | 0.086631 | 0.085169 | 0.083774 | 0.082533 | 0.081382 | 0.0803 | 0.079396 | 0.078598 | 0.077874 | 0.077349 | 0.076898 | 0.076477 | 0 | 0 | 0
F2_Industrial_Stone, Clay, and Glass_Existing_Space Heating_Natural Gas_Insulation - Roof/Ceiling_A_Achievable Economic TRC Potential | F2 | Industrial | Stone, Clay, and Glass | Existing | Space Heating | Natural Gas | Insulation - Roof/Ceiling | A | Integrated Unit Summer Peak Savings (kW) | Achievable Economic TRC Potential | 0 | 0 | 0 | 0 | 0 | 0 | 0 | 0 | 0 | 0 | 0 | 0 | 0 | 0 | 0 | 0 | 0 | 0 | 0 | 0 | 0 | 0 | 0 | 0 | 0 | 0 | 0 | 0 | 0 | 0 | 0
F3_Industrial_Stone, Clay, and Glass_Existing_Space Heating_Natural Gas_Insulation - Roof/Ceiling_A_Achievable Economic TRC Potential | F3 | Industrial | Stone, Clay, and Glass | Existing | Space Heating | Natural Gas | Insulation - Roof/Ceiling | A | Integrated Unit Winter Peak Savings (kW) | Achievable Economic TRC Potential | 0 | 0 | 0 | 0 | 0 | 0 | 0 | 0 | 0 | 0 | 0 | 0 | 0 | 0 | 0 | 0 | 0 | 0 | 0 | 0 | 0 | 0 | 0 | 0 | 0 | 0 | 0 | 0 | 0 | 0 | 0
F4_Industrial_Stone, Clay, and Glass_Existing_Space Heating_Natural Gas_Insulation - Roof/Ceiling_A_Achievable Economic TRC Potential | F4 | Industrial | Stone, Clay, and Glass | Existing | Space Heating | Natural Gas | Insulation - Roof/Ceiling | A | Incremental Energy Savings (MWh or mTherms) | Achievable Economic TRC Potential | 0 | 0 | 0 | 0 | 0 | 0.30269 | 0.5259 | 0.80654 | 1.1194 | 1.4113 | 1.6071 | 1.7045 | 1.6781 | 1.5183 | 1.3119 | 1.0519 | 0.80423 | 0.57966 | 0.39556 | 0.26011 | 0.16254 | 0.097242 | 0.064862 | 0 | 0 | 0 | 0 | 0 | 0 | 0 | 0
F5_Industrial_Stone, Clay, and Glass_Existing_Space Heating_Natural Gas_Insulation - Roof/Ceiling_A_Achievable Economic TRC Potential | F5 | Industrial | Stone, Clay, and Glass | Existing | Space Heating | Natural Gas | Insulation - Roof/Ceiling | A | Incremental Summer Peak Savings (MW) | Achievable Economic TRC Potential | 0 | 0 | 0 | 0 | 0 | 0 | 0 | 0 | 0 | 0 | 0 | 0 | 0 | 0 | 0 | 0 | 0 | 0 | 0 | 0 | 0 | 0 | 0 | 0 | 0 | 0 | 0 | 0 | 0 | 0 | 0
F6_Industrial_Stone, Clay, and Glass_Existing_Space Heating_Natural Gas_Insulation - Roof/Ceiling_A_Achievable Economic TRC Potential | F6 | Industrial | Stone, Clay, and Glass | Existing | Space Heating | Natural Gas | Insulation - Roof/Ceiling | A | Incremental Winter Peak Savings (MW) | Achievable Economic TRC Potential | 0 | 0 | 0 | 0 | 0 | 0 | 0 | 0 | 0 | 0 | 0 | 0 | 0 | 0 | 0 | 0 | 0 | 0 | 0 | 0 | 0 | 0 | 0 | 0 | 0 | 0 | 0 | 0 | 0 | 0 | 0
F7_Industrial_Stone, Clay, and Glass_Existing_Space Heating_Natural Gas_Insulation - Roof/Ceiling_A_Achievable Economic TRC Potential | F7 | Industrial | Stone, Clay, and Glass | Existing | Space Heating | Natural Gas | Insulation - Roof/Ceiling | A | Cumulative Energy Savings (MWh or mTherms) | Achievable Economic TRC Potential | 0 | 0 | 0 | 0 | 0 | 0.30269 | 0.82658 | 1.6263 | 2.7308 | 4.1141 | 5.6744 | 7.3081 | 8.8877 | 10.2733 | 11.4179 | 12.2762 | 12.8698 | 13.2322 | 13.4112 | 13.4726 | 13.4472 | 13.3657 | 13.2801 | 13.1466 | 13.0255 | 12.9377 | 12.8622 | 12.7918 | 0 | 0 | 0
F8_Industrial_Stone, Clay, and Glass_Existing_Space Heating_Natural Gas_Insulation - Roof/Ceiling_A_Achievable Economic TRC Potential | F8 | Industrial | Stone, Clay, and Glass | Existing | Space Heating | Natural Gas | Insulation - Roof/Ceiling | A | Cumulative Summer Peak Savings (MW) | Achievable Economic TRC Potential | 0 | 0 | 0 | 0 | 0 | 0 | 0 | 0 | 0 | 0 | 0 | 0 | 0 | 0 | 0 | 0 | 0 | 0 | 0 | 0 | 0 | 0 | 0 | 0 | 0 | 0 | 0 | 0 | 0 | 0 | 0
F9_Industrial_Stone, Clay, and Glass_Existing_Space Heating_Natural Gas_Insulation - Roof/Ceiling_A_Achievable Economic TRC Potential | F9 | Industrial | Stone, Clay, and Glass | Existing | Space Heating | Natural Gas | Insulation - Roof/Ceiling | A | Cumulative Winter Peak Savings (MW) | Achievable Economic TRC Potential | 0 | 0 | 0 | 0 | 0 | 0 | 0 | 0 | 0 | 0 | 0 | 0 | 0 | 0 | 0 | 0 | 0 | 0 | 0 | 0 | 0 | 0 | 0 | 0 | 0 | 0 | 0 | 0 | 0 | 0 | 0
F10_Industrial_Stone, Clay, and Glass_Existing_Space Heating_Natural Gas_Insulation - Roof/Ceiling_A_Achievable Economic TRC Potential | F10 | Industrial | Stone, Clay, and Glass | Existing | Space Heating | Natural Gas | Insulation - Roof/Ceiling | A | Purchases (Incremental) | Achievable Economic TRC Potential | 0 | 0 | 0 | 0 | 0 | 3044.0202 | 5324.1118 | 8233.11 | 11532.5856 | 14689.973 | 16920.6631 | 18172.4571 | 18135.5592 | 16657.7346 | 14631.1676 | 11934.292 | 9283.4317 | 6805.9952 | 4721.7003 | 3151.529 | 1997.2251 | 1210.974 | 816.9432 | 0 | 0 | 0 | 0 | 0 | 0 | 0 | 0
F11_Industrial_Stone, Clay, and Glass_Existing_Space Heating_Natural Gas_Insulation - Roof/Ceiling_A_Achievable Economic TRC Potential | F11 | Industrial | Stone, Clay, and Glass | Existing | Space Heating | Natural Gas | Insulation - Roof/Ceiling | A | Purchases (Cumulative) | Achievable Economic TRC Potential | 0 | 0 | 0 | 0 | 0 | 3044.0202 | 8368.132 | 16601.242 | 28133.8276 | 42823.8006 | 59744.4637 | 77916.9208 | 96052.48 | 112710.2145 | 127341.3821 | 139275.6742 | 148559.1059 | 155365.1011 | 160086.8015 | 163238.3304 | 165235.5555 | 166446.5295 | 167263.4727 | 167263.4727 | 167263.4727 | 167263.4727 | 167263.4727 | 167263.4727 | 167263.4727 | 167263.4727 | 167263.4727
F1_Industrial_Stone, Clay, and Glass_Existing_Space Heating_Natural Gas_Insulation - Wall Cavity_A_Achievable Economic TRC Potential | F1 | Industrial | Stone, Clay, and Glass | Existing | Space Heating | Natural Gas | Insulation - Wall Cavity | A | Integrated Unit Energy Savings (kWh or therms) | Achievable Economic TRC Potential | 0 | 0 | 0 | 0 | 0 | 0.017839 | 0.017601 | 0.017271 | 0.016858 | 0.016365 | 0.015798 | 0.015204 | 0.014608 | 0.014001 | 0.013475 | 0.012973 | 0.01256 | 0.012196 | 0.011873 | 0.011639 | 0.011424 | 0.011236 | 0.011083 | 0.01096 | 0.010849 | 0.010767 | 0.010696 | 0.01063 | 0 | 0 | 0
F2_Industrial_Stone, Clay, and Glass_Existing_Space Heating_Natural Gas_Insulation - Wall Cavity_A_Achievable Economic TRC Potential | F2 | Industrial | Stone, Clay, and Glass | Existing | Space Heating | Natural Gas | Insulation - Wall Cavity | A | Integrated Unit Summer Peak Savings (kW) | Achievable Economic TRC Potential | 0 | 0 | 0 | 0 | 0 | 0 | 0 | 0 | 0 | 0 | 0 | 0 | 0 | 0 | 0 | 0 | 0 | 0 | 0 | 0 | 0 | 0 | 0 | 0 | 0 | 0 | 0 | 0 | 0 | 0 | 0
F3_Industrial_Stone, Clay, and Glass_Existing_Space Heating_Natural Gas_Insulation - Wall Cavity_A_Achievable Economic TRC Potential | F3 | Industrial | Stone, Clay, and Glass | Existing | Space Heating | Natural Gas | Insulation - Wall Cavity | A | Integrated Unit Winter Peak Savings (kW) | Achievable Economic TRC Potential | 0 | 0 | 0 | 0 | 0 | 0 | 0 | 0 | 0 | 0 | 0 | 0 | 0 | 0 | 0 | 0 | 0 | 0 | 0 | 0 | 0 | 0 | 0 | 0 | 0 | 0 | 0 | 0 | 0 | 0 | 0
F4_Industrial_Stone, Clay, and Glass_Existing_Space Heating_Natural Gas_Insulation - Wall Cavity_A_Achievable Economic TRC Potential | F4 | Industrial | Stone, Clay, and Glass | Existing | Space Heating | Natural Gas | Insulation - Wall Cavity | A | Incremental Energy Savings (MWh or mTherms) | Achievable Economic TRC Potential | 0 | 0 | 0 | 0 | 0 | 0.054303 | 0.093709 | 0.14219 | 0.19442 | 0.24041 | 0.26731 | 0.2763 | 0.26493 | 0.23322 | 0.19715 | 0.15482 | 0.1166 | 0.083003 | 0.056062 | 0.03668 | 0.022817 | 0.013607 | 0.0090538 | 0 | 0 | 0 | 0 | 0 | 0 | 0 | 0
F5_Industrial_Stone, Clay, and Glass_Existing_Space Heating_Natural Gas_Insulation - Wall Cavity_A_Achievable Economic TRC Potential | F5 | Industrial | Stone, Clay, and Glass | Existing | Space Heating | Natural Gas | Insulation - Wall Cavity | A | Incremental Summer Peak Savings (MW) | Achievable Economic TRC Potential | 0 | 0 | 0 | 0 | 0 | 0 | 0 | 0 | 0 | 0 | 0 | 0 | 0 | 0 | 0 | 0 | 0 | 0 | 0 | 0 | 0 | 0 | 0 | 0 | 0 | 0 | 0 | 0 | 0 | 0 | 0
F6_Industrial_Stone, Clay, and Glass_Existing_Space Heating_Natural Gas_Insulation - Wall Cavity_A_Achievable Economic TRC Potential | F6 | Industrial | Stone, Clay, and Glass | Existing | Space Heating | Natural Gas | Insulation - Wall Cavity | A | Incremental Winter Peak Savings (MW) | Achievable Economic TRC Potential | 0 | 0 | 0 | 0 | 0 | 0 | 0 | 0 | 0 | 0 | 0 | 0 | 0 | 0 | 0 | 0 | 0 | 0 | 0 | 0 | 0 | 0 | 0 | 0 | 0 | 0 | 0 | 0 | 0 | 0 | 0
F7_Industrial_Stone, Clay, and Glass_Existing_Space Heating_Natural Gas_Insulation - Wall Cavity_A_Achievable Economic TRC Potential | F7 | Industrial | Stone, Clay, and Glass | Existing | Space Heating | Natural Gas | Insulation - Wall Cavity | A | Cumulative Energy Savings (MWh or mTherms) | Achievable Economic TRC Potential | 0 | 0 | 0 | 0 | 0 | 0.054303 | 0.14729 | 0.28672 | 0.47428 | 0.70082 | 0.94382 | 1.1847 | 1.4031 | 1.578 | 1.7159 | 1.8068 | 1.866 | 1.8948 | 1.9008 | 1.8999 | 1.8877 | 1.8703 | 1.8537 | 1.8332 | 1.8147 | 1.8009 | 1.789 | 1.7779 | 0 | 0 | 0
F8_Industrial_Stone, Clay, and Glass_Existing_Space Heating_Natural Gas_Insulation - Wall Cavity_A_Achievable Economic TRC Potential | F8 | Industrial | Stone, Clay, and Glass | Existing | Space Heating | Natural Gas | Insulation - Wall Cavity | A | Cumulative Summer Peak Savings (MW) | Achievable Economic TRC Potential | 0 | 0 | 0 | 0 | 0 | 0 | 0 | 0 | 0 | 0 | 0 | 0 | 0 | 0 | 0 | 0 | 0 | 0 | 0 | 0 | 0 | 0 | 0 | 0 | 0 | 0 | 0 | 0 | 0 | 0 | 0
F9_Industrial_Stone, Clay, and Glass_Existing_Space Heating_Natural Gas_Insulation - Wall Cavity_A_Achievable Economic TRC Potential | F9 | Industrial | Stone, Clay, and Glass | Existing | Space Heating | Natural Gas | Insulation - Wall Cavity | A | Cumulative Winter Peak Savings (MW) | Achievable Economic TRC Potential | 0 | 0 | 0 | 0 | 0 | 0 | 0 | 0 | 0 | 0 | 0 | 0 | 0 | 0 | 0 | 0 | 0 | 0 | 0 | 0 | 0 | 0 | 0 | 0 | 0 | 0 | 0 | 0 | 0 | 0 | 0
F10_Industrial_Stone, Clay, and Glass_Existing_Space Heating_Natural Gas_Insulation - Wall Cavity_A_Achievable Economic TRC Potential | F10 | Industrial | Stone, Clay, and Glass | Existing | Space Heating | Natural Gas | Insulation - Wall Cavity | A | Purchases (Incremental) | Achievable Economic TRC Potential | 0 | 0 | 0 | 0 | 0 | 3044.0202 | 5324.1118 | 8233.11 | 11532.5856 | 14689.973 | 16920.6631 | 18172.4571 | 18135.5592 | 16657.7346 | 14631.1676 | 11934.292 | 9283.4317 | 6805.9952 | 4721.7003 | 3151.529 | 1997.2251 | 1210.974 | 816.9432 | 0 | 0 | 0 | 0 | 0 | 0 | 0 | 0
F11_Industrial_Stone, Clay, and Glass_Existing_Space Heating_Natural Gas_Insulation - Wall Cavity_A_Achievable Economic TRC Potential | F11 | Industrial | Stone, Clay, and Glass | Existing | Space Heating | Natural Gas | Insulation - Wall Cavity | A | Purchases (Cumulative) | Achievable Economic TRC Potential | 0 | 0 | 0 | 0 | 0 | 3044.0202 | 8368.132 | 16601.242 | 28133.8276 | 42823.8006 | 59744.4637 | 77916.9208 | 96052.48 | 112710.2145 | 127341.3821 | 139275.6742 | 148559.1059 | 155365.1011 | 160086.8015 | 163238.3304 | 165235.5555 | 166446.5295 | 167263.4727 | 167263.4727 | 167263.4727 | 167263.4727 | 167263.4727 | 167263.4727 | 167263.4727 | 167263.4727 | 167263.4727
F1_Industrial_Stone, Clay, and Glass_Existing_Space Heating_Natural Gas_Insulation - Ducting_A_Achievable Economic TRC Potential | F1 | Industrial | Stone, Clay, and Glass | Existing | Space Heating | Natural Gas | Insulation - Ducting | A | Integrated Unit Energy Savings (kWh or therms) | Achievable Economic TRC Potential | 0 | 0 | 0 | 0 | 0 | 0.001621 | 0.0015908 | 0.0015494 | 0.0015002 | 0.0014437 | 0.001381 | 0.001317 | 0.0012546 | 0.0011928 | 0.0011403 | 0.0010916 | 0.0010523 | 0.0010177 | 0.00098731 | 0.00096484 | 0.0009441 | 0.00092601 | 0.00091007 | 0.00089701 | 0.00088498 | 0.00087544 | 0.00086697 | 0.00085904 | 0.00131 | 0.0013019 | 0.0012943
F2_Industrial_Stone, Clay, and Glass_Existing_Space Heating_Natural Gas_Insulation - Ducting_A_Achievable Economic TRC Potential | F2 | Industrial | Stone, Clay, and Glass | Existing | Space Heating | Natural Gas | Insulation - Ducting | A | Integrated Unit Summer Peak Savings (kW) | Achievable Economic TRC Potential | 0 | 0 | 0 | 0 | 0 | 0 | 0 | 0 | 0 | 0 | 0 | 0 | 0 | 0 | 0 | 0 | 0 | 0 | 0 | 0 | 0 | 0 | 0 | 0 | 0 | 0 | 0 | 0 | 0 | 0 | 0
F3_Industrial_Stone, Clay, and Glass_Existing_Space Heating_Natural Gas_Insulation - Ducting_A_Achievable Economic TRC Potential | F3 | Industrial | Stone, Clay, and Glass | Existing | Space Heating | Natural Gas | Insulation - Ducting | A | Integrated Unit Winter Peak Savings (kW) | Achievable Economic TRC Potential | 0 | 0 | 0 | 0 | 0 | 0 | 0 | 0 | 0 | 0 | 0 | 0 | 0 | 0 | 0 | 0 | 0 | 0 | 0 | 0 | 0 | 0 | 0 | 0 | 0 | 0 | 0 | 0 | 0 | 0 | 0
F4_Industrial_Stone, Clay, and Glass_Existing_Space Heating_Natural Gas_Insulation - Ducting_A_Achievable Economic TRC Potential | F4 | Industrial | Stone, Clay, and Glass | Existing | Space Heating | Natural Gas | Insulation - Ducting | A | Incremental Energy Savings (MWh or mTherms) | Achievable Economic TRC Potential | 0 | 0 | 0 | 0 | 0 | 0 | 0 | 0 | 0 | 0 | 0 | 0 | 0 | 0 | 0 | 0 | 0 | 0 | 0 | 0 | 0 | 0 | 0 | 0 | 0 | 0 | 0 | 0 | 0 | 0 | 0
F5_Industrial_Stone, Clay, and Glass_Existing_Space Heating_Natural Gas_Insulation - Ducting_A_Achievable Economic TRC Potential | F5 | Industrial | Stone, Clay, and Glass | Existing | Space Heating | Natural Gas | Insulation - Ducting | A | Incremental Summer Peak Savings (MW) | Achievable Economic TRC Potential | 0 | 0 | 0 | 0 | 0 | 0 | 0 | 0 | 0 | 0 | 0 | 0 | 0 | 0 | 0 | 0 | 0 | 0 | 0 | 0 | 0 | 0 | 0 | 0 | 0 | 0 | 0 | 0 | 0 | 0 | 0
F6_Industrial_Stone, Clay, and Glass_Existing_Space Heating_Natural Gas_Insulation - Ducting_A_Achievable Economic TRC Potential | F6 | Industrial | Stone, Clay, and Glass | Existing | Space Heating | Natural Gas | Insulation - Ducting | A | Incremental Winter Peak Savings (MW) | Achievable Economic TRC Potential | 0 | 0 | 0 | 0 | 0 | 0 | 0 | 0 | 0 | 0 | 0 | 0 | 0 | 0 | 0 | 0 | 0 | 0 | 0 | 0 | 0 | 0 | 0 | 0 | 0 | 0 | 0 | 0 | 0 | 0 | 0
F7_Industrial_Stone, Clay, and Glass_Existing_Space Heating_Natural Gas_Insulation - Ducting_A_Achievable Economic TRC Potential | F7 | Industrial | Stone, Clay, and Glass | Existing | Space Heating | Natural Gas | Insulation - Ducting | A | Cumulative Energy Savings (MWh or mTherms) | Achievable Economic TRC Potential | 0 | 0 | 0 | 0 | 0 | 0 | 0 | 0 | 0 | 0 | 0 | 0 | 0 | 0 | 0 | 0 | 0 | 0 | 0 | 0 | 0 | 0 | 0 | 0 | 0 | 0 | 0 | 0 | 0 | 0 | 0
F8_Industrial_Stone, Clay, and Glass_Existing_Space Heating_Natural Gas_Insulation - Ducting_A_Achievable Economic TRC Potential | F8 | Industrial | Stone, Clay, and Glass | Existing | Space Heating | Natural Gas | Insulation - Ducting | A | Cumulative Summer Peak Savings (MW) | Achievable Economic TRC Potential | 0 | 0 | 0 | 0 | 0 | 0 | 0 | 0 | 0 | 0 | 0 | 0 | 0 | 0 | 0 | 0 | 0 | 0 | 0 | 0 | 0 | 0 | 0 | 0 | 0 | 0 | 0 | 0 | 0 | 0 | 0
F9_Industrial_Stone, Clay, and Glass_Existing_Space Heating_Natural Gas_Insulation - Ducting_A_Achievable Economic TRC Potential | F9 | Industrial | Stone, Clay, and Glass | Existing | Space Heating | Natural Gas | Insulation - Ducting | A | Cumulative Winter Peak Savings (MW) | Achievable Economic TRC Potential | 0 | 0 | 0 | 0 | 0 | 0 | 0 | 0 | 0 | 0 | 0 | 0 | 0 | 0 | 0 | 0 | 0 | 0 | 0 | 0 | 0 | 0 | 0 | 0 | 0 | 0 | 0 | 0 | 0 | 0 | 0
F10_Industrial_Stone, Clay, and Glass_Existing_Space Heating_Natural Gas_Insulation - Ducting_A_Achievable Economic TRC Potential | F10 | Industrial | Stone, Clay, and Glass | Existing | Space Heating | Natural Gas | Insulation - Ducting | A | Purchases (Incremental) | Achievable Economic TRC Potential | 0 | 0 | 0 | 0 | 0 | 0 | 0 | 0 | 0 | 0 | 0 | 0 | 0 | 0 | 0 | 0 | 0 | 0 | 0 | 0 | 0 | 0 | 0 | 0 | 0 | 0 | 0 | 0 | 0 | 0 | 0
F11_Industrial_Stone, Clay, and Glass_Existing_Space Heating_Natural Gas_Insulation - Ducting_A_Achievable Economic TRC Potential | F11 | Industrial | Stone, Clay, and Glass | Existing | Space Heating | Natural Gas | Insulation - Ducting | A | Purchases (Cumulative) | Achievable Economic TRC Potential | 0 | 0 | 0 | 0 | 0 | 0 | 0 | 0 | 0 | 0 | 0 | 0 | 0 | 0 | 0 | 0 | 0 | 0 | 0 | 0 | 0 | 0 | 0 | 0 | 0 | 0 | 0 | 0 | 0 | 0 | 0
F1_Industrial_Stone, Clay, and Glass_Existing_Space Heating_Natural Gas_HVAC - Duct Repair and Sealing_A_Achievable Economic TRC Potential | F1 | Industrial | Stone, Clay, and Glass | Existing | Space Heating | Natural Gas | HVAC - Duct Repair and Sealing | A | Integrated Unit Energy Savings (kWh or therms) | Achievable Economic TRC Potential | 0 | 0 | 0 | 0 | 0 | 0.0038188 | 0.0037522 | 0.0036614 | 0.0035544 | 0.0034321 | 0.0032963 | 0.0031571 | 0.0030204 | 0.0028841 | 0.0027667 | 0.0026569 | 0.0025671 | 0.0024874 | 0.0024167 | 0.0023634 | 0.0023142 | 0.0022709 | 0.0022326 | 0.0022009 | 0.0021716 | 0.0021485 | 0.002128 | 0.0021087 | 0.0030839 | 0.0030649 | 0.0030471
F2_Industrial_Stone, Clay, and Glass_Existing_Space Heating_Natural Gas_HVAC - Duct Repair and Sealing_A_Achievable Economic TRC Potential | F2 | Industrial | Stone, Clay, and Glass | Existing | Space Heating | Natural Gas | HVAC - Duct Repair and Sealing | A | Integrated Unit Summer Peak Savings (kW) | Achievable Economic TRC Potential | 0 | 0 | 0 | 0 | 0 | 0 | 0 | 0 | 0 | 0 | 0 | 0 | 0 | 0 | 0 | 0 | 0 | 0 | 0 | 0 | 0 | 0 | 0 | 0 | 0 | 0 | 0 | 0 | 0 | 0 | 0
F3_Industrial_Stone, Clay, and Glass_Existing_Space Heating_Natural Gas_HVAC - Duct Repair and Sealing_A_Achievable Economic TRC Potential | F3 | Industrial | Stone, Clay, and Glass | Existing | Space Heating | Natural Gas | HVAC - Duct Repair and Sealing | A | Integrated Unit Winter Peak Savings (kW) | Achievable Economic TRC Potential | 0 | 0 | 0 | 0 | 0 | 0 | 0 | 0 | 0 | 0 | 0 | 0 | 0 | 0 | 0 | 0 | 0 | 0 | 0 | 0 | 0 | 0 | 0 | 0 | 0 | 0 | 0 | 0 | 0 | 0 | 0
F4_Industrial_Stone, Clay, and Glass_Existing_Space Heating_Natural Gas_HVAC - Duct Repair and Sealing_A_Achievable Economic TRC Potential | F4 | Industrial | Stone, Clay, and Glass | Existing | Space Heating | Natural Gas | HVAC - Duct Repair and Sealing | A | Incremental Energy Savings (MWh or mTherms) | Achievable Economic TRC Potential | 0 | 0 | 0 | 0 | 0 | 0 | 0 | 0 | 0 | 0 | 0 | 0 | 0 | 0 | 0 | 0 | 0 | 0 | 0 | 0 | 0 | 0 | 0 | 0 | 0 | 0 | 0 | 0 | 0 | 0 | 0
F5_Industrial_Stone, Clay, and Glass_Existing_Space Heating_Natural Gas_HVAC - Duct Repair and Sealing_A_Achievable Economic TRC Potential | F5 | Industrial | Stone, Clay, and Glass | Existing | Space Heating | Natural Gas | HVAC - Duct Repair and Sealing | A | Incremental Summer Peak Savings (MW) | Achievable Economic TRC Potential | 0 | 0 | 0 | 0 | 0 | 0 | 0 | 0 | 0 | 0 | 0 | 0 | 0 | 0 | 0 | 0 | 0 | 0 | 0 | 0 | 0 | 0 | 0 | 0 | 0 | 0 | 0 | 0 | 0 | 0 | 0
F6_Industrial_Stone, Clay, and Glass_Existing_Space Heating_Natural Gas_HVAC - Duct Repair and Sealing_A_Achievable Economic TRC Potential | F6 | Industrial | Stone, Clay, and Glass | Existing | Space Heating | Natural Gas | HVAC - Duct Repair and Sealing | A | Incremental Winter Peak Savings (MW) | Achievable Economic TRC Potential | 0 | 0 | 0 | 0 | 0 | 0 | 0 | 0 | 0 | 0 | 0 | 0 | 0 | 0 | 0 | 0 | 0 | 0 | 0 | 0 | 0 | 0 | 0 | 0 | 0 | 0 | 0 | 0 | 0 | 0 | 0
F7_Industrial_Stone, Clay, and Glass_Existing_Space Heating_Natural Gas_HVAC - Duct Repair and Sealing_A_Achievable Economic TRC Potential | F7 | Industrial | Stone, Clay, and Glass | Existing | Space Heating | Natural Gas | HVAC - Duct Repair and Sealing | A | Cumulative Energy Savings (MWh or mTherms) | Achievable Economic TRC Potential | 0 | 0 | 0 | 0 | 0 | 0 | 0 | 0 | 0 | 0 | 0 | 0 | 0 | 0 | 0 | 0 | 0 | 0 | 0 | 0 | 0 | 0 | 0 | 0 | 0 | 0 | 0 | 0 | 0 | 0 | 0
F8_Industrial_Stone, Clay, and Glass_Existing_Space Heating_Natural Gas_HVAC - Duct Repair and Sealing_A_Achievable Economic TRC Potential | F8 | Industrial | Stone, Clay, and Glass | Existing | Space Heating | Natural Gas | HVAC - Duct Repair and Sealing | A | Cumulative Summer Peak Savings (MW) | Achievable Economic TRC Potential | 0 | 0 | 0 | 0 | 0 | 0 | 0 | 0 | 0 | 0 | 0 | 0 | 0 | 0 | 0 | 0 | 0 | 0 | 0 | 0 | 0 | 0 | 0 | 0 | 0 | 0 | 0 | 0 | 0 | 0 | 0
F9_Industrial_Stone, Clay, and Glass_Existing_Space Heating_Natural Gas_HVAC - Duct Repair and Sealing_A_Achievable Economic TRC Potential | F9 | Industrial | Stone, Clay, and Glass | Existing | Space Heating | Natural Gas | HVAC - Duct Repair and Sealing | A | Cumulative Winter Peak Savings (MW) | Achievable Economic TRC Potential | 0 | 0 | 0 | 0 | 0 | 0 | 0 | 0 | 0 | 0 | 0 | 0 | 0 | 0 | 0 | 0 | 0 | 0 | 0 | 0 | 0 | 0 | 0 | 0 | 0 | 0 | 0 | 0 | 0 | 0 | 0
F10_Industrial_Stone, Clay, and Glass_Existing_Space Heating_Natural Gas_HVAC - Duct Repair and Sealing_A_Achievable Economic TRC Potential | F10 | Industrial | Stone, Clay, and Glass | Existing | Space Heating | Natural Gas | HVAC - Duct Repair and Sealing | A | Purchases (Incremental) | Achievable Economic TRC Potential | 0 | 0 | 0 | 0 | 0 | 0 | 0 | 0 | 0 | 0 | 0 | 0 | 0 | 0 | 0 | 0 | 0 | 0 | 0 | 0 | 0 | 0 | 0 | 0 | 0 | 0 | 0 | 0 | 0 | 0 | 0
F11_Industrial_Stone, Clay, and Glass_Existing_Space Heating_Natural Gas_HVAC - Duct Repair and Sealing_A_Achievable Economic TRC Potential | F11 | Industrial | Stone, Clay, and Glass | Existing | Space Heating | Natural Gas | HVAC - Duct Repair and Sealing | A | Purchases (Cumulative) | Achievable Economic TRC Potential | 0 | 0 | 0 | 0 | 0 | 0 | 0 | 0 | 0 | 0 | 0 | 0 | 0 | 0 | 0 | 0 | 0 | 0 | 0 | 0 | 0 | 0 | 0 | 0 | 0 | 0 | 0 | 0 | 0 | 0 | 0
F1_Industrial_Stone, Clay, and Glass_Existing_Space Heating_Natural Gas_Windows - High Efficiency_A_Achievable Economic TRC Potential | F1 | Industrial | Stone, Clay, and Glass | Existing | Space Heating | Natural Gas | Windows - High Efficiency | A | Integrated Unit Energy Savings (kWh or therms) | Achievable Economic TRC Potential | 0 | 0 | 0 | 0 | 0 | 0.0056576 | 0.0055754 | 0.0054605 | 0.0053161 | 0.0051434 | 0.0049449 | 0.0047388 | 0.0045335 | 0.0043261 | 0.0041494 | 0.003982 | 0.0038468 | 0.0037281 | 0.0036241 | 0.0035499 | 0.0034821 | 0.0034233 | 0.0033752 | 0.0033375 | 0.0033033 | 0.0032778 | 0.0032558 | 0.0032353 | 0 | 0 | 0
F2_Industrial_Stone, Clay, and Glass_Existing_Space Heating_Natural Gas_Windows - High Efficiency_A_Achievable Economic TRC Potential | F2 | Industrial | Stone, Clay, and Glass | Existing | Space Heating | Natural Gas | Windows - High Efficiency | A | Integrated Unit Summer Peak Savings (kW) | Achievable Economic TRC Potential | 0 | 0 | 0 | 0 | 0 | 0 | 0 | 0 | 0 | 0 | 0 | 0 | 0 | 0 | 0 | 0 | 0 | 0 | 0 | 0 | 0 | 0 | 0 | 0 | 0 | 0 | 0 | 0 | 0 | 0 | 0
F3_Industrial_Stone, Clay, and Glass_Existing_Space Heating_Natural Gas_Windows - High Efficiency_A_Achievable Economic TRC Potential | F3 | Industrial | Stone, Clay, and Glass | Existing | Space Heating | Natural Gas | Windows - High Efficiency | A | Integrated Unit Winter Peak Savings (kW) | Achievable Economic TRC Potential | 0 | 0 | 0 | 0 | 0 | 0 | 0 | 0 | 0 | 0 | 0 | 0 | 0 | 0 | 0 | 0 | 0 | 0 | 0 | 0 | 0 | 0 | 0 | 0 | 0 | 0 | 0 | 0 | 0 | 0 | 0
F4_Industrial_Stone, Clay, and Glass_Existing_Space Heating_Natural Gas_Windows - High Efficiency_A_Achievable Economic TRC Potential | F4 | Industrial | Stone, Clay, and Glass | Existing | Space Heating | Natural Gas | Windows - High Efficiency | A | Incremental Energy Savings (MWh or mTherms) | Achievable Economic TRC Potential | 0 | 0 | 0 | 0 | 0 | 0 | 0 | 0 | 0 | 0 | 0 | 0 | 0 | 0 | 0 | 0 | 0 | 0 | 0 | 0 | 0 | 0 | 0 | 0 | 0 | 0 | 0 | 0 | 0 | 0 | 0
F5_Industrial_Stone, Clay, and Glass_Existing_Space Heating_Natural Gas_Windows - High Efficiency_A_Achievable Economic TRC Potential | F5 | Industrial | Stone, Clay, and Glass | Existing | Space Heating | Natural Gas | Windows - High Efficiency | A | Incremental Summer Peak Savings (MW) | Achievable Economic TRC Potential | 0 | 0 | 0 | 0 | 0 | 0 | 0 | 0 | 0 | 0 | 0 | 0 | 0 | 0 | 0 | 0 | 0 | 0 | 0 | 0 | 0 | 0 | 0 | 0 | 0 | 0 | 0 | 0 | 0 | 0 | 0
F6_Industrial_Stone, Clay, and Glass_Existing_Space Heating_Natural Gas_Windows - High Efficiency_A_Achievable Economic TRC Potential | F6 | Industrial | Stone, Clay, and Glass | Existing | Space Heating | Natural Gas | Windows - High Efficiency | A | Incremental Winter Peak Savings (MW) | Achievable Economic TRC Potential | 0 | 0 | 0 | 0 | 0 | 0 | 0 | 0 | 0 | 0 | 0 | 0 | 0 | 0 | 0 | 0 | 0 | 0 | 0 | 0 | 0 | 0 | 0 | 0 | 0 | 0 | 0 | 0 | 0 | 0 | 0
F7_Industrial_Stone, Clay, and Glass_Existing_Space Heating_Natural Gas_Windows - High Efficiency_A_Achievable Economic TRC Potential | F7 | Industrial | Stone, Clay, and Glass | Existing | Space Heating | Natural Gas | Windows - High Efficiency | A | Cumulative Energy Savings (MWh or mTherms) | Achievable Economic TRC Potential | 0 | 0 | 0 | 0 | 0 | 0 | 0 | 0 | 0 | 0 | 0 | 0 | 0 | 0 | 0 | 0 | 0 | 0 | 0 | 0 | 0 | 0 | 0 | 0 | 0 | 0 | 0 | 0 | 0 | 0 | 0
F8_Industrial_Stone, Clay, and Glass_Existing_Space Heating_Natural Gas_Windows - High Efficiency_A_Achievable Economic TRC Potential | F8 | Industrial | Stone, Clay, and Glass | Existing | Space Heating | Natural Gas | Windows - High Efficiency | A | Cumulative Summer Peak Savings (MW) | Achievable Economic TRC Potential | 0 | 0 | 0 | 0 | 0 | 0 | 0 | 0 | 0 | 0 | 0 | 0 | 0 | 0 | 0 | 0 | 0 | 0 | 0 | 0 | 0 | 0 | 0 | 0 | 0 | 0 | 0 | 0 | 0 | 0 | 0
F9_Industrial_Stone, Clay, and Glass_Existing_Space Heating_Natural Gas_Windows - High Efficiency_A_Achievable Economic TRC Potential | F9 | Industrial | Stone, Clay, and Glass | Existing | Space Heating | Natural Gas | Windows - High Efficiency | A | Cumulative Winter Peak Savings (MW) | Achievable Economic TRC Potential | 0 | 0 | 0 | 0 | 0 | 0 | 0 | 0 | 0 | 0 | 0 | 0 | 0 | 0 | 0 | 0 | 0 | 0 | 0 | 0 | 0 | 0 | 0 | 0 | 0 | 0 | 0 | 0 | 0 | 0 | 0
F10_Industrial_Stone, Clay, and Glass_Existing_Space Heating_Natural Gas_Windows - High Efficiency_A_Achievable Economic TRC Potential | F10 | Industrial | Stone, Clay, and Glass | Existing | Space Heating | Natural Gas | Windows - High Efficiency | A | Purchases (Incremental) | Achievable Economic TRC Potential | 0 | 0 | 0 | 0 | 0 | 0 | 0 | 0 | 0 | 0 | 0 | 0 | 0 | 0 | 0 | 0 | 0 | 0 | 0 | 0 | 0 | 0 | 0 | 0 | 0 | 0 | 0 | 0 | 0 | 0 | 0
F11_Industrial_Stone, Clay, and Glass_Existing_Space Heating_Natural Gas_Windows - High Efficiency_A_Achievable Economic TRC Potential | F11 | Industrial | Stone, Clay, and Glass | Existing | Space Heating | Natural Gas | Windows - High Efficiency | A | Purchases (Cumulative) | Achievable Economic TRC Potential | 0 | 0 | 0 | 0 | 0 | 0 | 0 | 0 | 0 | 0 | 0 | 0 | 0 | 0 | 0 | 0 | 0 | 0 | 0 | 0 | 0 | 0 | 0 | 0 | 0 | 0 | 0 | 0 | 0 | 0 | 0
F1_Industrial_Stone, Clay, and Glass_Existing_Space Heating_Natural Gas_Gas Boiler - Maintenance_A_Achievable Economic TRC Potential | F1 | Industrial | Stone, Clay, and Glass | Existing | Space Heating | Natural Gas | Gas Boiler - Maintenance | A | Integrated Unit Energy Savings (kWh or therms) | Achievable Economic TRC Potential | 0 | 0 | 0 | 0 | 0 | 7.0154 | 6.9665 | 6.9168 | 6.8651 | 6.8114 | 6.7566 | 6.7002 | 6.6421 | 6.5816 | 6.5152 | 6.451 | 6.3861 | 6.3224 | 6.2599 | 6.1998 | 6.1422 | 6.0833 | 6.0299 | 5.9794 | 5.9298 | 5.8847 | 5.8461 | 5.8105 | 6.0601 | 6.0352 | 6.0125
F2_Industrial_Stone, Clay, and Glass_Existing_Space Heating_Natural Gas_Gas Boiler - Maintenance_A_Achievable Economic TRC Potential | F2 | Industrial | Stone, Clay, and Glass | Existing | Space Heating | Natural Gas | Gas Boiler - Maintenance | A | Integrated Unit Summer Peak Savings (kW) | Achievable Economic TRC Potential | 0 | 0 | 0 | 0 | 0 | 0 | 0 | 0 | 0 | 0 | 0 | 0 | 0 | 0 | 0 | 0 | 0 | 0 | 0 | 0 | 0 | 0 | 0 | 0 | 0 | 0 | 0 | 0 | 0 | 0 | 0
F3_Industrial_Stone, Clay, and Glass_Existing_Space Heating_Natural Gas_Gas Boiler - Maintenance_A_Achievable Economic TRC Potential | F3 | Industrial | Stone, Clay, and Glass | Existing | Space Heating | Natural Gas | Gas Boiler - Maintenance | A | Integrated Unit Winter Peak Savings (kW) | Achievable Economic TRC Potential | 0 | 0 | 0 | 0 | 0 | 0 | 0 | 0 | 0 | 0 | 0 | 0 | 0 | 0 | 0 | 0 | 0 | 0 | 0 | 0 | 0 | 0 | 0 | 0 | 0 | 0 | 0 | 0 | 0 | 0 | 0
F4_Industrial_Stone, Clay, and Glass_Existing_Space Heating_Natural Gas_Gas Boiler - Maintenance_A_Achievable Economic TRC Potential | F4 | Industrial | Stone, Clay, and Glass | Existing | Space Heating | Natural Gas | Gas Boiler - Maintenance | A | Incremental Energy Savings (MWh or mTherms) | Achievable Economic TRC Potential | 0 | 0 | 0 | 0 | 0 | 0.0033269 | 0.0023144 | 0.0015814 | 0.001223 | 0.001064 | 0.00090176 | 0.00076398 | 0.00064213 | 0.00052831 | 0.00044031 | 0.00036032 | 0.00027782 | 0.00021313 | 0.00016288 | 0.00012578 | 0.00011395 | 8.798e-05 | 7.4822e-05 | 6.2016e-05 | 4.9518e-05 | 0 | 0 | 0 | 0 | 0 | 0
F5_Industrial_Stone, Clay, and Glass_Existing_Space Heating_Natural Gas_Gas Boiler - Maintenance_A_Achievable Economic TRC Potential | F5 | Industrial | Stone, Clay, and Glass | Existing | Space Heating | Natural Gas | Gas Boiler - Maintenance | A | Incremental Summer Peak Savings (MW) | Achievable Economic TRC Potential | 0 | 0 | 0 | 0 | 0 | 0 | 0 | 0 | 0 | 0 | 0 | 0 | 0 | 0 | 0 | 0 | 0 | 0 | 0 | 0 | 0 | 0 | 0 | 0 | 0 | 0 | 0 | 0 | 0 | 0 | 0
F6_Industrial_Stone, Clay, and Glass_Existing_Space Heating_Natural Gas_Gas Boiler - Maintenance_A_Achievable Economic TRC Potential | F6 | Industrial | Stone, Clay, and Glass | Existing | Space Heating | Natural Gas | Gas Boiler - Maintenance | A | Incremental Winter Peak Savings (MW) | Achievable Economic TRC Potential | 0 | 0 | 0 | 0 | 0 | 0 | 0 | 0 | 0 | 0 | 0 | 0 | 0 | 0 | 0 | 0 | 0 | 0 | 0 | 0 | 0 | 0 | 0 | 0 | 0 | 0 | 0 | 0 | 0 | 0 | 0
F7_Industrial_Stone, Clay, and Glass_Existing_Space Heating_Natural Gas_Gas Boiler - Maintenance_A_Achievable Economic TRC Potential | F7 | Industrial | Stone, Clay, and Glass | Existing | Space Heating | Natural Gas | Gas Boiler - Maintenance | A | Cumulative Energy Savings (MWh or mTherms) | Achievable Economic TRC Potential | 0 | 0 | 0 | 0 | 0 | 0.0033269 | 0.0056182 | 0.0071594 | 0.008329 | 0.0093278 | 0.010155 | 0.010834 | 0.011382 | 0.011807 | 0.012128 | 0.012369 | 0.012522 | 0.01261 | 0.012648 | 0.012653 | 0.012649 | 0.012616 | 0.01258 | 0.012537 | 0.012482 | 0.012387 | 0.012306 | 0.012231 | 0 | 0 | 0
F8_Industrial_Stone, Clay, and Glass_Existing_Space Heating_Natural Gas_Gas Boiler - Maintenance_A_Achievable Economic TRC Potential | F8 | Industrial | Stone, Clay, and Glass | Existing | Space Heating | Natural Gas | Gas Boiler - Maintenance | A | Cumulative Summer Peak Savings (MW) | Achievable Economic TRC Potential | 0 | 0 | 0 | 0 | 0 | 0 | 0 | 0 | 0 | 0 | 0 | 0 | 0 | 0 | 0 | 0 | 0 | 0 | 0 | 0 | 0 | 0 | 0 | 0 | 0 | 0 | 0 | 0 | 0 | 0 | 0
F9_Industrial_Stone, Clay, and Glass_Existing_Space Heating_Natural Gas_Gas Boiler - Maintenance_A_Achievable Economic TRC Potential | F9 | Industrial | Stone, Clay, and Glass | Existing | Space Heating | Natural Gas | Gas Boiler - Maintenance | A | Cumulative Winter Peak Savings (MW) | Achievable Economic TRC Potential | 0 | 0 | 0 | 0 | 0 | 0 | 0 | 0 | 0 | 0 | 0 | 0 | 0 | 0 | 0 | 0 | 0 | 0 | 0 | 0 | 0 | 0 | 0 | 0 | 0 | 0 | 0 | 0 | 0 | 0 | 0
F10_Industrial_Stone, Clay, and Glass_Existing_Space Heating_Natural Gas_Gas Boiler - Maintenance_A_Achievable Economic TRC Potential | F10 | Industrial | Stone, Clay, and Glass | Existing | Space Heating | Natural Gas | Gas Boiler - Maintenance | A | Purchases (Incremental) | Achievable Economic TRC Potential | 0 | 0 | 0 | 0 | 0 | 0.47423 | 0.33222 | 0.22863 | 0.17815 | 0.15622 | 0.13346 | 0.11402 | 0.096677 | 0.080271 | 0.067581 | 0.055854 | 0.043505 | 0.033711 | 0.02602 | 0.020288 | 0.018552 | 0.014463 | 0.012408 | 0.010372 | 0.0083507 | 0 | 0 | 0 | 0 | 0 | 0
F11_Industrial_Stone, Clay, and Glass_Existing_Space Heating_Natural Gas_Gas Boiler - Maintenance_A_Achievable Economic TRC Potential | F11 | Industrial | Stone, Clay, and Glass | Existing | Space Heating | Natural Gas | Gas Boiler - Maintenance | A | Purchases (Cumulative) | Achievable Economic TRC Potential | 0 | 0 | 0 | 0 | 0 | 0.47423 | 0.80645 | 1.0351 | 1.2132 | 1.3694 | 1.5029 | 1.6169 | 1.7136 | 1.7939 | 1.8615 | 1.9173 | 1.9608 | 1.9945 | 2.0206 | 2.0408 | 2.0594 | 2.0739 | 2.0863 | 2.0966 | 2.105 | 2.105 | 2.105 | 2.105 | 2.105 | 2.105 | 2.105
F1_Industrial_Stone, Clay, and Glass_Existing_Process_Natural Gas_Gas Boiler - Maintenance_A_Achievable Economic TRC Potential | F1 | Industrial | Stone, Clay, and Glass | Existing | Process | Natural Gas | Gas Boiler - Maintenance | A | Integrated Unit Energy Savings (kWh or therms) | Achievable Economic TRC Potential | 0 | 0 | 0 | 0 | 0 | 4.2096 | 4.2096 | 4.2096 | 4.2096 | 4.2096 | 4.2096 | 4.2096 | 4.2096 | 4.2096 | 4.2096 | 4.2096 | 4.2096 | 4.2096 | 4.2096 | 4.2096 | 4.2096 | 4.2096 | 4.2096 | 4.2096 | 4.2096 | 4.2096 | 4.2096 | 4.2096 | 4.2096 | 4.2096 | 4.2096
F2_Industrial_Stone, Clay, and Glass_Existing_Process_Natural Gas_Gas Boiler - Maintenance_A_Achievable Economic TRC Potential | F2 | Industrial | Stone, Clay, and Glass | Existing | Process | Natural Gas | Gas Boiler - Maintenance | A | Integrated Unit Summer Peak Savings (kW) | Achievable Economic TRC Potential | 0 | 0 | 0 | 0 | 0 | 0 | 0 | 0 | 0 | 0 | 0 | 0 | 0 | 0 | 0 | 0 | 0 | 0 | 0 | 0 | 0 | 0 | 0 | 0 | 0 | 0 | 0 | 0 | 0 | 0 | 0
F3_Industrial_Stone, Clay, and Glass_Existing_Process_Natural Gas_Gas Boiler - Maintenance_A_Achievable Economic TRC Potential | F3 | Industrial | Stone, Clay, and Glass | Existing | Process | Natural Gas | Gas Boiler - Maintenance | A | Integrated Unit Winter Peak Savings (kW) | Achievable Economic TRC Potential | 0 | 0 | 0 | 0 | 0 | 0 | 0 | 0 | 0 | 0 | 0 | 0 | 0 | 0 | 0 | 0 | 0 | 0 | 0 | 0 | 0 | 0 | 0 | 0 | 0 | 0 | 0 | 0 | 0 | 0 | 0
F4_Industrial_Stone, Clay, and Glass_Existing_Process_Natural Gas_Gas Boiler - Maintenance_A_Achievable Economic TRC Potential | F4 | Industrial | Stone, Clay, and Glass | Existing | Process | Natural Gas | Gas Boiler - Maintenance | A | Incremental Energy Savings (MWh or mTherms) | Achievable Economic TRC Potential | 0 | 0 | 0 | 0 | 0 | 0.022133 | 0.015505 | 0.010671 | 0.0083147 | 0.007291 | 0.006229 | 0.0053217 | 0.0045121 | 0.0037464 | 0.0031542 | 0.0026068 | 0.0020305 | 0.0015734 | 0.0012144 | 0.0009469 | 0.00086586 | 0.000675 | 0.00057913 | 0.00048407 | 0.00038975 | 0 | 0 | 0 | 0 | 0 | 0
F5_Industrial_Stone, Clay, and Glass_Existing_Process_Natural Gas_Gas Boiler - Maintenance_A_Achievable Economic TRC Potential | F5 | Industrial | Stone, Clay, and Glass | Existing | Process | Natural Gas | Gas Boiler - Maintenance | A | Incremental Summer Peak Savings (MW) | Achievable Economic TRC Potential | 0 | 0 | 0 | 0 | 0 | 0 | 0 | 0 | 0 | 0 | 0 | 0 | 0 | 0 | 0 | 0 | 0 | 0 | 0 | 0 | 0 | 0 | 0 | 0 | 0 | 0 | 0 | 0 | 0 | 0 | 0
F6_Industrial_Stone, Clay, and Glass_Existing_Process_Natural Gas_Gas Boiler - Maintenance_A_Achievable Economic TRC Potential | F6 | Industrial | Stone, Clay, and Glass | Existing | Process | Natural Gas | Gas Boiler - Maintenance | A | Incremental Winter Peak Savings (MW) | Achievable Economic TRC Potential | 0 | 0 | 0 | 0 | 0 | 0 | 0 | 0 | 0 | 0 | 0 | 0 | 0 | 0 | 0 | 0 | 0 | 0 | 0 | 0 | 0 | 0 | 0 | 0 | 0 | 0 | 0 | 0 | 0 | 0 | 0
F7_Industrial_Stone, Clay, and Glass_Existing_Process_Natural Gas_Gas Boiler - Maintenance_A_Achievable Economic TRC Potential | F7 | Industrial | Stone, Clay, and Glass | Existing | Process | Natural Gas | Gas Boiler - Maintenance | A | Cumulative Energy Savings (MWh or mTherms) | Achievable Economic TRC Potential | 0 | 0 | 0 | 0 | 0 | 0.022133 | 0.037639 | 0.048309 | 0.056624 | 0.063915 | 0.070144 | 0.075466 | 0.079978 | 0.083724 | 0.086878 | 0.089485 | 0.091516 | 0.093089 | 0.094303 | 0.09525 | 0.096116 | 0.096791 | 0.09737 | 0.097854 | 0.098244 | 0.098244 | 0.098244 | 0.098244 | 0 | 0 | 0
F8_Industrial_Stone, Clay, and Glass_Existing_Process_Natural Gas_Gas Boiler - Maintenance_A_Achievable Economic TRC Potential | F8 | Industrial | Stone, Clay, and Glass | Existing | Process | Natural Gas | Gas Boiler - Maintenance | A | Cumulative Summer Peak Savings (MW) | Achievable Economic TRC Potential | 0 | 0 | 0 | 0 | 0 | 0 | 0 | 0 | 0 | 0 | 0 | 0 | 0 | 0 | 0 | 0 | 0 | 0 | 0 | 0 | 0 | 0 | 0 | 0 | 0 | 0 | 0 | 0 | 0 | 0 | 0
F9_Industrial_Stone, Clay, and Glass_Existing_Process_Natural Gas_Gas Boiler - Maintenance_A_Achievable Economic TRC Potential | F9 | Industrial | Stone, Clay, and Glass | Existing | Process | Natural Gas | Gas Boiler - Maintenance | A | Cumulative Winter Peak Savings (MW) | Achievable Economic TRC Potential | 0 | 0 | 0 | 0 | 0 | 0 | 0 | 0 | 0 | 0 | 0 | 0 | 0 | 0 | 0 | 0 | 0 | 0 | 0 | 0 | 0 | 0 | 0 | 0 | 0 | 0 | 0 | 0 | 0 | 0 | 0
F10_Industrial_Stone, Clay, and Glass_Existing_Process_Natural Gas_Gas Boiler - Maintenance_A_Achievable Economic TRC Potential | F10 | Industrial | Stone, Clay, and Glass | Existing | Process | Natural Gas | Gas Boiler - Maintenance | A | Purchases (Incremental) | Achievable Economic TRC Potential | 0 | 0 | 0 | 0 | 0 | 5.2579 | 3.6833 | 2.5348 | 1.9752 | 1.732 | 1.4797 | 1.2642 | 1.0719 | 0.88997 | 0.74928 | 0.61926 | 0.48234 | 0.37376 | 0.28849 | 0.22494 | 0.20569 | 0.16035 | 0.13757 | 0.11499 | 0.092585 | 0 | 0 | 0 | 0 | 0 | 0
F11_Industrial_Stone, Clay, and Glass_Existing_Process_Natural Gas_Gas Boiler - Maintenance_A_Achievable Economic TRC Potential | F11 | Industrial | Stone, Clay, and Glass | Existing | Process | Natural Gas | Gas Boiler - Maintenance | A | Purchases (Cumulative) | Achievable Economic TRC Potential | 0 | 0 | 0 | 0 | 0 | 5.2579 | 8.9412 | 11.476 | 13.4512 | 15.1831 | 16.6629 | 17.927 | 18.9989 | 19.8889 | 20.6381 | 21.2574 | 21.7397 | 22.1135 | 22.402 | 22.6269 | 22.8326 | 22.993 | 23.1305 | 23.2455 | 23.3381 | 23.3381 | 23.3381 | 23.3381 | 23.3381 | 23.3381 | 23.3381
F1_Industrial_Stone, Clay, and Glass_Existing_Space Heating_Natural Gas_Gas Furnace - Maintenance_A_Achievable Economic TRC Potential | F1 | Industrial | Stone, Clay, and Glass | Existing | Space Heating | Natural Gas | Gas Furnace - Maintenance | A | Integrated Unit Energy Savings (kWh or therms) | Achievable Economic TRC Potential | 0 | 0 | 0 | 0 | 0 | 0.0091816 | 0.0090854 | 0.0089651 | 0.0088415 | 0.0087149 | 0.0085871 | 0.0084585 | 0.0083337 | 0.0082104 | 0.0080848 | 0.0079679 | 0.0078558 | 0.007749 | 0.0076471 | 0.0075491 | 0.0074543 | 0.0073605 | 0.00727 | 0.0071844 | 0.0071028 | 0.0070343 | 0.0069735 | 0.0069164 | 0.0073847 | 0.0073392 | 0.0072965
F2_Industrial_Stone, Clay, and Glass_Existing_Space Heating_Natural Gas_Gas Furnace - Maintenance_A_Achievable Economic TRC Potential | F2 | Industrial | Stone, Clay, and Glass | Existing | Space Heating | Natural Gas | Gas Furnace - Maintenance | A | Integrated Unit Summer Peak Savings (kW) | Achievable Economic TRC Potential | 0 | 0 | 0 | 0 | 0 | 0 | 0 | 0 | 0 | 0 | 0 | 0 | 0 | 0 | 0 | 0 | 0 | 0 | 0 | 0 | 0 | 0 | 0 | 0 | 0 | 0 | 0 | 0 | 0 | 0 | 0
F3_Industrial_Stone, Clay, and Glass_Existing_Space Heating_Natural Gas_Gas Furnace - Maintenance_A_Achievable Economic TRC Potential | F3 | Industrial | Stone, Clay, and Glass | Existing | Space Heating | Natural Gas | Gas Furnace - Maintenance | A | Integrated Unit Winter Peak Savings (kW) | Achievable Economic TRC Potential | 0 | 0 | 0 | 0 | 0 | 0 | 0 | 0 | 0 | 0 | 0 | 0 | 0 | 0 | 0 | 0 | 0 | 0 | 0 | 0 | 0 | 0 | 0 | 0 | 0 | 0 | 0 | 0 | 0 | 0 | 0
F4_Industrial_Stone, Clay, and Glass_Existing_Space Heating_Natural Gas_Gas Furnace - Maintenance_A_Achievable Economic TRC Potential | F4 | Industrial | Stone, Clay, and Glass | Existing | Space Heating | Natural Gas | Gas Furnace - Maintenance | A | Incremental Energy Savings (MWh or mTherms) | Achievable Economic TRC Potential | 0 | 0 | 0 | 0 | 0 | 0 | 0 | 0 | 0 | 0 | 0 | 0 | 0 | 0 | 0 | 0 | 0 | 0 | 0 | 0 | 0 | 0 | 0 | 0 | 0 | 0 | 0 | 0 | 0 | 0 | 0
F5_Industrial_Stone, Clay, and Glass_Existing_Space Heating_Natural Gas_Gas Furnace - Maintenance_A_Achievable Economic TRC Potential | F5 | Industrial | Stone, Clay, and Glass | Existing | Space Heating | Natural Gas | Gas Furnace - Maintenance | A | Incremental Summer Peak Savings (MW) | Achievable Economic TRC Potential | 0 | 0 | 0 | 0 | 0 | 0 | 0 | 0 | 0 | 0 | 0 | 0 | 0 | 0 | 0 | 0 | 0 | 0 | 0 | 0 | 0 | 0 | 0 | 0 | 0 | 0 | 0 | 0 | 0 | 0 | 0
F6_Industrial_Stone, Clay, and Glass_Existing_Space Heating_Natural Gas_Gas Furnace - Maintenance_A_Achievable Economic TRC Potential | F6 | Industrial | Stone, Clay, and Glass | Existing | Space Heating | Natural Gas | Gas Furnace - Maintenance | A | Incremental Winter Peak Savings (MW) | Achievable Economic TRC Potential | 0 | 0 | 0 | 0 | 0 | 0 | 0 | 0 | 0 | 0 | 0 | 0 | 0 | 0 | 0 | 0 | 0 | 0 | 0 | 0 | 0 | 0 | 0 | 0 | 0 | 0 | 0 | 0 | 0 | 0 | 0
F7_Industrial_Stone, Clay, and Glass_Existing_Space Heating_Natural Gas_Gas Furnace - Maintenance_A_Achievable Economic TRC Potential | F7 | Industrial | Stone, Clay, and Glass | Existing | Space Heating | Natural Gas | Gas Furnace - Maintenance | A | Cumulative Energy Savings (MWh or mTherms) | Achievable Economic TRC Potential | 0 | 0 | 0 | 0 | 0 | 0 | 0 | 0 | 0 | 0 | 0 | 0 | 0 | 0 | 0 | 0 | 0 | 0 | 0 | 0 | 0 | 0 | 0 | 0 | 0 | 0 | 0 | 0 | 0 | 0 | 0
F8_Industrial_Stone, Clay, and Glass_Existing_Space Heating_Natural Gas_Gas Furnace - Maintenance_A_Achievable Economic TRC Potential | F8 | Industrial | Stone, Clay, and Glass | Existing | Space Heating | Natural Gas | Gas Furnace - Maintenance | A | Cumulative Summer Peak Savings (MW) | Achievable Economic TRC Potential | 0 | 0 | 0 | 0 | 0 | 0 | 0 | 0 | 0 | 0 | 0 | 0 | 0 | 0 | 0 | 0 | 0 | 0 | 0 | 0 | 0 | 0 | 0 | 0 | 0 | 0 | 0 | 0 | 0 | 0 | 0
F9_Industrial_Stone, Clay, and Glass_Existing_Space Heating_Natural Gas_Gas Furnace - Maintenance_A_Achievable Economic TRC Potential | F9 | Industrial | Stone, Clay, and Glass | Existing | Space Heating | Natural Gas | Gas Furnace - Maintenance | A | Cumulative Winter Peak Savings (MW) | Achievable Economic TRC Potential | 0 | 0 | 0 | 0 | 0 | 0 | 0 | 0 | 0 | 0 | 0 | 0 | 0 | 0 | 0 | 0 | 0 | 0 | 0 | 0 | 0 | 0 | 0 | 0 | 0 | 0 | 0 | 0 | 0 | 0 | 0
F10_Industrial_Stone, Clay, and Glass_Existing_Space Heating_Natural Gas_Gas Furnace - Maintenance_A_Achievable Economic TRC Potential | F10 | Industrial | Stone, Clay, and Glass | Existing | Space Heating | Natural Gas | Gas Furnace - Maintenance | A | Purchases (Incremental) | Achievable Economic TRC Potential | 0 | 0 | 0 | 0 | 0 | 0 | 0 | 0 | 0 | 0 | 0 | 0 | 0 | 0 | 0 | 0 | 0 | 0 | 0 | 0 | 0 | 0 | 0 | 0 | 0 | 0 | 0 | 0 | 0 | 0 | 0
F11_Industrial_Stone, Clay, and Glass_Existing_Space Heating_Natural Gas_Gas Furnace - Maintenance_A_Achievable Economic TRC Potential | F11 | Industrial | Stone, Clay, and Glass | Existing | Space Heating | Natural Gas | Gas Furnace - Maintenance | A | Purchases (Cumulative) | Achievable Economic TRC Potential | 0 | 0 | 0 | 0 | 0 | 0 | 0 | 0 | 0 | 0 | 0 | 0 | 0 | 0 | 0 | 0 | 0 | 0 | 0 | 0 | 0 | 0 | 0 | 0 | 0 | 0 | 0 | 0 | 0 | 0 | 0
F1_Industrial_Stone, Clay, and Glass_Existing_Space Heating_Natural Gas_Gas Boiler - Hot Water Reset_A_Achievable Economic TRC Potential | F1 | Industrial | Stone, Clay, and Glass | Existing | Space Heating | Natural Gas | Gas Boiler - Hot Water Reset | A | Integrated Unit Energy Savings (kWh or therms) | Achievable Economic TRC Potential | 0 | 0 | 0 | 0 | 0 | 25.4828 | 25.2782 | 25.0708 | 24.8571 | 24.6364 | 24.4111 | 24.1818 | 23.947 | 23.7016 | 23.4401 | 23.1836 | 22.9273 | 22.6748 | 22.4258 | 22.1888 | 21.9599 | 21.7266 | 21.5135 | 21.311 | 21.1125 | 20.9508 | 20.8121 | 20.6842 | 22.0369 | 21.9464 | 21.8637
F2_Industrial_Stone, Clay, and Glass_Existing_Space Heating_Natural Gas_Gas Boiler - Hot Water Reset_A_Achievable Economic TRC Potential | F2 | Industrial | Stone, Clay, and Glass | Existing | Space Heating | Natural Gas | Gas Boiler - Hot Water Reset | A | Integrated Unit Summer Peak Savings (kW) | Achievable Economic TRC Potential | 0 | 0 | 0 | 0 | 0 | 0 | 0 | 0 | 0 | 0 | 0 | 0 | 0 | 0 | 0 | 0 | 0 | 0 | 0 | 0 | 0 | 0 | 0 | 0 | 0 | 0 | 0 | 0 | 0 | 0 | 0
F3_Industrial_Stone, Clay, and Glass_Existing_Space Heating_Natural Gas_Gas Boiler - Hot Water Reset_A_Achievable Economic TRC Potential | F3 | Industrial | Stone, Clay, and Glass | Existing | Space Heating | Natural Gas | Gas Boiler - Hot Water Reset | A | Integrated Unit Winter Peak Savings (kW) | Achievable Economic TRC Potential | 0 | 0 | 0 | 0 | 0 | 0 | 0 | 0 | 0 | 0 | 0 | 0 | 0 | 0 | 0 | 0 | 0 | 0 | 0 | 0 | 0 | 0 | 0 | 0 | 0 | 0 | 0 | 0 | 0 | 0 | 0
F4_Industrial_Stone, Clay, and Glass_Existing_Space Heating_Natural Gas_Gas Boiler - Hot Water Reset_A_Achievable Economic TRC Potential | F4 | Industrial | Stone, Clay, and Glass | Existing | Space Heating | Natural Gas | Gas Boiler - Hot Water Reset | A | Incremental Energy Savings (MWh or mTherms) | Achievable Economic TRC Potential | 0 | 0 | 0 | 0 | 0 | 0.0058731 | 0.0071494 | 0.0086258 | 0.0099332 | 0.011239 | 0.012854 | 0.01393 | 0.014064 | 0.01291 | 0.011016 | 0.0083512 | 0.0054666 | 0.0031234 | 0.0014741 | 0.00061779 | 0.00022141 | 6.8159e-05 | 1.4656e-05 | 2.3783e-06 | 2.8192e-07 | 0 | 0 | 0 | 0 | 0 | 0
F5_Industrial_Stone, Clay, and Glass_Existing_Space Heating_Natural Gas_Gas Boiler - Hot Water Reset_A_Achievable Economic TRC Potential | F5 | Industrial | Stone, Clay, and Glass | Existing | Space Heating | Natural Gas | Gas Boiler - Hot Water Reset | A | Incremental Summer Peak Savings (MW) | Achievable Economic TRC Potential | 0 | 0 | 0 | 0 | 0 | 0 | 0 | 0 | 0 | 0 | 0 | 0 | 0 | 0 | 0 | 0 | 0 | 0 | 0 | 0 | 0 | 0 | 0 | 0 | 0 | 0 | 0 | 0 | 0 | 0 | 0
F6_Industrial_Stone, Clay, and Glass_Existing_Space Heating_Natural Gas_Gas Boiler - Hot Water Reset_A_Achievable Economic TRC Potential | F6 | Industrial | Stone, Clay, and Glass | Existing | Space Heating | Natural Gas | Gas Boiler - Hot Water Reset | A | Incremental Winter Peak Savings (MW) | Achievable Economic TRC Potential | 0 | 0 | 0 | 0 | 0 | 0 | 0 | 0 | 0 | 0 | 0 | 0 | 0 | 0 | 0 | 0 | 0 | 0 | 0 | 0 | 0 | 0 | 0 | 0 | 0 | 0 | 0 | 0 | 0 | 0 | 0
F7_Industrial_Stone, Clay, and Glass_Existing_Space Heating_Natural Gas_Gas Boiler - Hot Water Reset_A_Achievable Economic TRC Potential | F7 | Industrial | Stone, Clay, and Glass | Existing | Space Heating | Natural Gas | Gas Boiler - Hot Water Reset | A | Cumulative Energy Savings (MWh or mTherms) | Achievable Economic TRC Potential | 0 | 0 | 0 | 0 | 0 | 0.0058731 | 0.012975 | 0.021495 | 0.031244 | 0.042206 | 0.054674 | 0.068091 | 0.081494 | 0.093568 | 0.10355 | 0.11077 | 0.11501 | 0.11687 | 0.11706 | 0.11644 | 0.11546 | 0.1143 | 0.1132 | 0.11213 | 0.11109 | 0.11024 | 0.10951 | 0.10883 | 0 | 0 | 0
F8_Industrial_Stone, Clay, and Glass_Existing_Space Heating_Natural Gas_Gas Boiler - Hot Water Reset_A_Achievable Economic TRC Potential | F8 | Industrial | Stone, Clay, and Glass | Existing | Space Heating | Natural Gas | Gas Boiler - Hot Water Reset | A | Cumulative Summer Peak Savings (MW) | Achievable Economic TRC Potential | 0 | 0 | 0 | 0 | 0 | 0 | 0 | 0 | 0 | 0 | 0 | 0 | 0 | 0 | 0 | 0 | 0 | 0 | 0 | 0 | 0 | 0 | 0 | 0 | 0 | 0 | 0 | 0 | 0 | 0 | 0
F9_Industrial_Stone, Clay, and Glass_Existing_Space Heating_Natural Gas_Gas Boiler - Hot Water Reset_A_Achievable Economic TRC Potential | F9 | Industrial | Stone, Clay, and Glass | Existing | Space Heating | Natural Gas | Gas Boiler - Hot Water Reset | A | Cumulative Winter Peak Savings (MW) | Achievable Economic TRC Potential | 0 | 0 | 0 | 0 | 0 | 0 | 0 | 0 | 0 | 0 | 0 | 0 | 0 | 0 | 0 | 0 | 0 | 0 | 0 | 0 | 0 | 0 | 0 | 0 | 0 | 0 | 0 | 0 | 0 | 0 | 0
F10_Industrial_Stone, Clay, and Glass_Existing_Space Heating_Natural Gas_Gas Boiler - Hot Water Reset_A_Achievable Economic TRC Potential | F10 | Industrial | Stone, Clay, and Glass | Existing | Space Heating | Natural Gas | Gas Boiler - Hot Water Reset | A | Purchases (Incremental) | Achievable Economic TRC Potential | 0 | 0 | 0 | 0 | 0 | 0.23047 | 0.28283 | 0.34406 | 0.39961 | 0.45618 | 0.52656 | 0.57607 | 0.5873 | 0.54467 | 0.46998 | 0.36022 | 0.23843 | 0.13775 | 0.065731 | 0.027842 | 0.010083 | 0.0031371 | 0.00068126 | 0.0001116 | 1.3353e-05 | 0 | 0 | 0 | 0 | 0 | 0
F11_Industrial_Stone, Clay, and Glass_Existing_Space Heating_Natural Gas_Gas Boiler - Hot Water Reset_A_Achievable Economic TRC Potential | F11 | Industrial | Stone, Clay, and Glass | Existing | Space Heating | Natural Gas | Gas Boiler - Hot Water Reset | A | Purchases (Cumulative) | Achievable Economic TRC Potential | 0 | 0 | 0 | 0 | 0 | 0.23047 | 0.5133 | 0.85736 | 1.257 | 1.7132 | 2.2397 | 2.8158 | 3.4031 | 3.9477 | 4.4177 | 4.7779 | 5.0164 | 5.1541 | 5.2199 | 5.2477 | 5.2578 | 5.2609 | 5.2616 | 5.2617 | 5.2617 | 5.2617 | 5.2617 | 5.2617 | 5.2617 | 5.2617 | 5.2617
F1_Industrial_Stone, Clay, and Glass_Existing_Process_Natural Gas_Gas Boiler - Hot Water Reset_A_Achievable Economic TRC Potential | F1 | Industrial | Stone, Clay, and Glass | Existing | Process | Natural Gas | Gas Boiler - Hot Water Reset | A | Integrated Unit Energy Savings (kWh or therms) | Achievable Economic TRC Potential | 0 | 0 | 0 | 0 | 0 | 7.6224 | 7.591 | 7.5594 | 7.5283 | 7.4973 | 7.4668 | 7.4423 | 7.4214 | 7.4002 | 7.3859 | 7.3699 | 7.358 | 7.3458 | 7.3332 | 7.3245 | 7.3147 | 7.3072 | 7.2998 | 7.2925 | 7.2852 | 7.2842 | 7.2832 | 7.2823 | 7.6538 | 7.6538 | 7.6538
F2_Industrial_Stone, Clay, and Glass_Existing_Process_Natural Gas_Gas Boiler - Hot Water Reset_A_Achievable Economic TRC Potential | F2 | Industrial | Stone, Clay, and Glass | Existing | Process | Natural Gas | Gas Boiler - Hot Water Reset | A | Integrated Unit Summer Peak Savings (kW) | Achievable Economic TRC Potential | 0 | 0 | 0 | 0 | 0 | 0 | 0 | 0 | 0 | 0 | 0 | 0 | 0 | 0 | 0 | 0 | 0 | 0 | 0 | 0 | 0 | 0 | 0 | 0 | 0 | 0 | 0 | 0 | 0 | 0 | 0
F3_Industrial_Stone, Clay, and Glass_Existing_Process_Natural Gas_Gas Boiler - Hot Water Reset_A_Achievable Economic TRC Potential | F3 | Industrial | Stone, Clay, and Glass | Existing | Process | Natural Gas | Gas Boiler - Hot Water Reset | A | Integrated Unit Winter Peak Savings (kW) | Achievable Economic TRC Potential | 0 | 0 | 0 | 0 | 0 | 0 | 0 | 0 | 0 | 0 | 0 | 0 | 0 | 0 | 0 | 0 | 0 | 0 | 0 | 0 | 0 | 0 | 0 | 0 | 0 | 0 | 0 | 0 | 0 | 0 | 0
F4_Industrial_Stone, Clay, and Glass_Existing_Process_Natural Gas_Gas Boiler - Hot Water Reset_A_Achievable Economic TRC Potential | F4 | Industrial | Stone, Clay, and Glass | Existing | Process | Natural Gas | Gas Boiler - Hot Water Reset | A | Incremental Energy Savings (MWh or mTherms) | Achievable Economic TRC Potential | 0 | 0 | 0 | 0 | 0 | 0.019477 | 0.023803 | 0.028836 | 0.033354 | 0.037919 | 0.043591 | 0.047533 | 0.048324 | 0.044688 | 0.038485 | 0.029434 | 0.019451 | 0.011219 | 0.0053442 | 0.002261 | 0.00081768 | 0.00025415 | 5.5136e-05 | 9.023e-06 | 1.0786e-06 | 0 | 0 | 0 | 0 | 0 | 0
F5_Industrial_Stone, Clay, and Glass_Existing_Process_Natural Gas_Gas Boiler - Hot Water Reset_A_Achievable Economic TRC Potential | F5 | Industrial | Stone, Clay, and Glass | Existing | Process | Natural Gas | Gas Boiler - Hot Water Reset | A | Incremental Summer Peak Savings (MW) | Achievable Economic TRC Potential | 0 | 0 | 0 | 0 | 0 | 0 | 0 | 0 | 0 | 0 | 0 | 0 | 0 | 0 | 0 | 0 | 0 | 0 | 0 | 0 | 0 | 0 | 0 | 0 | 0 | 0 | 0 | 0 | 0 | 0 | 0
F6_Industrial_Stone, Clay, and Glass_Existing_Process_Natural Gas_Gas Boiler - Hot Water Reset_A_Achievable Economic TRC Potential | F6 | Industrial | Stone, Clay, and Glass | Existing | Process | Natural Gas | Gas Boiler - Hot Water Reset | A | Incremental Winter Peak Savings (MW) | Achievable Economic TRC Potential | 0 | 0 | 0 | 0 | 0 | 0 | 0 | 0 | 0 | 0 | 0 | 0 | 0 | 0 | 0 | 0 | 0 | 0 | 0 | 0 | 0 | 0 | 0 | 0 | 0 | 0 | 0 | 0 | 0 | 0 | 0
F7_Industrial_Stone, Clay, and Glass_Existing_Process_Natural Gas_Gas Boiler - Hot Water Reset_A_Achievable Economic TRC Potential | F7 | Industrial | Stone, Clay, and Glass | Existing | Process | Natural Gas | Gas Boiler - Hot Water Reset | A | Cumulative Energy Savings (MWh or mTherms) | Achievable Economic TRC Potential | 0 | 0 | 0 | 0 | 0 | 0.019477 | 0.0432 | 0.071856 | 0.10491 | 0.1424 | 0.18541 | 0.23234 | 0.28001 | 0.3239 | 0.36176 | 0.39041 | 0.40923 | 0.41977 | 0.42439 | 0.42615 | 0.4264 | 0.42622 | 0.42584 | 0.42542 | 0.425 | 0.42494 | 0.42488 | 0.42483 | 0 | 0 | 0
F8_Industrial_Stone, Clay, and Glass_Existing_Process_Natural Gas_Gas Boiler - Hot Water Reset_A_Achievable Economic TRC Potential | F8 | Industrial | Stone, Clay, and Glass | Existing | Process | Natural Gas | Gas Boiler - Hot Water Reset | A | Cumulative Summer Peak Savings (MW) | Achievable Economic TRC Potential | 0 | 0 | 0 | 0 | 0 | 0 | 0 | 0 | 0 | 0 | 0 | 0 | 0 | 0 | 0 | 0 | 0 | 0 | 0 | 0 | 0 | 0 | 0 | 0 | 0 | 0 | 0 | 0 | 0 | 0 | 0
F9_Industrial_Stone, Clay, and Glass_Existing_Process_Natural Gas_Gas Boiler - Hot Water Reset_A_Achievable Economic TRC Potential | F9 | Industrial | Stone, Clay, and Glass | Existing | Process | Natural Gas | Gas Boiler - Hot Water Reset | A | Cumulative Winter Peak Savings (MW) | Achievable Economic TRC Potential | 0 | 0 | 0 | 0 | 0 | 0 | 0 | 0 | 0 | 0 | 0 | 0 | 0 | 0 | 0 | 0 | 0 | 0 | 0 | 0 | 0 | 0 | 0 | 0 | 0 | 0 | 0 | 0 | 0 | 0 | 0
F10_Industrial_Stone, Clay, and Glass_Existing_Process_Natural Gas_Gas Boiler - Hot Water Reset_A_Achievable Economic TRC Potential | F10 | Industrial | Stone, Clay, and Glass | Existing | Process | Natural Gas | Gas Boiler - Hot Water Reset | A | Purchases (Incremental) | Achievable Economic TRC Potential | 0 | 0 | 0 | 0 | 0 | 2.5553 | 3.1357 | 3.8146 | 4.4305 | 5.0577 | 5.838 | 6.3869 | 6.5114 | 6.0388 | 5.2107 | 3.9938 | 2.6435 | 1.5272 | 0.72877 | 0.30869 | 0.11179 | 0.034781 | 0.0075531 | 0.0012373 | 0.00014805 | 0 | 0 | 0 | 0 | 0 | 0
F11_Industrial_Stone, Clay, and Glass_Existing_Process_Natural Gas_Gas Boiler - Hot Water Reset_A_Achievable Economic TRC Potential | F11 | Industrial | Stone, Clay, and Glass | Existing | Process | Natural Gas | Gas Boiler - Hot Water Reset | A | Purchases (Cumulative) | Achievable Economic TRC Potential | 0 | 0 | 0 | 0 | 0 | 2.5553 | 5.691 | 9.5055 | 13.9361 | 18.9938 | 24.8318 | 31.2187 | 37.7301 | 43.7689 | 48.9796 | 52.9734 | 55.6169 | 57.1441 | 57.8729 | 58.1816 | 58.2933 | 58.3281 | 58.3357 | 58.3369 | 58.3371 | 58.3371 | 58.3371 | 58.3371 | 58.3371 | 58.3371 | 58.3371
F1_Industrial_Stone, Clay, and Glass_Existing_Space Heating_Natural Gas_Steam Trap Maintenance_A_Achievable Economic TRC Potential | F1 | Industrial | Stone, Clay, and Glass | Existing | Space Heating | Natural Gas | Steam Trap Maintenance | A | Integrated Unit Energy Savings (kWh or therms) | Achievable Economic TRC Potential | 0 | 0 | 0 | 0 | 0 | 9.0101 | 8.9452 | 8.8794 | 8.8111 | 8.7402 | 8.668 | 8.5939 | 8.5177 | 8.4385 | 8.3522 | 8.2684 | 8.1839 | 8.1011 | 8.0197 | 7.9416 | 7.8667 | 7.7902 | 7.7208 | 7.655 | 7.5906 | 7.5328 | 7.4833 | 7.4376 | 7.7852 | 7.7532 | 7.724
F2_Industrial_Stone, Clay, and Glass_Existing_Space Heating_Natural Gas_Steam Trap Maintenance_A_Achievable Economic TRC Potential | F2 | Industrial | Stone, Clay, and Glass | Existing | Space Heating | Natural Gas | Steam Trap Maintenance | A | Integrated Unit Summer Peak Savings (kW) | Achievable Economic TRC Potential | 0 | 0 | 0 | 0 | 0 | 0 | 0 | 0 | 0 | 0 | 0 | 0 | 0 | 0 | 0 | 0 | 0 | 0 | 0 | 0 | 0 | 0 | 0 | 0 | 0 | 0 | 0 | 0 | 0 | 0 | 0
F3_Industrial_Stone, Clay, and Glass_Existing_Space Heating_Natural Gas_Steam Trap Maintenance_A_Achievable Economic TRC Potential | F3 | Industrial | Stone, Clay, and Glass | Existing | Space Heating | Natural Gas | Steam Trap Maintenance | A | Integrated Unit Winter Peak Savings (kW) | Achievable Economic TRC Potential | 0 | 0 | 0 | 0 | 0 | 0 | 0 | 0 | 0 | 0 | 0 | 0 | 0 | 0 | 0 | 0 | 0 | 0 | 0 | 0 | 0 | 0 | 0 | 0 | 0 | 0 | 0 | 0 | 0 | 0 | 0
F4_Industrial_Stone, Clay, and Glass_Existing_Space Heating_Natural Gas_Steam Trap Maintenance_A_Achievable Economic TRC Potential | F4 | Industrial | Stone, Clay, and Glass | Existing | Space Heating | Natural Gas | Steam Trap Maintenance | A | Incremental Energy Savings (MWh or mTherms) | Achievable Economic TRC Potential | 0 | 0 | 0 | 0 | 0 | 0.001159 | 0.00115 | 0.0011348 | 0.0011267 | 0.0011186 | 0.0010953 | 0.0010829 | 0.0010711 | 0.0010443 | 0.0010376 | 0.0010174 | 0.0010071 | 0.00099192 | 0.00097319 | 0.00096485 | 0.00095181 | 0.00093888 | 0.00092713 | 0.0009161 | 0.00090553 | 0 | 0 | 0 | 0 | 0 | 0
F5_Industrial_Stone, Clay, and Glass_Existing_Space Heating_Natural Gas_Steam Trap Maintenance_A_Achievable Economic TRC Potential | F5 | Industrial | Stone, Clay, and Glass | Existing | Space Heating | Natural Gas | Steam Trap Maintenance | A | Incremental Summer Peak Savings (MW) | Achievable Economic TRC Potential | 0 | 0 | 0 | 0 | 0 | 0 | 0 | 0 | 0 | 0 | 0 | 0 | 0 | 0 | 0 | 0 | 0 | 0 | 0 | 0 | 0 | 0 | 0 | 0 | 0 | 0 | 0 | 0 | 0 | 0 | 0
F6_Industrial_Stone, Clay, and Glass_Existing_Space Heating_Natural Gas_Steam Trap Maintenance_A_Achievable Economic TRC Potential | F6 | Industrial | Stone, Clay, and Glass | Existing | Space Heating | Natural Gas | Steam Trap Maintenance | A | Incremental Winter Peak Savings (MW) | Achievable Economic TRC Potential | 0 | 0 | 0 | 0 | 0 | 0 | 0 | 0 | 0 | 0 | 0 | 0 | 0 | 0 | 0 | 0 | 0 | 0 | 0 | 0 | 0 | 0 | 0 | 0 | 0 | 0 | 0 | 0 | 0 | 0 | 0
F7_Industrial_Stone, Clay, and Glass_Existing_Space Heating_Natural Gas_Steam Trap Maintenance_A_Achievable Economic TRC Potential | F7 | Industrial | Stone, Clay, and Glass | Existing | Space Heating | Natural Gas | Steam Trap Maintenance | A | Cumulative Energy Savings (MWh or mTherms) | Achievable Economic TRC Potential | 0 | 0 | 0 | 0 | 0 | 0.001159 | 0.0023007 | 0.0034186 | 0.004519 | 0.0056012 | 0.0066502 | 0.0076763 | 0.0086794 | 0.009643 | 0.010582 | 0.011493 | 0.012383 | 0.01325 | 0.01409 | 0.014917 | 0.015728 | 0.016514 | 0.017294 | 0.018063 | 0.018817 | 0.018673 | 0.018551 | 0.018437 | 0 | 0 | 0
F8_Industrial_Stone, Clay, and Glass_Existing_Space Heating_Natural Gas_Steam Trap Maintenance_A_Achievable Economic TRC Potential | F8 | Industrial | Stone, Clay, and Glass | Existing | Space Heating | Natural Gas | Steam Trap Maintenance | A | Cumulative Summer Peak Savings (MW) | Achievable Economic TRC Potential | 0 | 0 | 0 | 0 | 0 | 0 | 0 | 0 | 0 | 0 | 0 | 0 | 0 | 0 | 0 | 0 | 0 | 0 | 0 | 0 | 0 | 0 | 0 | 0 | 0 | 0 | 0 | 0 | 0 | 0 | 0
F9_Industrial_Stone, Clay, and Glass_Existing_Space Heating_Natural Gas_Steam Trap Maintenance_A_Achievable Economic TRC Potential | F9 | Industrial | Stone, Clay, and Glass | Existing | Space Heating | Natural Gas | Steam Trap Maintenance | A | Cumulative Winter Peak Savings (MW) | Achievable Economic TRC Potential | 0 | 0 | 0 | 0 | 0 | 0 | 0 | 0 | 0 | 0 | 0 | 0 | 0 | 0 | 0 | 0 | 0 | 0 | 0 | 0 | 0 | 0 | 0 | 0 | 0 | 0 | 0 | 0 | 0 | 0 | 0
F10_Industrial_Stone, Clay, and Glass_Existing_Space Heating_Natural Gas_Steam Trap Maintenance_A_Achievable Economic TRC Potential | F10 | Industrial | Stone, Clay, and Glass | Existing | Space Heating | Natural Gas | Steam Trap Maintenance | A | Purchases (Incremental) | Achievable Economic TRC Potential | 0 | 0 | 0 | 0 | 0 | 0.12864 | 0.12856 | 0.12781 | 0.12788 | 0.12798 | 0.12636 | 0.12601 | 0.12575 | 0.12376 | 0.12423 | 0.12305 | 0.12306 | 0.12244 | 0.12135 | 0.12149 | 0.12099 | 0.12052 | 0.12008 | 0.11967 | 0.1193 | 0 | 0 | 0 | 0 | 0 | 0
F11_Industrial_Stone, Clay, and Glass_Existing_Space Heating_Natural Gas_Steam Trap Maintenance_A_Achievable Economic TRC Potential | F11 | Industrial | Stone, Clay, and Glass | Existing | Space Heating | Natural Gas | Steam Trap Maintenance | A | Purchases (Cumulative) | Achievable Economic TRC Potential | 0 | 0 | 0 | 0 | 0 | 0.12864 | 0.2572 | 0.38501 | 0.51288 | 0.64086 | 0.76722 | 0.89323 | 1.019 | 1.1427 | 1.267 | 1.39 | 1.5131 | 1.6355 | 1.7569 | 1.8784 | 1.9994 | 2.1199 | 2.24 | 2.3596 | 2.4789 | 2.4789 | 2.4789 | 2.4789 | 2.4789 | 2.4789 | 2.4789
F1_Industrial_Stone, Clay, and Glass_Existing_Process_Natural Gas_Steam Trap Maintenance_A_Achievable Economic TRC Potential | F1 | Industrial | Stone, Clay, and Glass | Existing | Process | Natural Gas | Steam Trap Maintenance | A | Integrated Unit Energy Savings (kWh or therms) | Achievable Economic TRC Potential | 0 | 0 | 0 | 0 | 0 | 5.4019 | 5.3959 | 5.3899 | 5.384 | 5.378 | 5.3723 | 5.3679 | 5.3644 | 5.361 | 5.359 | 5.3568 | 5.3554 | 5.354 | 5.3526 | 5.3519 | 5.3511 | 5.3509 | 5.3507 | 5.3505 | 5.3503 | 5.3502 | 5.35 | 5.3499 | 5.4079 | 5.4079 | 5.4079
F2_Industrial_Stone, Clay, and Glass_Existing_Process_Natural Gas_Steam Trap Maintenance_A_Achievable Economic TRC Potential | F2 | Industrial | Stone, Clay, and Glass | Existing | Process | Natural Gas | Steam Trap Maintenance | A | Integrated Unit Summer Peak Savings (kW) | Achievable Economic TRC Potential | 0 | 0 | 0 | 0 | 0 | 0 | 0 | 0 | 0 | 0 | 0 | 0 | 0 | 0 | 0 | 0 | 0 | 0 | 0 | 0 | 0 | 0 | 0 | 0 | 0 | 0 | 0 | 0 | 0 | 0 | 0
F3_Industrial_Stone, Clay, and Glass_Existing_Process_Natural Gas_Steam Trap Maintenance_A_Achievable Economic TRC Potential | F3 | Industrial | Stone, Clay, and Glass | Existing | Process | Natural Gas | Steam Trap Maintenance | A | Integrated Unit Winter Peak Savings (kW) | Achievable Economic TRC Potential | 0 | 0 | 0 | 0 | 0 | 0 | 0 | 0 | 0 | 0 | 0 | 0 | 0 | 0 | 0 | 0 | 0 | 0 | 0 | 0 | 0 | 0 | 0 | 0 | 0 | 0 | 0 | 0 | 0 | 0 | 0
F4_Industrial_Stone, Clay, and Glass_Existing_Process_Natural Gas_Steam Trap Maintenance_A_Achievable Economic TRC Potential | F4 | Industrial | Stone, Clay, and Glass | Existing | Process | Natural Gas | Steam Trap Maintenance | A | Incremental Energy Savings (MWh or mTherms) | Achievable Economic TRC Potential | 0 | 0 | 0 | 0 | 0 | 0.0077041 | 0.0076914 | 0.0076375 | 0.0076332 | 0.0076311 | 0.0075262 | 0.0074995 | 0.0074794 | 0.0073559 | 0.0073812 | 0.0073078 | 0.0073068 | 0.0072682 | 0.0072015 | 0.0072091 | 0.0071782 | 0.00715 | 0.0071237 | 0.0070992 | 0.0070766 | 0 | 0 | 0 | 0 | 0 | 0
F5_Industrial_Stone, Clay, and Glass_Existing_Process_Natural Gas_Steam Trap Maintenance_A_Achievable Economic TRC Potential | F5 | Industrial | Stone, Clay, and Glass | Existing | Process | Natural Gas | Steam Trap Maintenance | A | Incremental Summer Peak Savings (MW) | Achievable Economic TRC Potential | 0 | 0 | 0 | 0 | 0 | 0 | 0 | 0 | 0 | 0 | 0 | 0 | 0 | 0 | 0 | 0 | 0 | 0 | 0 | 0 | 0 | 0 | 0 | 0 | 0 | 0 | 0 | 0 | 0 | 0 | 0
F6_Industrial_Stone, Clay, and Glass_Existing_Process_Natural Gas_Steam Trap Maintenance_A_Achievable Economic TRC Potential | F6 | Industrial | Stone, Clay, and Glass | Existing | Process | Natural Gas | Steam Trap Maintenance | A | Incremental Winter Peak Savings (MW) | Achievable Economic TRC Potential | 0 | 0 | 0 | 0 | 0 | 0 | 0 | 0 | 0 | 0 | 0 | 0 | 0 | 0 | 0 | 0 | 0 | 0 | 0 | 0 | 0 | 0 | 0 | 0 | 0 | 0 | 0 | 0 | 0 | 0 | 0
F7_Industrial_Stone, Clay, and Glass_Existing_Process_Natural Gas_Steam Trap Maintenance_A_Achievable Economic TRC Potential | F7 | Industrial | Stone, Clay, and Glass | Existing | Process | Natural Gas | Steam Trap Maintenance | A | Cumulative Energy Savings (MWh or mTherms) | Achievable Economic TRC Potential | 0 | 0 | 0 | 0 | 0 | 0.0077041 | 0.015387 | 0.023007 | 0.030615 | 0.038213 | 0.045698 | 0.05316 | 0.060605 | 0.067922 | 0.075278 | 0.082554 | 0.08984 | 0.097085 | 0.10426 | 0.11146 | 0.11862 | 0.12576 | 0.13288 | 0.13998 | 0.14705 | 0.14704 | 0.14704 | 0.14704 | 0 | 0 | 0
F8_Industrial_Stone, Clay, and Glass_Existing_Process_Natural Gas_Steam Trap Maintenance_A_Achievable Economic TRC Potential | F8 | Industrial | Stone, Clay, and Glass | Existing | Process | Natural Gas | Steam Trap Maintenance | A | Cumulative Summer Peak Savings (MW) | Achievable Economic TRC Potential | 0 | 0 | 0 | 0 | 0 | 0 | 0 | 0 | 0 | 0 | 0 | 0 | 0 | 0 | 0 | 0 | 0 | 0 | 0 | 0 | 0 | 0 | 0 | 0 | 0 | 0 | 0 | 0 | 0 | 0 | 0
F9_Industrial_Stone, Clay, and Glass_Existing_Process_Natural Gas_Steam Trap Maintenance_A_Achievable Economic TRC Potential | F9 | Industrial | Stone, Clay, and Glass | Existing | Process | Natural Gas | Steam Trap Maintenance | A | Cumulative Winter Peak Savings (MW) | Achievable Economic TRC Potential | 0 | 0 | 0 | 0 | 0 | 0 | 0 | 0 | 0 | 0 | 0 | 0 | 0 | 0 | 0 | 0 | 0 | 0 | 0 | 0 | 0 | 0 | 0 | 0 | 0 | 0 | 0 | 0 | 0 | 0 | 0
F10_Industrial_Stone, Clay, and Glass_Existing_Process_Natural Gas_Steam Trap Maintenance_A_Achievable Economic TRC Potential | F10 | Industrial | Stone, Clay, and Glass | Existing | Process | Natural Gas | Steam Trap Maintenance | A | Purchases (Incremental) | Achievable Economic TRC Potential | 0 | 0 | 0 | 0 | 0 | 1.4262 | 1.4254 | 1.417 | 1.4178 | 1.4189 | 1.4009 | 1.3971 | 1.3943 | 1.3721 | 1.3774 | 1.3642 | 1.3644 | 1.3575 | 1.3454 | 1.347 | 1.3414 | 1.3362 | 1.3314 | 1.3268 | 1.3226 | 0 | 0 | 0 | 0 | 0 | 0
F11_Industrial_Stone, Clay, and Glass_Existing_Process_Natural Gas_Steam Trap Maintenance_A_Achievable Economic TRC Potential | F11 | Industrial | Stone, Clay, and Glass | Existing | Process | Natural Gas | Steam Trap Maintenance | A | Purchases (Cumulative) | Achievable Economic TRC Potential | 0 | 0 | 0 | 0 | 0 | 1.4262 | 2.8516 | 4.2686 | 5.6864 | 7.1053 | 8.5062 | 9.9033 | 11.2976 | 12.6697 | 14.047 | 15.4112 | 16.7756 | 18.1332 | 19.4786 | 20.8256 | 22.167 | 23.5032 | 24.8346 | 26.1614 | 27.4841 | 27.4841 | 27.4841 | 27.4841 | 27.4841 | 27.4841 | 27.4841
F1_Industrial_Stone, Clay, and Glass_Existing_Space Heating_Natural Gas_Gas Boiler - High Turndown_A_Achievable Economic TRC Potential | F1 | Industrial | Stone, Clay, and Glass | Existing | Space Heating | Natural Gas | Gas Boiler - High Turndown | A | Integrated Unit Energy Savings (kWh or therms) | Achievable Economic TRC Potential | 0 | 0 | 0 | 0 | 0 | 9.5161 | 9.3717 | 9.19 | 8.9673 | 8.7051 | 8.4056 | 8.0944 | 7.7817 | 7.4632 | 7.189 | 6.9269 | 6.7125 | 6.5202 | 6.3481 | 6.2217 | 6.1052 | 6.0022 | 5.9152 | 5.8444 | 5.7779 | 5.7278 | 5.6846 | 5.6448 | 8.2638 | 8.2299 | 8.1989
F2_Industrial_Stone, Clay, and Glass_Existing_Space Heating_Natural Gas_Gas Boiler - High Turndown_A_Achievable Economic TRC Potential | F2 | Industrial | Stone, Clay, and Glass | Existing | Space Heating | Natural Gas | Gas Boiler - High Turndown | A | Integrated Unit Summer Peak Savings (kW) | Achievable Economic TRC Potential | 0 | 0 | 0 | 0 | 0 | 0 | 0 | 0 | 0 | 0 | 0 | 0 | 0 | 0 | 0 | 0 | 0 | 0 | 0 | 0 | 0 | 0 | 0 | 0 | 0 | 0 | 0 | 0 | 0 | 0 | 0
F3_Industrial_Stone, Clay, and Glass_Existing_Space Heating_Natural Gas_Gas Boiler - High Turndown_A_Achievable Economic TRC Potential | F3 | Industrial | Stone, Clay, and Glass | Existing | Space Heating | Natural Gas | Gas Boiler - High Turndown | A | Integrated Unit Winter Peak Savings (kW) | Achievable Economic TRC Potential | 0 | 0 | 0 | 0 | 0 | 0 | 0 | 0 | 0 | 0 | 0 | 0 | 0 | 0 | 0 | 0 | 0 | 0 | 0 | 0 | 0 | 0 | 0 | 0 | 0 | 0 | 0 | 0 | 0 | 0 | 0
F4_Industrial_Stone, Clay, and Glass_Existing_Space Heating_Natural Gas_Gas Boiler - High Turndown_A_Achievable Economic TRC Potential | F4 | Industrial | Stone, Clay, and Glass | Existing | Space Heating | Natural Gas | Gas Boiler - High Turndown | A | Incremental Energy Savings (MWh or mTherms) | Achievable Economic TRC Potential | 0 | 0 | 0 | 0 | 0 | 0.0033472 | 0.0032946 | 0.0032116 | 0.0031355 | 0.0030463 | 0.0026137 | 0.0020081 | 0.0015413 | 0.0011638 | 0.00090024 | 0.00068732 | 0.0005329 | 0.00041202 | 0.00031806 | 0.00024968 | 0.00019519 | 1.3038e-06 | 4.5721e-07 | 1.5348e-07 | 4.9323e-08 | 4.144e-08 | 4.1017e-08 | 4.0632e-08 | 5.9354e-08 | 5.8995e-08 | 5.8673e-08
F5_Industrial_Stone, Clay, and Glass_Existing_Space Heating_Natural Gas_Gas Boiler - High Turndown_A_Achievable Economic TRC Potential | F5 | Industrial | Stone, Clay, and Glass | Existing | Space Heating | Natural Gas | Gas Boiler - High Turndown | A | Incremental Summer Peak Savings (MW) | Achievable Economic TRC Potential | 0 | 0 | 0 | 0 | 0 | 0 | 0 | 0 | 0 | 0 | 0 | 0 | 0 | 0 | 0 | 0 | 0 | 0 | 0 | 0 | 0 | 0 | 0 | 0 | 0 | 0 | 0 | 0 | 0 | 0 | 0
F6_Industrial_Stone, Clay, and Glass_Existing_Space Heating_Natural Gas_Gas Boiler - High Turndown_A_Achievable Economic TRC Potential | F6 | Industrial | Stone, Clay, and Glass | Existing | Space Heating | Natural Gas | Gas Boiler - High Turndown | A | Incremental Winter Peak Savings (MW) | Achievable Economic TRC Potential | 0 | 0 | 0 | 0 | 0 | 0 | 0 | 0 | 0 | 0 | 0 | 0 | 0 | 0 | 0 | 0 | 0 | 0 | 0 | 0 | 0 | 0 | 0 | 0 | 0 | 0 | 0 | 0 | 0 | 0 | 0
F7_Industrial_Stone, Clay, and Glass_Existing_Space Heating_Natural Gas_Gas Boiler - High Turndown_A_Achievable Economic TRC Potential | F7 | Industrial | Stone, Clay, and Glass | Existing | Space Heating | Natural Gas | Gas Boiler - High Turndown | A | Cumulative Energy Savings (MWh or mTherms) | Achievable Economic TRC Potential | 0 | 0 | 0 | 0 | 0 | 0.0033472 | 0.0065909 | 0.0096747 | 0.012576 | 0.015254 | 0.017343 | 0.018709 | 0.019528 | 0.019892 | 0.020062 | 0.020018 | 0.019931 | 0.019772 | 0.019568 | 0.019428 | 0.01926 | 0.018936 | 0.018662 | 0.018439 | 0.018229 | 0.018071 | 0.017935 | 0.017809 | 0 | 0 | 0
F8_Industrial_Stone, Clay, and Glass_Existing_Space Heating_Natural Gas_Gas Boiler - High Turndown_A_Achievable Economic TRC Potential | F8 | Industrial | Stone, Clay, and Glass | Existing | Space Heating | Natural Gas | Gas Boiler - High Turndown | A | Cumulative Summer Peak Savings (MW) | Achievable Economic TRC Potential | 0 | 0 | 0 | 0 | 0 | 0 | 0 | 0 | 0 | 0 | 0 | 0 | 0 | 0 | 0 | 0 | 0 | 0 | 0 | 0 | 0 | 0 | 0 | 0 | 0 | 0 | 0 | 0 | 0 | 0 | 0
F9_Industrial_Stone, Clay, and Glass_Existing_Space Heating_Natural Gas_Gas Boiler - High Turndown_A_Achievable Economic TRC Potential | F9 | Industrial | Stone, Clay, and Glass | Existing | Space Heating | Natural Gas | Gas Boiler - High Turndown | A | Cumulative Winter Peak Savings (MW) | Achievable Economic TRC Potential | 0 | 0 | 0 | 0 | 0 | 0 | 0 | 0 | 0 | 0 | 0 | 0 | 0 | 0 | 0 | 0 | 0 | 0 | 0 | 0 | 0 | 0 | 0 | 0 | 0 | 0 | 0 | 0 | 0 | 0 | 0
F10_Industrial_Stone, Clay, and Glass_Existing_Space Heating_Natural Gas_Gas Boiler - High Turndown_A_Achievable Economic TRC Potential | F10 | Industrial | Stone, Clay, and Glass | Existing | Space Heating | Natural Gas | Gas Boiler - High Turndown | A | Purchases (Incremental) | Achievable Economic TRC Potential | 0 | 0 | 0 | 0 | 0 | 0.35174 | 0.35154 | 0.34947 | 0.34966 | 0.34995 | 0.31095 | 0.24808 | 0.19806 | 0.15593 | 0.12522 | 0.099224 | 0.079389 | 0.063192 | 0.050103 | 0.040129 | 0.031971 | 0.00021722 | 7.7295e-05 | 2.6261e-05 | 8.5364e-06 | 7.2348e-06 | 7.2155e-06 | 7.198e-06 | 7.1823e-06 | 7.1684e-06 | 7.1562e-06
F11_Industrial_Stone, Clay, and Glass_Existing_Space Heating_Natural Gas_Gas Boiler - High Turndown_A_Achievable Economic TRC Potential | F11 | Industrial | Stone, Clay, and Glass | Existing | Space Heating | Natural Gas | Gas Boiler - High Turndown | A | Purchases (Cumulative) | Achievable Economic TRC Potential | 0 | 0 | 0 | 0 | 0 | 0.35174 | 0.70328 | 1.0527 | 1.4024 | 1.7524 | 2.0633 | 2.3114 | 2.5095 | 2.6654 | 2.7906 | 2.8898 | 2.9692 | 3.0324 | 3.0825 | 3.1226 | 3.1546 | 3.1548 | 3.1549 | 3.1549 | 3.1549 | 3.155 | 3.155 | 3.155 | 3.155 | 3.155 | 3.155
F1_Industrial_Stone, Clay, and Glass_Existing_Process_Natural Gas_Gas Boiler - High Turndown_A_Achievable Economic TRC Potential | F1 | Industrial | Stone, Clay, and Glass | Existing | Process | Natural Gas | Gas Boiler - High Turndown | A | Integrated Unit Energy Savings (kWh or therms) | Achievable Economic TRC Potential | 0 | 0 | 0 | 0 | 0 | 5.7164 | 5.6924 | 5.6683 | 5.6445 | 5.6209 | 5.5975 | 5.5786 | 5.5625 | 5.546 | 5.5349 | 5.5225 | 5.5132 | 5.5036 | 5.4938 | 5.487 | 5.4793 | 5.4733 | 5.4675 | 5.4616 | 5.4559 | 5.4551 | 5.4543 | 5.4536 | 5.7404 | 5.7404 | 5.7404
F2_Industrial_Stone, Clay, and Glass_Existing_Process_Natural Gas_Gas Boiler - High Turndown_A_Achievable Economic TRC Potential | F2 | Industrial | Stone, Clay, and Glass | Existing | Process | Natural Gas | Gas Boiler - High Turndown | A | Integrated Unit Summer Peak Savings (kW) | Achievable Economic TRC Potential | 0 | 0 | 0 | 0 | 0 | 0 | 0 | 0 | 0 | 0 | 0 | 0 | 0 | 0 | 0 | 0 | 0 | 0 | 0 | 0 | 0 | 0 | 0 | 0 | 0 | 0 | 0 | 0 | 0 | 0 | 0
F3_Industrial_Stone, Clay, and Glass_Existing_Process_Natural Gas_Gas Boiler - High Turndown_A_Achievable Economic TRC Potential | F3 | Industrial | Stone, Clay, and Glass | Existing | Process | Natural Gas | Gas Boiler - High Turndown | A | Integrated Unit Winter Peak Savings (kW) | Achievable Economic TRC Potential | 0 | 0 | 0 | 0 | 0 | 0 | 0 | 0 | 0 | 0 | 0 | 0 | 0 | 0 | 0 | 0 | 0 | 0 | 0 | 0 | 0 | 0 | 0 | 0 | 0 | 0 | 0 | 0 | 0 | 0 | 0
F4_Industrial_Stone, Clay, and Glass_Existing_Process_Natural Gas_Gas Boiler - High Turndown_A_Achievable Economic TRC Potential | F4 | Industrial | Stone, Clay, and Glass | Existing | Process | Natural Gas | Gas Boiler - High Turndown | A | Incremental Energy Savings (MWh or mTherms) | Achievable Economic TRC Potential | 0 | 0 | 0 | 0 | 0 | 0.022292 | 0.022187 | 0.021962 | 0.021882 | 0.021808 | 0.019298 | 0.015344 | 0.012215 | 0.0095883 | 0.0076844 | 0.0060753 | 0.0048527 | 0.0038559 | 0.0030518 | 0.0024413 | 0.0019422 | 1.3181e-05 | 4.6855e-06 | 1.5902e-06 | 5.1636e-07 | 4.3757e-07 | 4.3634e-07 | 4.3523e-07 | 4.5711e-07 | 4.5622e-07 | 4.5545e-07
F5_Industrial_Stone, Clay, and Glass_Existing_Process_Natural Gas_Gas Boiler - High Turndown_A_Achievable Economic TRC Potential | F5 | Industrial | Stone, Clay, and Glass | Existing | Process | Natural Gas | Gas Boiler - High Turndown | A | Incremental Summer Peak Savings (MW) | Achievable Economic TRC Potential | 0 | 0 | 0 | 0 | 0 | 0 | 0 | 0 | 0 | 0 | 0 | 0 | 0 | 0 | 0 | 0 | 0 | 0 | 0 | 0 | 0 | 0 | 0 | 0 | 0 | 0 | 0 | 0 | 0 | 0 | 0
F6_Industrial_Stone, Clay, and Glass_Existing_Process_Natural Gas_Gas Boiler - High Turndown_A_Achievable Economic TRC Potential | F6 | Industrial | Stone, Clay, and Glass | Existing | Process | Natural Gas | Gas Boiler - High Turndown | A | Incremental Winter Peak Savings (MW) | Achievable Economic TRC Potential | 0 | 0 | 0 | 0 | 0 | 0 | 0 | 0 | 0 | 0 | 0 | 0 | 0 | 0 | 0 | 0 | 0 | 0 | 0 | 0 | 0 | 0 | 0 | 0 | 0 | 0 | 0 | 0 | 0 | 0 | 0
F7_Industrial_Stone, Clay, and Glass_Existing_Process_Natural Gas_Gas Boiler - High Turndown_A_Achievable Economic TRC Potential | F7 | Industrial | Stone, Clay, and Glass | Existing | Process | Natural Gas | Gas Boiler - High Turndown | A | Cumulative Energy Savings (MWh or mTherms) | Achievable Economic TRC Potential | 0 | 0 | 0 | 0 | 0 | 0.022292 | 0.044386 | 0.06616 | 0.087764 | 0.1092 | 0.12805 | 0.14296 | 0.15476 | 0.16389 | 0.17125 | 0.17694 | 0.18149 | 0.18503 | 0.18776 | 0.18996 | 0.19164 | 0.19145 | 0.19125 | 0.19104 | 0.19084 | 0.19081 | 0.19079 | 0.19076 | 0 | 0 | 0
F8_Industrial_Stone, Clay, and Glass_Existing_Process_Natural Gas_Gas Boiler - High Turndown_A_Achievable Economic TRC Potential | F8 | Industrial | Stone, Clay, and Glass | Existing | Process | Natural Gas | Gas Boiler - High Turndown | A | Cumulative Summer Peak Savings (MW) | Achievable Economic TRC Potential | 0 | 0 | 0 | 0 | 0 | 0 | 0 | 0 | 0 | 0 | 0 | 0 | 0 | 0 | 0 | 0 | 0 | 0 | 0 | 0 | 0 | 0 | 0 | 0 | 0 | 0 | 0 | 0 | 0 | 0 | 0
F9_Industrial_Stone, Clay, and Glass_Existing_Process_Natural Gas_Gas Boiler - High Turndown_A_Achievable Economic TRC Potential | F9 | Industrial | Stone, Clay, and Glass | Existing | Process | Natural Gas | Gas Boiler - High Turndown | A | Cumulative Winter Peak Savings (MW) | Achievable Economic TRC Potential | 0 | 0 | 0 | 0 | 0 | 0 | 0 | 0 | 0 | 0 | 0 | 0 | 0 | 0 | 0 | 0 | 0 | 0 | 0 | 0 | 0 | 0 | 0 | 0 | 0 | 0 | 0 | 0 | 0 | 0 | 0
F10_Industrial_Stone, Clay, and Glass_Existing_Process_Natural Gas_Gas Boiler - High Turndown_A_Achievable Economic TRC Potential | F10 | Industrial | Stone, Clay, and Glass | Existing | Process | Natural Gas | Gas Boiler - High Turndown | A | Purchases (Incremental) | Achievable Economic TRC Potential | 0 | 0 | 0 | 0 | 0 | 3.8997 | 3.8976 | 3.8746 | 3.8767 | 3.8799 | 3.4476 | 2.7505 | 2.1959 | 1.7289 | 1.3884 | 1.1001 | 0.88019 | 0.70061 | 0.55549 | 0.44492 | 0.35446 | 0.0024083 | 0.00085697 | 0.00029116 | 9.4643e-05 | 8.0213e-05 | 7.9999e-05 | 7.9805e-05 | 7.9631e-05 | 7.9477e-05 | 7.9341e-05
F11_Industrial_Stone, Clay, and Glass_Existing_Process_Natural Gas_Gas Boiler - High Turndown_A_Achievable Economic TRC Potential | F11 | Industrial | Stone, Clay, and Glass | Existing | Process | Natural Gas | Gas Boiler - High Turndown | A | Purchases (Cumulative) | Achievable Economic TRC Potential | 0 | 0 | 0 | 0 | 0 | 3.8997 | 7.7973 | 11.6719 | 15.5486 | 19.4285 | 22.876 | 25.6265 | 27.8225 | 29.5513 | 30.9397 | 32.0398 | 32.92 | 33.6206 | 34.1761 | 34.621 | 34.9755 | 34.9779 | 34.9787 | 34.979 | 34.9791 | 34.9792 | 34.9793 | 34.9794 | 34.9794 | 34.9795 | 34.9796
F1_Industrial_Stone, Clay, and Glass_Existing_Space Heating_Natural Gas_Gas Boiler - Burner Control Optimization_A_Achievable Economic TRC Potential | F1 | Industrial | Stone, Clay, and Glass | Existing | Space Heating | Natural Gas | Gas Boiler - Burner Control Optimization | A | Integrated Unit Energy Savings (kWh or therms) | Achievable Economic TRC Potential | 0 | 0 | 0 | 0 | 0 | 2.7596 | 2.7176 | 2.6648 | 2.6001 | 2.5239 | 2.437 | 2.3467 | 2.256 | 2.1636 | 2.0841 | 2.0081 | 1.9459 | 1.8901 | 1.8402 | 1.8036 | 1.7698 | 1.7399 | 1.7147 | 1.6942 | 1.6749 | 1.6604 | 1.6479 | 1.6363 | 2.3965 | 2.3867 | 2.3777
F2_Industrial_Stone, Clay, and Glass_Existing_Space Heating_Natural Gas_Gas Boiler - Burner Control Optimization_A_Achievable Economic TRC Potential | F2 | Industrial | Stone, Clay, and Glass | Existing | Space Heating | Natural Gas | Gas Boiler - Burner Control Optimization | A | Integrated Unit Summer Peak Savings (kW) | Achievable Economic TRC Potential | 0 | 0 | 0 | 0 | 0 | 0 | 0 | 0 | 0 | 0 | 0 | 0 | 0 | 0 | 0 | 0 | 0 | 0 | 0 | 0 | 0 | 0 | 0 | 0 | 0 | 0 | 0 | 0 | 0 | 0 | 0
F3_Industrial_Stone, Clay, and Glass_Existing_Space Heating_Natural Gas_Gas Boiler - Burner Control Optimization_A_Achievable Economic TRC Potential | F3 | Industrial | Stone, Clay, and Glass | Existing | Space Heating | Natural Gas | Gas Boiler - Burner Control Optimization | A | Integrated Unit Winter Peak Savings (kW) | Achievable Economic TRC Potential | 0 | 0 | 0 | 0 | 0 | 0 | 0 | 0 | 0 | 0 | 0 | 0 | 0 | 0 | 0 | 0 | 0 | 0 | 0 | 0 | 0 | 0 | 0 | 0 | 0 | 0 | 0 | 0 | 0 | 0 | 0
F4_Industrial_Stone, Clay, and Glass_Existing_Space Heating_Natural Gas_Gas Boiler - Burner Control Optimization_A_Achievable Economic TRC Potential | F4 | Industrial | Stone, Clay, and Glass | Existing | Space Heating | Natural Gas | Gas Boiler - Burner Control Optimization | A | Incremental Energy Savings (MWh or mTherms) | Achievable Economic TRC Potential | 0 | 0 | 0 | 0 | 0 | 0.00026183 | 0.00040509 | 0.00078975 | 0.0013493 | 0.0020391 | 0.0027214 | 0.0033261 | 0.0037229 | 0.003784 | 0.0036589 | 0.003259 | 0.0027637 | 0.0021996 | 0.0016508 | 0.0011936 | 0.00081645 | 0.00053304 | 0.00033307 | 0.00019963 | 0.00013321 | 0 | 0 | 0 | 0 | 0 | 0
F5_Industrial_Stone, Clay, and Glass_Existing_Space Heating_Natural Gas_Gas Boiler - Burner Control Optimization_A_Achievable Economic TRC Potential | F5 | Industrial | Stone, Clay, and Glass | Existing | Space Heating | Natural Gas | Gas Boiler - Burner Control Optimization | A | Incremental Summer Peak Savings (MW) | Achievable Economic TRC Potential | 0 | 0 | 0 | 0 | 0 | 0 | 0 | 0 | 0 | 0 | 0 | 0 | 0 | 0 | 0 | 0 | 0 | 0 | 0 | 0 | 0 | 0 | 0 | 0 | 0 | 0 | 0 | 0 | 0 | 0 | 0
F6_Industrial_Stone, Clay, and Glass_Existing_Space Heating_Natural Gas_Gas Boiler - Burner Control Optimization_A_Achievable Economic TRC Potential | F6 | Industrial | Stone, Clay, and Glass | Existing | Space Heating | Natural Gas | Gas Boiler - Burner Control Optimization | A | Incremental Winter Peak Savings (MW) | Achievable Economic TRC Potential | 0 | 0 | 0 | 0 | 0 | 0 | 0 | 0 | 0 | 0 | 0 | 0 | 0 | 0 | 0 | 0 | 0 | 0 | 0 | 0 | 0 | 0 | 0 | 0 | 0 | 0 | 0 | 0 | 0 | 0 | 0
F7_Industrial_Stone, Clay, and Glass_Existing_Space Heating_Natural Gas_Gas Boiler - Burner Control Optimization_A_Achievable Economic TRC Potential | F7 | Industrial | Stone, Clay, and Glass | Existing | Space Heating | Natural Gas | Gas Boiler - Burner Control Optimization | A | Cumulative Energy Savings (MWh or mTherms) | Achievable Economic TRC Potential | 0 | 0 | 0 | 0 | 0 | 0.00026183 | 0.00066294 | 0.0014398 | 0.0027541 | 0.0047125 | 0.0072716 | 0.010328 | 0.013652 | 0.016877 | 0.019915 | 0.022448 | 0.024516 | 0.026014 | 0.026978 | 0.027634 | 0.027933 | 0.027995 | 0.027922 | 0.027787 | 0.027604 | 0.027365 | 0.027158 | 0.026968 | 0 | 0 | 0
F8_Industrial_Stone, Clay, and Glass_Existing_Space Heating_Natural Gas_Gas Boiler - Burner Control Optimization_A_Achievable Economic TRC Potential | F8 | Industrial | Stone, Clay, and Glass | Existing | Space Heating | Natural Gas | Gas Boiler - Burner Control Optimization | A | Cumulative Summer Peak Savings (MW) | Achievable Economic TRC Potential | 0 | 0 | 0 | 0 | 0 | 0 | 0 | 0 | 0 | 0 | 0 | 0 | 0 | 0 | 0 | 0 | 0 | 0 | 0 | 0 | 0 | 0 | 0 | 0 | 0 | 0 | 0 | 0 | 0 | 0 | 0
F9_Industrial_Stone, Clay, and Glass_Existing_Space Heating_Natural Gas_Gas Boiler - Burner Control Optimization_A_Achievable Economic TRC Potential | F9 | Industrial | Stone, Clay, and Glass | Existing | Space Heating | Natural Gas | Gas Boiler - Burner Control Optimization | A | Cumulative Winter Peak Savings (MW) | Achievable Economic TRC Potential | 0 | 0 | 0 | 0 | 0 | 0 | 0 | 0 | 0 | 0 | 0 | 0 | 0 | 0 | 0 | 0 | 0 | 0 | 0 | 0 | 0 | 0 | 0 | 0 | 0 | 0 | 0 | 0 | 0 | 0 | 0
F10_Industrial_Stone, Clay, and Glass_Existing_Space Heating_Natural Gas_Gas Boiler - Burner Control Optimization_A_Achievable Economic TRC Potential | F10 | Industrial | Stone, Clay, and Glass | Existing | Space Heating | Natural Gas | Gas Boiler - Burner Control Optimization | A | Purchases (Incremental) | Achievable Economic TRC Potential | 0 | 0 | 0 | 0 | 0 | 0.094882 | 0.14906 | 0.29637 | 0.51893 | 0.80789 | 1.1167 | 1.4173 | 1.6502 | 1.7489 | 1.7556 | 1.6229 | 1.4203 | 1.1637 | 0.89706 | 0.66177 | 0.46133 | 0.30635 | 0.19424 | 0.11783 | 0.079531 | 0 | 0 | 0 | 0 | 0 | 0
F11_Industrial_Stone, Clay, and Glass_Existing_Space Heating_Natural Gas_Gas Boiler - Burner Control Optimization_A_Achievable Economic TRC Potential | F11 | Industrial | Stone, Clay, and Glass | Existing | Space Heating | Natural Gas | Gas Boiler - Burner Control Optimization | A | Purchases (Cumulative) | Achievable Economic TRC Potential | 0 | 0 | 0 | 0 | 0 | 0.094882 | 0.24395 | 0.54032 | 1.0592 | 1.8671 | 2.9838 | 4.4012 | 6.0514 | 7.8003 | 9.5559 | 11.1789 | 12.5991 | 13.7629 | 14.6599 | 15.3217 | 15.783 | 16.0894 | 16.2836 | 16.4015 | 16.481 | 16.481 | 16.481 | 16.481 | 16.481 | 16.481 | 16.481
F1_Industrial_Stone, Clay, and Glass_Existing_Process_Natural Gas_Gas Boiler - Burner Control Optimization_A_Achievable Economic TRC Potential | F1 | Industrial | Stone, Clay, and Glass | Existing | Process | Natural Gas | Gas Boiler - Burner Control Optimization | A | Integrated Unit Energy Savings (kWh or therms) | Achievable Economic TRC Potential | 0 | 0 | 0 | 0 | 0 | 1.6577 | 1.6508 | 1.6437 | 1.6368 | 1.6299 | 1.6231 | 1.6176 | 1.613 | 1.6082 | 1.6049 | 1.6013 | 1.5986 | 1.5958 | 1.593 | 1.591 | 1.5888 | 1.5871 | 1.5853 | 1.5837 | 1.582 | 1.5818 | 1.5815 | 1.5813 | 1.6647 | 1.6647 | 1.6647
F2_Industrial_Stone, Clay, and Glass_Existing_Process_Natural Gas_Gas Boiler - Burner Control Optimization_A_Achievable Economic TRC Potential | F2 | Industrial | Stone, Clay, and Glass | Existing | Process | Natural Gas | Gas Boiler - Burner Control Optimization | A | Integrated Unit Summer Peak Savings (kW) | Achievable Economic TRC Potential | 0 | 0 | 0 | 0 | 0 | 0 | 0 | 0 | 0 | 0 | 0 | 0 | 0 | 0 | 0 | 0 | 0 | 0 | 0 | 0 | 0 | 0 | 0 | 0 | 0 | 0 | 0 | 0 | 0 | 0 | 0
F3_Industrial_Stone, Clay, and Glass_Existing_Process_Natural Gas_Gas Boiler - Burner Control Optimization_A_Achievable Economic TRC Potential | F3 | Industrial | Stone, Clay, and Glass | Existing | Process | Natural Gas | Gas Boiler - Burner Control Optimization | A | Integrated Unit Winter Peak Savings (kW) | Achievable Economic TRC Potential | 0 | 0 | 0 | 0 | 0 | 0 | 0 | 0 | 0 | 0 | 0 | 0 | 0 | 0 | 0 | 0 | 0 | 0 | 0 | 0 | 0 | 0 | 0 | 0 | 0 | 0 | 0 | 0 | 0 | 0 | 0
F4_Industrial_Stone, Clay, and Glass_Existing_Process_Natural Gas_Gas Boiler - Burner Control Optimization_A_Achievable Economic TRC Potential | F4 | Industrial | Stone, Clay, and Glass | Existing | Process | Natural Gas | Gas Boiler - Burner Control Optimization | A | Incremental Energy Savings (MWh or mTherms) | Achievable Economic TRC Potential | 0 | 0 | 0 | 0 | 0 | 0.0017439 | 0.0027282 | 0.0054011 | 0.0094173 | 0.0146 | 0.020096 | 0.02542 | 0.029511 | 0.031183 | 0.031239 | 0.028814 | 0.025173 | 0.02059 | 0.015843 | 0.011673 | 0.0081261 | 0.0053905 | 0.0034142 | 0.0020689 | 0.0013949 | 0 | 0 | 0 | 0 | 0 | 0
F5_Industrial_Stone, Clay, and Glass_Existing_Process_Natural Gas_Gas Boiler - Burner Control Optimization_A_Achievable Economic TRC Potential | F5 | Industrial | Stone, Clay, and Glass | Existing | Process | Natural Gas | Gas Boiler - Burner Control Optimization | A | Incremental Summer Peak Savings (MW) | Achievable Economic TRC Potential | 0 | 0 | 0 | 0 | 0 | 0 | 0 | 0 | 0 | 0 | 0 | 0 | 0 | 0 | 0 | 0 | 0 | 0 | 0 | 0 | 0 | 0 | 0 | 0 | 0 | 0 | 0 | 0 | 0 | 0 | 0
F6_Industrial_Stone, Clay, and Glass_Existing_Process_Natural Gas_Gas Boiler - Burner Control Optimization_A_Achievable Economic TRC Potential | F6 | Industrial | Stone, Clay, and Glass | Existing | Process | Natural Gas | Gas Boiler - Burner Control Optimization | A | Incremental Winter Peak Savings (MW) | Achievable Economic TRC Potential | 0 | 0 | 0 | 0 | 0 | 0 | 0 | 0 | 0 | 0 | 0 | 0 | 0 | 0 | 0 | 0 | 0 | 0 | 0 | 0 | 0 | 0 | 0 | 0 | 0 | 0 | 0 | 0 | 0 | 0 | 0
F7_Industrial_Stone, Clay, and Glass_Existing_Process_Natural Gas_Gas Boiler - Burner Control Optimization_A_Achievable Economic TRC Potential | F7 | Industrial | Stone, Clay, and Glass | Existing | Process | Natural Gas | Gas Boiler - Burner Control Optimization | A | Cumulative Energy Savings (MWh or mTherms) | Achievable Economic TRC Potential | 0 | 0 | 0 | 0 | 0 | 0.0017439 | 0.0044647 | 0.0098468 | 0.019223 | 0.033741 | 0.053696 | 0.078934 | 0.10822 | 0.13908 | 0.17004 | 0.19847 | 0.22331 | 0.24351 | 0.25892 | 0.27027 | 0.27801 | 0.2831 | 0.28621 | 0.28798 | 0.28907 | 0.28903 | 0.28899 | 0.28895 | 0 | 0 | 0
F8_Industrial_Stone, Clay, and Glass_Existing_Process_Natural Gas_Gas Boiler - Burner Control Optimization_A_Achievable Economic TRC Potential | F8 | Industrial | Stone, Clay, and Glass | Existing | Process | Natural Gas | Gas Boiler - Burner Control Optimization | A | Cumulative Summer Peak Savings (MW) | Achievable Economic TRC Potential | 0 | 0 | 0 | 0 | 0 | 0 | 0 | 0 | 0 | 0 | 0 | 0 | 0 | 0 | 0 | 0 | 0 | 0 | 0 | 0 | 0 | 0 | 0 | 0 | 0 | 0 | 0 | 0 | 0 | 0 | 0
F9_Industrial_Stone, Clay, and Glass_Existing_Process_Natural Gas_Gas Boiler - Burner Control Optimization_A_Achievable Economic TRC Potential | F9 | Industrial | Stone, Clay, and Glass | Existing | Process | Natural Gas | Gas Boiler - Burner Control Optimization | A | Cumulative Winter Peak Savings (MW) | Achievable Economic TRC Potential | 0 | 0 | 0 | 0 | 0 | 0 | 0 | 0 | 0 | 0 | 0 | 0 | 0 | 0 | 0 | 0 | 0 | 0 | 0 | 0 | 0 | 0 | 0 | 0 | 0 | 0 | 0 | 0 | 0 | 0 | 0
F10_Industrial_Stone, Clay, and Glass_Existing_Process_Natural Gas_Gas Boiler - Burner Control Optimization_A_Achievable Economic TRC Potential | F10 | Industrial | Stone, Clay, and Glass | Existing | Process | Natural Gas | Gas Boiler - Burner Control Optimization | A | Purchases (Incremental) | Achievable Economic TRC Potential | 0 | 0 | 0 | 0 | 0 | 1.052 | 1.6527 | 3.2859 | 5.7534 | 8.9571 | 12.3807 | 15.7142 | 18.296 | 19.3905 | 19.4646 | 17.9937 | 15.7465 | 12.9025 | 9.9457 | 7.3371 | 5.1147 | 3.3966 | 2.1536 | 1.3064 | 0.88176 | 0 | 0 | 0 | 0 | 0 | 0
F11_Industrial_Stone, Clay, and Glass_Existing_Process_Natural Gas_Gas Boiler - Burner Control Optimization_A_Achievable Economic TRC Potential | F11 | Industrial | Stone, Clay, and Glass | Existing | Process | Natural Gas | Gas Boiler - Burner Control Optimization | A | Purchases (Cumulative) | Achievable Economic TRC Potential | 0 | 0 | 0 | 0 | 0 | 1.052 | 2.7046 | 5.9905 | 11.7439 | 20.701 | 33.0818 | 48.796 | 67.092 | 86.4826 | 105.9471 | 123.9408 | 139.6873 | 152.5898 | 162.5355 | 169.8726 | 174.9874 | 178.3839 | 180.5375 | 181.8439 | 182.7257 | 182.7257 | 182.7257 | 182.7257 | 182.7257 | 182.7257 | 182.7257
F1_Industrial_Stone, Clay, and Glass_Existing_Space Heating_Natural Gas_HVAC - Demand Controlled Ventilation_A_Achievable Economic TRC Potential | F1 | Industrial | Stone, Clay, and Glass | Existing | Space Heating | Natural Gas | HVAC - Demand Controlled Ventilation | A | Integrated Unit Energy Savings (kWh or therms) | Achievable Economic TRC Potential | 0 | 0 | 0 | 0 | 0 | 0.045647 | 0.045157 | 0.044538 | 0.043891 | 0.043213 | 0.042508 | 0.041777 | 0.04104 | 0.04028 | 0.039496 | 0.038731 | 0.037989 | 0.037272 | 0.036589 | 0.035965 | 0.035378 | 0.03483 | 0.034329 | 0.033876 | 0.033459 | 0.033131 | 0.03284 | 0.032566 | 0.036718 | 0.036492 | 0.03628
F2_Industrial_Stone, Clay, and Glass_Existing_Space Heating_Natural Gas_HVAC - Demand Controlled Ventilation_A_Achievable Economic TRC Potential | F2 | Industrial | Stone, Clay, and Glass | Existing | Space Heating | Natural Gas | HVAC - Demand Controlled Ventilation | A | Integrated Unit Summer Peak Savings (kW) | Achievable Economic TRC Potential | 0 | 0 | 0 | 0 | 0 | 0 | 0 | 0 | 0 | 0 | 0 | 0 | 0 | 0 | 0 | 0 | 0 | 0 | 0 | 0 | 0 | 0 | 0 | 0 | 0 | 0 | 0 | 0 | 0 | 0 | 0
F3_Industrial_Stone, Clay, and Glass_Existing_Space Heating_Natural Gas_HVAC - Demand Controlled Ventilation_A_Achievable Economic TRC Potential | F3 | Industrial | Stone, Clay, and Glass | Existing | Space Heating | Natural Gas | HVAC - Demand Controlled Ventilation | A | Integrated Unit Winter Peak Savings (kW) | Achievable Economic TRC Potential | 0 | 0 | 0 | 0 | 0 | 0 | 0 | 0 | 0 | 0 | 0 | 0 | 0 | 0 | 0 | 0 | 0 | 0 | 0 | 0 | 0 | 0 | 0 | 0 | 0 | 0 | 0 | 0 | 0 | 0 | 0
F4_Industrial_Stone, Clay, and Glass_Existing_Space Heating_Natural Gas_HVAC - Demand Controlled Ventilation_A_Achievable Economic TRC Potential | F4 | Industrial | Stone, Clay, and Glass | Existing | Space Heating | Natural Gas | HVAC - Demand Controlled Ventilation | A | Incremental Energy Savings (MWh or mTherms) | Achievable Economic TRC Potential | 0 | 0 | 0 | 0 | 0 | 0 | 0 | 0 | 0 | 0 | 0 | 0 | 0 | 0 | 0 | 0 | 0 | 0 | 0 | 0 | 0 | 0 | 0 | 0 | 0 | 0 | 0 | 0 | 0 | 0 | 0
F5_Industrial_Stone, Clay, and Glass_Existing_Space Heating_Natural Gas_HVAC - Demand Controlled Ventilation_A_Achievable Economic TRC Potential | F5 | Industrial | Stone, Clay, and Glass | Existing | Space Heating | Natural Gas | HVAC - Demand Controlled Ventilation | A | Incremental Summer Peak Savings (MW) | Achievable Economic TRC Potential | 0 | 0 | 0 | 0 | 0 | 0 | 0 | 0 | 0 | 0 | 0 | 0 | 0 | 0 | 0 | 0 | 0 | 0 | 0 | 0 | 0 | 0 | 0 | 0 | 0 | 0 | 0 | 0 | 0 | 0 | 0
F6_Industrial_Stone, Clay, and Glass_Existing_Space Heating_Natural Gas_HVAC - Demand Controlled Ventilation_A_Achievable Economic TRC Potential | F6 | Industrial | Stone, Clay, and Glass | Existing | Space Heating | Natural Gas | HVAC - Demand Controlled Ventilation | A | Incremental Winter Peak Savings (MW) | Achievable Economic TRC Potential | 0 | 0 | 0 | 0 | 0 | 0 | 0 | 0 | 0 | 0 | 0 | 0 | 0 | 0 | 0 | 0 | 0 | 0 | 0 | 0 | 0 | 0 | 0 | 0 | 0 | 0 | 0 | 0 | 0 | 0 | 0
F7_Industrial_Stone, Clay, and Glass_Existing_Space Heating_Natural Gas_HVAC - Demand Controlled Ventilation_A_Achievable Economic TRC Potential | F7 | Industrial | Stone, Clay, and Glass | Existing | Space Heating | Natural Gas | HVAC - Demand Controlled Ventilation | A | Cumulative Energy Savings (MWh or mTherms) | Achievable Economic TRC Potential | 0 | 0 | 0 | 0 | 0 | 0 | 0 | 0 | 0 | 0 | 0 | 0 | 0 | 0 | 0 | 0 | 0 | 0 | 0 | 0 | 0 | 0 | 0 | 0 | 0 | 0 | 0 | 0 | 0 | 0 | 0
F8_Industrial_Stone, Clay, and Glass_Existing_Space Heating_Natural Gas_HVAC - Demand Controlled Ventilation_A_Achievable Economic TRC Potential | F8 | Industrial | Stone, Clay, and Glass | Existing | Space Heating | Natural Gas | HVAC - Demand Controlled Ventilation | A | Cumulative Summer Peak Savings (MW) | Achievable Economic TRC Potential | 0 | 0 | 0 | 0 | 0 | 0 | 0 | 0 | 0 | 0 | 0 | 0 | 0 | 0 | 0 | 0 | 0 | 0 | 0 | 0 | 0 | 0 | 0 | 0 | 0 | 0 | 0 | 0 | 0 | 0 | 0
F9_Industrial_Stone, Clay, and Glass_Existing_Space Heating_Natural Gas_HVAC - Demand Controlled Ventilation_A_Achievable Economic TRC Potential | F9 | Industrial | Stone, Clay, and Glass | Existing | Space Heating | Natural Gas | HVAC - Demand Controlled Ventilation | A | Cumulative Winter Peak Savings (MW) | Achievable Economic TRC Potential | 0 | 0 | 0 | 0 | 0 | 0 | 0 | 0 | 0 | 0 | 0 | 0 | 0 | 0 | 0 | 0 | 0 | 0 | 0 | 0 | 0 | 0 | 0 | 0 | 0 | 0 | 0 | 0 | 0 | 0 | 0
F10_Industrial_Stone, Clay, and Glass_Existing_Space Heating_Natural Gas_HVAC - Demand Controlled Ventilation_A_Achievable Economic TRC Potential | F10 | Industrial | Stone, Clay, and Glass | Existing | Space Heating | Natural Gas | HVAC - Demand Controlled Ventilation | A | Purchases (Incremental) | Achievable Economic TRC Potential | 0 | 0 | 0 | 0 | 0 | 0 | 0 | 0 | 0 | 0 | 0 | 0 | 0 | 0 | 0 | 0 | 0 | 0 | 0 | 0 | 0 | 0 | 0 | 0 | 0 | 0 | 0 | 0 | 0 | 0 | 0
F11_Industrial_Stone, Clay, and Glass_Existing_Space Heating_Natural Gas_HVAC - Demand Controlled Ventilation_A_Achievable Economic TRC Potential | F11 | Industrial | Stone, Clay, and Glass | Existing | Space Heating | Natural Gas | HVAC - Demand Controlled Ventilation | A | Purchases (Cumulative) | Achievable Economic TRC Potential | 0 | 0 | 0 | 0 | 0 | 0 | 0 | 0 | 0 | 0 | 0 | 0 | 0 | 0 | 0 | 0 | 0 | 0 | 0 | 0 | 0 | 0 | 0 | 0 | 0 | 0 | 0 | 0 | 0 | 0 | 0
F1_Industrial_Stone, Clay, and Glass_Existing_Space Heating_Natural Gas_Gas Boiler - Stack Economizer_A_Achievable Economic TRC Potential | F1 | Industrial | Stone, Clay, and Glass | Existing | Space Heating | Natural Gas | Gas Boiler - Stack Economizer | A | Integrated Unit Energy Savings (kWh or therms) | Achievable Economic TRC Potential | 0 | 0 | 0 | 0 | 0 | 6.9832 | 6.9344 | 6.8847 | 6.8332 | 6.7796 | 6.725 | 6.6688 | 6.6108 | 6.5506 | 6.4845 | 6.4206 | 6.3559 | 6.2925 | 6.2303 | 6.1704 | 6.1131 | 6.0545 | 6.0013 | 5.951 | 5.9017 | 5.8568 | 5.8184 | 5.7829 | 6.0326 | 6.0078 | 5.9852
F2_Industrial_Stone, Clay, and Glass_Existing_Space Heating_Natural Gas_Gas Boiler - Stack Economizer_A_Achievable Economic TRC Potential | F2 | Industrial | Stone, Clay, and Glass | Existing | Space Heating | Natural Gas | Gas Boiler - Stack Economizer | A | Integrated Unit Summer Peak Savings (kW) | Achievable Economic TRC Potential | 0 | 0 | 0 | 0 | 0 | 0 | 0 | 0 | 0 | 0 | 0 | 0 | 0 | 0 | 0 | 0 | 0 | 0 | 0 | 0 | 0 | 0 | 0 | 0 | 0 | 0 | 0 | 0 | 0 | 0 | 0
F3_Industrial_Stone, Clay, and Glass_Existing_Space Heating_Natural Gas_Gas Boiler - Stack Economizer_A_Achievable Economic TRC Potential | F3 | Industrial | Stone, Clay, and Glass | Existing | Space Heating | Natural Gas | Gas Boiler - Stack Economizer | A | Integrated Unit Winter Peak Savings (kW) | Achievable Economic TRC Potential | 0 | 0 | 0 | 0 | 0 | 0 | 0 | 0 | 0 | 0 | 0 | 0 | 0 | 0 | 0 | 0 | 0 | 0 | 0 | 0 | 0 | 0 | 0 | 0 | 0 | 0 | 0 | 0 | 0 | 0 | 0
F4_Industrial_Stone, Clay, and Glass_Existing_Space Heating_Natural Gas_Gas Boiler - Stack Economizer_A_Achievable Economic TRC Potential | F4 | Industrial | Stone, Clay, and Glass | Existing | Space Heating | Natural Gas | Gas Boiler - Stack Economizer | A | Incremental Energy Savings (MWh or mTherms) | Achievable Economic TRC Potential | 0 | 0 | 0 | 0 | 0 | 0.00655 | 0.0065006 | 0.006416 | 0.0063714 | 0.0063267 | 0.0055764 | 0.0044118 | 0.0034916 | 0.0027239 | 0.0021654 | 0.0016989 | 0.0013456 | 0.0010604 | 0.00083241 | 0.00066031 | 0.00052118 | 3.507e-06 | 1.237e-06 | 4.1674e-07 | 1.3434e-07 | 1.1299e-07 | 1.1195e-07 | 1.11e-07 | 1.1554e-07 | 1.1484e-07 | 1.1422e-07
F5_Industrial_Stone, Clay, and Glass_Existing_Space Heating_Natural Gas_Gas Boiler - Stack Economizer_A_Achievable Economic TRC Potential | F5 | Industrial | Stone, Clay, and Glass | Existing | Space Heating | Natural Gas | Gas Boiler - Stack Economizer | A | Incremental Summer Peak Savings (MW) | Achievable Economic TRC Potential | 0 | 0 | 0 | 0 | 0 | 0 | 0 | 0 | 0 | 0 | 0 | 0 | 0 | 0 | 0 | 0 | 0 | 0 | 0 | 0 | 0 | 0 | 0 | 0 | 0 | 0 | 0 | 0 | 0 | 0 | 0
F6_Industrial_Stone, Clay, and Glass_Existing_Space Heating_Natural Gas_Gas Boiler - Stack Economizer_A_Achievable Economic TRC Potential | F6 | Industrial | Stone, Clay, and Glass | Existing | Space Heating | Natural Gas | Gas Boiler - Stack Economizer | A | Incremental Winter Peak Savings (MW) | Achievable Economic TRC Potential | 0 | 0 | 0 | 0 | 0 | 0 | 0 | 0 | 0 | 0 | 0 | 0 | 0 | 0 | 0 | 0 | 0 | 0 | 0 | 0 | 0 | 0 | 0 | 0 | 0 | 0 | 0 | 0 | 0 | 0 | 0
F7_Industrial_Stone, Clay, and Glass_Existing_Space Heating_Natural Gas_Gas Boiler - Stack Economizer_A_Achievable Economic TRC Potential | F7 | Industrial | Stone, Clay, and Glass | Existing | Space Heating | Natural Gas | Gas Boiler - Stack Economizer | A | Cumulative Energy Savings (MWh or mTherms) | Achievable Economic TRC Potential | 0 | 0 | 0 | 0 | 0 | 0.00655 | 0.013005 | 0.019328 | 0.025554 | 0.031681 | 0.037002 | 0.041104 | 0.044239 | 0.046559 | 0.048255 | 0.049479 | 0.050326 | 0.050884 | 0.051213 | 0.051381 | 0.051425 | 0.050936 | 0.05049 | 0.050067 | 0.049652 | 0.049275 | 0.048951 | 0.048653 | 0 | 0 | 0
F8_Industrial_Stone, Clay, and Glass_Existing_Space Heating_Natural Gas_Gas Boiler - Stack Economizer_A_Achievable Economic TRC Potential | F8 | Industrial | Stone, Clay, and Glass | Existing | Space Heating | Natural Gas | Gas Boiler - Stack Economizer | A | Cumulative Summer Peak Savings (MW) | Achievable Economic TRC Potential | 0 | 0 | 0 | 0 | 0 | 0 | 0 | 0 | 0 | 0 | 0 | 0 | 0 | 0 | 0 | 0 | 0 | 0 | 0 | 0 | 0 | 0 | 0 | 0 | 0 | 0 | 0 | 0 | 0 | 0 | 0
F9_Industrial_Stone, Clay, and Glass_Existing_Space Heating_Natural Gas_Gas Boiler - Stack Economizer_A_Achievable Economic TRC Potential | F9 | Industrial | Stone, Clay, and Glass | Existing | Space Heating | Natural Gas | Gas Boiler - Stack Economizer | A | Cumulative Winter Peak Savings (MW) | Achievable Economic TRC Potential | 0 | 0 | 0 | 0 | 0 | 0 | 0 | 0 | 0 | 0 | 0 | 0 | 0 | 0 | 0 | 0 | 0 | 0 | 0 | 0 | 0 | 0 | 0 | 0 | 0 | 0 | 0 | 0 | 0 | 0 | 0
F10_Industrial_Stone, Clay, and Glass_Existing_Space Heating_Natural Gas_Gas Boiler - Stack Economizer_A_Achievable Economic TRC Potential | F10 | Industrial | Stone, Clay, and Glass | Existing | Space Heating | Natural Gas | Gas Boiler - Stack Economizer | A | Purchases (Incremental) | Achievable Economic TRC Potential | 0 | 0 | 0 | 0 | 0 | 0.93796 | 0.93745 | 0.93192 | 0.93242 | 0.93319 | 0.82921 | 0.66155 | 0.52817 | 0.41583 | 0.33393 | 0.2646 | 0.2117 | 0.16851 | 0.13361 | 0.10701 | 0.085256 | 0.00057925 | 0.00020612 | 7.0029e-05 | 2.2764e-05 | 1.9293e-05 | 1.9241e-05 | 1.9195e-05 | 1.9153e-05 | 1.9116e-05 | 1.9083e-05
F11_Industrial_Stone, Clay, and Glass_Existing_Space Heating_Natural Gas_Gas Boiler - Stack Economizer_A_Achievable Economic TRC Potential | F11 | Industrial | Stone, Clay, and Glass | Existing | Space Heating | Natural Gas | Gas Boiler - Stack Economizer | A | Purchases (Cumulative) | Achievable Economic TRC Potential | 0 | 0 | 0 | 0 | 0 | 0.93796 | 1.8754 | 2.8073 | 3.7398 | 4.6729 | 5.5022 | 6.1637 | 6.6919 | 7.1077 | 7.4416 | 7.7062 | 7.9179 | 8.0864 | 8.2201 | 8.3271 | 8.4123 | 8.4129 | 8.4131 | 8.4132 | 8.4132 | 8.4132 | 8.4132 | 8.4133 | 8.4133 | 8.4133 | 8.4133
F1_Industrial_Stone, Clay, and Glass_Existing_Process_Natural Gas_Gas Boiler - Stack Economizer_A_Achievable Economic TRC Potential | F1 | Industrial | Stone, Clay, and Glass | Existing | Process | Natural Gas | Gas Boiler - Stack Economizer | A | Integrated Unit Energy Savings (kWh or therms) | Achievable Economic TRC Potential | 0 | 0 | 0 | 0 | 0 | 5.5107 | 5.5106 | 5.5106 | 5.5106 | 5.5105 | 5.5105 | 5.5105 | 5.5105 | 5.5104 | 5.5104 | 5.5104 | 5.5104 | 5.5104 | 5.5104 | 5.5104 | 5.5104 | 5.5104 | 5.5104 | 5.5104 | 5.5104 | 5.5104 | 5.5104 | 5.5104 | 5.5108 | 5.5108 | 5.5108
F2_Industrial_Stone, Clay, and Glass_Existing_Process_Natural Gas_Gas Boiler - Stack Economizer_A_Achievable Economic TRC Potential | F2 | Industrial | Stone, Clay, and Glass | Existing | Process | Natural Gas | Gas Boiler - Stack Economizer | A | Integrated Unit Summer Peak Savings (kW) | Achievable Economic TRC Potential | 0 | 0 | 0 | 0 | 0 | 0 | 0 | 0 | 0 | 0 | 0 | 0 | 0 | 0 | 0 | 0 | 0 | 0 | 0 | 0 | 0 | 0 | 0 | 0 | 0 | 0 | 0 | 0 | 0 | 0 | 0
F3_Industrial_Stone, Clay, and Glass_Existing_Process_Natural Gas_Gas Boiler - Stack Economizer_A_Achievable Economic TRC Potential | F3 | Industrial | Stone, Clay, and Glass | Existing | Process | Natural Gas | Gas Boiler - Stack Economizer | A | Integrated Unit Winter Peak Savings (kW) | Achievable Economic TRC Potential | 0 | 0 | 0 | 0 | 0 | 0 | 0 | 0 | 0 | 0 | 0 | 0 | 0 | 0 | 0 | 0 | 0 | 0 | 0 | 0 | 0 | 0 | 0 | 0 | 0 | 0 | 0 | 0 | 0 | 0 | 0
F4_Industrial_Stone, Clay, and Glass_Existing_Process_Natural Gas_Gas Boiler - Stack Economizer_A_Achievable Economic TRC Potential | F4 | Industrial | Stone, Clay, and Glass | Existing | Process | Natural Gas | Gas Boiler - Stack Economizer | A | Incremental Energy Savings (MWh or mTherms) | Achievable Economic TRC Potential | 0 | 0 | 0 | 0 | 0 | 0.057307 | 0.057275 | 0.056937 | 0.056967 | 0.057014 | 0.050661 | 0.040418 | 0.032268 | 0.025405 | 0.020401 | 0.016165 | 0.012934 | 0.010295 | 0.0081626 | 0.0065378 | 0.0052086 | 3.5389e-05 | 1.2593e-05 | 4.2784e-06 | 1.3907e-06 | 1.1787e-06 | 1.1755e-06 | 1.1727e-06 | 1.1702e-06 | 1.1679e-06 | 1.1659e-06
F5_Industrial_Stone, Clay, and Glass_Existing_Process_Natural Gas_Gas Boiler - Stack Economizer_A_Achievable Economic TRC Potential | F5 | Industrial | Stone, Clay, and Glass | Existing | Process | Natural Gas | Gas Boiler - Stack Economizer | A | Incremental Summer Peak Savings (MW) | Achievable Economic TRC Potential | 0 | 0 | 0 | 0 | 0 | 0 | 0 | 0 | 0 | 0 | 0 | 0 | 0 | 0 | 0 | 0 | 0 | 0 | 0 | 0 | 0 | 0 | 0 | 0 | 0 | 0 | 0 | 0 | 0 | 0 | 0
F6_Industrial_Stone, Clay, and Glass_Existing_Process_Natural Gas_Gas Boiler - Stack Economizer_A_Achievable Economic TRC Potential | F6 | Industrial | Stone, Clay, and Glass | Existing | Process | Natural Gas | Gas Boiler - Stack Economizer | A | Incremental Winter Peak Savings (MW) | Achievable Economic TRC Potential | 0 | 0 | 0 | 0 | 0 | 0 | 0 | 0 | 0 | 0 | 0 | 0 | 0 | 0 | 0 | 0 | 0 | 0 | 0 | 0 | 0 | 0 | 0 | 0 | 0 | 0 | 0 | 0 | 0 | 0 | 0
F7_Industrial_Stone, Clay, and Glass_Existing_Process_Natural Gas_Gas Boiler - Stack Economizer_A_Achievable Economic TRC Potential | F7 | Industrial | Stone, Clay, and Glass | Existing | Process | Natural Gas | Gas Boiler - Stack Economizer | A | Cumulative Energy Savings (MWh or mTherms) | Achievable Economic TRC Potential | 0 | 0 | 0 | 0 | 0 | 0.057307 | 0.11458 | 0.17152 | 0.22848 | 0.2855 | 0.33616 | 0.37657 | 0.40884 | 0.43424 | 0.45464 | 0.47081 | 0.48374 | 0.49404 | 0.5022 | 0.50873 | 0.51394 | 0.51398 | 0.51399 | 0.51399 | 0.514 | 0.514 | 0.514 | 0.514 | 0 | 0 | 0
F8_Industrial_Stone, Clay, and Glass_Existing_Process_Natural Gas_Gas Boiler - Stack Economizer_A_Achievable Economic TRC Potential | F8 | Industrial | Stone, Clay, and Glass | Existing | Process | Natural Gas | Gas Boiler - Stack Economizer | A | Cumulative Summer Peak Savings (MW) | Achievable Economic TRC Potential | 0 | 0 | 0 | 0 | 0 | 0 | 0 | 0 | 0 | 0 | 0 | 0 | 0 | 0 | 0 | 0 | 0 | 0 | 0 | 0 | 0 | 0 | 0 | 0 | 0 | 0 | 0 | 0 | 0 | 0 | 0
F9_Industrial_Stone, Clay, and Glass_Existing_Process_Natural Gas_Gas Boiler - Stack Economizer_A_Achievable Economic TRC Potential | F9 | Industrial | Stone, Clay, and Glass | Existing | Process | Natural Gas | Gas Boiler - Stack Economizer | A | Cumulative Winter Peak Savings (MW) | Achievable Economic TRC Potential | 0 | 0 | 0 | 0 | 0 | 0 | 0 | 0 | 0 | 0 | 0 | 0 | 0 | 0 | 0 | 0 | 0 | 0 | 0 | 0 | 0 | 0 | 0 | 0 | 0 | 0 | 0 | 0 | 0 | 0 | 0
F10_Industrial_Stone, Clay, and Glass_Existing_Process_Natural Gas_Gas Boiler - Stack Economizer_A_Achievable Economic TRC Potential | F10 | Industrial | Stone, Clay, and Glass | Existing | Process | Natural Gas | Gas Boiler - Stack Economizer | A | Purchases (Incremental) | Achievable Economic TRC Potential | 0 | 0 | 0 | 0 | 0 | 10.3992 | 10.3935 | 10.3322 | 10.3378 | 10.3464 | 9.1935 | 7.3347 | 5.8558 | 4.6103 | 3.7023 | 2.9336 | 2.3472 | 1.8683 | 1.4813 | 1.1864 | 0.94523 | 0.0064221 | 0.0022853 | 0.00077642 | 0.00025238 | 0.0002139 | 0.00021333 | 0.00021281 | 0.00021235 | 0.00021194 | 0.00021158
F11_Industrial_Stone, Clay, and Glass_Existing_Process_Natural Gas_Gas Boiler - Stack Economizer_A_Achievable Economic TRC Potential | F11 | Industrial | Stone, Clay, and Glass | Existing | Process | Natural Gas | Gas Boiler - Stack Economizer | A | Purchases (Cumulative) | Achievable Economic TRC Potential | 0 | 0 | 0 | 0 | 0 | 10.3992 | 20.7928 | 31.125 | 41.4629 | 51.8092 | 61.0027 | 68.3374 | 74.1933 | 78.8035 | 82.5058 | 85.4394 | 87.7866 | 89.6549 | 91.1362 | 92.3227 | 93.2679 | 93.2743 | 93.2766 | 93.2774 | 93.2776 | 93.2779 | 93.2781 | 93.2783 | 93.2785 | 93.2787 | 93.2789
F1_Industrial_Stone, Clay, and Glass_Existing_Space Heating_Natural Gas_Gas Furnace Tube Inserts_A_Achievable Economic TRC Potential | F1 | Industrial | Stone, Clay, and Glass | Existing | Space Heating | Natural Gas | Gas Furnace Tube Inserts | A | Integrated Unit Energy Savings (kWh or therms) | Achievable Economic TRC Potential | 0 | 0 | 0 | 0 | 0 | 0.086176 | 0.085373 | 0.084345 | 0.083282 | 0.082189 | 0.081092 | 0.079981 | 0.078903 | 0.077846 | 0.076747 | 0.075738 | 0.074759 | 0.073832 | 0.072952 | 0.072096 | 0.071273 | 0.070458 | 0.069674 | 0.068933 | 0.068229 | 0.067576 | 0.066996 | 0.066451 | 0.069231 | 0.068805 | 0.068405
F2_Industrial_Stone, Clay, and Glass_Existing_Space Heating_Natural Gas_Gas Furnace Tube Inserts_A_Achievable Economic TRC Potential | F2 | Industrial | Stone, Clay, and Glass | Existing | Space Heating | Natural Gas | Gas Furnace Tube Inserts | A | Integrated Unit Summer Peak Savings (kW) | Achievable Economic TRC Potential | 0 | 0 | 0 | 0 | 0 | 0 | 0 | 0 | 0 | 0 | 0 | 0 | 0 | 0 | 0 | 0 | 0 | 0 | 0 | 0 | 0 | 0 | 0 | 0 | 0 | 0 | 0 | 0 | 0 | 0 | 0
F3_Industrial_Stone, Clay, and Glass_Existing_Space Heating_Natural Gas_Gas Furnace Tube Inserts_A_Achievable Economic TRC Potential | F3 | Industrial | Stone, Clay, and Glass | Existing | Space Heating | Natural Gas | Gas Furnace Tube Inserts | A | Integrated Unit Winter Peak Savings (kW) | Achievable Economic TRC Potential | 0 | 0 | 0 | 0 | 0 | 0 | 0 | 0 | 0 | 0 | 0 | 0 | 0 | 0 | 0 | 0 | 0 | 0 | 0 | 0 | 0 | 0 | 0 | 0 | 0 | 0 | 0 | 0 | 0 | 0 | 0
F4_Industrial_Stone, Clay, and Glass_Existing_Space Heating_Natural Gas_Gas Furnace Tube Inserts_A_Achievable Economic TRC Potential | F4 | Industrial | Stone, Clay, and Glass | Existing | Space Heating | Natural Gas | Gas Furnace Tube Inserts | A | Incremental Energy Savings (MWh or mTherms) | Achievable Economic TRC Potential | 0 | 0 | 0 | 0 | 0 | 0 | 0 | 0 | 0 | 0 | 0 | 0 | 0 | 0 | 0 | 0 | 0 | 0 | 0 | 0 | 0 | 0 | 0 | 0 | 0 | 0 | 0 | 0 | 0 | 0 | 0
F5_Industrial_Stone, Clay, and Glass_Existing_Space Heating_Natural Gas_Gas Furnace Tube Inserts_A_Achievable Economic TRC Potential | F5 | Industrial | Stone, Clay, and Glass | Existing | Space Heating | Natural Gas | Gas Furnace Tube Inserts | A | Incremental Summer Peak Savings (MW) | Achievable Economic TRC Potential | 0 | 0 | 0 | 0 | 0 | 0 | 0 | 0 | 0 | 0 | 0 | 0 | 0 | 0 | 0 | 0 | 0 | 0 | 0 | 0 | 0 | 0 | 0 | 0 | 0 | 0 | 0 | 0 | 0 | 0 | 0
F6_Industrial_Stone, Clay, and Glass_Existing_Space Heating_Natural Gas_Gas Furnace Tube Inserts_A_Achievable Economic TRC Potential | F6 | Industrial | Stone, Clay, and Glass | Existing | Space Heating | Natural Gas | Gas Furnace Tube Inserts | A | Incremental Winter Peak Savings (MW) | Achievable Economic TRC Potential | 0 | 0 | 0 | 0 | 0 | 0 | 0 | 0 | 0 | 0 | 0 | 0 | 0 | 0 | 0 | 0 | 0 | 0 | 0 | 0 | 0 | 0 | 0 | 0 | 0 | 0 | 0 | 0 | 0 | 0 | 0
F7_Industrial_Stone, Clay, and Glass_Existing_Space Heating_Natural Gas_Gas Furnace Tube Inserts_A_Achievable Economic TRC Potential | F7 | Industrial | Stone, Clay, and Glass | Existing | Space Heating | Natural Gas | Gas Furnace Tube Inserts | A | Cumulative Energy Savings (MWh or mTherms) | Achievable Economic TRC Potential | 0 | 0 | 0 | 0 | 0 | 0 | 0 | 0 | 0 | 0 | 0 | 0 | 0 | 0 | 0 | 0 | 0 | 0 | 0 | 0 | 0 | 0 | 0 | 0 | 0 | 0 | 0 | 0 | 0 | 0 | 0
F8_Industrial_Stone, Clay, and Glass_Existing_Space Heating_Natural Gas_Gas Furnace Tube Inserts_A_Achievable Economic TRC Potential | F8 | Industrial | Stone, Clay, and Glass | Existing | Space Heating | Natural Gas | Gas Furnace Tube Inserts | A | Cumulative Summer Peak Savings (MW) | Achievable Economic TRC Potential | 0 | 0 | 0 | 0 | 0 | 0 | 0 | 0 | 0 | 0 | 0 | 0 | 0 | 0 | 0 | 0 | 0 | 0 | 0 | 0 | 0 | 0 | 0 | 0 | 0 | 0 | 0 | 0 | 0 | 0 | 0
F9_Industrial_Stone, Clay, and Glass_Existing_Space Heating_Natural Gas_Gas Furnace Tube Inserts_A_Achievable Economic TRC Potential | F9 | Industrial | Stone, Clay, and Glass | Existing | Space Heating | Natural Gas | Gas Furnace Tube Inserts | A | Cumulative Winter Peak Savings (MW) | Achievable Economic TRC Potential | 0 | 0 | 0 | 0 | 0 | 0 | 0 | 0 | 0 | 0 | 0 | 0 | 0 | 0 | 0 | 0 | 0 | 0 | 0 | 0 | 0 | 0 | 0 | 0 | 0 | 0 | 0 | 0 | 0 | 0 | 0
F10_Industrial_Stone, Clay, and Glass_Existing_Space Heating_Natural Gas_Gas Furnace Tube Inserts_A_Achievable Economic TRC Potential | F10 | Industrial | Stone, Clay, and Glass | Existing | Space Heating | Natural Gas | Gas Furnace Tube Inserts | A | Purchases (Incremental) | Achievable Economic TRC Potential | 0 | 0 | 0 | 0 | 0 | 0 | 0 | 0 | 0 | 0 | 0 | 0 | 0 | 0 | 0 | 0 | 0 | 0 | 0 | 0 | 0 | 0 | 0 | 0 | 0 | 0 | 0 | 0 | 0 | 0 | 0
F11_Industrial_Stone, Clay, and Glass_Existing_Space Heating_Natural Gas_Gas Furnace Tube Inserts_A_Achievable Economic TRC Potential | F11 | Industrial | Stone, Clay, and Glass | Existing | Space Heating | Natural Gas | Gas Furnace Tube Inserts | A | Purchases (Cumulative) | Achievable Economic TRC Potential | 0 | 0 | 0 | 0 | 0 | 0 | 0 | 0 | 0 | 0 | 0 | 0 | 0 | 0 | 0 | 0 | 0 | 0 | 0 | 0 | 0 | 0 | 0 | 0 | 0 | 0 | 0 | 0 | 0 | 0 | 0
F1_Industrial_Stone, Clay, and Glass_Existing_Space Heating_Natural Gas_Space Heating - Heat Recovery Ventilator_A_Achievable Economic TRC Potential | F1 | Industrial | Stone, Clay, and Glass | Existing | Space Heating | Natural Gas | Space Heating - Heat Recovery Ventilator | A | Integrated Unit Energy Savings (kWh or therms) | Achievable Economic TRC Potential | 0 | 0 | 0 | 0 | 0 | 0.013145 | 0.012954 | 0.012687 | 0.012351 | 0.01195 | 0.011489 | 0.01101 | 0.010533 | 0.010051 | 0.0096408 | 0.0092518 | 0.0089376 | 0.008662 | 0.0084203 | 0.0082479 | 0.0080904 | 0.0079538 | 0.007842 | 0.0077544 | 0.0076748 | 0.0076157 | 0.0075645 | 0.0075169 | 0 | 0 | 0
F2_Industrial_Stone, Clay, and Glass_Existing_Space Heating_Natural Gas_Space Heating - Heat Recovery Ventilator_A_Achievable Economic TRC Potential | F2 | Industrial | Stone, Clay, and Glass | Existing | Space Heating | Natural Gas | Space Heating - Heat Recovery Ventilator | A | Integrated Unit Summer Peak Savings (kW) | Achievable Economic TRC Potential | 0 | 0 | 0 | 0 | 0 | 0 | 0 | 0 | 0 | 0 | 0 | 0 | 0 | 0 | 0 | 0 | 0 | 0 | 0 | 0 | 0 | 0 | 0 | 0 | 0 | 0 | 0 | 0 | 0 | 0 | 0
F3_Industrial_Stone, Clay, and Glass_Existing_Space Heating_Natural Gas_Space Heating - Heat Recovery Ventilator_A_Achievable Economic TRC Potential | F3 | Industrial | Stone, Clay, and Glass | Existing | Space Heating | Natural Gas | Space Heating - Heat Recovery Ventilator | A | Integrated Unit Winter Peak Savings (kW) | Achievable Economic TRC Potential | 0 | 0 | 0 | 0 | 0 | 0 | 0 | 0 | 0 | 0 | 0 | 0 | 0 | 0 | 0 | 0 | 0 | 0 | 0 | 0 | 0 | 0 | 0 | 0 | 0 | 0 | 0 | 0 | 0 | 0 | 0
F4_Industrial_Stone, Clay, and Glass_Existing_Space Heating_Natural Gas_Space Heating - Heat Recovery Ventilator_A_Achievable Economic TRC Potential | F4 | Industrial | Stone, Clay, and Glass | Existing | Space Heating | Natural Gas | Space Heating - Heat Recovery Ventilator | A | Incremental Energy Savings (MWh or mTherms) | Achievable Economic TRC Potential | 0 | 0 | 0 | 0 | 0 | 0 | 0 | 0 | 0 | 0 | 0 | 0 | 0 | 0 | 0 | 0 | 0 | 0 | 0 | 0 | 0 | 0 | 0 | 0 | 0 | 0 | 0 | 0 | 0 | 0 | 0
F5_Industrial_Stone, Clay, and Glass_Existing_Space Heating_Natural Gas_Space Heating - Heat Recovery Ventilator_A_Achievable Economic TRC Potential | F5 | Industrial | Stone, Clay, and Glass | Existing | Space Heating | Natural Gas | Space Heating - Heat Recovery Ventilator | A | Incremental Summer Peak Savings (MW) | Achievable Economic TRC Potential | 0 | 0 | 0 | 0 | 0 | 0 | 0 | 0 | 0 | 0 | 0 | 0 | 0 | 0 | 0 | 0 | 0 | 0 | 0 | 0 | 0 | 0 | 0 | 0 | 0 | 0 | 0 | 0 | 0 | 0 | 0
F6_Industrial_Stone, Clay, and Glass_Existing_Space Heating_Natural Gas_Space Heating - Heat Recovery Ventilator_A_Achievable Economic TRC Potential | F6 | Industrial | Stone, Clay, and Glass | Existing | Space Heating | Natural Gas | Space Heating - Heat Recovery Ventilator | A | Incremental Winter Peak Savings (MW) | Achievable Economic TRC Potential | 0 | 0 | 0 | 0 | 0 | 0 | 0 | 0 | 0 | 0 | 0 | 0 | 0 | 0 | 0 | 0 | 0 | 0 | 0 | 0 | 0 | 0 | 0 | 0 | 0 | 0 | 0 | 0 | 0 | 0 | 0
F7_Industrial_Stone, Clay, and Glass_Existing_Space Heating_Natural Gas_Space Heating - Heat Recovery Ventilator_A_Achievable Economic TRC Potential | F7 | Industrial | Stone, Clay, and Glass | Existing | Space Heating | Natural Gas | Space Heating - Heat Recovery Ventilator | A | Cumulative Energy Savings (MWh or mTherms) | Achievable Economic TRC Potential | 0 | 0 | 0 | 0 | 0 | 0 | 0 | 0 | 0 | 0 | 0 | 0 | 0 | 0 | 0 | 0 | 0 | 0 | 0 | 0 | 0 | 0 | 0 | 0 | 0 | 0 | 0 | 0 | 0 | 0 | 0
F8_Industrial_Stone, Clay, and Glass_Existing_Space Heating_Natural Gas_Space Heating - Heat Recovery Ventilator_A_Achievable Economic TRC Potential | F8 | Industrial | Stone, Clay, and Glass | Existing | Space Heating | Natural Gas | Space Heating - Heat Recovery Ventilator | A | Cumulative Summer Peak Savings (MW) | Achievable Economic TRC Potential | 0 | 0 | 0 | 0 | 0 | 0 | 0 | 0 | 0 | 0 | 0 | 0 | 0 | 0 | 0 | 0 | 0 | 0 | 0 | 0 | 0 | 0 | 0 | 0 | 0 | 0 | 0 | 0 | 0 | 0 | 0
F9_Industrial_Stone, Clay, and Glass_Existing_Space Heating_Natural Gas_Space Heating - Heat Recovery Ventilator_A_Achievable Economic TRC Potential | F9 | Industrial | Stone, Clay, and Glass | Existing | Space Heating | Natural Gas | Space Heating - Heat Recovery Ventilator | A | Cumulative Winter Peak Savings (MW) | Achievable Economic TRC Potential | 0 | 0 | 0 | 0 | 0 | 0 | 0 | 0 | 0 | 0 | 0 | 0 | 0 | 0 | 0 | 0 | 0 | 0 | 0 | 0 | 0 | 0 | 0 | 0 | 0 | 0 | 0 | 0 | 0 | 0 | 0
F10_Industrial_Stone, Clay, and Glass_Existing_Space Heating_Natural Gas_Space Heating - Heat Recovery Ventilator_A_Achievable Economic TRC Potential | F10 | Industrial | Stone, Clay, and Glass | Existing | Space Heating | Natural Gas | Space Heating - Heat Recovery Ventilator | A | Purchases (Incremental) | Achievable Economic TRC Potential | 0 | 0 | 0 | 0 | 0 | 0 | 0 | 0 | 0 | 0 | 0 | 0 | 0 | 0 | 0 | 0 | 0 | 0 | 0 | 0 | 0 | 0 | 0 | 0 | 0 | 0 | 0 | 0 | 0 | 0 | 0
F11_Industrial_Stone, Clay, and Glass_Existing_Space Heating_Natural Gas_Space Heating - Heat Recovery Ventilator_A_Achievable Economic TRC Potential | F11 | Industrial | Stone, Clay, and Glass | Existing | Space Heating | Natural Gas | Space Heating - Heat Recovery Ventilator | A | Purchases (Cumulative) | Achievable Economic TRC Potential | 0 | 0 | 0 | 0 | 0 | 0 | 0 | 0 | 0 | 0 | 0 | 0 | 0 | 0 | 0 | 0 | 0 | 0 | 0 | 0 | 0 | 0 | 0 | 0 | 0 | 0 | 0 | 0 | 0 | 0 | 0
F1_Industrial_Stone, Clay, and Glass_Existing_Space Heating_Natural Gas_Thermostat - Programmable_A_Achievable Economic TRC Potential | F1 | Industrial | Stone, Clay, and Glass | Existing | Space Heating | Natural Gas | Thermostat - Programmable | A | Integrated Unit Energy Savings (kWh or therms) | Achievable Economic TRC Potential | 0 | 0 | 0 | 0 | 0 | 0.0065302 | 0.0064353 | 0.0063027 | 0.006136 | 0.0059367 | 0.0057075 | 0.0054697 | 0.0052327 | 0.0049933 | 0.0047894 | 0.0045962 | 0.0044401 | 0.0043031 | 0.0041831 | 0.0040975 | 0.0040192 | 0.0039513 | 0.0038958 | 0.0038523 | 0.0038128 | 0.0037834 | 0.0037579 | 0.0037343 | 0 | 0 | 0
F2_Industrial_Stone, Clay, and Glass_Existing_Space Heating_Natural Gas_Thermostat - Programmable_A_Achievable Economic TRC Potential | F2 | Industrial | Stone, Clay, and Glass | Existing | Space Heating | Natural Gas | Thermostat - Programmable | A | Integrated Unit Summer Peak Savings (kW) | Achievable Economic TRC Potential | 0 | 0 | 0 | 0 | 0 | 0 | 0 | 0 | 0 | 0 | 0 | 0 | 0 | 0 | 0 | 0 | 0 | 0 | 0 | 0 | 0 | 0 | 0 | 0 | 0 | 0 | 0 | 0 | 0 | 0 | 0
F3_Industrial_Stone, Clay, and Glass_Existing_Space Heating_Natural Gas_Thermostat - Programmable_A_Achievable Economic TRC Potential | F3 | Industrial | Stone, Clay, and Glass | Existing | Space Heating | Natural Gas | Thermostat - Programmable | A | Integrated Unit Winter Peak Savings (kW) | Achievable Economic TRC Potential | 0 | 0 | 0 | 0 | 0 | 0 | 0 | 0 | 0 | 0 | 0 | 0 | 0 | 0 | 0 | 0 | 0 | 0 | 0 | 0 | 0 | 0 | 0 | 0 | 0 | 0 | 0 | 0 | 0 | 0 | 0
F4_Industrial_Stone, Clay, and Glass_Existing_Space Heating_Natural Gas_Thermostat - Programmable_A_Achievable Economic TRC Potential | F4 | Industrial | Stone, Clay, and Glass | Existing | Space Heating | Natural Gas | Thermostat - Programmable | A | Incremental Energy Savings (MWh or mTherms) | Achievable Economic TRC Potential | 0 | 0 | 0 | 0 | 0 | 0 | 0 | 0 | 0 | 0 | 0 | 0 | 0 | 0 | 0 | 0 | 0 | 0 | 0 | 0 | 0 | 0 | 0 | 0 | 0 | 0 | 0 | 0 | 0 | 0 | 0
F5_Industrial_Stone, Clay, and Glass_Existing_Space Heating_Natural Gas_Thermostat - Programmable_A_Achievable Economic TRC Potential | F5 | Industrial | Stone, Clay, and Glass | Existing | Space Heating | Natural Gas | Thermostat - Programmable | A | Incremental Summer Peak Savings (MW) | Achievable Economic TRC Potential | 0 | 0 | 0 | 0 | 0 | 0 | 0 | 0 | 0 | 0 | 0 | 0 | 0 | 0 | 0 | 0 | 0 | 0 | 0 | 0 | 0 | 0 | 0 | 0 | 0 | 0 | 0 | 0 | 0 | 0 | 0
F6_Industrial_Stone, Clay, and Glass_Existing_Space Heating_Natural Gas_Thermostat - Programmable_A_Achievable Economic TRC Potential | F6 | Industrial | Stone, Clay, and Glass | Existing | Space Heating | Natural Gas | Thermostat - Programmable | A | Incremental Winter Peak Savings (MW) | Achievable Economic TRC Potential | 0 | 0 | 0 | 0 | 0 | 0 | 0 | 0 | 0 | 0 | 0 | 0 | 0 | 0 | 0 | 0 | 0 | 0 | 0 | 0 | 0 | 0 | 0 | 0 | 0 | 0 | 0 | 0 | 0 | 0 | 0
F7_Industrial_Stone, Clay, and Glass_Existing_Space Heating_Natural Gas_Thermostat - Programmable_A_Achievable Economic TRC Potential | F7 | Industrial | Stone, Clay, and Glass | Existing | Space Heating | Natural Gas | Thermostat - Programmable | A | Cumulative Energy Savings (MWh or mTherms) | Achievable Economic TRC Potential | 0 | 0 | 0 | 0 | 0 | 0 | 0 | 0 | 0 | 0 | 0 | 0 | 0 | 0 | 0 | 0 | 0 | 0 | 0 | 0 | 0 | 0 | 0 | 0 | 0 | 0 | 0 | 0 | 0 | 0 | 0
F8_Industrial_Stone, Clay, and Glass_Existing_Space Heating_Natural Gas_Thermostat - Programmable_A_Achievable Economic TRC Potential | F8 | Industrial | Stone, Clay, and Glass | Existing | Space Heating | Natural Gas | Thermostat - Programmable | A | Cumulative Summer Peak Savings (MW) | Achievable Economic TRC Potential | 0 | 0 | 0 | 0 | 0 | 0 | 0 | 0 | 0 | 0 | 0 | 0 | 0 | 0 | 0 | 0 | 0 | 0 | 0 | 0 | 0 | 0 | 0 | 0 | 0 | 0 | 0 | 0 | 0 | 0 | 0
F9_Industrial_Stone, Clay, and Glass_Existing_Space Heating_Natural Gas_Thermostat - Programmable_A_Achievable Economic TRC Potential | F9 | Industrial | Stone, Clay, and Glass | Existing | Space Heating | Natural Gas | Thermostat - Programmable | A | Cumulative Winter Peak Savings (MW) | Achievable Economic TRC Potential | 0 | 0 | 0 | 0 | 0 | 0 | 0 | 0 | 0 | 0 | 0 | 0 | 0 | 0 | 0 | 0 | 0 | 0 | 0 | 0 | 0 | 0 | 0 | 0 | 0 | 0 | 0 | 0 | 0 | 0 | 0
F10_Industrial_Stone, Clay, and Glass_Existing_Space Heating_Natural Gas_Thermostat - Programmable_A_Achievable Economic TRC Potential | F10 | Industrial | Stone, Clay, and Glass | Existing | Space Heating | Natural Gas | Thermostat - Programmable | A | Purchases (Incremental) | Achievable Economic TRC Potential | 0 | 0 | 0 | 0 | 0 | 0 | 0 | 0 | 0 | 0 | 0 | 0 | 0 | 0 | 0 | 0 | 0 | 0 | 0 | 0 | 0 | 0 | 0 | 0 | 0 | 0 | 0 | 0 | 0 | 0 | 0
F11_Industrial_Stone, Clay, and Glass_Existing_Space Heating_Natural Gas_Thermostat - Programmable_A_Achievable Economic TRC Potential | F11 | Industrial | Stone, Clay, and Glass | Existing | Space Heating | Natural Gas | Thermostat - Programmable | A | Purchases (Cumulative) | Achievable Economic TRC Potential | 0 | 0 | 0 | 0 | 0 | 0 | 0 | 0 | 0 | 0 | 0 | 0 | 0 | 0 | 0 | 0 | 0 | 0 | 0 | 0 | 0 | 0 | 0 | 0 | 0 | 0 | 0 | 0 | 0 | 0 | 0
F1_Industrial_Stone, Clay, and Glass_Existing_Space Heating_Natural Gas_ENERGY STAR Connected Thermostat_A_Achievable Economic TRC Potential | F1 | Industrial | Stone, Clay, and Glass | Existing | Space Heating | Natural Gas | ENERGY STAR Connected Thermostat | A | Integrated Unit Energy Savings (kWh or therms) | Achievable Economic TRC Potential | 0 | 0 | 0 | 0 | 0 | 0.015372 | 0.015149 | 0.014837 | 0.014444 | 0.013975 | 0.013436 | 0.012876 | 0.012318 | 0.011754 | 0.011274 | 0.010819 | 0.010452 | 0.01013 | 0.009847 | 0.0096455 | 0.0094613 | 0.0093015 | 0.0091708 | 0.0090683 | 0.0089753 | 0.0089061 | 0.0088462 | 0.0087905 | 0 | 0 | 0
F2_Industrial_Stone, Clay, and Glass_Existing_Space Heating_Natural Gas_ENERGY STAR Connected Thermostat_A_Achievable Economic TRC Potential | F2 | Industrial | Stone, Clay, and Glass | Existing | Space Heating | Natural Gas | ENERGY STAR Connected Thermostat | A | Integrated Unit Summer Peak Savings (kW) | Achievable Economic TRC Potential | 0 | 0 | 0 | 0 | 0 | 0 | 0 | 0 | 0 | 0 | 0 | 0 | 0 | 0 | 0 | 0 | 0 | 0 | 0 | 0 | 0 | 0 | 0 | 0 | 0 | 0 | 0 | 0 | 0 | 0 | 0
F3_Industrial_Stone, Clay, and Glass_Existing_Space Heating_Natural Gas_ENERGY STAR Connected Thermostat_A_Achievable Economic TRC Potential | F3 | Industrial | Stone, Clay, and Glass | Existing | Space Heating | Natural Gas | ENERGY STAR Connected Thermostat | A | Integrated Unit Winter Peak Savings (kW) | Achievable Economic TRC Potential | 0 | 0 | 0 | 0 | 0 | 0 | 0 | 0 | 0 | 0 | 0 | 0 | 0 | 0 | 0 | 0 | 0 | 0 | 0 | 0 | 0 | 0 | 0 | 0 | 0 | 0 | 0 | 0 | 0 | 0 | 0
F4_Industrial_Stone, Clay, and Glass_Existing_Space Heating_Natural Gas_ENERGY STAR Connected Thermostat_A_Achievable Economic TRC Potential | F4 | Industrial | Stone, Clay, and Glass | Existing | Space Heating | Natural Gas | ENERGY STAR Connected Thermostat | A | Incremental Energy Savings (MWh or mTherms) | Achievable Economic TRC Potential | 0 | 0 | 0 | 0 | 0 | 0 | 0 | 0 | 0 | 0 | 0 | 0 | 0 | 0 | 0 | 0 | 0 | 0 | 0 | 0 | 0 | 0 | 0 | 0 | 0 | 0 | 0 | 0 | 0 | 0 | 0
F5_Industrial_Stone, Clay, and Glass_Existing_Space Heating_Natural Gas_ENERGY STAR Connected Thermostat_A_Achievable Economic TRC Potential | F5 | Industrial | Stone, Clay, and Glass | Existing | Space Heating | Natural Gas | ENERGY STAR Connected Thermostat | A | Incremental Summer Peak Savings (MW) | Achievable Economic TRC Potential | 0 | 0 | 0 | 0 | 0 | 0 | 0 | 0 | 0 | 0 | 0 | 0 | 0 | 0 | 0 | 0 | 0 | 0 | 0 | 0 | 0 | 0 | 0 | 0 | 0 | 0 | 0 | 0 | 0 | 0 | 0
F6_Industrial_Stone, Clay, and Glass_Existing_Space Heating_Natural Gas_ENERGY STAR Connected Thermostat_A_Achievable Economic TRC Potential | F6 | Industrial | Stone, Clay, and Glass | Existing | Space Heating | Natural Gas | ENERGY STAR Connected Thermostat | A | Incremental Winter Peak Savings (MW) | Achievable Economic TRC Potential | 0 | 0 | 0 | 0 | 0 | 0 | 0 | 0 | 0 | 0 | 0 | 0 | 0 | 0 | 0 | 0 | 0 | 0 | 0 | 0 | 0 | 0 | 0 | 0 | 0 | 0 | 0 | 0 | 0 | 0 | 0
F7_Industrial_Stone, Clay, and Glass_Existing_Space Heating_Natural Gas_ENERGY STAR Connected Thermostat_A_Achievable Economic TRC Potential | F7 | Industrial | Stone, Clay, and Glass | Existing | Space Heating | Natural Gas | ENERGY STAR Connected Thermostat | A | Cumulative Energy Savings (MWh or mTherms) | Achievable Economic TRC Potential | 0 | 0 | 0 | 0 | 0 | 0 | 0 | 0 | 0 | 0 | 0 | 0 | 0 | 0 | 0 | 0 | 0 | 0 | 0 | 0 | 0 | 0 | 0 | 0 | 0 | 0 | 0 | 0 | 0 | 0 | 0
F8_Industrial_Stone, Clay, and Glass_Existing_Space Heating_Natural Gas_ENERGY STAR Connected Thermostat_A_Achievable Economic TRC Potential | F8 | Industrial | Stone, Clay, and Glass | Existing | Space Heating | Natural Gas | ENERGY STAR Connected Thermostat | A | Cumulative Summer Peak Savings (MW) | Achievable Economic TRC Potential | 0 | 0 | 0 | 0 | 0 | 0 | 0 | 0 | 0 | 0 | 0 | 0 | 0 | 0 | 0 | 0 | 0 | 0 | 0 | 0 | 0 | 0 | 0 | 0 | 0 | 0 | 0 | 0 | 0 | 0 | 0
F9_Industrial_Stone, Clay, and Glass_Existing_Space Heating_Natural Gas_ENERGY STAR Connected Thermostat_A_Achievable Economic TRC Potential | F9 | Industrial | Stone, Clay, and Glass | Existing | Space Heating | Natural Gas | ENERGY STAR Connected Thermostat | A | Cumulative Winter Peak Savings (MW) | Achievable Economic TRC Potential | 0 | 0 | 0 | 0 | 0 | 0 | 0 | 0 | 0 | 0 | 0 | 0 | 0 | 0 | 0 | 0 | 0 | 0 | 0 | 0 | 0 | 0 | 0 | 0 | 0 | 0 | 0 | 0 | 0 | 0 | 0
F10_Industrial_Stone, Clay, and Glass_Existing_Space Heating_Natural Gas_ENERGY STAR Connected Thermostat_A_Achievable Economic TRC Potential | F10 | Industrial | Stone, Clay, and Glass | Existing | Space Heating | Natural Gas | ENERGY STAR Connected Thermostat | A | Purchases (Incremental) | Achievable Economic TRC Potential | 0 | 0 | 0 | 0 | 0 | 0 | 0 | 0 | 0 | 0 | 0 | 0 | 0 | 0 | 0 | 0 | 0 | 0 | 0 | 0 | 0 | 0 | 0 | 0 | 0 | 0 | 0 | 0 | 0 | 0 | 0
F11_Industrial_Stone, Clay, and Glass_Existing_Space Heating_Natural Gas_ENERGY STAR Connected Thermostat_A_Achievable Economic TRC Potential | F11 | Industrial | Stone, Clay, and Glass | Existing | Space Heating | Natural Gas | ENERGY STAR Connected Thermostat | A | Purchases (Cumulative) | Achievable Economic TRC Potential | 0 | 0 | 0 | 0 | 0 | 0 | 0 | 0 | 0 | 0 | 0 | 0 | 0 | 0 | 0 | 0 | 0 | 0 | 0 | 0 | 0 | 0 | 0 | 0 | 0 | 0 | 0 | 0 | 0 | 0 | 0
F1_Industrial_Stone, Clay, and Glass_Existing_Space Heating_Natural Gas_Destratification Fans (HVLS)_A_Achievable Economic TRC Potential | F1 | Industrial | Stone, Clay, and Glass | Existing | Space Heating | Natural Gas | Destratification Fans (HVLS) | A | Integrated Unit Energy Savings (kWh or therms) | Achievable Economic TRC Potential | 0 | 0 | 0 | 0 | 0 | 0.015372 | 0.015149 | 0.014837 | 0.014444 | 0.013975 | 0.013436 | 0.012876 | 0.012318 | 0.011754 | 0.011274 | 0.010819 | 0.010452 | 0.01013 | 0.009847 | 0.0096455 | 0.0094613 | 0.0093015 | 0.0091708 | 0.0090683 | 0.0089753 | 0.0089061 | 0.0088462 | 0.0087905 | 0 | 0 | 0
F2_Industrial_Stone, Clay, and Glass_Existing_Space Heating_Natural Gas_Destratification Fans (HVLS)_A_Achievable Economic TRC Potential | F2 | Industrial | Stone, Clay, and Glass | Existing | Space Heating | Natural Gas | Destratification Fans (HVLS) | A | Integrated Unit Summer Peak Savings (kW) | Achievable Economic TRC Potential | 0 | 0 | 0 | 0 | 0 | 0 | 0 | 0 | 0 | 0 | 0 | 0 | 0 | 0 | 0 | 0 | 0 | 0 | 0 | 0 | 0 | 0 | 0 | 0 | 0 | 0 | 0 | 0 | 0 | 0 | 0
F3_Industrial_Stone, Clay, and Glass_Existing_Space Heating_Natural Gas_Destratification Fans (HVLS)_A_Achievable Economic TRC Potential | F3 | Industrial | Stone, Clay, and Glass | Existing | Space Heating | Natural Gas | Destratification Fans (HVLS) | A | Integrated Unit Winter Peak Savings (kW) | Achievable Economic TRC Potential | 0 | 0 | 0 | 0 | 0 | 0 | 0 | 0 | 0 | 0 | 0 | 0 | 0 | 0 | 0 | 0 | 0 | 0 | 0 | 0 | 0 | 0 | 0 | 0 | 0 | 0 | 0 | 0 | 0 | 0 | 0
F4_Industrial_Stone, Clay, and Glass_Existing_Space Heating_Natural Gas_Destratification Fans (HVLS)_A_Achievable Economic TRC Potential | F4 | Industrial | Stone, Clay, and Glass | Existing | Space Heating | Natural Gas | Destratification Fans (HVLS) | A | Incremental Energy Savings (MWh or mTherms) | Achievable Economic TRC Potential | 0 | 0 | 0 | 0 | 0 | 0 | 0 | 0 | 0 | 0 | 0 | 0 | 0 | 0 | 0 | 0 | 0 | 0 | 0 | 0 | 0 | 0 | 0 | 0 | 0 | 0 | 0 | 0 | 0 | 0 | 0
F5_Industrial_Stone, Clay, and Glass_Existing_Space Heating_Natural Gas_Destratification Fans (HVLS)_A_Achievable Economic TRC Potential | F5 | Industrial | Stone, Clay, and Glass | Existing | Space Heating | Natural Gas | Destratification Fans (HVLS) | A | Incremental Summer Peak Savings (MW) | Achievable Economic TRC Potential | 0 | 0 | 0 | 0 | 0 | 0 | 0 | 0 | 0 | 0 | 0 | 0 | 0 | 0 | 0 | 0 | 0 | 0 | 0 | 0 | 0 | 0 | 0 | 0 | 0 | 0 | 0 | 0 | 0 | 0 | 0
F6_Industrial_Stone, Clay, and Glass_Existing_Space Heating_Natural Gas_Destratification Fans (HVLS)_A_Achievable Economic TRC Potential | F6 | Industrial | Stone, Clay, and Glass | Existing | Space Heating | Natural Gas | Destratification Fans (HVLS) | A | Incremental Winter Peak Savings (MW) | Achievable Economic TRC Potential | 0 | 0 | 0 | 0 | 0 | 0 | 0 | 0 | 0 | 0 | 0 | 0 | 0 | 0 | 0 | 0 | 0 | 0 | 0 | 0 | 0 | 0 | 0 | 0 | 0 | 0 | 0 | 0 | 0 | 0 | 0
F7_Industrial_Stone, Clay, and Glass_Existing_Space Heating_Natural Gas_Destratification Fans (HVLS)_A_Achievable Economic TRC Potential | F7 | Industrial | Stone, Clay, and Glass | Existing | Space Heating | Natural Gas | Destratification Fans (HVLS) | A | Cumulative Energy Savings (MWh or mTherms) | Achievable Economic TRC Potential | 0 | 0 | 0 | 0 | 0 | 0 | 0 | 0 | 0 | 0 | 0 | 0 | 0 | 0 | 0 | 0 | 0 | 0 | 0 | 0 | 0 | 0 | 0 | 0 | 0 | 0 | 0 | 0 | 0 | 0 | 0
F8_Industrial_Stone, Clay, and Glass_Existing_Space Heating_Natural Gas_Destratification Fans (HVLS)_A_Achievable Economic TRC Potential | F8 | Industrial | Stone, Clay, and Glass | Existing | Space Heating | Natural Gas | Destratification Fans (HVLS) | A | Cumulative Summer Peak Savings (MW) | Achievable Economic TRC Potential | 0 | 0 | 0 | 0 | 0 | 0 | 0 | 0 | 0 | 0 | 0 | 0 | 0 | 0 | 0 | 0 | 0 | 0 | 0 | 0 | 0 | 0 | 0 | 0 | 0 | 0 | 0 | 0 | 0 | 0 | 0
F9_Industrial_Stone, Clay, and Glass_Existing_Space Heating_Natural Gas_Destratification Fans (HVLS)_A_Achievable Economic TRC Potential | F9 | Industrial | Stone, Clay, and Glass | Existing | Space Heating | Natural Gas | Destratification Fans (HVLS) | A | Cumulative Winter Peak Savings (MW) | Achievable Economic TRC Potential | 0 | 0 | 0 | 0 | 0 | 0 | 0 | 0 | 0 | 0 | 0 | 0 | 0 | 0 | 0 | 0 | 0 | 0 | 0 | 0 | 0 | 0 | 0 | 0 | 0 | 0 | 0 | 0 | 0 | 0 | 0
F10_Industrial_Stone, Clay, and Glass_Existing_Space Heating_Natural Gas_Destratification Fans (HVLS)_A_Achievable Economic TRC Potential | F10 | Industrial | Stone, Clay, and Glass | Existing | Space Heating | Natural Gas | Destratification Fans (HVLS) | A | Purchases (Incremental) | Achievable Economic TRC Potential | 0 | 0 | 0 | 0 | 0 | 0 | 0 | 0 | 0 | 0 | 0 | 0 | 0 | 0 | 0 | 0 | 0 | 0 | 0 | 0 | 0 | 0 | 0 | 0 | 0 | 0 | 0 | 0 | 0 | 0 | 0
F11_Industrial_Stone, Clay, and Glass_Existing_Space Heating_Natural Gas_Destratification Fans (HVLS)_A_Achievable Economic TRC Potential | F11 | Industrial | Stone, Clay, and Glass | Existing | Space Heating | Natural Gas | Destratification Fans (HVLS) | A | Purchases (Cumulative) | Achievable Economic TRC Potential | 0 | 0 | 0 | 0 | 0 | 0 | 0 | 0 | 0 | 0 | 0 | 0 | 0 | 0 | 0 | 0 | 0 | 0 | 0 | 0 | 0 | 0 | 0 | 0 | 0 | 0 | 0 | 0 | 0 | 0 | 0
F1_Industrial_Stone, Clay, and Glass_Existing_Space Heating_Natural Gas_Gas Boiler - Insulate Steam Lines/Condensate Tank_A_Achievable Economic TRC Potential | F1 | Industrial | Stone, Clay, and Glass | Existing | Space Heating | Natural Gas | Gas Boiler - Insulate Steam Lines/Condensate Tank | A | Integrated Unit Energy Savings (kWh or therms) | Achievable Economic TRC Potential | 0 | 0 | 0 | 0 | 0 | 75.8689 | 75.2246 | 74.5554 | 73.8461 | 73.0876 | 72.2756 | 71.4131 | 70.4908 | 69.4822 | 68.4071 | 67.3029 | 66.2031 | 65.1122 | 64.0493 | 63.0918 | 62.1951 | 61.3441 | 60.6063 | 59.9433 | 59.3195 | 58.8551 | 58.4565 | 58.089 | 65.6304 | 65.3609 | 65.1148
F2_Industrial_Stone, Clay, and Glass_Existing_Space Heating_Natural Gas_Gas Boiler - Insulate Steam Lines/Condensate Tank_A_Achievable Economic TRC Potential | F2 | Industrial | Stone, Clay, and Glass | Existing | Space Heating | Natural Gas | Gas Boiler - Insulate Steam Lines/Condensate Tank | A | Integrated Unit Summer Peak Savings (kW) | Achievable Economic TRC Potential | 0 | 0 | 0 | 0 | 0 | 0 | 0 | 0 | 0 | 0 | 0 | 0 | 0 | 0 | 0 | 0 | 0 | 0 | 0 | 0 | 0 | 0 | 0 | 0 | 0 | 0 | 0 | 0 | 0 | 0 | 0
F3_Industrial_Stone, Clay, and Glass_Existing_Space Heating_Natural Gas_Gas Boiler - Insulate Steam Lines/Condensate Tank_A_Achievable Economic TRC Potential | F3 | Industrial | Stone, Clay, and Glass | Existing | Space Heating | Natural Gas | Gas Boiler - Insulate Steam Lines/Condensate Tank | A | Integrated Unit Winter Peak Savings (kW) | Achievable Economic TRC Potential | 0 | 0 | 0 | 0 | 0 | 0 | 0 | 0 | 0 | 0 | 0 | 0 | 0 | 0 | 0 | 0 | 0 | 0 | 0 | 0 | 0 | 0 | 0 | 0 | 0 | 0 | 0 | 0 | 0 | 0 | 0
F4_Industrial_Stone, Clay, and Glass_Existing_Space Heating_Natural Gas_Gas Boiler - Insulate Steam Lines/Condensate Tank_A_Achievable Economic TRC Potential | F4 | Industrial | Stone, Clay, and Glass | Existing | Space Heating | Natural Gas | Gas Boiler - Insulate Steam Lines/Condensate Tank | A | Incremental Energy Savings (MWh or mTherms) | Achievable Economic TRC Potential | 0 | 0 | 0 | 0 | 0 | 0.0040664 | 0.0040297 | 0.0039703 | 0.0039346 | 0.0038974 | 0.0038052 | 0.0037495 | 0.0036936 | 0.0035829 | 0.0035409 | 0.0034506 | 0.0033946 | 0.0033219 | 0.0032385 | 0.0031939 | 0.0031355 | 0.0030805 | 0.0030324 | 0.002989 | 0.0029486 | 0 | 0 | 0 | 0 | 0 | 0
F5_Industrial_Stone, Clay, and Glass_Existing_Space Heating_Natural Gas_Gas Boiler - Insulate Steam Lines/Condensate Tank_A_Achievable Economic TRC Potential | F5 | Industrial | Stone, Clay, and Glass | Existing | Space Heating | Natural Gas | Gas Boiler - Insulate Steam Lines/Condensate Tank | A | Incremental Summer Peak Savings (MW) | Achievable Economic TRC Potential | 0 | 0 | 0 | 0 | 0 | 0 | 0 | 0 | 0 | 0 | 0 | 0 | 0 | 0 | 0 | 0 | 0 | 0 | 0 | 0 | 0 | 0 | 0 | 0 | 0 | 0 | 0 | 0 | 0 | 0 | 0
F6_Industrial_Stone, Clay, and Glass_Existing_Space Heating_Natural Gas_Gas Boiler - Insulate Steam Lines/Condensate Tank_A_Achievable Economic TRC Potential | F6 | Industrial | Stone, Clay, and Glass | Existing | Space Heating | Natural Gas | Gas Boiler - Insulate Steam Lines/Condensate Tank | A | Incremental Winter Peak Savings (MW) | Achievable Economic TRC Potential | 0 | 0 | 0 | 0 | 0 | 0 | 0 | 0 | 0 | 0 | 0 | 0 | 0 | 0 | 0 | 0 | 0 | 0 | 0 | 0 | 0 | 0 | 0 | 0 | 0 | 0 | 0 | 0 | 0 | 0 | 0
F7_Industrial_Stone, Clay, and Glass_Existing_Space Heating_Natural Gas_Gas Boiler - Insulate Steam Lines/Condensate Tank_A_Achievable Economic TRC Potential | F7 | Industrial | Stone, Clay, and Glass | Existing | Space Heating | Natural Gas | Gas Boiler - Insulate Steam Lines/Condensate Tank | A | Cumulative Energy Savings (MWh or mTherms) | Achievable Economic TRC Potential | 0 | 0 | 0 | 0 | 0 | 0.0040664 | 0.0080616 | 0.01196 | 0.015781 | 0.019516 | 0.023105 | 0.026578 | 0.029929 | 0.033083 | 0.036112 | 0.03898 | 0.041738 | 0.044372 | 0.046886 | 0.049379 | 0.051813 | 0.054184 | 0.056565 | 0.058935 | 0.06127 | 0.060791 | 0.060379 | 0.059999 | 0 | 0 | 0
F8_Industrial_Stone, Clay, and Glass_Existing_Space Heating_Natural Gas_Gas Boiler - Insulate Steam Lines/Condensate Tank_A_Achievable Economic TRC Potential | F8 | Industrial | Stone, Clay, and Glass | Existing | Space Heating | Natural Gas | Gas Boiler - Insulate Steam Lines/Condensate Tank | A | Cumulative Summer Peak Savings (MW) | Achievable Economic TRC Potential | 0 | 0 | 0 | 0 | 0 | 0 | 0 | 0 | 0 | 0 | 0 | 0 | 0 | 0 | 0 | 0 | 0 | 0 | 0 | 0 | 0 | 0 | 0 | 0 | 0 | 0 | 0 | 0 | 0 | 0 | 0
F9_Industrial_Stone, Clay, and Glass_Existing_Space Heating_Natural Gas_Gas Boiler - Insulate Steam Lines/Condensate Tank_A_Achievable Economic TRC Potential | F9 | Industrial | Stone, Clay, and Glass | Existing | Space Heating | Natural Gas | Gas Boiler - Insulate Steam Lines/Condensate Tank | A | Cumulative Winter Peak Savings (MW) | Achievable Economic TRC Potential | 0 | 0 | 0 | 0 | 0 | 0 | 0 | 0 | 0 | 0 | 0 | 0 | 0 | 0 | 0 | 0 | 0 | 0 | 0 | 0 | 0 | 0 | 0 | 0 | 0 | 0 | 0 | 0 | 0 | 0 | 0
F10_Industrial_Stone, Clay, and Glass_Existing_Space Heating_Natural Gas_Gas Boiler - Insulate Steam Lines/Condensate Tank_A_Achievable Economic TRC Potential | F10 | Industrial | Stone, Clay, and Glass | Existing | Space Heating | Natural Gas | Gas Boiler - Insulate Steam Lines/Condensate Tank | A | Purchases (Incremental) | Achievable Economic TRC Potential | 0 | 0 | 0 | 0 | 0 | 0.053598 | 0.053569 | 0.053253 | 0.053282 | 0.053326 | 0.052648 | 0.052505 | 0.052398 | 0.051566 | 0.051763 | 0.051269 | 0.051276 | 0.051018 | 0.050563 | 0.050623 | 0.050413 | 0.050217 | 0.050034 | 0.049864 | 0.049707 | 0 | 0 | 0 | 0 | 0 | 0
F11_Industrial_Stone, Clay, and Glass_Existing_Space Heating_Natural Gas_Gas Boiler - Insulate Steam Lines/Condensate Tank_A_Achievable Economic TRC Potential | F11 | Industrial | Stone, Clay, and Glass | Existing | Space Heating | Natural Gas | Gas Boiler - Insulate Steam Lines/Condensate Tank | A | Purchases (Cumulative) | Achievable Economic TRC Potential | 0 | 0 | 0 | 0 | 0 | 0.053598 | 0.10717 | 0.16042 | 0.2137 | 0.26703 | 0.31967 | 0.37218 | 0.42458 | 0.47614 | 0.52791 | 0.57917 | 0.63045 | 0.68147 | 0.73203 | 0.78265 | 0.83307 | 0.88328 | 0.93332 | 0.98318 | 1.0329 | 1.0329 | 1.0329 | 1.0329 | 1.0329 | 1.0329 | 1.0329
F1_Industrial_Stone, Clay, and Glass_Existing_Process_Natural Gas_Gas Boiler - Insulate Steam Lines/Condensate Tank_A_Achievable Economic TRC Potential | F1 | Industrial | Stone, Clay, and Glass | Existing | Process | Natural Gas | Gas Boiler - Insulate Steam Lines/Condensate Tank | A | Integrated Unit Energy Savings (kWh or therms) | Achievable Economic TRC Potential | 0 | 0 | 0 | 0 | 0 | 45.3996 | 45.2103 | 45.0194 | 44.8314 | 44.6441 | 44.4592 | 44.3101 | 44.1829 | 44.053 | 43.9652 | 43.8674 | 43.7942 | 43.7191 | 43.6421 | 43.5885 | 43.5281 | 43.4818 | 43.436 | 43.3906 | 43.3455 | 43.3391 | 43.3332 | 43.3278 | 45.5894 | 45.5894 | 45.5894
F2_Industrial_Stone, Clay, and Glass_Existing_Process_Natural Gas_Gas Boiler - Insulate Steam Lines/Condensate Tank_A_Achievable Economic TRC Potential | F2 | Industrial | Stone, Clay, and Glass | Existing | Process | Natural Gas | Gas Boiler - Insulate Steam Lines/Condensate Tank | A | Integrated Unit Summer Peak Savings (kW) | Achievable Economic TRC Potential | 0 | 0 | 0 | 0 | 0 | 0 | 0 | 0 | 0 | 0 | 0 | 0 | 0 | 0 | 0 | 0 | 0 | 0 | 0 | 0 | 0 | 0 | 0 | 0 | 0 | 0 | 0 | 0 | 0 | 0 | 0
F3_Industrial_Stone, Clay, and Glass_Existing_Process_Natural Gas_Gas Boiler - Insulate Steam Lines/Condensate Tank_A_Achievable Economic TRC Potential | F3 | Industrial | Stone, Clay, and Glass | Existing | Process | Natural Gas | Gas Boiler - Insulate Steam Lines/Condensate Tank | A | Integrated Unit Winter Peak Savings (kW) | Achievable Economic TRC Potential | 0 | 0 | 0 | 0 | 0 | 0 | 0 | 0 | 0 | 0 | 0 | 0 | 0 | 0 | 0 | 0 | 0 | 0 | 0 | 0 | 0 | 0 | 0 | 0 | 0 | 0 | 0 | 0 | 0 | 0 | 0
F4_Industrial_Stone, Clay, and Glass_Existing_Process_Natural Gas_Gas Boiler - Insulate Steam Lines/Condensate Tank_A_Achievable Economic TRC Potential | F4 | Industrial | Stone, Clay, and Glass | Existing | Process | Natural Gas | Gas Boiler - Insulate Steam Lines/Condensate Tank | A | Incremental Energy Savings (MWh or mTherms) | Achievable Economic TRC Potential | 0 | 0 | 0 | 0 | 0 | 0.026978 | 0.026851 | 0.02658 | 0.026483 | 0.026395 | 0.025952 | 0.025794 | 0.025668 | 0.025186 | 0.025231 | 0.024935 | 0.024897 | 0.024729 | 0.024465 | 0.024464 | 0.024329 | 0.024209 | 0.024095 | 0.023988 | 0.023888 | 0 | 0 | 0 | 0 | 0 | 0
F5_Industrial_Stone, Clay, and Glass_Existing_Process_Natural Gas_Gas Boiler - Insulate Steam Lines/Condensate Tank_A_Achievable Economic TRC Potential | F5 | Industrial | Stone, Clay, and Glass | Existing | Process | Natural Gas | Gas Boiler - Insulate Steam Lines/Condensate Tank | A | Incremental Summer Peak Savings (MW) | Achievable Economic TRC Potential | 0 | 0 | 0 | 0 | 0 | 0 | 0 | 0 | 0 | 0 | 0 | 0 | 0 | 0 | 0 | 0 | 0 | 0 | 0 | 0 | 0 | 0 | 0 | 0 | 0 | 0 | 0 | 0 | 0 | 0 | 0
F6_Industrial_Stone, Clay, and Glass_Existing_Process_Natural Gas_Gas Boiler - Insulate Steam Lines/Condensate Tank_A_Achievable Economic TRC Potential | F6 | Industrial | Stone, Clay, and Glass | Existing | Process | Natural Gas | Gas Boiler - Insulate Steam Lines/Condensate Tank | A | Incremental Winter Peak Savings (MW) | Achievable Economic TRC Potential | 0 | 0 | 0 | 0 | 0 | 0 | 0 | 0 | 0 | 0 | 0 | 0 | 0 | 0 | 0 | 0 | 0 | 0 | 0 | 0 | 0 | 0 | 0 | 0 | 0 | 0 | 0 | 0 | 0 | 0 | 0
F7_Industrial_Stone, Clay, and Glass_Existing_Process_Natural Gas_Gas Boiler - Insulate Steam Lines/Condensate Tank_A_Achievable Economic TRC Potential | F7 | Industrial | Stone, Clay, and Glass | Existing | Process | Natural Gas | Gas Boiler - Insulate Steam Lines/Condensate Tank | A | Cumulative Energy Savings (MWh or mTherms) | Achievable Economic TRC Potential | 0 | 0 | 0 | 0 | 0 | 0.026978 | 0.053717 | 0.080071 | 0.10622 | 0.13217 | 0.15757 | 0.18284 | 0.20798 | 0.23256 | 0.25733 | 0.28169 | 0.30611 | 0.33032 | 0.3542 | 0.37823 | 0.40204 | 0.42582 | 0.44946 | 0.47298 | 0.49638 | 0.49631 | 0.49624 | 0.49618 | 0 | 0 | 0
F8_Industrial_Stone, Clay, and Glass_Existing_Process_Natural Gas_Gas Boiler - Insulate Steam Lines/Condensate Tank_A_Achievable Economic TRC Potential | F8 | Industrial | Stone, Clay, and Glass | Existing | Process | Natural Gas | Gas Boiler - Insulate Steam Lines/Condensate Tank | A | Cumulative Summer Peak Savings (MW) | Achievable Economic TRC Potential | 0 | 0 | 0 | 0 | 0 | 0 | 0 | 0 | 0 | 0 | 0 | 0 | 0 | 0 | 0 | 0 | 0 | 0 | 0 | 0 | 0 | 0 | 0 | 0 | 0 | 0 | 0 | 0 | 0 | 0 | 0
F9_Industrial_Stone, Clay, and Glass_Existing_Process_Natural Gas_Gas Boiler - Insulate Steam Lines/Condensate Tank_A_Achievable Economic TRC Potential | F9 | Industrial | Stone, Clay, and Glass | Existing | Process | Natural Gas | Gas Boiler - Insulate Steam Lines/Condensate Tank | A | Cumulative Winter Peak Savings (MW) | Achievable Economic TRC Potential | 0 | 0 | 0 | 0 | 0 | 0 | 0 | 0 | 0 | 0 | 0 | 0 | 0 | 0 | 0 | 0 | 0 | 0 | 0 | 0 | 0 | 0 | 0 | 0 | 0 | 0 | 0 | 0 | 0 | 0 | 0
F10_Industrial_Stone, Clay, and Glass_Existing_Process_Natural Gas_Gas Boiler - Insulate Steam Lines/Condensate Tank_A_Achievable Economic TRC Potential | F10 | Industrial | Stone, Clay, and Glass | Existing | Process | Natural Gas | Gas Boiler - Insulate Steam Lines/Condensate Tank | A | Purchases (Incremental) | Achievable Economic TRC Potential | 0 | 0 | 0 | 0 | 0 | 0.59424 | 0.59392 | 0.59042 | 0.59074 | 0.59122 | 0.58372 | 0.58212 | 0.58094 | 0.57171 | 0.5739 | 0.56842 | 0.5685 | 0.56564 | 0.56059 | 0.56125 | 0.55893 | 0.55676 | 0.55473 | 0.55285 | 0.5511 | 0 | 0 | 0 | 0 | 0 | 0
F11_Industrial_Stone, Clay, and Glass_Existing_Process_Natural Gas_Gas Boiler - Insulate Steam Lines/Condensate Tank_A_Achievable Economic TRC Potential | F11 | Industrial | Stone, Clay, and Glass | Existing | Process | Natural Gas | Gas Boiler - Insulate Steam Lines/Condensate Tank | A | Purchases (Cumulative) | Achievable Economic TRC Potential | 0 | 0 | 0 | 0 | 0 | 0.59424 | 1.1882 | 1.7786 | 2.3693 | 2.9605 | 3.5443 | 4.1264 | 4.7073 | 5.279 | 5.8529 | 6.4213 | 6.9898 | 7.5555 | 8.1161 | 8.6773 | 9.2363 | 9.793 | 10.3478 | 10.9006 | 11.4517 | 11.4517 | 11.4517 | 11.4517 | 11.4517 | 11.4517 | 11.4517
F1_Industrial_Stone, Clay, and Glass_Existing_Space Heating_Natural Gas_Gas Boiler - Insulate Hot Water Lines_A_Achievable Economic TRC Potential | F1 | Industrial | Stone, Clay, and Glass | Existing | Space Heating | Natural Gas | Gas Boiler - Insulate Hot Water Lines | A | Integrated Unit Energy Savings (kWh or therms) | Achievable Economic TRC Potential | 0 | 0 | 0 | 0 | 0 | 85.7768 | 85.0805 | 84.3728 | 83.6429 | 82.8883 | 82.1156 | 81.3286 | 80.5234 | 79.6821 | 78.7911 | 77.9182 | 77.0507 | 76.1978 | 75.3581 | 74.5614 | 73.7912 | 73.0069 | 72.2905 | 71.6097 | 70.9425 | 70.3988 | 69.9327 | 69.5027 | 74.183 | 73.8783 | 73.6002
F2_Industrial_Stone, Clay, and Glass_Existing_Space Heating_Natural Gas_Gas Boiler - Insulate Hot Water Lines_A_Achievable Economic TRC Potential | F2 | Industrial | Stone, Clay, and Glass | Existing | Space Heating | Natural Gas | Gas Boiler - Insulate Hot Water Lines | A | Integrated Unit Summer Peak Savings (kW) | Achievable Economic TRC Potential | 0 | 0 | 0 | 0 | 0 | 0 | 0 | 0 | 0 | 0 | 0 | 0 | 0 | 0 | 0 | 0 | 0 | 0 | 0 | 0 | 0 | 0 | 0 | 0 | 0 | 0 | 0 | 0 | 0 | 0 | 0
F3_Industrial_Stone, Clay, and Glass_Existing_Space Heating_Natural Gas_Gas Boiler - Insulate Hot Water Lines_A_Achievable Economic TRC Potential | F3 | Industrial | Stone, Clay, and Glass | Existing | Space Heating | Natural Gas | Gas Boiler - Insulate Hot Water Lines | A | Integrated Unit Winter Peak Savings (kW) | Achievable Economic TRC Potential | 0 | 0 | 0 | 0 | 0 | 0 | 0 | 0 | 0 | 0 | 0 | 0 | 0 | 0 | 0 | 0 | 0 | 0 | 0 | 0 | 0 | 0 | 0 | 0 | 0 | 0 | 0 | 0 | 0 | 0 | 0
F4_Industrial_Stone, Clay, and Glass_Existing_Space Heating_Natural Gas_Gas Boiler - Insulate Hot Water Lines_A_Achievable Economic TRC Potential | F4 | Industrial | Stone, Clay, and Glass | Existing | Space Heating | Natural Gas | Gas Boiler - Insulate Hot Water Lines | A | Incremental Energy Savings (MWh or mTherms) | Achievable Economic TRC Potential | 0 | 0 | 0 | 0 | 0 | 0.0091949 | 0.0091153 | 0.0089862 | 0.0089132 | 0.0088401 | 0.0086465 | 0.0085402 | 0.0084385 | 0.0082178 | 0.0081569 | 0.0079896 | 0.0079017 | 0.0077749 | 0.0076206 | 0.007549 | 0.0074401 | 0.0073324 | 0.007234 | 0.0071415 | 0.0070527 | 0 | 0 | 0 | 0 | 0 | 0
F5_Industrial_Stone, Clay, and Glass_Existing_Space Heating_Natural Gas_Gas Boiler - Insulate Hot Water Lines_A_Achievable Economic TRC Potential | F5 | Industrial | Stone, Clay, and Glass | Existing | Space Heating | Natural Gas | Gas Boiler - Insulate Hot Water Lines | A | Incremental Summer Peak Savings (MW) | Achievable Economic TRC Potential | 0 | 0 | 0 | 0 | 0 | 0 | 0 | 0 | 0 | 0 | 0 | 0 | 0 | 0 | 0 | 0 | 0 | 0 | 0 | 0 | 0 | 0 | 0 | 0 | 0 | 0 | 0 | 0 | 0 | 0 | 0
F6_Industrial_Stone, Clay, and Glass_Existing_Space Heating_Natural Gas_Gas Boiler - Insulate Hot Water Lines_A_Achievable Economic TRC Potential | F6 | Industrial | Stone, Clay, and Glass | Existing | Space Heating | Natural Gas | Gas Boiler - Insulate Hot Water Lines | A | Incremental Winter Peak Savings (MW) | Achievable Economic TRC Potential | 0 | 0 | 0 | 0 | 0 | 0 | 0 | 0 | 0 | 0 | 0 | 0 | 0 | 0 | 0 | 0 | 0 | 0 | 0 | 0 | 0 | 0 | 0 | 0 | 0 | 0 | 0 | 0 | 0 | 0 | 0
F7_Industrial_Stone, Clay, and Glass_Existing_Space Heating_Natural Gas_Gas Boiler - Insulate Hot Water Lines_A_Achievable Economic TRC Potential | F7 | Industrial | Stone, Clay, and Glass | Existing | Space Heating | Natural Gas | Gas Boiler - Insulate Hot Water Lines | A | Cumulative Energy Savings (MWh or mTherms) | Achievable Economic TRC Potential | 0 | 0 | 0 | 0 | 0 | 0.0091949 | 0.018236 | 0.02707 | 0.035749 | 0.044267 | 0.052501 | 0.060538 | 0.068377 | 0.07588 | 0.083189 | 0.090257 | 0.097153 | 0.10385 | 0.11033 | 0.11671 | 0.12295 | 0.12897 | 0.13494 | 0.14081 | 0.14655 | 0.14543 | 0.14447 | 0.14358 | 0 | 0 | 0
F8_Industrial_Stone, Clay, and Glass_Existing_Space Heating_Natural Gas_Gas Boiler - Insulate Hot Water Lines_A_Achievable Economic TRC Potential | F8 | Industrial | Stone, Clay, and Glass | Existing | Space Heating | Natural Gas | Gas Boiler - Insulate Hot Water Lines | A | Cumulative Summer Peak Savings (MW) | Achievable Economic TRC Potential | 0 | 0 | 0 | 0 | 0 | 0 | 0 | 0 | 0 | 0 | 0 | 0 | 0 | 0 | 0 | 0 | 0 | 0 | 0 | 0 | 0 | 0 | 0 | 0 | 0 | 0 | 0 | 0 | 0 | 0 | 0
F9_Industrial_Stone, Clay, and Glass_Existing_Space Heating_Natural Gas_Gas Boiler - Insulate Hot Water Lines_A_Achievable Economic TRC Potential | F9 | Industrial | Stone, Clay, and Glass | Existing | Space Heating | Natural Gas | Gas Boiler - Insulate Hot Water Lines | A | Cumulative Winter Peak Savings (MW) | Achievable Economic TRC Potential | 0 | 0 | 0 | 0 | 0 | 0 | 0 | 0 | 0 | 0 | 0 | 0 | 0 | 0 | 0 | 0 | 0 | 0 | 0 | 0 | 0 | 0 | 0 | 0 | 0 | 0 | 0 | 0 | 0 | 0 | 0
F10_Industrial_Stone, Clay, and Glass_Existing_Space Heating_Natural Gas_Gas Boiler - Insulate Hot Water Lines_A_Achievable Economic TRC Potential | F10 | Industrial | Stone, Clay, and Glass | Existing | Space Heating | Natural Gas | Gas Boiler - Insulate Hot Water Lines | A | Purchases (Incremental) | Achievable Economic TRC Potential | 0 | 0 | 0 | 0 | 0 | 0.1072 | 0.10714 | 0.10651 | 0.10656 | 0.10665 | 0.1053 | 0.10501 | 0.1048 | 0.10313 | 0.10353 | 0.10254 | 0.10255 | 0.10204 | 0.10113 | 0.10125 | 0.10083 | 0.10043 | 0.10007 | 0.099728 | 0.099414 | 0 | 0 | 0 | 0 | 0 | 0
F11_Industrial_Stone, Clay, and Glass_Existing_Space Heating_Natural Gas_Gas Boiler - Insulate Hot Water Lines_A_Achievable Economic TRC Potential | F11 | Industrial | Stone, Clay, and Glass | Existing | Space Heating | Natural Gas | Gas Boiler - Insulate Hot Water Lines | A | Purchases (Cumulative) | Achievable Economic TRC Potential | 0 | 0 | 0 | 0 | 0 | 0.1072 | 0.21433 | 0.32084 | 0.4274 | 0.53405 | 0.63935 | 0.74436 | 0.84915 | 0.95229 | 1.0558 | 1.1583 | 1.2609 | 1.3629 | 1.4641 | 1.5653 | 1.6661 | 1.7666 | 1.8666 | 1.9664 | 2.0658 | 2.0658 | 2.0658 | 2.0658 | 2.0658 | 2.0658 | 2.0658
F1_Industrial_Stone, Clay, and Glass_Existing_Process_Natural Gas_Gas Boiler - Insulate Hot Water Lines_A_Achievable Economic TRC Potential | F1 | Industrial | Stone, Clay, and Glass | Existing | Process | Natural Gas | Gas Boiler - Insulate Hot Water Lines | A | Integrated Unit Energy Savings (kWh or therms) | Achievable Economic TRC Potential | 0 | 0 | 0 | 0 | 0 | 51.3179 | 51.1059 | 50.892 | 50.6815 | 50.4717 | 50.2648 | 50.0982 | 49.9563 | 49.8117 | 49.7143 | 49.6057 | 49.5249 | 49.442 | 49.3571 | 49.2984 | 49.232 | 49.1818 | 49.132 | 49.0826 | 49.0337 | 49.0266 | 49.02 | 49.014 | 51.5303 | 51.5303 | 51.5303
F2_Industrial_Stone, Clay, and Glass_Existing_Process_Natural Gas_Gas Boiler - Insulate Hot Water Lines_A_Achievable Economic TRC Potential | F2 | Industrial | Stone, Clay, and Glass | Existing | Process | Natural Gas | Gas Boiler - Insulate Hot Water Lines | A | Integrated Unit Summer Peak Savings (kW) | Achievable Economic TRC Potential | 0 | 0 | 0 | 0 | 0 | 0 | 0 | 0 | 0 | 0 | 0 | 0 | 0 | 0 | 0 | 0 | 0 | 0 | 0 | 0 | 0 | 0 | 0 | 0 | 0 | 0 | 0 | 0 | 0 | 0 | 0
F3_Industrial_Stone, Clay, and Glass_Existing_Process_Natural Gas_Gas Boiler - Insulate Hot Water Lines_A_Achievable Economic TRC Potential | F3 | Industrial | Stone, Clay, and Glass | Existing | Process | Natural Gas | Gas Boiler - Insulate Hot Water Lines | A | Integrated Unit Winter Peak Savings (kW) | Achievable Economic TRC Potential | 0 | 0 | 0 | 0 | 0 | 0 | 0 | 0 | 0 | 0 | 0 | 0 | 0 | 0 | 0 | 0 | 0 | 0 | 0 | 0 | 0 | 0 | 0 | 0 | 0 | 0 | 0 | 0 | 0 | 0 | 0
F4_Industrial_Stone, Clay, and Glass_Existing_Process_Natural Gas_Gas Boiler - Insulate Hot Water Lines_A_Achievable Economic TRC Potential | F4 | Industrial | Stone, Clay, and Glass | Existing | Process | Natural Gas | Gas Boiler - Insulate Hot Water Lines | A | Incremental Energy Savings (MWh or mTherms) | Achievable Economic TRC Potential | 0 | 0 | 0 | 0 | 0 | 0.060991 | 0.060705 | 0.060095 | 0.059879 | 0.05968 | 0.058681 | 0.058326 | 0.058043 | 0.056956 | 0.057062 | 0.056394 | 0.05631 | 0.055932 | 0.055338 | 0.055338 | 0.055035 | 0.054765 | 0.05451 | 0.05427 | 0.054045 | 0 | 0 | 0 | 0 | 0 | 0
F5_Industrial_Stone, Clay, and Glass_Existing_Process_Natural Gas_Gas Boiler - Insulate Hot Water Lines_A_Achievable Economic TRC Potential | F5 | Industrial | Stone, Clay, and Glass | Existing | Process | Natural Gas | Gas Boiler - Insulate Hot Water Lines | A | Incremental Summer Peak Savings (MW) | Achievable Economic TRC Potential | 0 | 0 | 0 | 0 | 0 | 0 | 0 | 0 | 0 | 0 | 0 | 0 | 0 | 0 | 0 | 0 | 0 | 0 | 0 | 0 | 0 | 0 | 0 | 0 | 0 | 0 | 0 | 0 | 0 | 0 | 0
F6_Industrial_Stone, Clay, and Glass_Existing_Process_Natural Gas_Gas Boiler - Insulate Hot Water Lines_A_Achievable Economic TRC Potential | F6 | Industrial | Stone, Clay, and Glass | Existing | Process | Natural Gas | Gas Boiler - Insulate Hot Water Lines | A | Incremental Winter Peak Savings (MW) | Achievable Economic TRC Potential | 0 | 0 | 0 | 0 | 0 | 0 | 0 | 0 | 0 | 0 | 0 | 0 | 0 | 0 | 0 | 0 | 0 | 0 | 0 | 0 | 0 | 0 | 0 | 0 | 0 | 0 | 0 | 0 | 0 | 0 | 0
F7_Industrial_Stone, Clay, and Glass_Existing_Process_Natural Gas_Gas Boiler - Insulate Hot Water Lines_A_Achievable Economic TRC Potential | F7 | Industrial | Stone, Clay, and Glass | Existing | Process | Natural Gas | Gas Boiler - Insulate Hot Water Lines | A | Cumulative Energy Savings (MWh or mTherms) | Achievable Economic TRC Potential | 0 | 0 | 0 | 0 | 0 | 0.060991 | 0.12144 | 0.18103 | 0.24016 | 0.29885 | 0.3563 | 0.41345 | 0.47032 | 0.52591 | 0.58195 | 0.63707 | 0.69234 | 0.74712 | 0.80117 | 0.85556 | 0.90944 | 0.96328 | 1.0168 | 1.0701 | 1.123 | 1.1229 | 1.1227 | 1.1226 | 0 | 0 | 0
F8_Industrial_Stone, Clay, and Glass_Existing_Process_Natural Gas_Gas Boiler - Insulate Hot Water Lines_A_Achievable Economic TRC Potential | F8 | Industrial | Stone, Clay, and Glass | Existing | Process | Natural Gas | Gas Boiler - Insulate Hot Water Lines | A | Cumulative Summer Peak Savings (MW) | Achievable Economic TRC Potential | 0 | 0 | 0 | 0 | 0 | 0 | 0 | 0 | 0 | 0 | 0 | 0 | 0 | 0 | 0 | 0 | 0 | 0 | 0 | 0 | 0 | 0 | 0 | 0 | 0 | 0 | 0 | 0 | 0 | 0 | 0
F9_Industrial_Stone, Clay, and Glass_Existing_Process_Natural Gas_Gas Boiler - Insulate Hot Water Lines_A_Achievable Economic TRC Potential | F9 | Industrial | Stone, Clay, and Glass | Existing | Process | Natural Gas | Gas Boiler - Insulate Hot Water Lines | A | Cumulative Winter Peak Savings (MW) | Achievable Economic TRC Potential | 0 | 0 | 0 | 0 | 0 | 0 | 0 | 0 | 0 | 0 | 0 | 0 | 0 | 0 | 0 | 0 | 0 | 0 | 0 | 0 | 0 | 0 | 0 | 0 | 0 | 0 | 0 | 0 | 0 | 0 | 0
F10_Industrial_Stone, Clay, and Glass_Existing_Process_Natural Gas_Gas Boiler - Insulate Hot Water Lines_A_Achievable Economic TRC Potential | F10 | Industrial | Stone, Clay, and Glass | Existing | Process | Natural Gas | Gas Boiler - Insulate Hot Water Lines | A | Purchases (Incremental) | Achievable Economic TRC Potential | 0 | 0 | 0 | 0 | 0 | 1.1885 | 1.1878 | 1.1808 | 1.1815 | 1.1824 | 1.1674 | 1.1642 | 1.1619 | 1.1434 | 1.1478 | 1.1368 | 1.137 | 1.1313 | 1.1212 | 1.1225 | 1.1179 | 1.1135 | 1.1095 | 1.1057 | 1.1022 | 0 | 0 | 0 | 0 | 0 | 0
F11_Industrial_Stone, Clay, and Glass_Existing_Process_Natural Gas_Gas Boiler - Insulate Hot Water Lines_A_Achievable Economic TRC Potential | F11 | Industrial | Stone, Clay, and Glass | Existing | Process | Natural Gas | Gas Boiler - Insulate Hot Water Lines | A | Purchases (Cumulative) | Achievable Economic TRC Potential | 0 | 0 | 0 | 0 | 0 | 1.1885 | 2.3763 | 3.5572 | 4.7386 | 5.9211 | 7.0885 | 8.2527 | 9.4146 | 10.5581 | 11.7058 | 12.8427 | 13.9797 | 15.111 | 16.2321 | 17.3547 | 18.4725 | 19.586 | 20.6955 | 21.8012 | 22.9034 | 22.9034 | 22.9034 | 22.9034 | 22.9034 | 22.9034 | 22.9034
F1_Industrial_Stone, Clay, and Glass_Existing_Process_Natural Gas_Process - Insulate Heated Process Fluids_A_Achievable Economic TRC Potential | F1 | Industrial | Stone, Clay, and Glass | Existing | Process | Natural Gas | Process - Insulate Heated Process Fluids | A | Integrated Unit Energy Savings (kWh or therms) | Achievable Economic TRC Potential | 0 | 0 | 0 | 0 | 0 | 1280.8484 | 1280.7891 | 1280.733 | 1280.6797 | 1280.6273 | 1280.5765 | 1280.5376 | 1280.5062 | 1280.475 | 1280.4569 | 1280.4365 | 1280.4238 | 1280.4112 | 1280.3986 | 1280.3928 | 1280.3854 | 1280.3827 | 1280.3803 | 1280.378 | 1280.376 | 1280.3744 | 1280.373 | 1280.3717 | 1280.913 | 1280.913 | 1280.913
F2_Industrial_Stone, Clay, and Glass_Existing_Process_Natural Gas_Process - Insulate Heated Process Fluids_A_Achievable Economic TRC Potential | F2 | Industrial | Stone, Clay, and Glass | Existing | Process | Natural Gas | Process - Insulate Heated Process Fluids | A | Integrated Unit Summer Peak Savings (kW) | Achievable Economic TRC Potential | 0 | 0 | 0 | 0 | 0 | 0 | 0 | 0 | 0 | 0 | 0 | 0 | 0 | 0 | 0 | 0 | 0 | 0 | 0 | 0 | 0 | 0 | 0 | 0 | 0 | 0 | 0 | 0 | 0 | 0 | 0
F3_Industrial_Stone, Clay, and Glass_Existing_Process_Natural Gas_Process - Insulate Heated Process Fluids_A_Achievable Economic TRC Potential | F3 | Industrial | Stone, Clay, and Glass | Existing | Process | Natural Gas | Process - Insulate Heated Process Fluids | A | Integrated Unit Winter Peak Savings (kW) | Achievable Economic TRC Potential | 0 | 0 | 0 | 0 | 0 | 0 | 0 | 0 | 0 | 0 | 0 | 0 | 0 | 0 | 0 | 0 | 0 | 0 | 0 | 0 | 0 | 0 | 0 | 0 | 0 | 0 | 0 | 0 | 0 | 0 | 0
F4_Industrial_Stone, Clay, and Glass_Existing_Process_Natural Gas_Process - Insulate Heated Process Fluids_A_Achievable Economic TRC Potential | F4 | Industrial | Stone, Clay, and Glass | Existing | Process | Natural Gas | Process - Insulate Heated Process Fluids | A | Incremental Energy Savings (MWh or mTherms) | Achievable Economic TRC Potential | 0 | 0 | 0 | 0 | 0 | 1.665 | 1.664 | 1.6541 | 1.6549 | 1.6562 | 1.4716 | 1.174 | 0.93731 | 0.73792 | 0.59258 | 0.46954 | 0.37567 | 0.29902 | 0.23708 | 0.18989 | 0.15128 | 0.0010279 | 0.00036575 | 0.00012426 | 4.0393e-05 | 3.4234e-05 | 3.4143e-05 | 3.406e-05 | 3.4e-05 | 3.3934e-05 | 3.3876e-05
F5_Industrial_Stone, Clay, and Glass_Existing_Process_Natural Gas_Process - Insulate Heated Process Fluids_A_Achievable Economic TRC Potential | F5 | Industrial | Stone, Clay, and Glass | Existing | Process | Natural Gas | Process - Insulate Heated Process Fluids | A | Incremental Summer Peak Savings (MW) | Achievable Economic TRC Potential | 0 | 0 | 0 | 0 | 0 | 0 | 0 | 0 | 0 | 0 | 0 | 0 | 0 | 0 | 0 | 0 | 0 | 0 | 0 | 0 | 0 | 0 | 0 | 0 | 0 | 0 | 0 | 0 | 0 | 0 | 0
F6_Industrial_Stone, Clay, and Glass_Existing_Process_Natural Gas_Process - Insulate Heated Process Fluids_A_Achievable Economic TRC Potential | F6 | Industrial | Stone, Clay, and Glass | Existing | Process | Natural Gas | Process - Insulate Heated Process Fluids | A | Incremental Winter Peak Savings (MW) | Achievable Economic TRC Potential | 0 | 0 | 0 | 0 | 0 | 0 | 0 | 0 | 0 | 0 | 0 | 0 | 0 | 0 | 0 | 0 | 0 | 0 | 0 | 0 | 0 | 0 | 0 | 0 | 0 | 0 | 0 | 0 | 0 | 0 | 0
F7_Industrial_Stone, Clay, and Glass_Existing_Process_Natural Gas_Process - Insulate Heated Process Fluids_A_Achievable Economic TRC Potential | F7 | Industrial | Stone, Clay, and Glass | Existing | Process | Natural Gas | Process - Insulate Heated Process Fluids | A | Cumulative Energy Savings (MWh or mTherms) | Achievable Economic TRC Potential | 0 | 0 | 0 | 0 | 0 | 1.665 | 3.3289 | 4.9829 | 6.6376 | 8.2935 | 9.7648 | 10.9386 | 11.8756 | 12.6132 | 13.2056 | 13.675 | 14.0505 | 14.3494 | 14.5863 | 14.7762 | 14.9274 | 14.9284 | 14.9287 | 14.9288 | 14.9288 | 14.9288 | 14.9288 | 14.9289 | 0 | 0 | 0
F8_Industrial_Stone, Clay, and Glass_Existing_Process_Natural Gas_Process - Insulate Heated Process Fluids_A_Achievable Economic TRC Potential | F8 | Industrial | Stone, Clay, and Glass | Existing | Process | Natural Gas | Process - Insulate Heated Process Fluids | A | Cumulative Summer Peak Savings (MW) | Achievable Economic TRC Potential | 0 | 0 | 0 | 0 | 0 | 0 | 0 | 0 | 0 | 0 | 0 | 0 | 0 | 0 | 0 | 0 | 0 | 0 | 0 | 0 | 0 | 0 | 0 | 0 | 0 | 0 | 0 | 0 | 0 | 0 | 0
F9_Industrial_Stone, Clay, and Glass_Existing_Process_Natural Gas_Process - Insulate Heated Process Fluids_A_Achievable Economic TRC Potential | F9 | Industrial | Stone, Clay, and Glass | Existing | Process | Natural Gas | Process - Insulate Heated Process Fluids | A | Cumulative Winter Peak Savings (MW) | Achievable Economic TRC Potential | 0 | 0 | 0 | 0 | 0 | 0 | 0 | 0 | 0 | 0 | 0 | 0 | 0 | 0 | 0 | 0 | 0 | 0 | 0 | 0 | 0 | 0 | 0 | 0 | 0 | 0 | 0 | 0 | 0 | 0 | 0
F10_Industrial_Stone, Clay, and Glass_Existing_Process_Natural Gas_Process - Insulate Heated Process Fluids_A_Achievable Economic TRC Potential | F10 | Industrial | Stone, Clay, and Glass | Existing | Process | Natural Gas | Process - Insulate Heated Process Fluids | A | Purchases (Incremental) | Achievable Economic TRC Potential | 0 | 0 | 0 | 0 | 0 | 1.2999 | 1.2992 | 1.2915 | 1.2922 | 1.2933 | 1.1492 | 0.91684 | 0.73198 | 0.57629 | 0.46279 | 0.3667 | 0.2934 | 0.23354 | 0.18516 | 0.14831 | 0.11815 | 0.00080277 | 0.00028566 | 9.7053e-05 | 3.1548e-05 | 2.6738e-05 | 2.6666e-05 | 2.6602e-05 | 2.6544e-05 | 2.6492e-05 | 2.6447e-05
F11_Industrial_Stone, Clay, and Glass_Existing_Process_Natural Gas_Process - Insulate Heated Process Fluids_A_Achievable Economic TRC Potential | F11 | Industrial | Stone, Clay, and Glass | Existing | Process | Natural Gas | Process - Insulate Heated Process Fluids | A | Purchases (Cumulative) | Achievable Economic TRC Potential | 0 | 0 | 0 | 0 | 0 | 1.2999 | 2.5991 | 3.8906 | 5.1829 | 6.4762 | 7.6253 | 8.5422 | 9.2742 | 9.8504 | 10.3132 | 10.6799 | 10.9733 | 11.2069 | 11.392 | 11.5403 | 11.6585 | 11.6593 | 11.6596 | 11.6597 | 11.6597 | 11.6597 | 11.6598 | 11.6598 | 11.6598 | 11.6598 | 11.6599
F1_Industrial_Stone, Clay, and Glass_Existing_Process_Natural Gas_Process Heat Recovery_A_Achievable Economic TRC Potential | F1 | Industrial | Stone, Clay, and Glass | Existing | Process | Natural Gas | Process Heat Recovery | A | Integrated Unit Energy Savings (kWh or therms) | Achievable Economic TRC Potential | 0 | 0 | 0 | 0 | 0 | 73.3083 | 73.227 | 73.1449 | 73.064 | 72.9833 | 72.9052 | 72.8455 | 72.7977 | 72.7506 | 72.723 | 72.6924 | 72.6731 | 72.6539 | 72.6348 | 72.6256 | 72.6142 | 72.6108 | 72.6075 | 72.6045 | 72.6016 | 72.5993 | 72.5972 | 72.5953 | 0 | 0 | 0
F2_Industrial_Stone, Clay, and Glass_Existing_Process_Natural Gas_Process Heat Recovery_A_Achievable Economic TRC Potential | F2 | Industrial | Stone, Clay, and Glass | Existing | Process | Natural Gas | Process Heat Recovery | A | Integrated Unit Summer Peak Savings (kW) | Achievable Economic TRC Potential | 0 | 0 | 0 | 0 | 0 | 0 | 0 | 0 | 0 | 0 | 0 | 0 | 0 | 0 | 0 | 0 | 0 | 0 | 0 | 0 | 0 | 0 | 0 | 0 | 0 | 0 | 0 | 0 | 0 | 0 | 0
F3_Industrial_Stone, Clay, and Glass_Existing_Process_Natural Gas_Process Heat Recovery_A_Achievable Economic TRC Potential | F3 | Industrial | Stone, Clay, and Glass | Existing | Process | Natural Gas | Process Heat Recovery | A | Integrated Unit Winter Peak Savings (kW) | Achievable Economic TRC Potential | 0 | 0 | 0 | 0 | 0 | 0 | 0 | 0 | 0 | 0 | 0 | 0 | 0 | 0 | 0 | 0 | 0 | 0 | 0 | 0 | 0 | 0 | 0 | 0 | 0 | 0 | 0 | 0 | 0 | 0 | 0
F4_Industrial_Stone, Clay, and Glass_Existing_Process_Natural Gas_Process Heat Recovery_A_Achievable Economic TRC Potential | F4 | Industrial | Stone, Clay, and Glass | Existing | Process | Natural Gas | Process Heat Recovery | A | Incremental Energy Savings (MWh or mTherms) | Achievable Economic TRC Potential | 0 | 0 | 0 | 0 | 0 | 3.4306 | 3.4249 | 3.4009 | 3.399 | 3.398 | 3.0161 | 2.4043 | 1.9183 | 1.5093 | 1.2116 | 0.95963 | 0.7676 | 0.61083 | 0.48417 | 0.38775 | 0.30887 | 0.0020984 | 0.00074667 | 0.00025367 | 8.2455e-05 | 6.9881e-05 | 6.9692e-05 | 6.9522e-05 | 0 | 0 | 0
F5_Industrial_Stone, Clay, and Glass_Existing_Process_Natural Gas_Process Heat Recovery_A_Achievable Economic TRC Potential | F5 | Industrial | Stone, Clay, and Glass | Existing | Process | Natural Gas | Process Heat Recovery | A | Incremental Summer Peak Savings (MW) | Achievable Economic TRC Potential | 0 | 0 | 0 | 0 | 0 | 0 | 0 | 0 | 0 | 0 | 0 | 0 | 0 | 0 | 0 | 0 | 0 | 0 | 0 | 0 | 0 | 0 | 0 | 0 | 0 | 0 | 0 | 0 | 0 | 0 | 0
F6_Industrial_Stone, Clay, and Glass_Existing_Process_Natural Gas_Process Heat Recovery_A_Achievable Economic TRC Potential | F6 | Industrial | Stone, Clay, and Glass | Existing | Process | Natural Gas | Process Heat Recovery | A | Incremental Winter Peak Savings (MW) | Achievable Economic TRC Potential | 0 | 0 | 0 | 0 | 0 | 0 | 0 | 0 | 0 | 0 | 0 | 0 | 0 | 0 | 0 | 0 | 0 | 0 | 0 | 0 | 0 | 0 | 0 | 0 | 0 | 0 | 0 | 0 | 0 | 0 | 0
F7_Industrial_Stone, Clay, and Glass_Existing_Process_Natural Gas_Process Heat Recovery_A_Achievable Economic TRC Potential | F7 | Industrial | Stone, Clay, and Glass | Existing | Process | Natural Gas | Process Heat Recovery | A | Cumulative Energy Savings (MWh or mTherms) | Achievable Economic TRC Potential | 0 | 0 | 0 | 0 | 0 | 3.4306 | 6.8517 | 10.2449 | 13.6325 | 17.0154 | 20.0134 | 22.4013 | 24.3049 | 25.7985 | 27.0003 | 27.9486 | 28.7088 | 29.312 | 29.7885 | 30.1724 | 30.4766 | 30.4772 | 30.4766 | 30.4756 | 30.4745 | 30.4736 | 30.4728 | 30.472 | 0 | 0 | 0
F8_Industrial_Stone, Clay, and Glass_Existing_Process_Natural Gas_Process Heat Recovery_A_Achievable Economic TRC Potential | F8 | Industrial | Stone, Clay, and Glass | Existing | Process | Natural Gas | Process Heat Recovery | A | Cumulative Summer Peak Savings (MW) | Achievable Economic TRC Potential | 0 | 0 | 0 | 0 | 0 | 0 | 0 | 0 | 0 | 0 | 0 | 0 | 0 | 0 | 0 | 0 | 0 | 0 | 0 | 0 | 0 | 0 | 0 | 0 | 0 | 0 | 0 | 0 | 0 | 0 | 0
F9_Industrial_Stone, Clay, and Glass_Existing_Process_Natural Gas_Process Heat Recovery_A_Achievable Economic TRC Potential | F9 | Industrial | Stone, Clay, and Glass | Existing | Process | Natural Gas | Process Heat Recovery | A | Cumulative Winter Peak Savings (MW) | Achievable Economic TRC Potential | 0 | 0 | 0 | 0 | 0 | 0 | 0 | 0 | 0 | 0 | 0 | 0 | 0 | 0 | 0 | 0 | 0 | 0 | 0 | 0 | 0 | 0 | 0 | 0 | 0 | 0 | 0 | 0 | 0 | 0 | 0
F10_Industrial_Stone, Clay, and Glass_Existing_Process_Natural Gas_Process Heat Recovery_A_Achievable Economic TRC Potential | F10 | Industrial | Stone, Clay, and Glass | Existing | Process | Natural Gas | Process Heat Recovery | A | Purchases (Incremental) | Achievable Economic TRC Potential | 0 | 0 | 0 | 0 | 0 | 46.7966 | 46.7709 | 46.4951 | 46.5202 | 46.5587 | 41.3707 | 33.0061 | 26.3513 | 20.7463 | 16.6604 | 13.2012 | 10.5623 | 8.4073 | 6.6659 | 5.339 | 4.2536 | 0.0289 | 0.010284 | 0.0034939 | 0.0011357 | 0.00096255 | 0.00095999 | 0.00095766 | 9.3059e-07 | 9.3059e-07 | 9.3059e-07
F11_Industrial_Stone, Clay, and Glass_Existing_Process_Natural Gas_Process Heat Recovery_A_Achievable Economic TRC Potential | F11 | Industrial | Stone, Clay, and Glass | Existing | Process | Natural Gas | Process Heat Recovery | A | Purchases (Cumulative) | Achievable Economic TRC Potential | 0 | 0 | 0 | 0 | 0 | 46.7966 | 93.5675 | 140.0626 | 186.5828 | 233.1415 | 274.5122 | 307.5183 | 333.8696 | 354.6159 | 371.2763 | 384.4775 | 395.0398 | 403.4471 | 410.113 | 415.452 | 419.7056 | 419.7345 | 419.7448 | 419.7483 | 419.7494 | 419.7504 | 419.7513 | 419.7523 | 419.7523 | 419.7523 | 419.7523
F1_Industrial_Stone, Clay, and Glass_Existing_Space Heating_Natural Gas_Building Automation System_A_Achievable Economic TRC Potential | F1 | Industrial | Stone, Clay, and Glass | Existing | Space Heating | Natural Gas | Building Automation System | A | Integrated Unit Energy Savings (kWh or therms) | Achievable Economic TRC Potential | 0 | 0 | 0 | 0 | 0 | 0.015445 | 0.015347 | 0.015228 | 0.015101 | 0.014964 | 0.01482 | 0.014669 | 0.014514 | 0.014353 | 0.014179 | 0.01401 | 0.013841 | 0.013682 | 0.013529 | 0.013387 | 0.013252 | 0.013115 | 0.012996 | 0.012884 | 0.012778 | 0.012694 | 0.012622 | 0.012555 | 0 | 0 | 0
F2_Industrial_Stone, Clay, and Glass_Existing_Space Heating_Natural Gas_Building Automation System_A_Achievable Economic TRC Potential | F2 | Industrial | Stone, Clay, and Glass | Existing | Space Heating | Natural Gas | Building Automation System | A | Integrated Unit Summer Peak Savings (kW) | Achievable Economic TRC Potential | 0 | 0 | 0 | 0 | 0 | 0 | 0 | 0 | 0 | 0 | 0 | 0 | 0 | 0 | 0 | 0 | 0 | 0 | 0 | 0 | 0 | 0 | 0 | 0 | 0 | 0 | 0 | 0 | 0 | 0 | 0
F3_Industrial_Stone, Clay, and Glass_Existing_Space Heating_Natural Gas_Building Automation System_A_Achievable Economic TRC Potential | F3 | Industrial | Stone, Clay, and Glass | Existing | Space Heating | Natural Gas | Building Automation System | A | Integrated Unit Winter Peak Savings (kW) | Achievable Economic TRC Potential | 0 | 0 | 0 | 0 | 0 | 0 | 0 | 0 | 0 | 0 | 0 | 0 | 0 | 0 | 0 | 0 | 0 | 0 | 0 | 0 | 0 | 0 | 0 | 0 | 0 | 0 | 0 | 0 | 0 | 0 | 0
F4_Industrial_Stone, Clay, and Glass_Existing_Space Heating_Natural Gas_Building Automation System_A_Achievable Economic TRC Potential | F4 | Industrial | Stone, Clay, and Glass | Existing | Space Heating | Natural Gas | Building Automation System | A | Incremental Energy Savings (MWh or mTherms) | Achievable Economic TRC Potential | 0 | 0 | 0 | 0 | 0 | 0.010399 | 0.020643 | 0.036154 | 0.058349 | 0.087836 | 0.123 | 0.16516 | 0.21143 | 0.25448 | 0.2976 | 0.32675 | 0.34346 | 0.3392 | 0.31337 | 0.27296 | 0.22252 | 0.16775 | 0.11466 | 0.072378 | 0.046669 | 0 | 0 | 0 | 0 | 0 | 0
F5_Industrial_Stone, Clay, and Glass_Existing_Space Heating_Natural Gas_Building Automation System_A_Achievable Economic TRC Potential | F5 | Industrial | Stone, Clay, and Glass | Existing | Space Heating | Natural Gas | Building Automation System | A | Incremental Summer Peak Savings (MW) | Achievable Economic TRC Potential | 0 | 0 | 0 | 0 | 0 | 0 | 0 | 0 | 0 | 0 | 0 | 0 | 0 | 0 | 0 | 0 | 0 | 0 | 0 | 0 | 0 | 0 | 0 | 0 | 0 | 0 | 0 | 0 | 0 | 0 | 0
F6_Industrial_Stone, Clay, and Glass_Existing_Space Heating_Natural Gas_Building Automation System_A_Achievable Economic TRC Potential | F6 | Industrial | Stone, Clay, and Glass | Existing | Space Heating | Natural Gas | Building Automation System | A | Incremental Winter Peak Savings (MW) | Achievable Economic TRC Potential | 0 | 0 | 0 | 0 | 0 | 0 | 0 | 0 | 0 | 0 | 0 | 0 | 0 | 0 | 0 | 0 | 0 | 0 | 0 | 0 | 0 | 0 | 0 | 0 | 0 | 0 | 0 | 0 | 0 | 0 | 0
F7_Industrial_Stone, Clay, and Glass_Existing_Space Heating_Natural Gas_Building Automation System_A_Achievable Economic TRC Potential | F7 | Industrial | Stone, Clay, and Glass | Existing | Space Heating | Natural Gas | Building Automation System | A | Cumulative Energy Savings (MWh or mTherms) | Achievable Economic TRC Potential | 0 | 0 | 0 | 0 | 0 | 0.010399 | 0.030975 | 0.06689 | 0.12468 | 0.21139 | 0.33235 | 0.49413 | 0.70035 | 0.94702 | 1.2332 | 1.5452 | 1.8701 | 2.1877 | 2.4767 | 2.7237 | 2.9186 | 3.0563 | 3.1431 | 3.1884 | 3.209 | 3.1879 | 3.1698 | 3.1528 | 0 | 0 | 0
F8_Industrial_Stone, Clay, and Glass_Existing_Space Heating_Natural Gas_Building Automation System_A_Achievable Economic TRC Potential | F8 | Industrial | Stone, Clay, and Glass | Existing | Space Heating | Natural Gas | Building Automation System | A | Cumulative Summer Peak Savings (MW) | Achievable Economic TRC Potential | 0 | 0 | 0 | 0 | 0 | 0 | 0 | 0 | 0 | 0 | 0 | 0 | 0 | 0 | 0 | 0 | 0 | 0 | 0 | 0 | 0 | 0 | 0 | 0 | 0 | 0 | 0 | 0 | 0 | 0 | 0
F9_Industrial_Stone, Clay, and Glass_Existing_Space Heating_Natural Gas_Building Automation System_A_Achievable Economic TRC Potential | F9 | Industrial | Stone, Clay, and Glass | Existing | Space Heating | Natural Gas | Building Automation System | A | Cumulative Winter Peak Savings (MW) | Achievable Economic TRC Potential | 0 | 0 | 0 | 0 | 0 | 0 | 0 | 0 | 0 | 0 | 0 | 0 | 0 | 0 | 0 | 0 | 0 | 0 | 0 | 0 | 0 | 0 | 0 | 0 | 0 | 0 | 0 | 0 | 0 | 0 | 0
F10_Industrial_Stone, Clay, and Glass_Existing_Space Heating_Natural Gas_Building Automation System_A_Achievable Economic TRC Potential | F10 | Industrial | Stone, Clay, and Glass | Existing | Space Heating | Natural Gas | Building Automation System | A | Purchases (Incremental) | Achievable Economic TRC Potential | 0 | 0 | 0 | 0 | 0 | 673.2573 | 1345.0587 | 2374.1284 | 3863.9331 | 5869.7604 | 8299.994 | 11259.4186 | 14566.6364 | 17730.3242 | 20988.0926 | 23322.7219 | 24814.2048 | 24792.3885 | 23162.5393 | 20389.176 | 16791.8964 | 12790.9196 | 8822.9866 | 5617.7521 | 3652.1979 | 0 | 0 | 0 | 0 | 0 | 0
F11_Industrial_Stone, Clay, and Glass_Existing_Space Heating_Natural Gas_Building Automation System_A_Achievable Economic TRC Potential | F11 | Industrial | Stone, Clay, and Glass | Existing | Space Heating | Natural Gas | Building Automation System | A | Purchases (Cumulative) | Achievable Economic TRC Potential | 0 | 0 | 0 | 0 | 0 | 673.2573 | 2018.316 | 4392.4444 | 8256.3775 | 14126.1379 | 22426.1319 | 33685.5506 | 48252.187 | 65982.5112 | 86970.6038 | 110293.3257 | 135107.5305 | 159899.919 | 183062.4583 | 203451.6343 | 220243.5307 | 233034.4503 | 241857.437 | 247475.1891 | 251127.387 | 251127.387 | 251127.387 | 251127.387 | 251127.387 | 251127.387 | 251127.387
F1_Industrial_Stone, Clay, and Glass_Existing_Space Heating_Natural Gas_Steam System Efficiency Improvements_A_Achievable Economic TRC Potential | F1 | Industrial | Stone, Clay, and Glass | Existing | Space Heating | Natural Gas | Steam System Efficiency Improvements | A | Integrated Unit Energy Savings (kWh or therms) | Achievable Economic TRC Potential | 0 | 0 | 0 | 0 | 0 | 0.13696 | 0.13471 | 0.13185 | 0.12831 | 0.12413 | 0.11936 | 0.11444 | 0.10954 | 0.10459 | 0.1004 | 0.096422 | 0.09322 | 0.090377 | 0.087854 | 0.08604 | 0.08437 | 0.082907 | 0.081675 | 0.080685 | 0.079757 | 0.079055 | 0.078449 | 0.077892 | 0.11902 | 0.11854 | 0.11809
F2_Industrial_Stone, Clay, and Glass_Existing_Space Heating_Natural Gas_Steam System Efficiency Improvements_A_Achievable Economic TRC Potential | F2 | Industrial | Stone, Clay, and Glass | Existing | Space Heating | Natural Gas | Steam System Efficiency Improvements | A | Integrated Unit Summer Peak Savings (kW) | Achievable Economic TRC Potential | 0 | 0 | 0 | 0 | 0 | 0 | 0 | 0 | 0 | 0 | 0 | 0 | 0 | 0 | 0 | 0 | 0 | 0 | 0 | 0 | 0 | 0 | 0 | 0 | 0 | 0 | 0 | 0 | 0 | 0 | 0
F3_Industrial_Stone, Clay, and Glass_Existing_Space Heating_Natural Gas_Steam System Efficiency Improvements_A_Achievable Economic TRC Potential | F3 | Industrial | Stone, Clay, and Glass | Existing | Space Heating | Natural Gas | Steam System Efficiency Improvements | A | Integrated Unit Winter Peak Savings (kW) | Achievable Economic TRC Potential | 0 | 0 | 0 | 0 | 0 | 0 | 0 | 0 | 0 | 0 | 0 | 0 | 0 | 0 | 0 | 0 | 0 | 0 | 0 | 0 | 0 | 0 | 0 | 0 | 0 | 0 | 0 | 0 | 0 | 0 | 0
F4_Industrial_Stone, Clay, and Glass_Existing_Space Heating_Natural Gas_Steam System Efficiency Improvements_A_Achievable Economic TRC Potential | F4 | Industrial | Stone, Clay, and Glass | Existing | Space Heating | Natural Gas | Steam System Efficiency Improvements | A | Incremental Energy Savings (MWh or mTherms) | Achievable Economic TRC Potential | 0 | 0 | 0 | 0 | 0 | 0.0006535 | 0.0012842 | 0.0022184 | 0.0035136 | 0.0051637 | 0.0070214 | 0.0091323 | 0.011309 | 0.013143 | 0.014934 | 0.015938 | 0.016394 | 0.01588 | 0.014422 | 0.012433 | 0.01004 | 0.0075156 | 0.0051071 | 0.0032124 | 0.0020644 | 0 | 0 | 0 | 0 | 0 | 0
F5_Industrial_Stone, Clay, and Glass_Existing_Space Heating_Natural Gas_Steam System Efficiency Improvements_A_Achievable Economic TRC Potential | F5 | Industrial | Stone, Clay, and Glass | Existing | Space Heating | Natural Gas | Steam System Efficiency Improvements | A | Incremental Summer Peak Savings (MW) | Achievable Economic TRC Potential | 0 | 0 | 0 | 0 | 0 | 0 | 0 | 0 | 0 | 0 | 0 | 0 | 0 | 0 | 0 | 0 | 0 | 0 | 0 | 0 | 0 | 0 | 0 | 0 | 0 | 0 | 0 | 0 | 0 | 0 | 0
F6_Industrial_Stone, Clay, and Glass_Existing_Space Heating_Natural Gas_Steam System Efficiency Improvements_A_Achievable Economic TRC Potential | F6 | Industrial | Stone, Clay, and Glass | Existing | Space Heating | Natural Gas | Steam System Efficiency Improvements | A | Incremental Winter Peak Savings (MW) | Achievable Economic TRC Potential | 0 | 0 | 0 | 0 | 0 | 0 | 0 | 0 | 0 | 0 | 0 | 0 | 0 | 0 | 0 | 0 | 0 | 0 | 0 | 0 | 0 | 0 | 0 | 0 | 0 | 0 | 0 | 0 | 0 | 0 | 0
F7_Industrial_Stone, Clay, and Glass_Existing_Space Heating_Natural Gas_Steam System Efficiency Improvements_A_Achievable Economic TRC Potential | F7 | Industrial | Stone, Clay, and Glass | Existing | Space Heating | Natural Gas | Steam System Efficiency Improvements | A | Cumulative Energy Savings (MWh or mTherms) | Achievable Economic TRC Potential | 0 | 0 | 0 | 0 | 0 | 0.0006535 | 0.001927 | 0.0041043 | 0.0075077 | 0.012427 | 0.018971 | 0.027322 | 0.03746 | 0.04891 | 0.061883 | 0.075369 | 0.08926 | 0.10242 | 0.11398 | 0.12406 | 0.13169 | 0.13692 | 0.14 | 0.14151 | 0.14195 | 0.1407 | 0.13962 | 0.13863 | 0 | 0 | 0
F8_Industrial_Stone, Clay, and Glass_Existing_Space Heating_Natural Gas_Steam System Efficiency Improvements_A_Achievable Economic TRC Potential | F8 | Industrial | Stone, Clay, and Glass | Existing | Space Heating | Natural Gas | Steam System Efficiency Improvements | A | Cumulative Summer Peak Savings (MW) | Achievable Economic TRC Potential | 0 | 0 | 0 | 0 | 0 | 0 | 0 | 0 | 0 | 0 | 0 | 0 | 0 | 0 | 0 | 0 | 0 | 0 | 0 | 0 | 0 | 0 | 0 | 0 | 0 | 0 | 0 | 0 | 0 | 0 | 0
F9_Industrial_Stone, Clay, and Glass_Existing_Space Heating_Natural Gas_Steam System Efficiency Improvements_A_Achievable Economic TRC Potential | F9 | Industrial | Stone, Clay, and Glass | Existing | Space Heating | Natural Gas | Steam System Efficiency Improvements | A | Cumulative Winter Peak Savings (MW) | Achievable Economic TRC Potential | 0 | 0 | 0 | 0 | 0 | 0 | 0 | 0 | 0 | 0 | 0 | 0 | 0 | 0 | 0 | 0 | 0 | 0 | 0 | 0 | 0 | 0 | 0 | 0 | 0 | 0 | 0 | 0 | 0 | 0 | 0
F10_Industrial_Stone, Clay, and Glass_Existing_Space Heating_Natural Gas_Steam System Efficiency Improvements_A_Achievable Economic TRC Potential | F10 | Industrial | Stone, Clay, and Glass | Existing | Space Heating | Natural Gas | Steam System Efficiency Improvements | A | Purchases (Incremental) | Achievable Economic TRC Potential | 0 | 0 | 0 | 0 | 0 | 4.7715 | 9.5326 | 16.8257 | 27.3842 | 41.5997 | 58.8231 | 79.7969 | 103.2355 | 125.657 | 148.7452 | 165.291 | 175.8613 | 175.7067 | 164.1557 | 144.5006 | 119.0062 | 90.6508 | 62.5296 | 39.8137 | 25.8836 | 0 | 0 | 0 | 0 | 0 | 0
F11_Industrial_Stone, Clay, and Glass_Existing_Space Heating_Natural Gas_Steam System Efficiency Improvements_A_Achievable Economic TRC Potential | F11 | Industrial | Stone, Clay, and Glass | Existing | Space Heating | Natural Gas | Steam System Efficiency Improvements | A | Purchases (Cumulative) | Achievable Economic TRC Potential | 0 | 0 | 0 | 0 | 0 | 4.7715 | 14.3041 | 31.1298 | 58.514 | 100.1137 | 158.9367 | 238.7336 | 341.9692 | 467.6261 | 616.3713 | 781.6623 | 957.5236 | 1133.2303 | 1297.386 | 1441.8866 | 1560.8928 | 1651.5437 | 1714.0732 | 1753.8869 | 1779.7705 | 1779.7705 | 1779.7705 | 1779.7705 | 1779.7705 | 1779.7705 | 1779.7705
F1_Industrial_Stone, Clay, and Glass_Existing_Process_Natural Gas_Steam System Efficiency Improvements_A_Achievable Economic TRC Potential | F1 | Industrial | Stone, Clay, and Glass | Existing | Process | Natural Gas | Steam System Efficiency Improvements | A | Integrated Unit Energy Savings (kWh or therms) | Achievable Economic TRC Potential | 0 | 0 | 0 | 0 | 0 | 0.082332 | 0.081986 | 0.081637 | 0.081293 | 0.08095 | 0.080611 | 0.080337 | 0.080103 | 0.079863 | 0.079701 | 0.07952 | 0.079384 | 0.079245 | 0.079103 | 0.079003 | 0.078892 | 0.078806 | 0.078721 | 0.078637 | 0.078554 | 0.078542 | 0.078531 | 0.078521 | 0.082679 | 0.082679 | 0.082679
F2_Industrial_Stone, Clay, and Glass_Existing_Process_Natural Gas_Steam System Efficiency Improvements_A_Achievable Economic TRC Potential | F2 | Industrial | Stone, Clay, and Glass | Existing | Process | Natural Gas | Steam System Efficiency Improvements | A | Integrated Unit Summer Peak Savings (kW) | Achievable Economic TRC Potential | 0 | 0 | 0 | 0 | 0 | 0 | 0 | 0 | 0 | 0 | 0 | 0 | 0 | 0 | 0 | 0 | 0 | 0 | 0 | 0 | 0 | 0 | 0 | 0 | 0 | 0 | 0 | 0 | 0 | 0 | 0
F3_Industrial_Stone, Clay, and Glass_Existing_Process_Natural Gas_Steam System Efficiency Improvements_A_Achievable Economic TRC Potential | F3 | Industrial | Stone, Clay, and Glass | Existing | Process | Natural Gas | Steam System Efficiency Improvements | A | Integrated Unit Winter Peak Savings (kW) | Achievable Economic TRC Potential | 0 | 0 | 0 | 0 | 0 | 0 | 0 | 0 | 0 | 0 | 0 | 0 | 0 | 0 | 0 | 0 | 0 | 0 | 0 | 0 | 0 | 0 | 0 | 0 | 0 | 0 | 0 | 0 | 0 | 0 | 0
F4_Industrial_Stone, Clay, and Glass_Existing_Process_Natural Gas_Steam System Efficiency Improvements_A_Achievable Economic TRC Potential | F4 | Industrial | Stone, Clay, and Glass | Existing | Process | Natural Gas | Steam System Efficiency Improvements | A | Incremental Energy Savings (MWh or mTherms) | Achievable Economic TRC Potential | 0 | 0 | 0 | 0 | 0 | 0 | 0 | 0 | 0 | 0 | 0 | 0 | 0 | 0 | 0 | 0 | 0 | 0 | 0 | 0 | 0 | 0 | 0 | 0 | 0 | 0 | 0 | 0 | 0 | 0 | 0
F5_Industrial_Stone, Clay, and Glass_Existing_Process_Natural Gas_Steam System Efficiency Improvements_A_Achievable Economic TRC Potential | F5 | Industrial | Stone, Clay, and Glass | Existing | Process | Natural Gas | Steam System Efficiency Improvements | A | Incremental Summer Peak Savings (MW) | Achievable Economic TRC Potential | 0 | 0 | 0 | 0 | 0 | 0 | 0 | 0 | 0 | 0 | 0 | 0 | 0 | 0 | 0 | 0 | 0 | 0 | 0 | 0 | 0 | 0 | 0 | 0 | 0 | 0 | 0 | 0 | 0 | 0 | 0
F6_Industrial_Stone, Clay, and Glass_Existing_Process_Natural Gas_Steam System Efficiency Improvements_A_Achievable Economic TRC Potential | F6 | Industrial | Stone, Clay, and Glass | Existing | Process | Natural Gas | Steam System Efficiency Improvements | A | Incremental Winter Peak Savings (MW) | Achievable Economic TRC Potential | 0 | 0 | 0 | 0 | 0 | 0 | 0 | 0 | 0 | 0 | 0 | 0 | 0 | 0 | 0 | 0 | 0 | 0 | 0 | 0 | 0 | 0 | 0 | 0 | 0 | 0 | 0 | 0 | 0 | 0 | 0
F7_Industrial_Stone, Clay, and Glass_Existing_Process_Natural Gas_Steam System Efficiency Improvements_A_Achievable Economic TRC Potential | F7 | Industrial | Stone, Clay, and Glass | Existing | Process | Natural Gas | Steam System Efficiency Improvements | A | Cumulative Energy Savings (MWh or mTherms) | Achievable Economic TRC Potential | 0 | 0 | 0 | 0 | 0 | 0 | 0 | 0 | 0 | 0 | 0 | 0 | 0 | 0 | 0 | 0 | 0 | 0 | 0 | 0 | 0 | 0 | 0 | 0 | 0 | 0 | 0 | 0 | 0 | 0 | 0
F8_Industrial_Stone, Clay, and Glass_Existing_Process_Natural Gas_Steam System Efficiency Improvements_A_Achievable Economic TRC Potential | F8 | Industrial | Stone, Clay, and Glass | Existing | Process | Natural Gas | Steam System Efficiency Improvements | A | Cumulative Summer Peak Savings (MW) | Achievable Economic TRC Potential | 0 | 0 | 0 | 0 | 0 | 0 | 0 | 0 | 0 | 0 | 0 | 0 | 0 | 0 | 0 | 0 | 0 | 0 | 0 | 0 | 0 | 0 | 0 | 0 | 0 | 0 | 0 | 0 | 0 | 0 | 0
F9_Industrial_Stone, Clay, and Glass_Existing_Process_Natural Gas_Steam System Efficiency Improvements_A_Achievable Economic TRC Potential | F9 | Industrial | Stone, Clay, and Glass | Existing | Process | Natural Gas | Steam System Efficiency Improvements | A | Cumulative Winter Peak Savings (MW) | Achievable Economic TRC Potential | 0 | 0 | 0 | 0 | 0 | 0 | 0 | 0 | 0 | 0 | 0 | 0 | 0 | 0 | 0 | 0 | 0 | 0 | 0 | 0 | 0 | 0 | 0 | 0 | 0 | 0 | 0 | 0 | 0 | 0 | 0
F10_Industrial_Stone, Clay, and Glass_Existing_Process_Natural Gas_Steam System Efficiency Improvements_A_Achievable Economic TRC Potential | F10 | Industrial | Stone, Clay, and Glass | Existing | Process | Natural Gas | Steam System Efficiency Improvements | A | Purchases (Incremental) | Achievable Economic TRC Potential | 0 | 0 | 0 | 0 | 0 | 0 | 0 | 0 | 0 | 0 | 0 | 0 | 0 | 0 | 0 | 0 | 0 | 0 | 0 | 0 | 0 | 0 | 0 | 0 | 0 | 0 | 0 | 0 | 0 | 0 | 0
F11_Industrial_Stone, Clay, and Glass_Existing_Process_Natural Gas_Steam System Efficiency Improvements_A_Achievable Economic TRC Potential | F11 | Industrial | Stone, Clay, and Glass | Existing | Process | Natural Gas | Steam System Efficiency Improvements | A | Purchases (Cumulative) | Achievable Economic TRC Potential | 0 | 0 | 0 | 0 | 0 | 0 | 0 | 0 | 0 | 0 | 0 | 0 | 0 | 0 | 0 | 0 | 0 | 0 | 0 | 0 | 0 | 0 | 0 | 0 | 0 | 0 | 0 | 0 | 0 | 0 | 0
F1_Industrial_Stone, Clay, and Glass_Existing_Space Heating_Natural Gas_Strategic Energy Management_A_Achievable Economic TRC Potential | F1 | Industrial | Stone, Clay, and Glass | Existing | Space Heating | Natural Gas | Strategic Energy Management | A | Integrated Unit Energy Savings (kWh or therms) | Achievable Economic TRC Potential | 0 | 0 | 0 | 0 | 0 | 19.4251 | 19.3217 | 19.1926 | 19.0523 | 18.9002 | 18.7398 | 18.5705 | 18.3961 | 18.2141 | 18.0136 | 17.8189 | 17.623 | 17.438 | 17.2628 | 17.0976 | 16.9416 | 16.7841 | 16.6481 | 16.5217 | 16.403 | 16.2961 | 16.2043 | 16.1186 | 0 | 0 | 0
F2_Industrial_Stone, Clay, and Glass_Existing_Space Heating_Natural Gas_Strategic Energy Management_A_Achievable Economic TRC Potential | F2 | Industrial | Stone, Clay, and Glass | Existing | Space Heating | Natural Gas | Strategic Energy Management | A | Integrated Unit Summer Peak Savings (kW) | Achievable Economic TRC Potential | 0 | 0 | 0 | 0 | 0 | 0 | 0 | 0 | 0 | 0 | 0 | 0 | 0 | 0 | 0 | 0 | 0 | 0 | 0 | 0 | 0 | 0 | 0 | 0 | 0 | 0 | 0 | 0 | 0 | 0 | 0
F3_Industrial_Stone, Clay, and Glass_Existing_Space Heating_Natural Gas_Strategic Energy Management_A_Achievable Economic TRC Potential | F3 | Industrial | Stone, Clay, and Glass | Existing | Space Heating | Natural Gas | Strategic Energy Management | A | Integrated Unit Winter Peak Savings (kW) | Achievable Economic TRC Potential | 0 | 0 | 0 | 0 | 0 | 0 | 0 | 0 | 0 | 0 | 0 | 0 | 0 | 0 | 0 | 0 | 0 | 0 | 0 | 0 | 0 | 0 | 0 | 0 | 0 | 0 | 0 | 0 | 0 | 0 | 0
F4_Industrial_Stone, Clay, and Glass_Existing_Space Heating_Natural Gas_Strategic Energy Management_A_Achievable Economic TRC Potential | F4 | Industrial | Stone, Clay, and Glass | Existing | Space Heating | Natural Gas | Strategic Energy Management | A | Incremental Energy Savings (MWh or mTherms) | Achievable Economic TRC Potential | 0 | 0 | 0 | 0 | 0 | 0.065452 | 0.065068 | 0.064252 | 0.063817 | 0.06336 | 0.062025 | 0.061296 | 0.060597 | 0.059045 | 0.058618 | 0.057431 | 0.056807 | 0.055928 | 0.054872 | 0.054412 | 0.053692 | 0.052986 | 0.052365 | 0.051791 | 0.051257 | 0 | 0 | 0 | 0 | 0 | 0
F5_Industrial_Stone, Clay, and Glass_Existing_Space Heating_Natural Gas_Strategic Energy Management_A_Achievable Economic TRC Potential | F5 | Industrial | Stone, Clay, and Glass | Existing | Space Heating | Natural Gas | Strategic Energy Management | A | Incremental Summer Peak Savings (MW) | Achievable Economic TRC Potential | 0 | 0 | 0 | 0 | 0 | 0 | 0 | 0 | 0 | 0 | 0 | 0 | 0 | 0 | 0 | 0 | 0 | 0 | 0 | 0 | 0 | 0 | 0 | 0 | 0 | 0 | 0 | 0 | 0 | 0 | 0
F6_Industrial_Stone, Clay, and Glass_Existing_Space Heating_Natural Gas_Strategic Energy Management_A_Achievable Economic TRC Potential | F6 | Industrial | Stone, Clay, and Glass | Existing | Space Heating | Natural Gas | Strategic Energy Management | A | Incremental Winter Peak Savings (MW) | Achievable Economic TRC Potential | 0 | 0 | 0 | 0 | 0 | 0 | 0 | 0 | 0 | 0 | 0 | 0 | 0 | 0 | 0 | 0 | 0 | 0 | 0 | 0 | 0 | 0 | 0 | 0 | 0 | 0 | 0 | 0 | 0 | 0 | 0
F7_Industrial_Stone, Clay, and Glass_Existing_Space Heating_Natural Gas_Strategic Energy Management_A_Achievable Economic TRC Potential | F7 | Industrial | Stone, Clay, and Glass | Existing | Space Heating | Natural Gas | Strategic Energy Management | A | Cumulative Energy Savings (MWh or mTherms) | Achievable Economic TRC Potential | 0 | 0 | 0 | 0 | 0 | 0.065452 | 0.13017 | 0.19356 | 0.25596 | 0.31727 | 0.37661 | 0.4345 | 0.49102 | 0.5452 | 0.59782 | 0.64879 | 0.69846 | 0.74706 | 0.79442 | 0.84124 | 0.88725 | 0.93199 | 0.9768 | 1.0212 | 1.0651 | 1.0582 | 1.0522 | 1.0466 | 0 | 0 | 0
F8_Industrial_Stone, Clay, and Glass_Existing_Space Heating_Natural Gas_Strategic Energy Management_A_Achievable Economic TRC Potential | F8 | Industrial | Stone, Clay, and Glass | Existing | Space Heating | Natural Gas | Strategic Energy Management | A | Cumulative Summer Peak Savings (MW) | Achievable Economic TRC Potential | 0 | 0 | 0 | 0 | 0 | 0 | 0 | 0 | 0 | 0 | 0 | 0 | 0 | 0 | 0 | 0 | 0 | 0 | 0 | 0 | 0 | 0 | 0 | 0 | 0 | 0 | 0 | 0 | 0 | 0 | 0
F9_Industrial_Stone, Clay, and Glass_Existing_Space Heating_Natural Gas_Strategic Energy Management_A_Achievable Economic TRC Potential | F9 | Industrial | Stone, Clay, and Glass | Existing | Space Heating | Natural Gas | Strategic Energy Management | A | Cumulative Winter Peak Savings (MW) | Achievable Economic TRC Potential | 0 | 0 | 0 | 0 | 0 | 0 | 0 | 0 | 0 | 0 | 0 | 0 | 0 | 0 | 0 | 0 | 0 | 0 | 0 | 0 | 0 | 0 | 0 | 0 | 0 | 0 | 0 | 0 | 0 | 0 | 0
F10_Industrial_Stone, Clay, and Glass_Existing_Space Heating_Natural Gas_Strategic Energy Management_A_Achievable Economic TRC Potential | F10 | Industrial | Stone, Clay, and Glass | Existing | Space Heating | Natural Gas | Strategic Energy Management | A | Purchases (Incremental) | Achievable Economic TRC Potential | 0 | 0 | 0 | 0 | 0 | 3.3695 | 3.3676 | 3.3478 | 3.3496 | 3.3523 | 3.3098 | 3.3007 | 3.294 | 3.2417 | 3.2541 | 3.2231 | 3.2235 | 3.2073 | 3.1786 | 3.1824 | 3.1693 | 3.1569 | 3.1454 | 3.1347 | 3.1249 | 0 | 0 | 0 | 0 | 0 | 0
F11_Industrial_Stone, Clay, and Glass_Existing_Space Heating_Natural Gas_Strategic Energy Management_A_Achievable Economic TRC Potential | F11 | Industrial | Stone, Clay, and Glass | Existing | Space Heating | Natural Gas | Strategic Energy Management | A | Purchases (Cumulative) | Achievable Economic TRC Potential | 0 | 0 | 0 | 0 | 0 | 3.3695 | 6.7371 | 10.0849 | 13.4344 | 16.7868 | 20.0966 | 23.3973 | 26.6913 | 29.933 | 33.1871 | 36.4102 | 39.6337 | 42.8409 | 46.0196 | 49.202 | 52.3712 | 55.5282 | 58.6736 | 61.8083 | 64.9332 | 64.9332 | 64.9332 | 64.9332 | 64.9332 | 64.9332 | 64.9332
F1_Industrial_Stone, Clay, and Glass_Existing_Process_Natural Gas_Strategic Energy Management_A_Achievable Economic TRC Potential | F1 | Industrial | Stone, Clay, and Glass | Existing | Process | Natural Gas | Strategic Energy Management | A | Integrated Unit Energy Savings (kWh or therms) | Achievable Economic TRC Potential | 0 | 0 | 0 | 0 | 0 | 60.3349 | 60.1362 | 59.9356 | 59.7381 | 59.5413 | 59.3511 | 59.206 | 59.0899 | 58.976 | 58.9092 | 58.8356 | 58.7893 | 58.7432 | 58.6974 | 58.6756 | 58.6487 | 58.641 | 58.6337 | 58.627 | 58.6207 | 58.6152 | 58.6101 | 58.6054 | 0 | 0 | 0
F2_Industrial_Stone, Clay, and Glass_Existing_Process_Natural Gas_Strategic Energy Management_A_Achievable Economic TRC Potential | F2 | Industrial | Stone, Clay, and Glass | Existing | Process | Natural Gas | Strategic Energy Management | A | Integrated Unit Summer Peak Savings (kW) | Achievable Economic TRC Potential | 0 | 0 | 0 | 0 | 0 | 0 | 0 | 0 | 0 | 0 | 0 | 0 | 0 | 0 | 0 | 0 | 0 | 0 | 0 | 0 | 0 | 0 | 0 | 0 | 0 | 0 | 0 | 0 | 0 | 0 | 0
F3_Industrial_Stone, Clay, and Glass_Existing_Process_Natural Gas_Strategic Energy Management_A_Achievable Economic TRC Potential | F3 | Industrial | Stone, Clay, and Glass | Existing | Process | Natural Gas | Strategic Energy Management | A | Integrated Unit Winter Peak Savings (kW) | Achievable Economic TRC Potential | 0 | 0 | 0 | 0 | 0 | 0 | 0 | 0 | 0 | 0 | 0 | 0 | 0 | 0 | 0 | 0 | 0 | 0 | 0 | 0 | 0 | 0 | 0 | 0 | 0 | 0 | 0 | 0 | 0 | 0 | 0
F4_Industrial_Stone, Clay, and Glass_Existing_Process_Natural Gas_Strategic Energy Management_A_Achievable Economic TRC Potential | F4 | Industrial | Stone, Clay, and Glass | Existing | Process | Natural Gas | Strategic Energy Management | A | Incremental Energy Savings (MWh or mTherms) | Achievable Economic TRC Potential | 0 | 0 | 0 | 0 | 0 | 1.2907 | 1.2858 | 1.2739 | 1.2704 | 1.2673 | 1.2472 | 1.2407 | 1.2358 | 1.2138 | 1.2171 | 1.204 | 1.2032 | 1.1962 | 1.1846 | 1.1856 | 1.1801 | 1.1754 | 1.1709 | 1.1668 | 1.163 | 0 | 0 | 0 | 0 | 0 | 0
F5_Industrial_Stone, Clay, and Glass_Existing_Process_Natural Gas_Strategic Energy Management_A_Achievable Economic TRC Potential | F5 | Industrial | Stone, Clay, and Glass | Existing | Process | Natural Gas | Strategic Energy Management | A | Incremental Summer Peak Savings (MW) | Achievable Economic TRC Potential | 0 | 0 | 0 | 0 | 0 | 0 | 0 | 0 | 0 | 0 | 0 | 0 | 0 | 0 | 0 | 0 | 0 | 0 | 0 | 0 | 0 | 0 | 0 | 0 | 0 | 0 | 0 | 0 | 0 | 0 | 0
F6_Industrial_Stone, Clay, and Glass_Existing_Process_Natural Gas_Strategic Energy Management_A_Achievable Economic TRC Potential | F6 | Industrial | Stone, Clay, and Glass | Existing | Process | Natural Gas | Strategic Energy Management | A | Incremental Winter Peak Savings (MW) | Achievable Economic TRC Potential | 0 | 0 | 0 | 0 | 0 | 0 | 0 | 0 | 0 | 0 | 0 | 0 | 0 | 0 | 0 | 0 | 0 | 0 | 0 | 0 | 0 | 0 | 0 | 0 | 0 | 0 | 0 | 0 | 0 | 0 | 0
F7_Industrial_Stone, Clay, and Glass_Existing_Process_Natural Gas_Strategic Energy Management_A_Achievable Economic TRC Potential | F7 | Industrial | Stone, Clay, and Glass | Existing | Process | Natural Gas | Strategic Energy Management | A | Cumulative Energy Savings (MWh or mTherms) | Achievable Economic TRC Potential | 0 | 0 | 0 | 0 | 0 | 1.2907 | 2.5723 | 3.8376 | 5.0954 | 6.3459 | 7.5728 | 8.795 | 10.0136 | 11.2081 | 12.4125 | 13.6009 | 14.7934 | 15.978 | 17.1501 | 18.3293 | 19.501 | 20.6738 | 21.8422 | 23.0065 | 24.167 | 24.1648 | 24.1627 | 24.1607 | 0 | 0 | 0
F8_Industrial_Stone, Clay, and Glass_Existing_Process_Natural Gas_Strategic Energy Management_A_Achievable Economic TRC Potential | F8 | Industrial | Stone, Clay, and Glass | Existing | Process | Natural Gas | Strategic Energy Management | A | Cumulative Summer Peak Savings (MW) | Achievable Economic TRC Potential | 0 | 0 | 0 | 0 | 0 | 0 | 0 | 0 | 0 | 0 | 0 | 0 | 0 | 0 | 0 | 0 | 0 | 0 | 0 | 0 | 0 | 0 | 0 | 0 | 0 | 0 | 0 | 0 | 0 | 0 | 0
F9_Industrial_Stone, Clay, and Glass_Existing_Process_Natural Gas_Strategic Energy Management_A_Achievable Economic TRC Potential | F9 | Industrial | Stone, Clay, and Glass | Existing | Process | Natural Gas | Strategic Energy Management | A | Cumulative Winter Peak Savings (MW) | Achievable Economic TRC Potential | 0 | 0 | 0 | 0 | 0 | 0 | 0 | 0 | 0 | 0 | 0 | 0 | 0 | 0 | 0 | 0 | 0 | 0 | 0 | 0 | 0 | 0 | 0 | 0 | 0 | 0 | 0 | 0 | 0 | 0 | 0
F10_Industrial_Stone, Clay, and Glass_Existing_Process_Natural Gas_Strategic Energy Management_A_Achievable Economic TRC Potential | F10 | Industrial | Stone, Clay, and Glass | Existing | Process | Natural Gas | Strategic Energy Management | A | Purchases (Incremental) | Achievable Economic TRC Potential | 0 | 0 | 0 | 0 | 0 | 21.3928 | 21.3811 | 21.255 | 21.2665 | 21.2841 | 21.0138 | 20.9563 | 20.9138 | 20.5817 | 20.6603 | 20.4632 | 20.4659 | 20.3629 | 20.1813 | 20.2052 | 20.1216 | 20.0434 | 19.9703 | 19.9025 | 19.8397 | 0 | 0 | 0 | 0 | 0 | 0
F11_Industrial_Stone, Clay, and Glass_Existing_Process_Natural Gas_Strategic Energy Management_A_Achievable Economic TRC Potential | F11 | Industrial | Stone, Clay, and Glass | Existing | Process | Natural Gas | Strategic Energy Management | A | Purchases (Cumulative) | Achievable Economic TRC Potential | 0 | 0 | 0 | 0 | 0 | 21.3928 | 42.7739 | 64.0289 | 85.2953 | 106.5794 | 127.5931 | 148.5495 | 169.4633 | 190.045 | 210.7052 | 231.1685 | 251.6344 | 271.9973 | 292.1786 | 312.3837 | 332.5053 | 352.5487 | 372.519 | 392.4215 | 412.2612 | 412.2612 | 412.2612 | 412.2612 | 412.2612 | 412.2612 | 412.2612
F1_Industrial_Stone, Clay, and Glass_Existing_Miscellaneous_Natural Gas_Strategic Energy Management_A_Achievable Economic TRC Potential | F1 | Industrial | Stone, Clay, and Glass | Existing | Miscellaneous | Natural Gas | Strategic Energy Management | A | Integrated Unit Energy Savings (kWh or therms) | Achievable Economic TRC Potential | 0 | 0 | 0 | 0 | 0 | 16.2609 | 16.2609 | 16.2609 | 16.2609 | 16.2609 | 16.2609 | 16.2609 | 16.2609 | 16.2609 | 16.2609 | 16.2609 | 16.2609 | 16.2609 | 16.2609 | 16.2609 | 16.2609 | 16.2609 | 16.2609 | 16.2609 | 16.2609 | 16.2609 | 16.2609 | 16.2609 | 0 | 0 | 0
F2_Industrial_Stone, Clay, and Glass_Existing_Miscellaneous_Natural Gas_Strategic Energy Management_A_Achievable Economic TRC Potential | F2 | Industrial | Stone, Clay, and Glass | Existing | Miscellaneous | Natural Gas | Strategic Energy Management | A | Integrated Unit Summer Peak Savings (kW) | Achievable Economic TRC Potential | 0 | 0 | 0 | 0 | 0 | 0 | 0 | 0 | 0 | 0 | 0 | 0 | 0 | 0 | 0 | 0 | 0 | 0 | 0 | 0 | 0 | 0 | 0 | 0 | 0 | 0 | 0 | 0 | 0 | 0 | 0
F3_Industrial_Stone, Clay, and Glass_Existing_Miscellaneous_Natural Gas_Strategic Energy Management_A_Achievable Economic TRC Potential | F3 | Industrial | Stone, Clay, and Glass | Existing | Miscellaneous | Natural Gas | Strategic Energy Management | A | Integrated Unit Winter Peak Savings (kW) | Achievable Economic TRC Potential | 0 | 0 | 0 | 0 | 0 | 0 | 0 | 0 | 0 | 0 | 0 | 0 | 0 | 0 | 0 | 0 | 0 | 0 | 0 | 0 | 0 | 0 | 0 | 0 | 0 | 0 | 0 | 0 | 0 | 0 | 0
F4_Industrial_Stone, Clay, and Glass_Existing_Miscellaneous_Natural Gas_Strategic Energy Management_A_Achievable Economic TRC Potential | F4 | Industrial | Stone, Clay, and Glass | Existing | Miscellaneous | Natural Gas | Strategic Energy Management | A | Incremental Energy Savings (MWh or mTherms) | Achievable Economic TRC Potential | 0 | 0 | 0 | 0 | 0 | 0.086967 | 0.086919 | 0.086406 | 0.086453 | 0.086524 | 0.085426 | 0.085192 | 0.085019 | 0.083669 | 0.083989 | 0.083188 | 0.083199 | 0.08278 | 0.082041 | 0.082139 | 0.081799 | 0.081481 | 0.081184 | 0.080908 | 0.080653 | 0 | 0 | 0 | 0 | 0 | 0
F5_Industrial_Stone, Clay, and Glass_Existing_Miscellaneous_Natural Gas_Strategic Energy Management_A_Achievable Economic TRC Potential | F5 | Industrial | Stone, Clay, and Glass | Existing | Miscellaneous | Natural Gas | Strategic Energy Management | A | Incremental Summer Peak Savings (MW) | Achievable Economic TRC Potential | 0 | 0 | 0 | 0 | 0 | 0 | 0 | 0 | 0 | 0 | 0 | 0 | 0 | 0 | 0 | 0 | 0 | 0 | 0 | 0 | 0 | 0 | 0 | 0 | 0 | 0 | 0 | 0 | 0 | 0 | 0
F6_Industrial_Stone, Clay, and Glass_Existing_Miscellaneous_Natural Gas_Strategic Energy Management_A_Achievable Economic TRC Potential | F6 | Industrial | Stone, Clay, and Glass | Existing | Miscellaneous | Natural Gas | Strategic Energy Management | A | Incremental Winter Peak Savings (MW) | Achievable Economic TRC Potential | 0 | 0 | 0 | 0 | 0 | 0 | 0 | 0 | 0 | 0 | 0 | 0 | 0 | 0 | 0 | 0 | 0 | 0 | 0 | 0 | 0 | 0 | 0 | 0 | 0 | 0 | 0 | 0 | 0 | 0 | 0
F7_Industrial_Stone, Clay, and Glass_Existing_Miscellaneous_Natural Gas_Strategic Energy Management_A_Achievable Economic TRC Potential | F7 | Industrial | Stone, Clay, and Glass | Existing | Miscellaneous | Natural Gas | Strategic Energy Management | A | Cumulative Energy Savings (MWh or mTherms) | Achievable Economic TRC Potential | 0 | 0 | 0 | 0 | 0 | 0.086967 | 0.17389 | 0.26029 | 0.34674 | 0.43327 | 0.51869 | 0.60389 | 0.68891 | 0.77258 | 0.85656 | 0.93975 | 1.023 | 1.1057 | 1.1878 | 1.2699 | 1.3517 | 1.4332 | 1.5144 | 1.5953 | 1.6759 | 1.6759 | 1.6759 | 1.6759 | 0 | 0 | 0
F8_Industrial_Stone, Clay, and Glass_Existing_Miscellaneous_Natural Gas_Strategic Energy Management_A_Achievable Economic TRC Potential | F8 | Industrial | Stone, Clay, and Glass | Existing | Miscellaneous | Natural Gas | Strategic Energy Management | A | Cumulative Summer Peak Savings (MW) | Achievable Economic TRC Potential | 0 | 0 | 0 | 0 | 0 | 0 | 0 | 0 | 0 | 0 | 0 | 0 | 0 | 0 | 0 | 0 | 0 | 0 | 0 | 0 | 0 | 0 | 0 | 0 | 0 | 0 | 0 | 0 | 0 | 0 | 0
F9_Industrial_Stone, Clay, and Glass_Existing_Miscellaneous_Natural Gas_Strategic Energy Management_A_Achievable Economic TRC Potential | F9 | Industrial | Stone, Clay, and Glass | Existing | Miscellaneous | Natural Gas | Strategic Energy Management | A | Cumulative Winter Peak Savings (MW) | Achievable Economic TRC Potential | 0 | 0 | 0 | 0 | 0 | 0 | 0 | 0 | 0 | 0 | 0 | 0 | 0 | 0 | 0 | 0 | 0 | 0 | 0 | 0 | 0 | 0 | 0 | 0 | 0 | 0 | 0 | 0 | 0 | 0 | 0
F10_Industrial_Stone, Clay, and Glass_Existing_Miscellaneous_Natural Gas_Strategic Energy Management_A_Achievable Economic TRC Potential | F10 | Industrial | Stone, Clay, and Glass | Existing | Miscellaneous | Natural Gas | Strategic Energy Management | A | Purchases (Incremental) | Achievable Economic TRC Potential | 0 | 0 | 0 | 0 | 0 | 5.3482 | 5.3453 | 5.3137 | 5.3166 | 5.321 | 5.2534 | 5.2391 | 5.2284 | 5.1454 | 5.1651 | 5.1158 | 5.1165 | 5.0907 | 5.0453 | 5.0513 | 5.0304 | 5.0108 | 4.9926 | 4.9756 | 4.9599 | 0 | 0 | 0 | 0 | 0 | 0
F11_Industrial_Stone, Clay, and Glass_Existing_Miscellaneous_Natural Gas_Strategic Energy Management_A_Achievable Economic TRC Potential | F11 | Industrial | Stone, Clay, and Glass | Existing | Miscellaneous | Natural Gas | Strategic Energy Management | A | Purchases (Cumulative) | Achievable Economic TRC Potential | 0 | 0 | 0 | 0 | 0 | 5.3482 | 10.6935 | 16.0072 | 21.3238 | 26.6448 | 31.8983 | 37.1374 | 42.3658 | 47.5112 | 52.6763 | 57.7921 | 62.9086 | 67.9993 | 73.0446 | 78.0959 | 83.1263 | 88.1372 | 93.1298 | 98.1054 | 103.0653 | 103.0653 | 103.0653 | 103.0653 | 103.0653 | 103.0653 | 103.0653
F1_Industrial_Stone, Clay, and Glass_Existing_Space Heating_Natural Gas_Commissioning_A_Achievable Economic TRC Potential | F1 | Industrial | Stone, Clay, and Glass | Existing | Space Heating | Natural Gas | Commissioning | A | Integrated Unit Energy Savings (kWh or therms) | Achievable Economic TRC Potential | 0 | 0 | 0 | 0 | 0 | 17.081 | 16.9943 | 16.885 | 16.7655 | 16.6355 | 16.4983 | 16.3527 | 16.2023 | 16.0455 | 15.8715 | 15.703 | 15.5328 | 15.3724 | 15.2207 | 15.0773 | 14.9421 | 14.8055 | 14.6877 | 14.5784 | 14.4758 | 14.3816 | 14.3008 | 14.2252 | 0 | 0 | 0
F2_Industrial_Stone, Clay, and Glass_Existing_Space Heating_Natural Gas_Commissioning_A_Achievable Economic TRC Potential | F2 | Industrial | Stone, Clay, and Glass | Existing | Space Heating | Natural Gas | Commissioning | A | Integrated Unit Summer Peak Savings (kW) | Achievable Economic TRC Potential | 0 | 0 | 0 | 0 | 0 | 0 | 0 | 0 | 0 | 0 | 0 | 0 | 0 | 0 | 0 | 0 | 0 | 0 | 0 | 0 | 0 | 0 | 0 | 0 | 0 | 0 | 0 | 0 | 0 | 0 | 0
F3_Industrial_Stone, Clay, and Glass_Existing_Space Heating_Natural Gas_Commissioning_A_Achievable Economic TRC Potential | F3 | Industrial | Stone, Clay, and Glass | Existing | Space Heating | Natural Gas | Commissioning | A | Integrated Unit Winter Peak Savings (kW) | Achievable Economic TRC Potential | 0 | 0 | 0 | 0 | 0 | 0 | 0 | 0 | 0 | 0 | 0 | 0 | 0 | 0 | 0 | 0 | 0 | 0 | 0 | 0 | 0 | 0 | 0 | 0 | 0 | 0 | 0 | 0 | 0 | 0 | 0
F4_Industrial_Stone, Clay, and Glass_Existing_Space Heating_Natural Gas_Commissioning_A_Achievable Economic TRC Potential | F4 | Industrial | Stone, Clay, and Glass | Existing | Space Heating | Natural Gas | Commissioning | A | Incremental Energy Savings (MWh or mTherms) | Achievable Economic TRC Potential | 0 | 0 | 0 | 0 | 0 | 0 | 0 | 0 | 0 | 0 | 0 | 0 | 0 | 0 | 0 | 0 | 0 | 0 | 0 | 0 | 0 | 0 | 0 | 0 | 0 | 0 | 0 | 0 | 0 | 0 | 0
F5_Industrial_Stone, Clay, and Glass_Existing_Space Heating_Natural Gas_Commissioning_A_Achievable Economic TRC Potential | F5 | Industrial | Stone, Clay, and Glass | Existing | Space Heating | Natural Gas | Commissioning | A | Incremental Summer Peak Savings (MW) | Achievable Economic TRC Potential | 0 | 0 | 0 | 0 | 0 | 0 | 0 | 0 | 0 | 0 | 0 | 0 | 0 | 0 | 0 | 0 | 0 | 0 | 0 | 0 | 0 | 0 | 0 | 0 | 0 | 0 | 0 | 0 | 0 | 0 | 0
F6_Industrial_Stone, Clay, and Glass_Existing_Space Heating_Natural Gas_Commissioning_A_Achievable Economic TRC Potential | F6 | Industrial | Stone, Clay, and Glass | Existing | Space Heating | Natural Gas | Commissioning | A | Incremental Winter Peak Savings (MW) | Achievable Economic TRC Potential | 0 | 0 | 0 | 0 | 0 | 0 | 0 | 0 | 0 | 0 | 0 | 0 | 0 | 0 | 0 | 0 | 0 | 0 | 0 | 0 | 0 | 0 | 0 | 0 | 0 | 0 | 0 | 0 | 0 | 0 | 0
F7_Industrial_Stone, Clay, and Glass_Existing_Space Heating_Natural Gas_Commissioning_A_Achievable Economic TRC Potential | F7 | Industrial | Stone, Clay, and Glass | Existing | Space Heating | Natural Gas | Commissioning | A | Cumulative Energy Savings (MWh or mTherms) | Achievable Economic TRC Potential | 0 | 0 | 0 | 0 | 0 | 0 | 0 | 0 | 0 | 0 | 0 | 0 | 0 | 0 | 0 | 0 | 0 | 0 | 0 | 0 | 0 | 0 | 0 | 0 | 0 | 0 | 0 | 0 | 0 | 0 | 0
F8_Industrial_Stone, Clay, and Glass_Existing_Space Heating_Natural Gas_Commissioning_A_Achievable Economic TRC Potential | F8 | Industrial | Stone, Clay, and Glass | Existing | Space Heating | Natural Gas | Commissioning | A | Cumulative Summer Peak Savings (MW) | Achievable Economic TRC Potential | 0 | 0 | 0 | 0 | 0 | 0 | 0 | 0 | 0 | 0 | 0 | 0 | 0 | 0 | 0 | 0 | 0 | 0 | 0 | 0 | 0 | 0 | 0 | 0 | 0 | 0 | 0 | 0 | 0 | 0 | 0
F9_Industrial_Stone, Clay, and Glass_Existing_Space Heating_Natural Gas_Commissioning_A_Achievable Economic TRC Potential | F9 | Industrial | Stone, Clay, and Glass | Existing | Space Heating | Natural Gas | Commissioning | A | Cumulative Winter Peak Savings (MW) | Achievable Economic TRC Potential | 0 | 0 | 0 | 0 | 0 | 0 | 0 | 0 | 0 | 0 | 0 | 0 | 0 | 0 | 0 | 0 | 0 | 0 | 0 | 0 | 0 | 0 | 0 | 0 | 0 | 0 | 0 | 0 | 0 | 0 | 0
F10_Industrial_Stone, Clay, and Glass_Existing_Space Heating_Natural Gas_Commissioning_A_Achievable Economic TRC Potential | F10 | Industrial | Stone, Clay, and Glass | Existing | Space Heating | Natural Gas | Commissioning | A | Purchases (Incremental) | Achievable Economic TRC Potential | 0 | 0 | 0 | 0 | 0 | 0 | 0 | 0 | 0 | 0 | 0 | 0 | 0 | 0 | 0 | 0 | 0 | 0 | 0 | 0 | 0 | 0 | 0 | 0 | 0 | 0 | 0 | 0 | 0 | 0 | 0
F11_Industrial_Stone, Clay, and Glass_Existing_Space Heating_Natural Gas_Commissioning_A_Achievable Economic TRC Potential | F11 | Industrial | Stone, Clay, and Glass | Existing | Space Heating | Natural Gas | Commissioning | A | Purchases (Cumulative) | Achievable Economic TRC Potential | 0 | 0 | 0 | 0 | 0 | 0 | 0 | 0 | 0 | 0 | 0 | 0 | 0 | 0 | 0 | 0 | 0 | 0 | 0 | 0 | 0 | 0 | 0 | 0 | 0 | 0 | 0 | 0 | 0 | 0 | 0
F1_Industrial_Stone, Clay, and Glass_Existing_Process_Natural Gas_Commissioning_A_Achievable Economic TRC Potential | F1 | Industrial | Stone, Clay, and Glass | Existing | Process | Natural Gas | Commissioning | A | Integrated Unit Energy Savings (kWh or therms) | Achievable Economic TRC Potential | 0 | 0 | 0 | 0 | 0 | 337.8652 | 337.8652 | 337.8652 | 337.8652 | 337.8652 | 337.8652 | 337.8652 | 337.8652 | 337.8652 | 337.8652 | 337.8652 | 337.8652 | 337.8652 | 337.8652 | 337.8652 | 337.8652 | 337.8652 | 337.8652 | 337.8652 | 337.8652 | 337.8652 | 337.8652 | 337.8652 | 0 | 0 | 0
F2_Industrial_Stone, Clay, and Glass_Existing_Process_Natural Gas_Commissioning_A_Achievable Economic TRC Potential | F2 | Industrial | Stone, Clay, and Glass | Existing | Process | Natural Gas | Commissioning | A | Integrated Unit Summer Peak Savings (kW) | Achievable Economic TRC Potential | 0 | 0 | 0 | 0 | 0 | 0 | 0 | 0 | 0 | 0 | 0 | 0 | 0 | 0 | 0 | 0 | 0 | 0 | 0 | 0 | 0 | 0 | 0 | 0 | 0 | 0 | 0 | 0 | 0 | 0 | 0
F3_Industrial_Stone, Clay, and Glass_Existing_Process_Natural Gas_Commissioning_A_Achievable Economic TRC Potential | F3 | Industrial | Stone, Clay, and Glass | Existing | Process | Natural Gas | Commissioning | A | Integrated Unit Winter Peak Savings (kW) | Achievable Economic TRC Potential | 0 | 0 | 0 | 0 | 0 | 0 | 0 | 0 | 0 | 0 | 0 | 0 | 0 | 0 | 0 | 0 | 0 | 0 | 0 | 0 | 0 | 0 | 0 | 0 | 0 | 0 | 0 | 0 | 0 | 0 | 0
F4_Industrial_Stone, Clay, and Glass_Existing_Process_Natural Gas_Commissioning_A_Achievable Economic TRC Potential | F4 | Industrial | Stone, Clay, and Glass | Existing | Process | Natural Gas | Commissioning | A | Incremental Energy Savings (MWh or mTherms) | Achievable Economic TRC Potential | 0 | 0 | 0 | 0 | 0 | 0 | 0 | 0 | 0 | 0 | 0 | 0 | 0 | 0 | 0 | 0 | 0 | 0 | 0 | 0 | 0 | 0 | 0 | 0 | 0 | 0 | 0 | 0 | 0 | 0 | 0
F5_Industrial_Stone, Clay, and Glass_Existing_Process_Natural Gas_Commissioning_A_Achievable Economic TRC Potential | F5 | Industrial | Stone, Clay, and Glass | Existing | Process | Natural Gas | Commissioning | A | Incremental Summer Peak Savings (MW) | Achievable Economic TRC Potential | 0 | 0 | 0 | 0 | 0 | 0 | 0 | 0 | 0 | 0 | 0 | 0 | 0 | 0 | 0 | 0 | 0 | 0 | 0 | 0 | 0 | 0 | 0 | 0 | 0 | 0 | 0 | 0 | 0 | 0 | 0
F6_Industrial_Stone, Clay, and Glass_Existing_Process_Natural Gas_Commissioning_A_Achievable Economic TRC Potential | F6 | Industrial | Stone, Clay, and Glass | Existing | Process | Natural Gas | Commissioning | A | Incremental Winter Peak Savings (MW) | Achievable Economic TRC Potential | 0 | 0 | 0 | 0 | 0 | 0 | 0 | 0 | 0 | 0 | 0 | 0 | 0 | 0 | 0 | 0 | 0 | 0 | 0 | 0 | 0 | 0 | 0 | 0 | 0 | 0 | 0 | 0 | 0 | 0 | 0
F7_Industrial_Stone, Clay, and Glass_Existing_Process_Natural Gas_Commissioning_A_Achievable Economic TRC Potential | F7 | Industrial | Stone, Clay, and Glass | Existing | Process | Natural Gas | Commissioning | A | Cumulative Energy Savings (MWh or mTherms) | Achievable Economic TRC Potential | 0 | 0 | 0 | 0 | 0 | 0 | 0 | 0 | 0 | 0 | 0 | 0 | 0 | 0 | 0 | 0 | 0 | 0 | 0 | 0 | 0 | 0 | 0 | 0 | 0 | 0 | 0 | 0 | 0 | 0 | 0
F8_Industrial_Stone, Clay, and Glass_Existing_Process_Natural Gas_Commissioning_A_Achievable Economic TRC Potential | F8 | Industrial | Stone, Clay, and Glass | Existing | Process | Natural Gas | Commissioning | A | Cumulative Summer Peak Savings (MW) | Achievable Economic TRC Potential | 0 | 0 | 0 | 0 | 0 | 0 | 0 | 0 | 0 | 0 | 0 | 0 | 0 | 0 | 0 | 0 | 0 | 0 | 0 | 0 | 0 | 0 | 0 | 0 | 0 | 0 | 0 | 0 | 0 | 0 | 0
F9_Industrial_Stone, Clay, and Glass_Existing_Process_Natural Gas_Commissioning_A_Achievable Economic TRC Potential | F9 | Industrial | Stone, Clay, and Glass | Existing | Process | Natural Gas | Commissioning | A | Cumulative Winter Peak Savings (MW) | Achievable Economic TRC Potential | 0 | 0 | 0 | 0 | 0 | 0 | 0 | 0 | 0 | 0 | 0 | 0 | 0 | 0 | 0 | 0 | 0 | 0 | 0 | 0 | 0 | 0 | 0 | 0 | 0 | 0 | 0 | 0 | 0 | 0 | 0
F10_Industrial_Stone, Clay, and Glass_Existing_Process_Natural Gas_Commissioning_A_Achievable Economic TRC Potential | F10 | Industrial | Stone, Clay, and Glass | Existing | Process | Natural Gas | Commissioning | A | Purchases (Incremental) | Achievable Economic TRC Potential | 0 | 0 | 0 | 0 | 0 | 0 | 0 | 0 | 0 | 0 | 0 | 0 | 0 | 0 | 0 | 0 | 0 | 0 | 0 | 0 | 0 | 0 | 0 | 0 | 0 | 0 | 0 | 0 | 0 | 0 | 0
F11_Industrial_Stone, Clay, and Glass_Existing_Process_Natural Gas_Commissioning_A_Achievable Economic TRC Potential | F11 | Industrial | Stone, Clay, and Glass | Existing | Process | Natural Gas | Commissioning | A | Purchases (Cumulative) | Achievable Economic TRC Potential | 0 | 0 | 0 | 0 | 0 | 0 | 0 | 0 | 0 | 0 | 0 | 0 | 0 | 0 | 0 | 0 | 0 | 0 | 0 | 0 | 0 | 0 | 0 | 0 | 0 | 0 | 0 | 0 | 0 | 0 | 0
F1_Industrial_Stone, Clay, and Glass_Existing_Space Heating_Natural Gas_Retrocommissioning_A_Achievable Economic TRC Potential | F1 | Industrial | Stone, Clay, and Glass | Existing | Space Heating | Natural Gas | Retrocommissioning | A | Integrated Unit Energy Savings (kWh or therms) | Achievable Economic TRC Potential | 0 | 0 | 0 | 0 | 0 | 2.3721 | 2.3598 | 2.3444 | 2.3276 | 2.3093 | 2.2901 | 2.2697 | 2.2487 | 2.2268 | 2.2026 | 2.1791 | 2.1554 | 2.1331 | 2.112 | 2.0921 | 2.0733 | 2.0544 | 2.038 | 2.0228 | 2.0086 | 1.9955 | 1.9843 | 1.9738 | 0 | 0 | 0
F2_Industrial_Stone, Clay, and Glass_Existing_Space Heating_Natural Gas_Retrocommissioning_A_Achievable Economic TRC Potential | F2 | Industrial | Stone, Clay, and Glass | Existing | Space Heating | Natural Gas | Retrocommissioning | A | Integrated Unit Summer Peak Savings (kW) | Achievable Economic TRC Potential | 0 | 0 | 0 | 0 | 0 | 0 | 0 | 0 | 0 | 0 | 0 | 0 | 0 | 0 | 0 | 0 | 0 | 0 | 0 | 0 | 0 | 0 | 0 | 0 | 0 | 0 | 0 | 0 | 0 | 0 | 0
F3_Industrial_Stone, Clay, and Glass_Existing_Space Heating_Natural Gas_Retrocommissioning_A_Achievable Economic TRC Potential | F3 | Industrial | Stone, Clay, and Glass | Existing | Space Heating | Natural Gas | Retrocommissioning | A | Integrated Unit Winter Peak Savings (kW) | Achievable Economic TRC Potential | 0 | 0 | 0 | 0 | 0 | 0 | 0 | 0 | 0 | 0 | 0 | 0 | 0 | 0 | 0 | 0 | 0 | 0 | 0 | 0 | 0 | 0 | 0 | 0 | 0 | 0 | 0 | 0 | 0 | 0 | 0
F4_Industrial_Stone, Clay, and Glass_Existing_Space Heating_Natural Gas_Retrocommissioning_A_Achievable Economic TRC Potential | F4 | Industrial | Stone, Clay, and Glass | Existing | Space Heating | Natural Gas | Retrocommissioning | A | Incremental Energy Savings (MWh or mTherms) | Achievable Economic TRC Potential | 0 | 0 | 0 | 0 | 0 | 0.0098674 | 0.0098109 | 0.0096892 | 0.0096249 | 0.0095573 | 0.0093572 | 0.0092486 | 0.0091445 | 0.0089117 | 0.0088484 | 0.0086706 | 0.0085775 | 0.0084461 | 0.0082879 | 0.0082194 | 0.0081119 | 0.0080065 | 0.0079138 | 0.0078282 | 0.0077486 | 0 | 0 | 0 | 0 | 0 | 0
F5_Industrial_Stone, Clay, and Glass_Existing_Space Heating_Natural Gas_Retrocommissioning_A_Achievable Economic TRC Potential | F5 | Industrial | Stone, Clay, and Glass | Existing | Space Heating | Natural Gas | Retrocommissioning | A | Incremental Summer Peak Savings (MW) | Achievable Economic TRC Potential | 0 | 0 | 0 | 0 | 0 | 0 | 0 | 0 | 0 | 0 | 0 | 0 | 0 | 0 | 0 | 0 | 0 | 0 | 0 | 0 | 0 | 0 | 0 | 0 | 0 | 0 | 0 | 0 | 0 | 0 | 0
F6_Industrial_Stone, Clay, and Glass_Existing_Space Heating_Natural Gas_Retrocommissioning_A_Achievable Economic TRC Potential | F6 | Industrial | Stone, Clay, and Glass | Existing | Space Heating | Natural Gas | Retrocommissioning | A | Incremental Winter Peak Savings (MW) | Achievable Economic TRC Potential | 0 | 0 | 0 | 0 | 0 | 0 | 0 | 0 | 0 | 0 | 0 | 0 | 0 | 0 | 0 | 0 | 0 | 0 | 0 | 0 | 0 | 0 | 0 | 0 | 0 | 0 | 0 | 0 | 0 | 0 | 0
F7_Industrial_Stone, Clay, and Glass_Existing_Space Heating_Natural Gas_Retrocommissioning_A_Achievable Economic TRC Potential | F7 | Industrial | Stone, Clay, and Glass | Existing | Space Heating | Natural Gas | Retrocommissioning | A | Cumulative Energy Savings (MWh or mTherms) | Achievable Economic TRC Potential | 0 | 0 | 0 | 0 | 0 | 0.0098674 | 0.019627 | 0.029188 | 0.038604 | 0.047858 | 0.056816 | 0.065559 | 0.074097 | 0.082287 | 0.090241 | 0.09795 | 0.10546 | 0.11282 | 0.11999 | 0.12708 | 0.13405 | 0.14083 | 0.14762 | 0.15435 | 0.16101 | 0.15996 | 0.15907 | 0.15822 | 0 | 0 | 0
F8_Industrial_Stone, Clay, and Glass_Existing_Space Heating_Natural Gas_Retrocommissioning_A_Achievable Economic TRC Potential | F8 | Industrial | Stone, Clay, and Glass | Existing | Space Heating | Natural Gas | Retrocommissioning | A | Cumulative Summer Peak Savings (MW) | Achievable Economic TRC Potential | 0 | 0 | 0 | 0 | 0 | 0 | 0 | 0 | 0 | 0 | 0 | 0 | 0 | 0 | 0 | 0 | 0 | 0 | 0 | 0 | 0 | 0 | 0 | 0 | 0 | 0 | 0 | 0 | 0 | 0 | 0
F9_Industrial_Stone, Clay, and Glass_Existing_Space Heating_Natural Gas_Retrocommissioning_A_Achievable Economic TRC Potential | F9 | Industrial | Stone, Clay, and Glass | Existing | Space Heating | Natural Gas | Retrocommissioning | A | Cumulative Winter Peak Savings (MW) | Achievable Economic TRC Potential | 0 | 0 | 0 | 0 | 0 | 0 | 0 | 0 | 0 | 0 | 0 | 0 | 0 | 0 | 0 | 0 | 0 | 0 | 0 | 0 | 0 | 0 | 0 | 0 | 0 | 0 | 0 | 0 | 0 | 0 | 0
F10_Industrial_Stone, Clay, and Glass_Existing_Space Heating_Natural Gas_Retrocommissioning_A_Achievable Economic TRC Potential | F10 | Industrial | Stone, Clay, and Glass | Existing | Space Heating | Natural Gas | Retrocommissioning | A | Purchases (Incremental) | Achievable Economic TRC Potential | 0 | 0 | 0 | 0 | 0 | 4.1597 | 4.1574 | 4.1329 | 4.1351 | 4.1386 | 4.086 | 4.0748 | 4.0666 | 4.002 | 4.0173 | 3.979 | 3.9795 | 3.9595 | 3.9241 | 3.9288 | 3.9125 | 3.8973 | 3.8831 | 3.8699 | 3.8577 | 0 | 0 | 0 | 0 | 0 | 0
F11_Industrial_Stone, Clay, and Glass_Existing_Space Heating_Natural Gas_Retrocommissioning_A_Achievable Economic TRC Potential | F11 | Industrial | Stone, Clay, and Glass | Existing | Space Heating | Natural Gas | Retrocommissioning | A | Purchases (Cumulative) | Achievable Economic TRC Potential | 0 | 0 | 0 | 0 | 0 | 4.1597 | 8.3171 | 12.4501 | 16.5852 | 20.7238 | 24.8098 | 28.8846 | 32.9512 | 36.9532 | 40.9705 | 44.9494 | 48.9289 | 52.8884 | 56.8125 | 60.7413 | 64.6538 | 68.5511 | 72.4343 | 76.3042 | 80.1619 | 80.1619 | 80.1619 | 80.1619 | 80.1619 | 80.1619 | 80.1619
F1_Industrial_Stone, Clay, and Glass_Existing_Process_Natural Gas_Retrocommissioning_A_Achievable Economic TRC Potential | F1 | Industrial | Stone, Clay, and Glass | Existing | Process | Natural Gas | Retrocommissioning | A | Integrated Unit Energy Savings (kWh or therms) | Achievable Economic TRC Potential | 0 | 0 | 0 | 0 | 0 | 0 | 0 | 0 | 0 | 0 | 0 | 0 | 0 | 0 | 0 | 0 | 0 | 0 | 0 | 0 | 0 | 0 | 0 | 0 | 0 | 0 | 0 | 0 | 0 | 0 | 0
F2_Industrial_Stone, Clay, and Glass_Existing_Process_Natural Gas_Retrocommissioning_A_Achievable Economic TRC Potential | F2 | Industrial | Stone, Clay, and Glass | Existing | Process | Natural Gas | Retrocommissioning | A | Integrated Unit Summer Peak Savings (kW) | Achievable Economic TRC Potential | 0 | 0 | 0 | 0 | 0 | 0 | 0 | 0 | 0 | 0 | 0 | 0 | 0 | 0 | 0 | 0 | 0 | 0 | 0 | 0 | 0 | 0 | 0 | 0 | 0 | 0 | 0 | 0 | 0 | 0 | 0
F3_Industrial_Stone, Clay, and Glass_Existing_Process_Natural Gas_Retrocommissioning_A_Achievable Economic TRC Potential | F3 | Industrial | Stone, Clay, and Glass | Existing | Process | Natural Gas | Retrocommissioning | A | Integrated Unit Winter Peak Savings (kW) | Achievable Economic TRC Potential | 0 | 0 | 0 | 0 | 0 | 0 | 0 | 0 | 0 | 0 | 0 | 0 | 0 | 0 | 0 | 0 | 0 | 0 | 0 | 0 | 0 | 0 | 0 | 0 | 0 | 0 | 0 | 0 | 0 | 0 | 0
F4_Industrial_Stone, Clay, and Glass_Existing_Process_Natural Gas_Retrocommissioning_A_Achievable Economic TRC Potential | F4 | Industrial | Stone, Clay, and Glass | Existing | Process | Natural Gas | Retrocommissioning | A | Incremental Energy Savings (MWh or mTherms) | Achievable Economic TRC Potential | 0 | 0 | 0 | 0 | 0 | 0 | 0 | 0 | 0 | 0 | 0 | 0 | 0 | 0 | 0 | 0 | 0 | 0 | 0 | 0 | 0 | 0 | 0 | 0 | 0 | 0 | 0 | 0 | 0 | 0 | 0
F5_Industrial_Stone, Clay, and Glass_Existing_Process_Natural Gas_Retrocommissioning_A_Achievable Economic TRC Potential | F5 | Industrial | Stone, Clay, and Glass | Existing | Process | Natural Gas | Retrocommissioning | A | Incremental Summer Peak Savings (MW) | Achievable Economic TRC Potential | 0 | 0 | 0 | 0 | 0 | 0 | 0 | 0 | 0 | 0 | 0 | 0 | 0 | 0 | 0 | 0 | 0 | 0 | 0 | 0 | 0 | 0 | 0 | 0 | 0 | 0 | 0 | 0 | 0 | 0 | 0
F6_Industrial_Stone, Clay, and Glass_Existing_Process_Natural Gas_Retrocommissioning_A_Achievable Economic TRC Potential | F6 | Industrial | Stone, Clay, and Glass | Existing | Process | Natural Gas | Retrocommissioning | A | Incremental Winter Peak Savings (MW) | Achievable Economic TRC Potential | 0 | 0 | 0 | 0 | 0 | 0 | 0 | 0 | 0 | 0 | 0 | 0 | 0 | 0 | 0 | 0 | 0 | 0 | 0 | 0 | 0 | 0 | 0 | 0 | 0 | 0 | 0 | 0 | 0 | 0 | 0
F7_Industrial_Stone, Clay, and Glass_Existing_Process_Natural Gas_Retrocommissioning_A_Achievable Economic TRC Potential | F7 | Industrial | Stone, Clay, and Glass | Existing | Process | Natural Gas | Retrocommissioning | A | Cumulative Energy Savings (MWh or mTherms) | Achievable Economic TRC Potential | 0 | 0 | 0 | 0 | 0 | 0 | 0 | 0 | 0 | 0 | 0 | 0 | 0 | 0 | 0 | 0 | 0 | 0 | 0 | 0 | 0 | 0 | 0 | 0 | 0 | 0 | 0 | 0 | 0 | 0 | 0
F8_Industrial_Stone, Clay, and Glass_Existing_Process_Natural Gas_Retrocommissioning_A_Achievable Economic TRC Potential | F8 | Industrial | Stone, Clay, and Glass | Existing | Process | Natural Gas | Retrocommissioning | A | Cumulative Summer Peak Savings (MW) | Achievable Economic TRC Potential | 0 | 0 | 0 | 0 | 0 | 0 | 0 | 0 | 0 | 0 | 0 | 0 | 0 | 0 | 0 | 0 | 0 | 0 | 0 | 0 | 0 | 0 | 0 | 0 | 0 | 0 | 0 | 0 | 0 | 0 | 0
F9_Industrial_Stone, Clay, and Glass_Existing_Process_Natural Gas_Retrocommissioning_A_Achievable Economic TRC Potential | F9 | Industrial | Stone, Clay, and Glass | Existing | Process | Natural Gas | Retrocommissioning | A | Cumulative Winter Peak Savings (MW) | Achievable Economic TRC Potential | 0 | 0 | 0 | 0 | 0 | 0 | 0 | 0 | 0 | 0 | 0 | 0 | 0 | 0 | 0 | 0 | 0 | 0 | 0 | 0 | 0 | 0 | 0 | 0 | 0 | 0 | 0 | 0 | 0 | 0 | 0
F10_Industrial_Stone, Clay, and Glass_Existing_Process_Natural Gas_Retrocommissioning_A_Achievable Economic TRC Potential | F10 | Industrial | Stone, Clay, and Glass | Existing | Process | Natural Gas | Retrocommissioning | A | Purchases (Incremental) | Achievable Economic TRC Potential | 0 | 0 | 0 | 0 | 0 | 4.1597 | 4.1574 | 4.1329 | 4.1351 | 4.1386 | 4.086 | 4.0748 | 4.0666 | 4.002 | 4.0173 | 3.979 | 3.9795 | 3.9595 | 3.9241 | 3.9288 | 3.9125 | 3.8973 | 3.8831 | 3.8699 | 3.8577 | 0 | 0 | 0 | 0 | 0 | 0
F11_Industrial_Stone, Clay, and Glass_Existing_Process_Natural Gas_Retrocommissioning_A_Achievable Economic TRC Potential | F11 | Industrial | Stone, Clay, and Glass | Existing | Process | Natural Gas | Retrocommissioning | A | Purchases (Cumulative) | Achievable Economic TRC Potential | 0 | 0 | 0 | 0 | 0 | 4.1597 | 8.3171 | 12.4501 | 16.5852 | 20.7238 | 24.8098 | 28.8846 | 32.9512 | 36.9532 | 40.9705 | 44.9494 | 48.9289 | 52.8884 | 56.8125 | 60.7413 | 64.6538 | 68.5511 | 72.4343 | 76.3042 | 80.1619 | 80.1619 | 80.1619 | 80.1619 | 80.1619 | 80.1619 | 80.1619
F1_Industrial_Stone, Clay, and Glass_New_Space Heating_Natural Gas_Insulation - Roof/Ceiling_A_Achievable Economic TRC Potential | F1 | Industrial | Stone, Clay, and Glass | New | Space Heating | Natural Gas | Insulation - Roof/Ceiling | A | Integrated Unit Energy Savings (kWh or therms) | Achievable Economic TRC Potential | 0 | 0 | 0 | 0 | 0 | 0.093621 | 0.092037 | 0.090712 | 0.089549 | 0.088482 | 0.08751 | 0.086338 | 0.085055 | 0.083729 | 0.082395 | 0.081156 | 0.080013 | 0.079029 | 0.077816 | 0.076879 | 0.076181 | 0.075653 | 0.075384 | 0.075245 | 0.0752 | 0.075221 | 0.075261 | 0.075322 | 0 | 0 | 0
F2_Industrial_Stone, Clay, and Glass_New_Space Heating_Natural Gas_Insulation - Roof/Ceiling_A_Achievable Economic TRC Potential | F2 | Industrial | Stone, Clay, and Glass | New | Space Heating | Natural Gas | Insulation - Roof/Ceiling | A | Integrated Unit Summer Peak Savings (kW) | Achievable Economic TRC Potential | 0 | 0 | 0 | 0 | 0 | 0 | 0 | 0 | 0 | 0 | 0 | 0 | 0 | 0 | 0 | 0 | 0 | 0 | 0 | 0 | 0 | 0 | 0 | 0 | 0 | 0 | 0 | 0 | 0 | 0 | 0
F3_Industrial_Stone, Clay, and Glass_New_Space Heating_Natural Gas_Insulation - Roof/Ceiling_A_Achievable Economic TRC Potential | F3 | Industrial | Stone, Clay, and Glass | New | Space Heating | Natural Gas | Insulation - Roof/Ceiling | A | Integrated Unit Winter Peak Savings (kW) | Achievable Economic TRC Potential | 0 | 0 | 0 | 0 | 0 | 0 | 0 | 0 | 0 | 0 | 0 | 0 | 0 | 0 | 0 | 0 | 0 | 0 | 0 | 0 | 0 | 0 | 0 | 0 | 0 | 0 | 0 | 0 | 0 | 0 | 0
F4_Industrial_Stone, Clay, and Glass_New_Space Heating_Natural Gas_Insulation - Roof/Ceiling_A_Achievable Economic TRC Potential | F4 | Industrial | Stone, Clay, and Glass | New | Space Heating | Natural Gas | Insulation - Roof/Ceiling | A | Incremental Energy Savings (MWh or mTherms) | Achievable Economic TRC Potential | 0 | 0 | 0 | 0 | 0 | 0 | 0 | 0 | 0 | 0 | 0 | 0 | 0 | 0 | 0 | 0 | 0 | 0 | 0 | 0 | 0 | 0 | 0 | 0 | 0 | 0 | 0 | 0 | 0 | 0 | 0
F5_Industrial_Stone, Clay, and Glass_New_Space Heating_Natural Gas_Insulation - Roof/Ceiling_A_Achievable Economic TRC Potential | F5 | Industrial | Stone, Clay, and Glass | New | Space Heating | Natural Gas | Insulation - Roof/Ceiling | A | Incremental Summer Peak Savings (MW) | Achievable Economic TRC Potential | 0 | 0 | 0 | 0 | 0 | 0 | 0 | 0 | 0 | 0 | 0 | 0 | 0 | 0 | 0 | 0 | 0 | 0 | 0 | 0 | 0 | 0 | 0 | 0 | 0 | 0 | 0 | 0 | 0 | 0 | 0
F6_Industrial_Stone, Clay, and Glass_New_Space Heating_Natural Gas_Insulation - Roof/Ceiling_A_Achievable Economic TRC Potential | F6 | Industrial | Stone, Clay, and Glass | New | Space Heating | Natural Gas | Insulation - Roof/Ceiling | A | Incremental Winter Peak Savings (MW) | Achievable Economic TRC Potential | 0 | 0 | 0 | 0 | 0 | 0 | 0 | 0 | 0 | 0 | 0 | 0 | 0 | 0 | 0 | 0 | 0 | 0 | 0 | 0 | 0 | 0 | 0 | 0 | 0 | 0 | 0 | 0 | 0 | 0 | 0
F7_Industrial_Stone, Clay, and Glass_New_Space Heating_Natural Gas_Insulation - Roof/Ceiling_A_Achievable Economic TRC Potential | F7 | Industrial | Stone, Clay, and Glass | New | Space Heating | Natural Gas | Insulation - Roof/Ceiling | A | Cumulative Energy Savings (MWh or mTherms) | Achievable Economic TRC Potential | 0 | 0 | 0 | 0 | 0 | 0 | 0 | 0 | 0 | 0 | 0 | 0 | 0 | 0 | 0 | 0 | 0 | 0 | 0 | 0 | 0 | 0 | 0 | 0 | 0 | 0 | 0 | 0 | 0 | 0 | 0
F8_Industrial_Stone, Clay, and Glass_New_Space Heating_Natural Gas_Insulation - Roof/Ceiling_A_Achievable Economic TRC Potential | F8 | Industrial | Stone, Clay, and Glass | New | Space Heating | Natural Gas | Insulation - Roof/Ceiling | A | Cumulative Summer Peak Savings (MW) | Achievable Economic TRC Potential | 0 | 0 | 0 | 0 | 0 | 0 | 0 | 0 | 0 | 0 | 0 | 0 | 0 | 0 | 0 | 0 | 0 | 0 | 0 | 0 | 0 | 0 | 0 | 0 | 0 | 0 | 0 | 0 | 0 | 0 | 0
F9_Industrial_Stone, Clay, and Glass_New_Space Heating_Natural Gas_Insulation - Roof/Ceiling_A_Achievable Economic TRC Potential | F9 | Industrial | Stone, Clay, and Glass | New | Space Heating | Natural Gas | Insulation - Roof/Ceiling | A | Cumulative Winter Peak Savings (MW) | Achievable Economic TRC Potential | 0 | 0 | 0 | 0 | 0 | 0 | 0 | 0 | 0 | 0 | 0 | 0 | 0 | 0 | 0 | 0 | 0 | 0 | 0 | 0 | 0 | 0 | 0 | 0 | 0 | 0 | 0 | 0 | 0 | 0 | 0
F10_Industrial_Stone, Clay, and Glass_New_Space Heating_Natural Gas_Insulation - Roof/Ceiling_A_Achievable Economic TRC Potential | F10 | Industrial | Stone, Clay, and Glass | New | Space Heating | Natural Gas | Insulation - Roof/Ceiling | A | Purchases (Incremental) | Achievable Economic TRC Potential | 0 | 0 | 0 | 0 | 0 | 0 | 0 | 0 | 0 | 0 | 0 | 0 | 0 | 0 | 0 | 0 | 0 | 0 | 0 | 0 | 0 | 0 | 0 | 0 | 0 | 0 | 0 | 0 | 0 | 0 | 0
F11_Industrial_Stone, Clay, and Glass_New_Space Heating_Natural Gas_Insulation - Roof/Ceiling_A_Achievable Economic TRC Potential | F11 | Industrial | Stone, Clay, and Glass | New | Space Heating | Natural Gas | Insulation - Roof/Ceiling | A | Purchases (Cumulative) | Achievable Economic TRC Potential | 0 | 0 | 0 | 0 | 0 | 0 | 0 | 0 | 0 | 0 | 0 | 0 | 0 | 0 | 0 | 0 | 0 | 0 | 0 | 0 | 0 | 0 | 0 | 0 | 0 | 0 | 0 | 0 | 0 | 0 | 0
F1_Industrial_Stone, Clay, and Glass_New_Space Heating_Natural Gas_Insulation - Wall Cavity_A_Achievable Economic TRC Potential | F1 | Industrial | Stone, Clay, and Glass | New | Space Heating | Natural Gas | Insulation - Wall Cavity | A | Integrated Unit Energy Savings (kWh or therms) | Achievable Economic TRC Potential | 0 | 0 | 0 | 0 | 0 | 0.01686 | 0.016575 | 0.016336 | 0.016127 | 0.015935 | 0.01576 | 0.015549 | 0.015318 | 0.015079 | 0.014839 | 0.014616 | 0.01441 | 0.014232 | 0.014014 | 0.013845 | 0.013719 | 0.013624 | 0.013576 | 0.013551 | 0.013543 | 0.013547 | 0.013554 | 0.013565 | 0 | 0 | 0
F2_Industrial_Stone, Clay, and Glass_New_Space Heating_Natural Gas_Insulation - Wall Cavity_A_Achievable Economic TRC Potential | F2 | Industrial | Stone, Clay, and Glass | New | Space Heating | Natural Gas | Insulation - Wall Cavity | A | Integrated Unit Summer Peak Savings (kW) | Achievable Economic TRC Potential | 0 | 0 | 0 | 0 | 0 | 0 | 0 | 0 | 0 | 0 | 0 | 0 | 0 | 0 | 0 | 0 | 0 | 0 | 0 | 0 | 0 | 0 | 0 | 0 | 0 | 0 | 0 | 0 | 0 | 0 | 0
F3_Industrial_Stone, Clay, and Glass_New_Space Heating_Natural Gas_Insulation - Wall Cavity_A_Achievable Economic TRC Potential | F3 | Industrial | Stone, Clay, and Glass | New | Space Heating | Natural Gas | Insulation - Wall Cavity | A | Integrated Unit Winter Peak Savings (kW) | Achievable Economic TRC Potential | 0 | 0 | 0 | 0 | 0 | 0 | 0 | 0 | 0 | 0 | 0 | 0 | 0 | 0 | 0 | 0 | 0 | 0 | 0 | 0 | 0 | 0 | 0 | 0 | 0 | 0 | 0 | 0 | 0 | 0 | 0
F4_Industrial_Stone, Clay, and Glass_New_Space Heating_Natural Gas_Insulation - Wall Cavity_A_Achievable Economic TRC Potential | F4 | Industrial | Stone, Clay, and Glass | New | Space Heating | Natural Gas | Insulation - Wall Cavity | A | Incremental Energy Savings (MWh or mTherms) | Achievable Economic TRC Potential | 0 | 0 | 0 | 0 | 0 | 0 | 0 | 0 | 0 | 0 | 0 | 0 | 0 | 0 | 0 | 0 | 0 | 0 | 0 | 0 | 0 | 0 | 0 | 0 | 0 | 0 | 0 | 0 | 0 | 0 | 0
F5_Industrial_Stone, Clay, and Glass_New_Space Heating_Natural Gas_Insulation - Wall Cavity_A_Achievable Economic TRC Potential | F5 | Industrial | Stone, Clay, and Glass | New | Space Heating | Natural Gas | Insulation - Wall Cavity | A | Incremental Summer Peak Savings (MW) | Achievable Economic TRC Potential | 0 | 0 | 0 | 0 | 0 | 0 | 0 | 0 | 0 | 0 | 0 | 0 | 0 | 0 | 0 | 0 | 0 | 0 | 0 | 0 | 0 | 0 | 0 | 0 | 0 | 0 | 0 | 0 | 0 | 0 | 0
F6_Industrial_Stone, Clay, and Glass_New_Space Heating_Natural Gas_Insulation - Wall Cavity_A_Achievable Economic TRC Potential | F6 | Industrial | Stone, Clay, and Glass | New | Space Heating | Natural Gas | Insulation - Wall Cavity | A | Incremental Winter Peak Savings (MW) | Achievable Economic TRC Potential | 0 | 0 | 0 | 0 | 0 | 0 | 0 | 0 | 0 | 0 | 0 | 0 | 0 | 0 | 0 | 0 | 0 | 0 | 0 | 0 | 0 | 0 | 0 | 0 | 0 | 0 | 0 | 0 | 0 | 0 | 0
F7_Industrial_Stone, Clay, and Glass_New_Space Heating_Natural Gas_Insulation - Wall Cavity_A_Achievable Economic TRC Potential | F7 | Industrial | Stone, Clay, and Glass | New | Space Heating | Natural Gas | Insulation - Wall Cavity | A | Cumulative Energy Savings (MWh or mTherms) | Achievable Economic TRC Potential | 0 | 0 | 0 | 0 | 0 | 0 | 0 | 0 | 0 | 0 | 0 | 0 | 0 | 0 | 0 | 0 | 0 | 0 | 0 | 0 | 0 | 0 | 0 | 0 | 0 | 0 | 0 | 0 | 0 | 0 | 0
F8_Industrial_Stone, Clay, and Glass_New_Space Heating_Natural Gas_Insulation - Wall Cavity_A_Achievable Economic TRC Potential | F8 | Industrial | Stone, Clay, and Glass | New | Space Heating | Natural Gas | Insulation - Wall Cavity | A | Cumulative Summer Peak Savings (MW) | Achievable Economic TRC Potential | 0 | 0 | 0 | 0 | 0 | 0 | 0 | 0 | 0 | 0 | 0 | 0 | 0 | 0 | 0 | 0 | 0 | 0 | 0 | 0 | 0 | 0 | 0 | 0 | 0 | 0 | 0 | 0 | 0 | 0 | 0
F9_Industrial_Stone, Clay, and Glass_New_Space Heating_Natural Gas_Insulation - Wall Cavity_A_Achievable Economic TRC Potential | F9 | Industrial | Stone, Clay, and Glass | New | Space Heating | Natural Gas | Insulation - Wall Cavity | A | Cumulative Winter Peak Savings (MW) | Achievable Economic TRC Potential | 0 | 0 | 0 | 0 | 0 | 0 | 0 | 0 | 0 | 0 | 0 | 0 | 0 | 0 | 0 | 0 | 0 | 0 | 0 | 0 | 0 | 0 | 0 | 0 | 0 | 0 | 0 | 0 | 0 | 0 | 0
F10_Industrial_Stone, Clay, and Glass_New_Space Heating_Natural Gas_Insulation - Wall Cavity_A_Achievable Economic TRC Potential | F10 | Industrial | Stone, Clay, and Glass | New | Space Heating | Natural Gas | Insulation - Wall Cavity | A | Purchases (Incremental) | Achievable Economic TRC Potential | 0 | 0 | 0 | 0 | 0 | 0 | 0 | 0 | 0 | 0 | 0 | 0 | 0 | 0 | 0 | 0 | 0 | 0 | 0 | 0 | 0 | 0 | 0 | 0 | 0 | 0 | 0 | 0 | 0 | 0 | 0
F11_Industrial_Stone, Clay, and Glass_New_Space Heating_Natural Gas_Insulation - Wall Cavity_A_Achievable Economic TRC Potential | F11 | Industrial | Stone, Clay, and Glass | New | Space Heating | Natural Gas | Insulation - Wall Cavity | A | Purchases (Cumulative) | Achievable Economic TRC Potential | 0 | 0 | 0 | 0 | 0 | 0 | 0 | 0 | 0 | 0 | 0 | 0 | 0 | 0 | 0 | 0 | 0 | 0 | 0 | 0 | 0 | 0 | 0 | 0 | 0 | 0 | 0 | 0 | 0 | 0 | 0
F1_Industrial_Stone, Clay, and Glass_New_Space Heating_Natural Gas_Insulation - Ducting_A_Achievable Economic TRC Potential | F1 | Industrial | Stone, Clay, and Glass | New | Space Heating | Natural Gas | Insulation - Ducting | A | Integrated Unit Energy Savings (kWh or therms) | Achievable Economic TRC Potential | 0 | 0 | 0 | 0 | 0 | 0 | 0 | 0 | 0 | 0 | 0 | 0 | 0 | 0 | 0 | 0 | 0 | 0 | 0 | 0 | 0 | 0 | 0 | 0 | 0 | 0 | 0 | 0 | 0 | 0 | 0
F2_Industrial_Stone, Clay, and Glass_New_Space Heating_Natural Gas_Insulation - Ducting_A_Achievable Economic TRC Potential | F2 | Industrial | Stone, Clay, and Glass | New | Space Heating | Natural Gas | Insulation - Ducting | A | Integrated Unit Summer Peak Savings (kW) | Achievable Economic TRC Potential | 0 | 0 | 0 | 0 | 0 | 0 | 0 | 0 | 0 | 0 | 0 | 0 | 0 | 0 | 0 | 0 | 0 | 0 | 0 | 0 | 0 | 0 | 0 | 0 | 0 | 0 | 0 | 0 | 0 | 0 | 0
F3_Industrial_Stone, Clay, and Glass_New_Space Heating_Natural Gas_Insulation - Ducting_A_Achievable Economic TRC Potential | F3 | Industrial | Stone, Clay, and Glass | New | Space Heating | Natural Gas | Insulation - Ducting | A | Integrated Unit Winter Peak Savings (kW) | Achievable Economic TRC Potential | 0 | 0 | 0 | 0 | 0 | 0 | 0 | 0 | 0 | 0 | 0 | 0 | 0 | 0 | 0 | 0 | 0 | 0 | 0 | 0 | 0 | 0 | 0 | 0 | 0 | 0 | 0 | 0 | 0 | 0 | 0
F4_Industrial_Stone, Clay, and Glass_New_Space Heating_Natural Gas_Insulation - Ducting_A_Achievable Economic TRC Potential | F4 | Industrial | Stone, Clay, and Glass | New | Space Heating | Natural Gas | Insulation - Ducting | A | Incremental Energy Savings (MWh or mTherms) | Achievable Economic TRC Potential | 0 | 0 | 0 | 0 | 0 | 0 | 0 | 0 | 0 | 0 | 0 | 0 | 0 | 0 | 0 | 0 | 0 | 0 | 0 | 0 | 0 | 0 | 0 | 0 | 0 | 0 | 0 | 0 | 0 | 0 | 0
F5_Industrial_Stone, Clay, and Glass_New_Space Heating_Natural Gas_Insulation - Ducting_A_Achievable Economic TRC Potential | F5 | Industrial | Stone, Clay, and Glass | New | Space Heating | Natural Gas | Insulation - Ducting | A | Incremental Summer Peak Savings (MW) | Achievable Economic TRC Potential | 0 | 0 | 0 | 0 | 0 | 0 | 0 | 0 | 0 | 0 | 0 | 0 | 0 | 0 | 0 | 0 | 0 | 0 | 0 | 0 | 0 | 0 | 0 | 0 | 0 | 0 | 0 | 0 | 0 | 0 | 0
F6_Industrial_Stone, Clay, and Glass_New_Space Heating_Natural Gas_Insulation - Ducting_A_Achievable Economic TRC Potential | F6 | Industrial | Stone, Clay, and Glass | New | Space Heating | Natural Gas | Insulation - Ducting | A | Incremental Winter Peak Savings (MW) | Achievable Economic TRC Potential | 0 | 0 | 0 | 0 | 0 | 0 | 0 | 0 | 0 | 0 | 0 | 0 | 0 | 0 | 0 | 0 | 0 | 0 | 0 | 0 | 0 | 0 | 0 | 0 | 0 | 0 | 0 | 0 | 0 | 0 | 0
F7_Industrial_Stone, Clay, and Glass_New_Space Heating_Natural Gas_Insulation - Ducting_A_Achievable Economic TRC Potential | F7 | Industrial | Stone, Clay, and Glass | New | Space Heating | Natural Gas | Insulation - Ducting | A | Cumulative Energy Savings (MWh or mTherms) | Achievable Economic TRC Potential | 0 | 0 | 0 | 0 | 0 | 0 | 0 | 0 | 0 | 0 | 0 | 0 | 0 | 0 | 0 | 0 | 0 | 0 | 0 | 0 | 0 | 0 | 0 | 0 | 0 | 0 | 0 | 0 | 0 | 0 | 0
F8_Industrial_Stone, Clay, and Glass_New_Space Heating_Natural Gas_Insulation - Ducting_A_Achievable Economic TRC Potential | F8 | Industrial | Stone, Clay, and Glass | New | Space Heating | Natural Gas | Insulation - Ducting | A | Cumulative Summer Peak Savings (MW) | Achievable Economic TRC Potential | 0 | 0 | 0 | 0 | 0 | 0 | 0 | 0 | 0 | 0 | 0 | 0 | 0 | 0 | 0 | 0 | 0 | 0 | 0 | 0 | 0 | 0 | 0 | 0 | 0 | 0 | 0 | 0 | 0 | 0 | 0
F9_Industrial_Stone, Clay, and Glass_New_Space Heating_Natural Gas_Insulation - Ducting_A_Achievable Economic TRC Potential | F9 | Industrial | Stone, Clay, and Glass | New | Space Heating | Natural Gas | Insulation - Ducting | A | Cumulative Winter Peak Savings (MW) | Achievable Economic TRC Potential | 0 | 0 | 0 | 0 | 0 | 0 | 0 | 0 | 0 | 0 | 0 | 0 | 0 | 0 | 0 | 0 | 0 | 0 | 0 | 0 | 0 | 0 | 0 | 0 | 0 | 0 | 0 | 0 | 0 | 0 | 0
F10_Industrial_Stone, Clay, and Glass_New_Space Heating_Natural Gas_Insulation - Ducting_A_Achievable Economic TRC Potential | F10 | Industrial | Stone, Clay, and Glass | New | Space Heating | Natural Gas | Insulation - Ducting | A | Purchases (Incremental) | Achievable Economic TRC Potential | 0 | 0 | 0 | 0 | 0 | 0 | 0 | 0 | 0 | 0 | 0 | 0 | 0 | 0 | 0 | 0 | 0 | 0 | 0 | 0 | 0 | 0 | 0 | 0 | 0 | 0 | 0 | 0 | 0 | 0 | 0
F11_Industrial_Stone, Clay, and Glass_New_Space Heating_Natural Gas_Insulation - Ducting_A_Achievable Economic TRC Potential | F11 | Industrial | Stone, Clay, and Glass | New | Space Heating | Natural Gas | Insulation - Ducting | A | Purchases (Cumulative) | Achievable Economic TRC Potential | 0 | 0 | 0 | 0 | 0 | 0 | 0 | 0 | 0 | 0 | 0 | 0 | 0 | 0 | 0 | 0 | 0 | 0 | 0 | 0 | 0 | 0 | 0 | 0 | 0 | 0 | 0 | 0 | 0 | 0 | 0
F1_Industrial_Stone, Clay, and Glass_New_Space Heating_Natural Gas_HVAC - Duct Repair and Sealing_A_Achievable Economic TRC Potential | F1 | Industrial | Stone, Clay, and Glass | New | Space Heating | Natural Gas | HVAC - Duct Repair and Sealing | A | Integrated Unit Energy Savings (kWh or therms) | Achievable Economic TRC Potential | 0 | 0 | 0 | 0 | 0 | 0 | 0 | 0 | 0 | 0 | 0 | 0 | 0 | 0 | 0 | 0 | 0 | 0 | 0 | 0 | 0 | 0 | 0 | 0 | 0 | 0 | 0 | 0 | 0 | 0 | 0
F2_Industrial_Stone, Clay, and Glass_New_Space Heating_Natural Gas_HVAC - Duct Repair and Sealing_A_Achievable Economic TRC Potential | F2 | Industrial | Stone, Clay, and Glass | New | Space Heating | Natural Gas | HVAC - Duct Repair and Sealing | A | Integrated Unit Summer Peak Savings (kW) | Achievable Economic TRC Potential | 0 | 0 | 0 | 0 | 0 | 0 | 0 | 0 | 0 | 0 | 0 | 0 | 0 | 0 | 0 | 0 | 0 | 0 | 0 | 0 | 0 | 0 | 0 | 0 | 0 | 0 | 0 | 0 | 0 | 0 | 0
F3_Industrial_Stone, Clay, and Glass_New_Space Heating_Natural Gas_HVAC - Duct Repair and Sealing_A_Achievable Economic TRC Potential | F3 | Industrial | Stone, Clay, and Glass | New | Space Heating | Natural Gas | HVAC - Duct Repair and Sealing | A | Integrated Unit Winter Peak Savings (kW) | Achievable Economic TRC Potential | 0 | 0 | 0 | 0 | 0 | 0 | 0 | 0 | 0 | 0 | 0 | 0 | 0 | 0 | 0 | 0 | 0 | 0 | 0 | 0 | 0 | 0 | 0 | 0 | 0 | 0 | 0 | 0 | 0 | 0 | 0
F4_Industrial_Stone, Clay, and Glass_New_Space Heating_Natural Gas_HVAC - Duct Repair and Sealing_A_Achievable Economic TRC Potential | F4 | Industrial | Stone, Clay, and Glass | New | Space Heating | Natural Gas | HVAC - Duct Repair and Sealing | A | Incremental Energy Savings (MWh or mTherms) | Achievable Economic TRC Potential | 0 | 0 | 0 | 0 | 0 | 0 | 0 | 0 | 0 | 0 | 0 | 0 | 0 | 0 | 0 | 0 | 0 | 0 | 0 | 0 | 0 | 0 | 0 | 0 | 0 | 0 | 0 | 0 | 0 | 0 | 0
F5_Industrial_Stone, Clay, and Glass_New_Space Heating_Natural Gas_HVAC - Duct Repair and Sealing_A_Achievable Economic TRC Potential | F5 | Industrial | Stone, Clay, and Glass | New | Space Heating | Natural Gas | HVAC - Duct Repair and Sealing | A | Incremental Summer Peak Savings (MW) | Achievable Economic TRC Potential | 0 | 0 | 0 | 0 | 0 | 0 | 0 | 0 | 0 | 0 | 0 | 0 | 0 | 0 | 0 | 0 | 0 | 0 | 0 | 0 | 0 | 0 | 0 | 0 | 0 | 0 | 0 | 0 | 0 | 0 | 0
F6_Industrial_Stone, Clay, and Glass_New_Space Heating_Natural Gas_HVAC - Duct Repair and Sealing_A_Achievable Economic TRC Potential | F6 | Industrial | Stone, Clay, and Glass | New | Space Heating | Natural Gas | HVAC - Duct Repair and Sealing | A | Incremental Winter Peak Savings (MW) | Achievable Economic TRC Potential | 0 | 0 | 0 | 0 | 0 | 0 | 0 | 0 | 0 | 0 | 0 | 0 | 0 | 0 | 0 | 0 | 0 | 0 | 0 | 0 | 0 | 0 | 0 | 0 | 0 | 0 | 0 | 0 | 0 | 0 | 0
F7_Industrial_Stone, Clay, and Glass_New_Space Heating_Natural Gas_HVAC - Duct Repair and Sealing_A_Achievable Economic TRC Potential | F7 | Industrial | Stone, Clay, and Glass | New | Space Heating | Natural Gas | HVAC - Duct Repair and Sealing | A | Cumulative Energy Savings (MWh or mTherms) | Achievable Economic TRC Potential | 0 | 0 | 0 | 0 | 0 | 0 | 0 | 0 | 0 | 0 | 0 | 0 | 0 | 0 | 0 | 0 | 0 | 0 | 0 | 0 | 0 | 0 | 0 | 0 | 0 | 0 | 0 | 0 | 0 | 0 | 0
F8_Industrial_Stone, Clay, and Glass_New_Space Heating_Natural Gas_HVAC - Duct Repair and Sealing_A_Achievable Economic TRC Potential | F8 | Industrial | Stone, Clay, and Glass | New | Space Heating | Natural Gas | HVAC - Duct Repair and Sealing | A | Cumulative Summer Peak Savings (MW) | Achievable Economic TRC Potential | 0 | 0 | 0 | 0 | 0 | 0 | 0 | 0 | 0 | 0 | 0 | 0 | 0 | 0 | 0 | 0 | 0 | 0 | 0 | 0 | 0 | 0 | 0 | 0 | 0 | 0 | 0 | 0 | 0 | 0 | 0
F9_Industrial_Stone, Clay, and Glass_New_Space Heating_Natural Gas_HVAC - Duct Repair and Sealing_A_Achievable Economic TRC Potential | F9 | Industrial | Stone, Clay, and Glass | New | Space Heating | Natural Gas | HVAC - Duct Repair and Sealing | A | Cumulative Winter Peak Savings (MW) | Achievable Economic TRC Potential | 0 | 0 | 0 | 0 | 0 | 0 | 0 | 0 | 0 | 0 | 0 | 0 | 0 | 0 | 0 | 0 | 0 | 0 | 0 | 0 | 0 | 0 | 0 | 0 | 0 | 0 | 0 | 0 | 0 | 0 | 0
F10_Industrial_Stone, Clay, and Glass_New_Space Heating_Natural Gas_HVAC - Duct Repair and Sealing_A_Achievable Economic TRC Potential | F10 | Industrial | Stone, Clay, and Glass | New | Space Heating | Natural Gas | HVAC - Duct Repair and Sealing | A | Purchases (Incremental) | Achievable Economic TRC Potential | 0 | 0 | 0 | 0 | 0 | 0 | 0 | 0 | 0 | 0 | 0 | 0 | 0 | 0 | 0 | 0 | 0 | 0 | 0 | 0 | 0 | 0 | 0 | 0 | 0 | 0 | 0 | 0 | 0 | 0 | 0
F11_Industrial_Stone, Clay, and Glass_New_Space Heating_Natural Gas_HVAC - Duct Repair and Sealing_A_Achievable Economic TRC Potential | F11 | Industrial | Stone, Clay, and Glass | New | Space Heating | Natural Gas | HVAC - Duct Repair and Sealing | A | Purchases (Cumulative) | Achievable Economic TRC Potential | 0 | 0 | 0 | 0 | 0 | 0 | 0 | 0 | 0 | 0 | 0 | 0 | 0 | 0 | 0 | 0 | 0 | 0 | 0 | 0 | 0 | 0 | 0 | 0 | 0 | 0 | 0 | 0 | 0 | 0 | 0
F1_Industrial_Stone, Clay, and Glass_New_Space Heating_Natural Gas_Windows - High Efficiency_A_Achievable Economic TRC Potential | F1 | Industrial | Stone, Clay, and Glass | New | Space Heating | Natural Gas | Windows - High Efficiency | A | Integrated Unit Energy Savings (kWh or therms) | Achievable Economic TRC Potential | 0 | 0 | 0 | 0 | 0 | 0.0053509 | 0.0052603 | 0.0051846 | 0.0051182 | 0.0050572 | 0.0050016 | 0.0049346 | 0.0048613 | 0.0047855 | 0.0047093 | 0.0046385 | 0.0045731 | 0.0045169 | 0.0044475 | 0.004394 | 0.0043541 | 0.0043239 | 0.0043085 | 0.0043006 | 0.004298 | 0.0042992 | 0.0043015 | 0.004305 | 0 | 0 | 0
F2_Industrial_Stone, Clay, and Glass_New_Space Heating_Natural Gas_Windows - High Efficiency_A_Achievable Economic TRC Potential | F2 | Industrial | Stone, Clay, and Glass | New | Space Heating | Natural Gas | Windows - High Efficiency | A | Integrated Unit Summer Peak Savings (kW) | Achievable Economic TRC Potential | 0 | 0 | 0 | 0 | 0 | 0 | 0 | 0 | 0 | 0 | 0 | 0 | 0 | 0 | 0 | 0 | 0 | 0 | 0 | 0 | 0 | 0 | 0 | 0 | 0 | 0 | 0 | 0 | 0 | 0 | 0
F3_Industrial_Stone, Clay, and Glass_New_Space Heating_Natural Gas_Windows - High Efficiency_A_Achievable Economic TRC Potential | F3 | Industrial | Stone, Clay, and Glass | New | Space Heating | Natural Gas | Windows - High Efficiency | A | Integrated Unit Winter Peak Savings (kW) | Achievable Economic TRC Potential | 0 | 0 | 0 | 0 | 0 | 0 | 0 | 0 | 0 | 0 | 0 | 0 | 0 | 0 | 0 | 0 | 0 | 0 | 0 | 0 | 0 | 0 | 0 | 0 | 0 | 0 | 0 | 0 | 0 | 0 | 0
F4_Industrial_Stone, Clay, and Glass_New_Space Heating_Natural Gas_Windows - High Efficiency_A_Achievable Economic TRC Potential | F4 | Industrial | Stone, Clay, and Glass | New | Space Heating | Natural Gas | Windows - High Efficiency | A | Incremental Energy Savings (MWh or mTherms) | Achievable Economic TRC Potential | 0 | 0 | 0 | 0 | 0 | 0 | 0 | 0 | 0 | 0 | 0 | 0 | 0 | 0 | 0 | 0 | 0 | 0 | 0 | 0 | 0 | 0 | 0 | 0 | 0 | 0 | 0 | 0 | 0 | 0 | 0
F5_Industrial_Stone, Clay, and Glass_New_Space Heating_Natural Gas_Windows - High Efficiency_A_Achievable Economic TRC Potential | F5 | Industrial | Stone, Clay, and Glass | New | Space Heating | Natural Gas | Windows - High Efficiency | A | Incremental Summer Peak Savings (MW) | Achievable Economic TRC Potential | 0 | 0 | 0 | 0 | 0 | 0 | 0 | 0 | 0 | 0 | 0 | 0 | 0 | 0 | 0 | 0 | 0 | 0 | 0 | 0 | 0 | 0 | 0 | 0 | 0 | 0 | 0 | 0 | 0 | 0 | 0
F6_Industrial_Stone, Clay, and Glass_New_Space Heating_Natural Gas_Windows - High Efficiency_A_Achievable Economic TRC Potential | F6 | Industrial | Stone, Clay, and Glass | New | Space Heating | Natural Gas | Windows - High Efficiency | A | Incremental Winter Peak Savings (MW) | Achievable Economic TRC Potential | 0 | 0 | 0 | 0 | 0 | 0 | 0 | 0 | 0 | 0 | 0 | 0 | 0 | 0 | 0 | 0 | 0 | 0 | 0 | 0 | 0 | 0 | 0 | 0 | 0 | 0 | 0 | 0 | 0 | 0 | 0
F7_Industrial_Stone, Clay, and Glass_New_Space Heating_Natural Gas_Windows - High Efficiency_A_Achievable Economic TRC Potential | F7 | Industrial | Stone, Clay, and Glass | New | Space Heating | Natural Gas | Windows - High Efficiency | A | Cumulative Energy Savings (MWh or mTherms) | Achievable Economic TRC Potential | 0 | 0 | 0 | 0 | 0 | 0 | 0 | 0 | 0 | 0 | 0 | 0 | 0 | 0 | 0 | 0 | 0 | 0 | 0 | 0 | 0 | 0 | 0 | 0 | 0 | 0 | 0 | 0 | 0 | 0 | 0
F8_Industrial_Stone, Clay, and Glass_New_Space Heating_Natural Gas_Windows - High Efficiency_A_Achievable Economic TRC Potential | F8 | Industrial | Stone, Clay, and Glass | New | Space Heating | Natural Gas | Windows - High Efficiency | A | Cumulative Summer Peak Savings (MW) | Achievable Economic TRC Potential | 0 | 0 | 0 | 0 | 0 | 0 | 0 | 0 | 0 | 0 | 0 | 0 | 0 | 0 | 0 | 0 | 0 | 0 | 0 | 0 | 0 | 0 | 0 | 0 | 0 | 0 | 0 | 0 | 0 | 0 | 0
F9_Industrial_Stone, Clay, and Glass_New_Space Heating_Natural Gas_Windows - High Efficiency_A_Achievable Economic TRC Potential | F9 | Industrial | Stone, Clay, and Glass | New | Space Heating | Natural Gas | Windows - High Efficiency | A | Cumulative Winter Peak Savings (MW) | Achievable Economic TRC Potential | 0 | 0 | 0 | 0 | 0 | 0 | 0 | 0 | 0 | 0 | 0 | 0 | 0 | 0 | 0 | 0 | 0 | 0 | 0 | 0 | 0 | 0 | 0 | 0 | 0 | 0 | 0 | 0 | 0 | 0 | 0
F10_Industrial_Stone, Clay, and Glass_New_Space Heating_Natural Gas_Windows - High Efficiency_A_Achievable Economic TRC Potential | F10 | Industrial | Stone, Clay, and Glass | New | Space Heating | Natural Gas | Windows - High Efficiency | A | Purchases (Incremental) | Achievable Economic TRC Potential | 0 | 0 | 0 | 0 | 0 | 0 | 0 | 0 | 0 | 0 | 0 | 0 | 0 | 0 | 0 | 0 | 0 | 0 | 0 | 0 | 0 | 0 | 0 | 0 | 0 | 0 | 0 | 0 | 0 | 0 | 0
F11_Industrial_Stone, Clay, and Glass_New_Space Heating_Natural Gas_Windows - High Efficiency_A_Achievable Economic TRC Potential | F11 | Industrial | Stone, Clay, and Glass | New | Space Heating | Natural Gas | Windows - High Efficiency | A | Purchases (Cumulative) | Achievable Economic TRC Potential | 0 | 0 | 0 | 0 | 0 | 0 | 0 | 0 | 0 | 0 | 0 | 0 | 0 | 0 | 0 | 0 | 0 | 0 | 0 | 0 | 0 | 0 | 0 | 0 | 0 | 0 | 0 | 0 | 0 | 0 | 0
F1_Industrial_Stone, Clay, and Glass_New_Space Heating_Natural Gas_Gas Boiler - Maintenance_A_Achievable Economic TRC Potential | F1 | Industrial | Stone, Clay, and Glass | New | Space Heating | Natural Gas | Gas Boiler - Maintenance | A | Integrated Unit Energy Savings (kWh or therms) | Achievable Economic TRC Potential | 0 | 0 | 0 | 0 | 0 | 0 | 0 | 0 | 0 | 0 | 0 | 0 | 0 | 0 | 0 | 0 | 0 | 0 | 0 | 0 | 0 | 0 | 0 | 0 | 0 | 0 | 0 | 0 | 0 | 0 | 0
F2_Industrial_Stone, Clay, and Glass_New_Space Heating_Natural Gas_Gas Boiler - Maintenance_A_Achievable Economic TRC Potential | F2 | Industrial | Stone, Clay, and Glass | New | Space Heating | Natural Gas | Gas Boiler - Maintenance | A | Integrated Unit Summer Peak Savings (kW) | Achievable Economic TRC Potential | 0 | 0 | 0 | 0 | 0 | 0 | 0 | 0 | 0 | 0 | 0 | 0 | 0 | 0 | 0 | 0 | 0 | 0 | 0 | 0 | 0 | 0 | 0 | 0 | 0 | 0 | 0 | 0 | 0 | 0 | 0
F3_Industrial_Stone, Clay, and Glass_New_Space Heating_Natural Gas_Gas Boiler - Maintenance_A_Achievable Economic TRC Potential | F3 | Industrial | Stone, Clay, and Glass | New | Space Heating | Natural Gas | Gas Boiler - Maintenance | A | Integrated Unit Winter Peak Savings (kW) | Achievable Economic TRC Potential | 0 | 0 | 0 | 0 | 0 | 0 | 0 | 0 | 0 | 0 | 0 | 0 | 0 | 0 | 0 | 0 | 0 | 0 | 0 | 0 | 0 | 0 | 0 | 0 | 0 | 0 | 0 | 0 | 0 | 0 | 0
F4_Industrial_Stone, Clay, and Glass_New_Space Heating_Natural Gas_Gas Boiler - Maintenance_A_Achievable Economic TRC Potential | F4 | Industrial | Stone, Clay, and Glass | New | Space Heating | Natural Gas | Gas Boiler - Maintenance | A | Incremental Energy Savings (MWh or mTherms) | Achievable Economic TRC Potential | 0 | 0 | 0 | 0 | 0 | 0 | 0 | 0 | 0 | 0 | 0 | 0 | 0 | 0 | 0 | 0 | 0 | 0 | 0 | 0 | 0 | 0 | 0 | 0 | 0 | 0 | 0 | 0 | 0 | 0 | 0
F5_Industrial_Stone, Clay, and Glass_New_Space Heating_Natural Gas_Gas Boiler - Maintenance_A_Achievable Economic TRC Potential | F5 | Industrial | Stone, Clay, and Glass | New | Space Heating | Natural Gas | Gas Boiler - Maintenance | A | Incremental Summer Peak Savings (MW) | Achievable Economic TRC Potential | 0 | 0 | 0 | 0 | 0 | 0 | 0 | 0 | 0 | 0 | 0 | 0 | 0 | 0 | 0 | 0 | 0 | 0 | 0 | 0 | 0 | 0 | 0 | 0 | 0 | 0 | 0 | 0 | 0 | 0 | 0
F6_Industrial_Stone, Clay, and Glass_New_Space Heating_Natural Gas_Gas Boiler - Maintenance_A_Achievable Economic TRC Potential | F6 | Industrial | Stone, Clay, and Glass | New | Space Heating | Natural Gas | Gas Boiler - Maintenance | A | Incremental Winter Peak Savings (MW) | Achievable Economic TRC Potential | 0 | 0 | 0 | 0 | 0 | 0 | 0 | 0 | 0 | 0 | 0 | 0 | 0 | 0 | 0 | 0 | 0 | 0 | 0 | 0 | 0 | 0 | 0 | 0 | 0 | 0 | 0 | 0 | 0 | 0 | 0
F7_Industrial_Stone, Clay, and Glass_New_Space Heating_Natural Gas_Gas Boiler - Maintenance_A_Achievable Economic TRC Potential | F7 | Industrial | Stone, Clay, and Glass | New | Space Heating | Natural Gas | Gas Boiler - Maintenance | A | Cumulative Energy Savings (MWh or mTherms) | Achievable Economic TRC Potential | 0 | 0 | 0 | 0 | 0 | 0 | 0 | 0 | 0 | 0 | 0 | 0 | 0 | 0 | 0 | 0 | 0 | 0 | 0 | 0 | 0 | 0 | 0 | 0 | 0 | 0 | 0 | 0 | 0 | 0 | 0
F8_Industrial_Stone, Clay, and Glass_New_Space Heating_Natural Gas_Gas Boiler - Maintenance_A_Achievable Economic TRC Potential | F8 | Industrial | Stone, Clay, and Glass | New | Space Heating | Natural Gas | Gas Boiler - Maintenance | A | Cumulative Summer Peak Savings (MW) | Achievable Economic TRC Potential | 0 | 0 | 0 | 0 | 0 | 0 | 0 | 0 | 0 | 0 | 0 | 0 | 0 | 0 | 0 | 0 | 0 | 0 | 0 | 0 | 0 | 0 | 0 | 0 | 0 | 0 | 0 | 0 | 0 | 0 | 0
F9_Industrial_Stone, Clay, and Glass_New_Space Heating_Natural Gas_Gas Boiler - Maintenance_A_Achievable Economic TRC Potential | F9 | Industrial | Stone, Clay, and Glass | New | Space Heating | Natural Gas | Gas Boiler - Maintenance | A | Cumulative Winter Peak Savings (MW) | Achievable Economic TRC Potential | 0 | 0 | 0 | 0 | 0 | 0 | 0 | 0 | 0 | 0 | 0 | 0 | 0 | 0 | 0 | 0 | 0 | 0 | 0 | 0 | 0 | 0 | 0 | 0 | 0 | 0 | 0 | 0 | 0 | 0 | 0
F10_Industrial_Stone, Clay, and Glass_New_Space Heating_Natural Gas_Gas Boiler - Maintenance_A_Achievable Economic TRC Potential | F10 | Industrial | Stone, Clay, and Glass | New | Space Heating | Natural Gas | Gas Boiler - Maintenance | A | Purchases (Incremental) | Achievable Economic TRC Potential | 0 | 0 | 0 | 0 | 0 | 0 | 0 | 0 | 0 | 0 | 0 | 0 | 0 | 0 | 0 | 0 | 0 | 0 | 0 | 0 | 0 | 0 | 0 | 0 | 0 | 0 | 0 | 0 | 0 | 0 | 0
F11_Industrial_Stone, Clay, and Glass_New_Space Heating_Natural Gas_Gas Boiler - Maintenance_A_Achievable Economic TRC Potential | F11 | Industrial | Stone, Clay, and Glass | New | Space Heating | Natural Gas | Gas Boiler - Maintenance | A | Purchases (Cumulative) | Achievable Economic TRC Potential | 0 | 0 | 0 | 0 | 0 | 0 | 0 | 0 | 0 | 0 | 0 | 0 | 0 | 0 | 0 | 0 | 0 | 0 | 0 | 0 | 0 | 0 | 0 | 0 | 0 | 0 | 0 | 0 | 0 | 0 | 0
F1_Industrial_Stone, Clay, and Glass_New_Process_Natural Gas_Gas Boiler - Maintenance_A_Achievable Economic TRC Potential | F1 | Industrial | Stone, Clay, and Glass | New | Process | Natural Gas | Gas Boiler - Maintenance | A | Integrated Unit Energy Savings (kWh or therms) | Achievable Economic TRC Potential | 0 | 0 | 0 | 0 | 0 | 4.2096 | 4.2096 | 4.2096 | 4.2096 | 4.2096 | 4.2096 | 4.2096 | 4.2096 | 4.2096 | 4.2096 | 4.2096 | 4.2096 | 4.2096 | 4.2096 | 4.2096 | 4.2096 | 4.2096 | 4.2096 | 4.2096 | 4.2096 | 4.2096 | 4.2096 | 4.2096 | 4.2096 | 4.2096 | 4.2096
F2_Industrial_Stone, Clay, and Glass_New_Process_Natural Gas_Gas Boiler - Maintenance_A_Achievable Economic TRC Potential | F2 | Industrial | Stone, Clay, and Glass | New | Process | Natural Gas | Gas Boiler - Maintenance | A | Integrated Unit Summer Peak Savings (kW) | Achievable Economic TRC Potential | 0 | 0 | 0 | 0 | 0 | 0 | 0 | 0 | 0 | 0 | 0 | 0 | 0 | 0 | 0 | 0 | 0 | 0 | 0 | 0 | 0 | 0 | 0 | 0 | 0 | 0 | 0 | 0 | 0 | 0 | 0
F3_Industrial_Stone, Clay, and Glass_New_Process_Natural Gas_Gas Boiler - Maintenance_A_Achievable Economic TRC Potential | F3 | Industrial | Stone, Clay, and Glass | New | Process | Natural Gas | Gas Boiler - Maintenance | A | Integrated Unit Winter Peak Savings (kW) | Achievable Economic TRC Potential | 0 | 0 | 0 | 0 | 0 | 0 | 0 | 0 | 0 | 0 | 0 | 0 | 0 | 0 | 0 | 0 | 0 | 0 | 0 | 0 | 0 | 0 | 0 | 0 | 0 | 0 | 0 | 0 | 0 | 0 | 0
F4_Industrial_Stone, Clay, and Glass_New_Process_Natural Gas_Gas Boiler - Maintenance_A_Achievable Economic TRC Potential | F4 | Industrial | Stone, Clay, and Glass | New | Process | Natural Gas | Gas Boiler - Maintenance | A | Incremental Energy Savings (MWh or mTherms) | Achievable Economic TRC Potential | 0 | 0 | 0 | 0 | 0 | 0.0011982 | 0.00099496 | 0.00079612 | 0.0011982 | 0.00099496 | 0.00079612 | 0.0011982 | 0.00099496 | 0.00079612 | 0.0011982 | 0.00099496 | 0.00079612 | 0.0011982 | 0.00099496 | 0.00079612 | 0.0011982 | 0.00099496 | 0.00079612 | 0.0011982 | 0.00099496 | 0.00079612 | 0.0011982 | 0.00099496 | 0.00079612 | 0.0011982 | 0.00099496
F5_Industrial_Stone, Clay, and Glass_New_Process_Natural Gas_Gas Boiler - Maintenance_A_Achievable Economic TRC Potential | F5 | Industrial | Stone, Clay, and Glass | New | Process | Natural Gas | Gas Boiler - Maintenance | A | Incremental Summer Peak Savings (MW) | Achievable Economic TRC Potential | 0 | 0 | 0 | 0 | 0 | 0 | 0 | 0 | 0 | 0 | 0 | 0 | 0 | 0 | 0 | 0 | 0 | 0 | 0 | 0 | 0 | 0 | 0 | 0 | 0 | 0 | 0 | 0 | 0 | 0 | 0
F6_Industrial_Stone, Clay, and Glass_New_Process_Natural Gas_Gas Boiler - Maintenance_A_Achievable Economic TRC Potential | F6 | Industrial | Stone, Clay, and Glass | New | Process | Natural Gas | Gas Boiler - Maintenance | A | Incremental Winter Peak Savings (MW) | Achievable Economic TRC Potential | 0 | 0 | 0 | 0 | 0 | 0 | 0 | 0 | 0 | 0 | 0 | 0 | 0 | 0 | 0 | 0 | 0 | 0 | 0 | 0 | 0 | 0 | 0 | 0 | 0 | 0 | 0 | 0 | 0 | 0 | 0
F7_Industrial_Stone, Clay, and Glass_New_Process_Natural Gas_Gas Boiler - Maintenance_A_Achievable Economic TRC Potential | F7 | Industrial | Stone, Clay, and Glass | New | Process | Natural Gas | Gas Boiler - Maintenance | A | Cumulative Energy Savings (MWh or mTherms) | Achievable Economic TRC Potential | 0 | 0 | 0 | 0 | 0 | 0.0011982 | 0.0021931 | 0.0029893 | 0.0029893 | 0.0029893 | 0.0029893 | 0.0029893 | 0.0029893 | 0.0029893 | 0.0029893 | 0.0029893 | 0.0029893 | 0.0029893 | 0.0029893 | 0.0029893 | 0.0029893 | 0.0029893 | 0.0029893 | 0.0029893 | 0.0029893 | 0.0029893 | 0.0029893 | 0.0029893 | 0 | 0 | 0
F8_Industrial_Stone, Clay, and Glass_New_Process_Natural Gas_Gas Boiler - Maintenance_A_Achievable Economic TRC Potential | F8 | Industrial | Stone, Clay, and Glass | New | Process | Natural Gas | Gas Boiler - Maintenance | A | Cumulative Summer Peak Savings (MW) | Achievable Economic TRC Potential | 0 | 0 | 0 | 0 | 0 | 0 | 0 | 0 | 0 | 0 | 0 | 0 | 0 | 0 | 0 | 0 | 0 | 0 | 0 | 0 | 0 | 0 | 0 | 0 | 0 | 0 | 0 | 0 | 0 | 0 | 0
F9_Industrial_Stone, Clay, and Glass_New_Process_Natural Gas_Gas Boiler - Maintenance_A_Achievable Economic TRC Potential | F9 | Industrial | Stone, Clay, and Glass | New | Process | Natural Gas | Gas Boiler - Maintenance | A | Cumulative Winter Peak Savings (MW) | Achievable Economic TRC Potential | 0 | 0 | 0 | 0 | 0 | 0 | 0 | 0 | 0 | 0 | 0 | 0 | 0 | 0 | 0 | 0 | 0 | 0 | 0 | 0 | 0 | 0 | 0 | 0 | 0 | 0 | 0 | 0 | 0 | 0 | 0
F10_Industrial_Stone, Clay, and Glass_New_Process_Natural Gas_Gas Boiler - Maintenance_A_Achievable Economic TRC Potential | F10 | Industrial | Stone, Clay, and Glass | New | Process | Natural Gas | Gas Boiler - Maintenance | A | Purchases (Incremental) | Achievable Economic TRC Potential | 0 | 0 | 0 | 0 | 0 | 0.28463 | 0.23636 | 0.18912 | 0.28463 | 0.23636 | 0.18912 | 0.28463 | 0.23636 | 0.18912 | 0.28463 | 0.23636 | 0.18912 | 0.28463 | 0.23636 | 0.18912 | 0.28463 | 0.23636 | 0.18912 | 0.28463 | 0.23636 | 0.18912 | 0.28463 | 0.23636 | 0.18912 | 0.28463 | 0.23636
F11_Industrial_Stone, Clay, and Glass_New_Process_Natural Gas_Gas Boiler - Maintenance_A_Achievable Economic TRC Potential | F11 | Industrial | Stone, Clay, and Glass | New | Process | Natural Gas | Gas Boiler - Maintenance | A | Purchases (Cumulative) | Achievable Economic TRC Potential | 0 | 0 | 0 | 0 | 0 | 0.28463 | 0.52098 | 0.7101 | 0.7101 | 0.7101 | 0.7101 | 0.7101 | 0.7101 | 0.7101 | 0.7101 | 0.7101 | 0.7101 | 0.7101 | 0.7101 | 0.7101 | 0.7101 | 0.7101 | 0.7101 | 0.7101 | 0.7101 | 0.7101 | 0.7101 | 0.7101 | 0.7101 | 0.7101 | 0.7101
F1_Industrial_Stone, Clay, and Glass_New_Space Heating_Natural Gas_Gas Furnace - Maintenance_A_Achievable Economic TRC Potential | F1 | Industrial | Stone, Clay, and Glass | New | Space Heating | Natural Gas | Gas Furnace - Maintenance | A | Integrated Unit Energy Savings (kWh or therms) | Achievable Economic TRC Potential | 0 | 0 | 0 | 0 | 0 | 0 | 0 | 0 | 0 | 0 | 0 | 0 | 0 | 0 | 0 | 0 | 0 | 0 | 0 | 0 | 0 | 0 | 0 | 0 | 0 | 0 | 0 | 0 | 0 | 0 | 0
F2_Industrial_Stone, Clay, and Glass_New_Space Heating_Natural Gas_Gas Furnace - Maintenance_A_Achievable Economic TRC Potential | F2 | Industrial | Stone, Clay, and Glass | New | Space Heating | Natural Gas | Gas Furnace - Maintenance | A | Integrated Unit Summer Peak Savings (kW) | Achievable Economic TRC Potential | 0 | 0 | 0 | 0 | 0 | 0 | 0 | 0 | 0 | 0 | 0 | 0 | 0 | 0 | 0 | 0 | 0 | 0 | 0 | 0 | 0 | 0 | 0 | 0 | 0 | 0 | 0 | 0 | 0 | 0 | 0
F3_Industrial_Stone, Clay, and Glass_New_Space Heating_Natural Gas_Gas Furnace - Maintenance_A_Achievable Economic TRC Potential | F3 | Industrial | Stone, Clay, and Glass | New | Space Heating | Natural Gas | Gas Furnace - Maintenance | A | Integrated Unit Winter Peak Savings (kW) | Achievable Economic TRC Potential | 0 | 0 | 0 | 0 | 0 | 0 | 0 | 0 | 0 | 0 | 0 | 0 | 0 | 0 | 0 | 0 | 0 | 0 | 0 | 0 | 0 | 0 | 0 | 0 | 0 | 0 | 0 | 0 | 0 | 0 | 0
F4_Industrial_Stone, Clay, and Glass_New_Space Heating_Natural Gas_Gas Furnace - Maintenance_A_Achievable Economic TRC Potential | F4 | Industrial | Stone, Clay, and Glass | New | Space Heating | Natural Gas | Gas Furnace - Maintenance | A | Incremental Energy Savings (MWh or mTherms) | Achievable Economic TRC Potential | 0 | 0 | 0 | 0 | 0 | 0 | 0 | 0 | 0 | 0 | 0 | 0 | 0 | 0 | 0 | 0 | 0 | 0 | 0 | 0 | 0 | 0 | 0 | 0 | 0 | 0 | 0 | 0 | 0 | 0 | 0
F5_Industrial_Stone, Clay, and Glass_New_Space Heating_Natural Gas_Gas Furnace - Maintenance_A_Achievable Economic TRC Potential | F5 | Industrial | Stone, Clay, and Glass | New | Space Heating | Natural Gas | Gas Furnace - Maintenance | A | Incremental Summer Peak Savings (MW) | Achievable Economic TRC Potential | 0 | 0 | 0 | 0 | 0 | 0 | 0 | 0 | 0 | 0 | 0 | 0 | 0 | 0 | 0 | 0 | 0 | 0 | 0 | 0 | 0 | 0 | 0 | 0 | 0 | 0 | 0 | 0 | 0 | 0 | 0
F6_Industrial_Stone, Clay, and Glass_New_Space Heating_Natural Gas_Gas Furnace - Maintenance_A_Achievable Economic TRC Potential | F6 | Industrial | Stone, Clay, and Glass | New | Space Heating | Natural Gas | Gas Furnace - Maintenance | A | Incremental Winter Peak Savings (MW) | Achievable Economic TRC Potential | 0 | 0 | 0 | 0 | 0 | 0 | 0 | 0 | 0 | 0 | 0 | 0 | 0 | 0 | 0 | 0 | 0 | 0 | 0 | 0 | 0 | 0 | 0 | 0 | 0 | 0 | 0 | 0 | 0 | 0 | 0
F7_Industrial_Stone, Clay, and Glass_New_Space Heating_Natural Gas_Gas Furnace - Maintenance_A_Achievable Economic TRC Potential | F7 | Industrial | Stone, Clay, and Glass | New | Space Heating | Natural Gas | Gas Furnace - Maintenance | A | Cumulative Energy Savings (MWh or mTherms) | Achievable Economic TRC Potential | 0 | 0 | 0 | 0 | 0 | 0 | 0 | 0 | 0 | 0 | 0 | 0 | 0 | 0 | 0 | 0 | 0 | 0 | 0 | 0 | 0 | 0 | 0 | 0 | 0 | 0 | 0 | 0 | 0 | 0 | 0
F8_Industrial_Stone, Clay, and Glass_New_Space Heating_Natural Gas_Gas Furnace - Maintenance_A_Achievable Economic TRC Potential | F8 | Industrial | Stone, Clay, and Glass | New | Space Heating | Natural Gas | Gas Furnace - Maintenance | A | Cumulative Summer Peak Savings (MW) | Achievable Economic TRC Potential | 0 | 0 | 0 | 0 | 0 | 0 | 0 | 0 | 0 | 0 | 0 | 0 | 0 | 0 | 0 | 0 | 0 | 0 | 0 | 0 | 0 | 0 | 0 | 0 | 0 | 0 | 0 | 0 | 0 | 0 | 0
F9_Industrial_Stone, Clay, and Glass_New_Space Heating_Natural Gas_Gas Furnace - Maintenance_A_Achievable Economic TRC Potential | F9 | Industrial | Stone, Clay, and Glass | New | Space Heating | Natural Gas | Gas Furnace - Maintenance | A | Cumulative Winter Peak Savings (MW) | Achievable Economic TRC Potential | 0 | 0 | 0 | 0 | 0 | 0 | 0 | 0 | 0 | 0 | 0 | 0 | 0 | 0 | 0 | 0 | 0 | 0 | 0 | 0 | 0 | 0 | 0 | 0 | 0 | 0 | 0 | 0 | 0 | 0 | 0
F10_Industrial_Stone, Clay, and Glass_New_Space Heating_Natural Gas_Gas Furnace - Maintenance_A_Achievable Economic TRC Potential | F10 | Industrial | Stone, Clay, and Glass | New | Space Heating | Natural Gas | Gas Furnace - Maintenance | A | Purchases (Incremental) | Achievable Economic TRC Potential | 0 | 0 | 0 | 0 | 0 | 0 | 0 | 0 | 0 | 0 | 0 | 0 | 0 | 0 | 0 | 0 | 0 | 0 | 0 | 0 | 0 | 0 | 0 | 0 | 0 | 0 | 0 | 0 | 0 | 0 | 0
F11_Industrial_Stone, Clay, and Glass_New_Space Heating_Natural Gas_Gas Furnace - Maintenance_A_Achievable Economic TRC Potential | F11 | Industrial | Stone, Clay, and Glass | New | Space Heating | Natural Gas | Gas Furnace - Maintenance | A | Purchases (Cumulative) | Achievable Economic TRC Potential | 0 | 0 | 0 | 0 | 0 | 0 | 0 | 0 | 0 | 0 | 0 | 0 | 0 | 0 | 0 | 0 | 0 | 0 | 0 | 0 | 0 | 0 | 0 | 0 | 0 | 0 | 0 | 0 | 0 | 0 | 0
F1_Industrial_Stone, Clay, and Glass_New_Space Heating_Natural Gas_Gas Boiler - Hot Water Reset_A_Achievable Economic TRC Potential | F1 | Industrial | Stone, Clay, and Glass | New | Space Heating | Natural Gas | Gas Boiler - Hot Water Reset | A | Integrated Unit Energy Savings (kWh or therms) | Achievable Economic TRC Potential | 0 | 0 | 0 | 0 | 0 | 0 | 0 | 0 | 0 | 0 | 0 | 0 | 0 | 0 | 0 | 0 | 0 | 0 | 0 | 0 | 0 | 0 | 0 | 0 | 0 | 0 | 0 | 0 | 0 | 0 | 0
F2_Industrial_Stone, Clay, and Glass_New_Space Heating_Natural Gas_Gas Boiler - Hot Water Reset_A_Achievable Economic TRC Potential | F2 | Industrial | Stone, Clay, and Glass | New | Space Heating | Natural Gas | Gas Boiler - Hot Water Reset | A | Integrated Unit Summer Peak Savings (kW) | Achievable Economic TRC Potential | 0 | 0 | 0 | 0 | 0 | 0 | 0 | 0 | 0 | 0 | 0 | 0 | 0 | 0 | 0 | 0 | 0 | 0 | 0 | 0 | 0 | 0 | 0 | 0 | 0 | 0 | 0 | 0 | 0 | 0 | 0
F3_Industrial_Stone, Clay, and Glass_New_Space Heating_Natural Gas_Gas Boiler - Hot Water Reset_A_Achievable Economic TRC Potential | F3 | Industrial | Stone, Clay, and Glass | New | Space Heating | Natural Gas | Gas Boiler - Hot Water Reset | A | Integrated Unit Winter Peak Savings (kW) | Achievable Economic TRC Potential | 0 | 0 | 0 | 0 | 0 | 0 | 0 | 0 | 0 | 0 | 0 | 0 | 0 | 0 | 0 | 0 | 0 | 0 | 0 | 0 | 0 | 0 | 0 | 0 | 0 | 0 | 0 | 0 | 0 | 0 | 0
F4_Industrial_Stone, Clay, and Glass_New_Space Heating_Natural Gas_Gas Boiler - Hot Water Reset_A_Achievable Economic TRC Potential | F4 | Industrial | Stone, Clay, and Glass | New | Space Heating | Natural Gas | Gas Boiler - Hot Water Reset | A | Incremental Energy Savings (MWh or mTherms) | Achievable Economic TRC Potential | 0 | 0 | 0 | 0 | 0 | 0 | 0 | 0 | 0 | 0 | 0 | 0 | 0 | 0 | 0 | 0 | 0 | 0 | 0 | 0 | 0 | 0 | 0 | 0 | 0 | 0 | 0 | 0 | 0 | 0 | 0
F5_Industrial_Stone, Clay, and Glass_New_Space Heating_Natural Gas_Gas Boiler - Hot Water Reset_A_Achievable Economic TRC Potential | F5 | Industrial | Stone, Clay, and Glass | New | Space Heating | Natural Gas | Gas Boiler - Hot Water Reset | A | Incremental Summer Peak Savings (MW) | Achievable Economic TRC Potential | 0 | 0 | 0 | 0 | 0 | 0 | 0 | 0 | 0 | 0 | 0 | 0 | 0 | 0 | 0 | 0 | 0 | 0 | 0 | 0 | 0 | 0 | 0 | 0 | 0 | 0 | 0 | 0 | 0 | 0 | 0
F6_Industrial_Stone, Clay, and Glass_New_Space Heating_Natural Gas_Gas Boiler - Hot Water Reset_A_Achievable Economic TRC Potential | F6 | Industrial | Stone, Clay, and Glass | New | Space Heating | Natural Gas | Gas Boiler - Hot Water Reset | A | Incremental Winter Peak Savings (MW) | Achievable Economic TRC Potential | 0 | 0 | 0 | 0 | 0 | 0 | 0 | 0 | 0 | 0 | 0 | 0 | 0 | 0 | 0 | 0 | 0 | 0 | 0 | 0 | 0 | 0 | 0 | 0 | 0 | 0 | 0 | 0 | 0 | 0 | 0
F7_Industrial_Stone, Clay, and Glass_New_Space Heating_Natural Gas_Gas Boiler - Hot Water Reset_A_Achievable Economic TRC Potential | F7 | Industrial | Stone, Clay, and Glass | New | Space Heating | Natural Gas | Gas Boiler - Hot Water Reset | A | Cumulative Energy Savings (MWh or mTherms) | Achievable Economic TRC Potential | 0 | 0 | 0 | 0 | 0 | 0 | 0 | 0 | 0 | 0 | 0 | 0 | 0 | 0 | 0 | 0 | 0 | 0 | 0 | 0 | 0 | 0 | 0 | 0 | 0 | 0 | 0 | 0 | 0 | 0 | 0
F8_Industrial_Stone, Clay, and Glass_New_Space Heating_Natural Gas_Gas Boiler - Hot Water Reset_A_Achievable Economic TRC Potential | F8 | Industrial | Stone, Clay, and Glass | New | Space Heating | Natural Gas | Gas Boiler - Hot Water Reset | A | Cumulative Summer Peak Savings (MW) | Achievable Economic TRC Potential | 0 | 0 | 0 | 0 | 0 | 0 | 0 | 0 | 0 | 0 | 0 | 0 | 0 | 0 | 0 | 0 | 0 | 0 | 0 | 0 | 0 | 0 | 0 | 0 | 0 | 0 | 0 | 0 | 0 | 0 | 0
F9_Industrial_Stone, Clay, and Glass_New_Space Heating_Natural Gas_Gas Boiler - Hot Water Reset_A_Achievable Economic TRC Potential | F9 | Industrial | Stone, Clay, and Glass | New | Space Heating | Natural Gas | Gas Boiler - Hot Water Reset | A | Cumulative Winter Peak Savings (MW) | Achievable Economic TRC Potential | 0 | 0 | 0 | 0 | 0 | 0 | 0 | 0 | 0 | 0 | 0 | 0 | 0 | 0 | 0 | 0 | 0 | 0 | 0 | 0 | 0 | 0 | 0 | 0 | 0 | 0 | 0 | 0 | 0 | 0 | 0
F10_Industrial_Stone, Clay, and Glass_New_Space Heating_Natural Gas_Gas Boiler - Hot Water Reset_A_Achievable Economic TRC Potential | F10 | Industrial | Stone, Clay, and Glass | New | Space Heating | Natural Gas | Gas Boiler - Hot Water Reset | A | Purchases (Incremental) | Achievable Economic TRC Potential | 0 | 0 | 0 | 0 | 0 | 0 | 0 | 0 | 0 | 0 | 0 | 0 | 0 | 0 | 0 | 0 | 0 | 0 | 0 | 0 | 0 | 0 | 0 | 0 | 0 | 0 | 0 | 0 | 0 | 0 | 0
F11_Industrial_Stone, Clay, and Glass_New_Space Heating_Natural Gas_Gas Boiler - Hot Water Reset_A_Achievable Economic TRC Potential | F11 | Industrial | Stone, Clay, and Glass | New | Space Heating | Natural Gas | Gas Boiler - Hot Water Reset | A | Purchases (Cumulative) | Achievable Economic TRC Potential | 0 | 0 | 0 | 0 | 0 | 0 | 0 | 0 | 0 | 0 | 0 | 0 | 0 | 0 | 0 | 0 | 0 | 0 | 0 | 0 | 0 | 0 | 0 | 0 | 0 | 0 | 0 | 0 | 0 | 0 | 0
F1_Industrial_Stone, Clay, and Glass_New_Process_Natural Gas_Gas Boiler - Hot Water Reset_A_Achievable Economic TRC Potential | F1 | Industrial | Stone, Clay, and Glass | New | Process | Natural Gas | Gas Boiler - Hot Water Reset | A | Integrated Unit Energy Savings (kWh or therms) | Achievable Economic TRC Potential | 0 | 0 | 0 | 0 | 0 | 7.6391 | 7.6267 | 7.6157 | 7.6056 | 7.5961 | 7.5911 | 7.5877 | 7.5857 | 7.5845 | 7.5839 | 7.5839 | 7.5842 | 7.5847 | 7.5854 | 7.5862 | 7.5871 | 7.5887 | 7.5901 | 7.5914 | 7.5926 | 7.5949 | 7.597 | 7.599 | 7.6538 | 7.6538 | 7.6538
F2_Industrial_Stone, Clay, and Glass_New_Process_Natural Gas_Gas Boiler - Hot Water Reset_A_Achievable Economic TRC Potential | F2 | Industrial | Stone, Clay, and Glass | New | Process | Natural Gas | Gas Boiler - Hot Water Reset | A | Integrated Unit Summer Peak Savings (kW) | Achievable Economic TRC Potential | 0 | 0 | 0 | 0 | 0 | 0 | 0 | 0 | 0 | 0 | 0 | 0 | 0 | 0 | 0 | 0 | 0 | 0 | 0 | 0 | 0 | 0 | 0 | 0 | 0 | 0 | 0 | 0 | 0 | 0 | 0
F3_Industrial_Stone, Clay, and Glass_New_Process_Natural Gas_Gas Boiler - Hot Water Reset_A_Achievable Economic TRC Potential | F3 | Industrial | Stone, Clay, and Glass | New | Process | Natural Gas | Gas Boiler - Hot Water Reset | A | Integrated Unit Winter Peak Savings (kW) | Achievable Economic TRC Potential | 0 | 0 | 0 | 0 | 0 | 0 | 0 | 0 | 0 | 0 | 0 | 0 | 0 | 0 | 0 | 0 | 0 | 0 | 0 | 0 | 0 | 0 | 0 | 0 | 0 | 0 | 0 | 0 | 0 | 0 | 0
F4_Industrial_Stone, Clay, and Glass_New_Process_Natural Gas_Gas Boiler - Hot Water Reset_A_Achievable Economic TRC Potential | F4 | Industrial | Stone, Clay, and Glass | New | Process | Natural Gas | Gas Boiler - Hot Water Reset | A | Incremental Energy Savings (MWh or mTherms) | Achievable Economic TRC Potential | 0 | 0 | 0 | 0 | 0 | 0 | 0 | 0.0028851 | 0.0040119 | 0.0054831 | 0.007034 | 0.0087774 | 0.011142 | 0.013188 | 0.014444 | 0.014531 | 0.013274 | 0.010878 | 0.0075993 | 0.0046426 | 0.0023463 | 0.0010395 | 0.00039499 | 0.0028759 | 0.0040051 | 0.0054822 | 0.0070395 | 0.0087905 | 0.011242 | 0.013309 | 0.014577
F5_Industrial_Stone, Clay, and Glass_New_Process_Natural Gas_Gas Boiler - Hot Water Reset_A_Achievable Economic TRC Potential | F5 | Industrial | Stone, Clay, and Glass | New | Process | Natural Gas | Gas Boiler - Hot Water Reset | A | Incremental Summer Peak Savings (MW) | Achievable Economic TRC Potential | 0 | 0 | 0 | 0 | 0 | 0 | 0 | 0 | 0 | 0 | 0 | 0 | 0 | 0 | 0 | 0 | 0 | 0 | 0 | 0 | 0 | 0 | 0 | 0 | 0 | 0 | 0 | 0 | 0 | 0 | 0
F6_Industrial_Stone, Clay, and Glass_New_Process_Natural Gas_Gas Boiler - Hot Water Reset_A_Achievable Economic TRC Potential | F6 | Industrial | Stone, Clay, and Glass | New | Process | Natural Gas | Gas Boiler - Hot Water Reset | A | Incremental Winter Peak Savings (MW) | Achievable Economic TRC Potential | 0 | 0 | 0 | 0 | 0 | 0 | 0 | 0 | 0 | 0 | 0 | 0 | 0 | 0 | 0 | 0 | 0 | 0 | 0 | 0 | 0 | 0 | 0 | 0 | 0 | 0 | 0 | 0 | 0 | 0 | 0
F7_Industrial_Stone, Clay, and Glass_New_Process_Natural Gas_Gas Boiler - Hot Water Reset_A_Achievable Economic TRC Potential | F7 | Industrial | Stone, Clay, and Glass | New | Process | Natural Gas | Gas Boiler - Hot Water Reset | A | Cumulative Energy Savings (MWh or mTherms) | Achievable Economic TRC Potential | 0 | 0 | 0 | 0 | 0 | 0 | 0 | 0.0028851 | 0.0068931 | 0.012368 | 0.019393 | 0.028162 | 0.039297 | 0.052479 | 0.066919 | 0.081449 | 0.094726 | 0.10561 | 0.11322 | 0.11788 | 0.12024 | 0.1213 | 0.12172 | 0.12174 | 0.12176 | 0.12179 | 0.12183 | 0.12186 | 0 | 0 | 0
F8_Industrial_Stone, Clay, and Glass_New_Process_Natural Gas_Gas Boiler - Hot Water Reset_A_Achievable Economic TRC Potential | F8 | Industrial | Stone, Clay, and Glass | New | Process | Natural Gas | Gas Boiler - Hot Water Reset | A | Cumulative Summer Peak Savings (MW) | Achievable Economic TRC Potential | 0 | 0 | 0 | 0 | 0 | 0 | 0 | 0 | 0 | 0 | 0 | 0 | 0 | 0 | 0 | 0 | 0 | 0 | 0 | 0 | 0 | 0 | 0 | 0 | 0 | 0 | 0 | 0 | 0 | 0 | 0
F9_Industrial_Stone, Clay, and Glass_New_Process_Natural Gas_Gas Boiler - Hot Water Reset_A_Achievable Economic TRC Potential | F9 | Industrial | Stone, Clay, and Glass | New | Process | Natural Gas | Gas Boiler - Hot Water Reset | A | Cumulative Winter Peak Savings (MW) | Achievable Economic TRC Potential | 0 | 0 | 0 | 0 | 0 | 0 | 0 | 0 | 0 | 0 | 0 | 0 | 0 | 0 | 0 | 0 | 0 | 0 | 0 | 0 | 0 | 0 | 0 | 0 | 0 | 0 | 0 | 0 | 0 | 0 | 0
F10_Industrial_Stone, Clay, and Glass_New_Process_Natural Gas_Gas Boiler - Hot Water Reset_A_Achievable Economic TRC Potential | F10 | Industrial | Stone, Clay, and Glass | New | Process | Natural Gas | Gas Boiler - Hot Water Reset | A | Purchases (Incremental) | Achievable Economic TRC Potential | 0 | 0 | 0 | 0 | 0 | 0 | 0 | 0.37883 | 0.52749 | 0.72183 | 0.92661 | 1.1568 | 1.4689 | 1.7388 | 1.9045 | 1.916 | 1.7502 | 1.4343 | 1.0018 | 0.61198 | 0.30925 | 0.13698 | 0.05204 | 0.37883 | 0.52749 | 0.72183 | 0.92661 | 1.1568 | 1.4689 | 1.7388 | 1.9045
F11_Industrial_Stone, Clay, and Glass_New_Process_Natural Gas_Gas Boiler - Hot Water Reset_A_Achievable Economic TRC Potential | F11 | Industrial | Stone, Clay, and Glass | New | Process | Natural Gas | Gas Boiler - Hot Water Reset | A | Purchases (Cumulative) | Achievable Economic TRC Potential | 0 | 0 | 0 | 0 | 0 | 0 | 0 | 0.37883 | 0.90633 | 1.6282 | 2.5548 | 3.7116 | 5.1804 | 6.9193 | 8.8238 | 10.7398 | 12.49 | 13.9243 | 14.9261 | 15.5381 | 15.8473 | 15.9843 | 16.0363 | 16.0363 | 16.0363 | 16.0363 | 16.0363 | 16.0363 | 16.0363 | 16.0363 | 16.0363
F1_Industrial_Stone, Clay, and Glass_New_Space Heating_Natural Gas_Steam Trap Maintenance_A_Achievable Economic TRC Potential | F1 | Industrial | Stone, Clay, and Glass | New | Space Heating | Natural Gas | Steam Trap Maintenance | A | Integrated Unit Energy Savings (kWh or therms) | Achievable Economic TRC Potential | 0 | 0 | 0 | 0 | 0 | 0 | 0 | 0 | 0 | 0 | 0 | 0 | 0 | 0 | 0 | 0 | 0 | 0 | 0 | 0 | 0 | 0 | 0 | 0 | 0 | 0 | 0 | 0 | 0 | 0 | 0
F2_Industrial_Stone, Clay, and Glass_New_Space Heating_Natural Gas_Steam Trap Maintenance_A_Achievable Economic TRC Potential | F2 | Industrial | Stone, Clay, and Glass | New | Space Heating | Natural Gas | Steam Trap Maintenance | A | Integrated Unit Summer Peak Savings (kW) | Achievable Economic TRC Potential | 0 | 0 | 0 | 0 | 0 | 0 | 0 | 0 | 0 | 0 | 0 | 0 | 0 | 0 | 0 | 0 | 0 | 0 | 0 | 0 | 0 | 0 | 0 | 0 | 0 | 0 | 0 | 0 | 0 | 0 | 0
F3_Industrial_Stone, Clay, and Glass_New_Space Heating_Natural Gas_Steam Trap Maintenance_A_Achievable Economic TRC Potential | F3 | Industrial | Stone, Clay, and Glass | New | Space Heating | Natural Gas | Steam Trap Maintenance | A | Integrated Unit Winter Peak Savings (kW) | Achievable Economic TRC Potential | 0 | 0 | 0 | 0 | 0 | 0 | 0 | 0 | 0 | 0 | 0 | 0 | 0 | 0 | 0 | 0 | 0 | 0 | 0 | 0 | 0 | 0 | 0 | 0 | 0 | 0 | 0 | 0 | 0 | 0 | 0
F4_Industrial_Stone, Clay, and Glass_New_Space Heating_Natural Gas_Steam Trap Maintenance_A_Achievable Economic TRC Potential | F4 | Industrial | Stone, Clay, and Glass | New | Space Heating | Natural Gas | Steam Trap Maintenance | A | Incremental Energy Savings (MWh or mTherms) | Achievable Economic TRC Potential | 0 | 0 | 0 | 0 | 0 | 0 | 0 | 0 | 0 | 0 | 0 | 0 | 0 | 0 | 0 | 0 | 0 | 0 | 0 | 0 | 0 | 0 | 0 | 0 | 0 | 0 | 0 | 0 | 0 | 0 | 0
F5_Industrial_Stone, Clay, and Glass_New_Space Heating_Natural Gas_Steam Trap Maintenance_A_Achievable Economic TRC Potential | F5 | Industrial | Stone, Clay, and Glass | New | Space Heating | Natural Gas | Steam Trap Maintenance | A | Incremental Summer Peak Savings (MW) | Achievable Economic TRC Potential | 0 | 0 | 0 | 0 | 0 | 0 | 0 | 0 | 0 | 0 | 0 | 0 | 0 | 0 | 0 | 0 | 0 | 0 | 0 | 0 | 0 | 0 | 0 | 0 | 0 | 0 | 0 | 0 | 0 | 0 | 0
F6_Industrial_Stone, Clay, and Glass_New_Space Heating_Natural Gas_Steam Trap Maintenance_A_Achievable Economic TRC Potential | F6 | Industrial | Stone, Clay, and Glass | New | Space Heating | Natural Gas | Steam Trap Maintenance | A | Incremental Winter Peak Savings (MW) | Achievable Economic TRC Potential | 0 | 0 | 0 | 0 | 0 | 0 | 0 | 0 | 0 | 0 | 0 | 0 | 0 | 0 | 0 | 0 | 0 | 0 | 0 | 0 | 0 | 0 | 0 | 0 | 0 | 0 | 0 | 0 | 0 | 0 | 0
F7_Industrial_Stone, Clay, and Glass_New_Space Heating_Natural Gas_Steam Trap Maintenance_A_Achievable Economic TRC Potential | F7 | Industrial | Stone, Clay, and Glass | New | Space Heating | Natural Gas | Steam Trap Maintenance | A | Cumulative Energy Savings (MWh or mTherms) | Achievable Economic TRC Potential | 0 | 0 | 0 | 0 | 0 | 0 | 0 | 0 | 0 | 0 | 0 | 0 | 0 | 0 | 0 | 0 | 0 | 0 | 0 | 0 | 0 | 0 | 0 | 0 | 0 | 0 | 0 | 0 | 0 | 0 | 0
F8_Industrial_Stone, Clay, and Glass_New_Space Heating_Natural Gas_Steam Trap Maintenance_A_Achievable Economic TRC Potential | F8 | Industrial | Stone, Clay, and Glass | New | Space Heating | Natural Gas | Steam Trap Maintenance | A | Cumulative Summer Peak Savings (MW) | Achievable Economic TRC Potential | 0 | 0 | 0 | 0 | 0 | 0 | 0 | 0 | 0 | 0 | 0 | 0 | 0 | 0 | 0 | 0 | 0 | 0 | 0 | 0 | 0 | 0 | 0 | 0 | 0 | 0 | 0 | 0 | 0 | 0 | 0
F9_Industrial_Stone, Clay, and Glass_New_Space Heating_Natural Gas_Steam Trap Maintenance_A_Achievable Economic TRC Potential | F9 | Industrial | Stone, Clay, and Glass | New | Space Heating | Natural Gas | Steam Trap Maintenance | A | Cumulative Winter Peak Savings (MW) | Achievable Economic TRC Potential | 0 | 0 | 0 | 0 | 0 | 0 | 0 | 0 | 0 | 0 | 0 | 0 | 0 | 0 | 0 | 0 | 0 | 0 | 0 | 0 | 0 | 0 | 0 | 0 | 0 | 0 | 0 | 0 | 0 | 0 | 0
F10_Industrial_Stone, Clay, and Glass_New_Space Heating_Natural Gas_Steam Trap Maintenance_A_Achievable Economic TRC Potential | F10 | Industrial | Stone, Clay, and Glass | New | Space Heating | Natural Gas | Steam Trap Maintenance | A | Purchases (Incremental) | Achievable Economic TRC Potential | 0 | 0 | 0 | 0 | 0 | 0 | 0 | 0 | 0 | 0 | 0 | 0 | 0 | 0 | 0 | 0 | 0 | 0 | 0 | 0 | 0 | 0 | 0 | 0 | 0 | 0 | 0 | 0 | 0 | 0 | 0
F11_Industrial_Stone, Clay, and Glass_New_Space Heating_Natural Gas_Steam Trap Maintenance_A_Achievable Economic TRC Potential | F11 | Industrial | Stone, Clay, and Glass | New | Space Heating | Natural Gas | Steam Trap Maintenance | A | Purchases (Cumulative) | Achievable Economic TRC Potential | 0 | 0 | 0 | 0 | 0 | 0 | 0 | 0 | 0 | 0 | 0 | 0 | 0 | 0 | 0 | 0 | 0 | 0 | 0 | 0 | 0 | 0 | 0 | 0 | 0 | 0 | 0 | 0 | 0 | 0 | 0
F1_Industrial_Stone, Clay, and Glass_New_Process_Natural Gas_Steam Trap Maintenance_A_Achievable Economic TRC Potential | F1 | Industrial | Stone, Clay, and Glass | New | Process | Natural Gas | Steam Trap Maintenance | A | Integrated Unit Energy Savings (kWh or therms) | Achievable Economic TRC Potential | 0 | 0 | 0 | 0 | 0 | 5.4019 | 5.3969 | 5.3924 | 5.3884 | 5.3845 | 5.3814 | 5.3794 | 5.3783 | 5.3777 | 5.3776 | 5.3778 | 5.3781 | 5.3787 | 5.3793 | 5.38 | 5.3808 | 5.382 | 5.3831 | 5.3841 | 5.385 | 5.3859 | 5.3867 | 5.3874 | 5.4079 | 5.4079 | 5.4079
F2_Industrial_Stone, Clay, and Glass_New_Process_Natural Gas_Steam Trap Maintenance_A_Achievable Economic TRC Potential | F2 | Industrial | Stone, Clay, and Glass | New | Process | Natural Gas | Steam Trap Maintenance | A | Integrated Unit Summer Peak Savings (kW) | Achievable Economic TRC Potential | 0 | 0 | 0 | 0 | 0 | 0 | 0 | 0 | 0 | 0 | 0 | 0 | 0 | 0 | 0 | 0 | 0 | 0 | 0 | 0 | 0 | 0 | 0 | 0 | 0 | 0 | 0 | 0 | 0 | 0 | 0
F3_Industrial_Stone, Clay, and Glass_New_Process_Natural Gas_Steam Trap Maintenance_A_Achievable Economic TRC Potential | F3 | Industrial | Stone, Clay, and Glass | New | Process | Natural Gas | Steam Trap Maintenance | A | Integrated Unit Winter Peak Savings (kW) | Achievable Economic TRC Potential | 0 | 0 | 0 | 0 | 0 | 0 | 0 | 0 | 0 | 0 | 0 | 0 | 0 | 0 | 0 | 0 | 0 | 0 | 0 | 0 | 0 | 0 | 0 | 0 | 0 | 0 | 0 | 0 | 0 | 0 | 0
F4_Industrial_Stone, Clay, and Glass_New_Process_Natural Gas_Steam Trap Maintenance_A_Achievable Economic TRC Potential | F4 | Industrial | Stone, Clay, and Glass | New | Process | Natural Gas | Steam Trap Maintenance | A | Incremental Energy Savings (MWh or mTherms) | Achievable Economic TRC Potential | 0 | 0 | 0 | 0 | 0 | 0 | 0 | 0 | 0 | 0 | 0 | 0 | 0 | 0 | 0 | 0 | 0 | 0 | 0 | 0 | 0 | 0 | 0 | 0 | 0 | 0 | 0 | 0 | 0 | 0 | 0
F5_Industrial_Stone, Clay, and Glass_New_Process_Natural Gas_Steam Trap Maintenance_A_Achievable Economic TRC Potential | F5 | Industrial | Stone, Clay, and Glass | New | Process | Natural Gas | Steam Trap Maintenance | A | Incremental Summer Peak Savings (MW) | Achievable Economic TRC Potential | 0 | 0 | 0 | 0 | 0 | 0 | 0 | 0 | 0 | 0 | 0 | 0 | 0 | 0 | 0 | 0 | 0 | 0 | 0 | 0 | 0 | 0 | 0 | 0 | 0 | 0 | 0 | 0 | 0 | 0 | 0
F6_Industrial_Stone, Clay, and Glass_New_Process_Natural Gas_Steam Trap Maintenance_A_Achievable Economic TRC Potential | F6 | Industrial | Stone, Clay, and Glass | New | Process | Natural Gas | Steam Trap Maintenance | A | Incremental Winter Peak Savings (MW) | Achievable Economic TRC Potential | 0 | 0 | 0 | 0 | 0 | 0 | 0 | 0 | 0 | 0 | 0 | 0 | 0 | 0 | 0 | 0 | 0 | 0 | 0 | 0 | 0 | 0 | 0 | 0 | 0 | 0 | 0 | 0 | 0 | 0 | 0
F7_Industrial_Stone, Clay, and Glass_New_Process_Natural Gas_Steam Trap Maintenance_A_Achievable Economic TRC Potential | F7 | Industrial | Stone, Clay, and Glass | New | Process | Natural Gas | Steam Trap Maintenance | A | Cumulative Energy Savings (MWh or mTherms) | Achievable Economic TRC Potential | 0 | 0 | 0 | 0 | 0 | 0 | 0 | 0 | 0 | 0 | 0 | 0 | 0 | 0 | 0 | 0 | 0 | 0 | 0 | 0 | 0 | 0 | 0 | 0 | 0 | 0 | 0 | 0 | 0 | 0 | 0
F8_Industrial_Stone, Clay, and Glass_New_Process_Natural Gas_Steam Trap Maintenance_A_Achievable Economic TRC Potential | F8 | Industrial | Stone, Clay, and Glass | New | Process | Natural Gas | Steam Trap Maintenance | A | Cumulative Summer Peak Savings (MW) | Achievable Economic TRC Potential | 0 | 0 | 0 | 0 | 0 | 0 | 0 | 0 | 0 | 0 | 0 | 0 | 0 | 0 | 0 | 0 | 0 | 0 | 0 | 0 | 0 | 0 | 0 | 0 | 0 | 0 | 0 | 0 | 0 | 0 | 0
F9_Industrial_Stone, Clay, and Glass_New_Process_Natural Gas_Steam Trap Maintenance_A_Achievable Economic TRC Potential | F9 | Industrial | Stone, Clay, and Glass | New | Process | Natural Gas | Steam Trap Maintenance | A | Cumulative Winter Peak Savings (MW) | Achievable Economic TRC Potential | 0 | 0 | 0 | 0 | 0 | 0 | 0 | 0 | 0 | 0 | 0 | 0 | 0 | 0 | 0 | 0 | 0 | 0 | 0 | 0 | 0 | 0 | 0 | 0 | 0 | 0 | 0 | 0 | 0 | 0 | 0
F10_Industrial_Stone, Clay, and Glass_New_Process_Natural Gas_Steam Trap Maintenance_A_Achievable Economic TRC Potential | F10 | Industrial | Stone, Clay, and Glass | New | Process | Natural Gas | Steam Trap Maintenance | A | Purchases (Incremental) | Achievable Economic TRC Potential | 0 | 0 | 0 | 0 | 0 | 0 | 0 | 0 | 0 | 0 | 0 | 0 | 0 | 0 | 0 | 0 | 0 | 0 | 0 | 0 | 0 | 0 | 0 | 0 | 0 | 0 | 0 | 0 | 0 | 0 | 0
F11_Industrial_Stone, Clay, and Glass_New_Process_Natural Gas_Steam Trap Maintenance_A_Achievable Economic TRC Potential | F11 | Industrial | Stone, Clay, and Glass | New | Process | Natural Gas | Steam Trap Maintenance | A | Purchases (Cumulative) | Achievable Economic TRC Potential | 0 | 0 | 0 | 0 | 0 | 0 | 0 | 0 | 0 | 0 | 0 | 0 | 0 | 0 | 0 | 0 | 0 | 0 | 0 | 0 | 0 | 0 | 0 | 0 | 0 | 0 | 0 | 0 | 0 | 0 | 0
F1_Industrial_Stone, Clay, and Glass_New_Space Heating_Natural Gas_Gas Boiler - High Turndown_A_Achievable Economic TRC Potential | F1 | Industrial | Stone, Clay, and Glass | New | Space Heating | Natural Gas | Gas Boiler - High Turndown | A | Integrated Unit Energy Savings (kWh or therms) | Achievable Economic TRC Potential | 0 | 0 | 0 | 0 | 0 | 0 | 0 | 0 | 0 | 0 | 0 | 0 | 0 | 0 | 0 | 0 | 0 | 0 | 0 | 0 | 0 | 0 | 0 | 0 | 0 | 0 | 0 | 0 | 0 | 0 | 0
F2_Industrial_Stone, Clay, and Glass_New_Space Heating_Natural Gas_Gas Boiler - High Turndown_A_Achievable Economic TRC Potential | F2 | Industrial | Stone, Clay, and Glass | New | Space Heating | Natural Gas | Gas Boiler - High Turndown | A | Integrated Unit Summer Peak Savings (kW) | Achievable Economic TRC Potential | 0 | 0 | 0 | 0 | 0 | 0 | 0 | 0 | 0 | 0 | 0 | 0 | 0 | 0 | 0 | 0 | 0 | 0 | 0 | 0 | 0 | 0 | 0 | 0 | 0 | 0 | 0 | 0 | 0 | 0 | 0
F3_Industrial_Stone, Clay, and Glass_New_Space Heating_Natural Gas_Gas Boiler - High Turndown_A_Achievable Economic TRC Potential | F3 | Industrial | Stone, Clay, and Glass | New | Space Heating | Natural Gas | Gas Boiler - High Turndown | A | Integrated Unit Winter Peak Savings (kW) | Achievable Economic TRC Potential | 0 | 0 | 0 | 0 | 0 | 0 | 0 | 0 | 0 | 0 | 0 | 0 | 0 | 0 | 0 | 0 | 0 | 0 | 0 | 0 | 0 | 0 | 0 | 0 | 0 | 0 | 0 | 0 | 0 | 0 | 0
F4_Industrial_Stone, Clay, and Glass_New_Space Heating_Natural Gas_Gas Boiler - High Turndown_A_Achievable Economic TRC Potential | F4 | Industrial | Stone, Clay, and Glass | New | Space Heating | Natural Gas | Gas Boiler - High Turndown | A | Incremental Energy Savings (MWh or mTherms) | Achievable Economic TRC Potential | 0 | 0 | 0 | 0 | 0 | 0 | 0 | 0 | 0 | 0 | 0 | 0 | 0 | 0 | 0 | 0 | 0 | 0 | 0 | 0 | 0 | 0 | 0 | 0 | 0 | 0 | 0 | 0 | 0 | 0 | 0
F5_Industrial_Stone, Clay, and Glass_New_Space Heating_Natural Gas_Gas Boiler - High Turndown_A_Achievable Economic TRC Potential | F5 | Industrial | Stone, Clay, and Glass | New | Space Heating | Natural Gas | Gas Boiler - High Turndown | A | Incremental Summer Peak Savings (MW) | Achievable Economic TRC Potential | 0 | 0 | 0 | 0 | 0 | 0 | 0 | 0 | 0 | 0 | 0 | 0 | 0 | 0 | 0 | 0 | 0 | 0 | 0 | 0 | 0 | 0 | 0 | 0 | 0 | 0 | 0 | 0 | 0 | 0 | 0
F6_Industrial_Stone, Clay, and Glass_New_Space Heating_Natural Gas_Gas Boiler - High Turndown_A_Achievable Economic TRC Potential | F6 | Industrial | Stone, Clay, and Glass | New | Space Heating | Natural Gas | Gas Boiler - High Turndown | A | Incremental Winter Peak Savings (MW) | Achievable Economic TRC Potential | 0 | 0 | 0 | 0 | 0 | 0 | 0 | 0 | 0 | 0 | 0 | 0 | 0 | 0 | 0 | 0 | 0 | 0 | 0 | 0 | 0 | 0 | 0 | 0 | 0 | 0 | 0 | 0 | 0 | 0 | 0
F7_Industrial_Stone, Clay, and Glass_New_Space Heating_Natural Gas_Gas Boiler - High Turndown_A_Achievable Economic TRC Potential | F7 | Industrial | Stone, Clay, and Glass | New | Space Heating | Natural Gas | Gas Boiler - High Turndown | A | Cumulative Energy Savings (MWh or mTherms) | Achievable Economic TRC Potential | 0 | 0 | 0 | 0 | 0 | 0 | 0 | 0 | 0 | 0 | 0 | 0 | 0 | 0 | 0 | 0 | 0 | 0 | 0 | 0 | 0 | 0 | 0 | 0 | 0 | 0 | 0 | 0 | 0 | 0 | 0
F8_Industrial_Stone, Clay, and Glass_New_Space Heating_Natural Gas_Gas Boiler - High Turndown_A_Achievable Economic TRC Potential | F8 | Industrial | Stone, Clay, and Glass | New | Space Heating | Natural Gas | Gas Boiler - High Turndown | A | Cumulative Summer Peak Savings (MW) | Achievable Economic TRC Potential | 0 | 0 | 0 | 0 | 0 | 0 | 0 | 0 | 0 | 0 | 0 | 0 | 0 | 0 | 0 | 0 | 0 | 0 | 0 | 0 | 0 | 0 | 0 | 0 | 0 | 0 | 0 | 0 | 0 | 0 | 0
F9_Industrial_Stone, Clay, and Glass_New_Space Heating_Natural Gas_Gas Boiler - High Turndown_A_Achievable Economic TRC Potential | F9 | Industrial | Stone, Clay, and Glass | New | Space Heating | Natural Gas | Gas Boiler - High Turndown | A | Cumulative Winter Peak Savings (MW) | Achievable Economic TRC Potential | 0 | 0 | 0 | 0 | 0 | 0 | 0 | 0 | 0 | 0 | 0 | 0 | 0 | 0 | 0 | 0 | 0 | 0 | 0 | 0 | 0 | 0 | 0 | 0 | 0 | 0 | 0 | 0 | 0 | 0 | 0
F10_Industrial_Stone, Clay, and Glass_New_Space Heating_Natural Gas_Gas Boiler - High Turndown_A_Achievable Economic TRC Potential | F10 | Industrial | Stone, Clay, and Glass | New | Space Heating | Natural Gas | Gas Boiler - High Turndown | A | Purchases (Incremental) | Achievable Economic TRC Potential | 0 | 0 | 0 | 0 | 0 | 0 | 0 | 0 | 0 | 0 | 0 | 0 | 0 | 0 | 0 | 0 | 0 | 0 | 0 | 0 | 0 | 0 | 0 | 0 | 0 | 0 | 0 | 0 | 0 | 0 | 0
F11_Industrial_Stone, Clay, and Glass_New_Space Heating_Natural Gas_Gas Boiler - High Turndown_A_Achievable Economic TRC Potential | F11 | Industrial | Stone, Clay, and Glass | New | Space Heating | Natural Gas | Gas Boiler - High Turndown | A | Purchases (Cumulative) | Achievable Economic TRC Potential | 0 | 0 | 0 | 0 | 0 | 0 | 0 | 0 | 0 | 0 | 0 | 0 | 0 | 0 | 0 | 0 | 0 | 0 | 0 | 0 | 0 | 0 | 0 | 0 | 0 | 0 | 0 | 0 | 0 | 0 | 0
F1_Industrial_Stone, Clay, and Glass_New_Process_Natural Gas_Gas Boiler - High Turndown_A_Achievable Economic TRC Potential | F1 | Industrial | Stone, Clay, and Glass | New | Process | Natural Gas | Gas Boiler - High Turndown | A | Integrated Unit Energy Savings (kWh or therms) | Achievable Economic TRC Potential | 0 | 0 | 0 | 0 | 0 | 5.7291 | 5.7197 | 5.7112 | 5.7033 | 5.696 | 5.692 | 5.6893 | 5.6875 | 5.6863 | 5.6856 | 5.6854 | 5.6854 | 5.6856 | 5.686 | 5.6865 | 5.6871 | 5.6882 | 5.6892 | 5.6901 | 5.691 | 5.6928 | 5.6945 | 5.6961 | 5.7404 | 5.7404 | 5.7404
F2_Industrial_Stone, Clay, and Glass_New_Process_Natural Gas_Gas Boiler - High Turndown_A_Achievable Economic TRC Potential | F2 | Industrial | Stone, Clay, and Glass | New | Process | Natural Gas | Gas Boiler - High Turndown | A | Integrated Unit Summer Peak Savings (kW) | Achievable Economic TRC Potential | 0 | 0 | 0 | 0 | 0 | 0 | 0 | 0 | 0 | 0 | 0 | 0 | 0 | 0 | 0 | 0 | 0 | 0 | 0 | 0 | 0 | 0 | 0 | 0 | 0 | 0 | 0 | 0 | 0 | 0 | 0
F3_Industrial_Stone, Clay, and Glass_New_Process_Natural Gas_Gas Boiler - High Turndown_A_Achievable Economic TRC Potential | F3 | Industrial | Stone, Clay, and Glass | New | Process | Natural Gas | Gas Boiler - High Turndown | A | Integrated Unit Winter Peak Savings (kW) | Achievable Economic TRC Potential | 0 | 0 | 0 | 0 | 0 | 0 | 0 | 0 | 0 | 0 | 0 | 0 | 0 | 0 | 0 | 0 | 0 | 0 | 0 | 0 | 0 | 0 | 0 | 0 | 0 | 0 | 0 | 0 | 0 | 0 | 0
F4_Industrial_Stone, Clay, and Glass_New_Process_Natural Gas_Gas Boiler - High Turndown_A_Achievable Economic TRC Potential | F4 | Industrial | Stone, Clay, and Glass | New | Process | Natural Gas | Gas Boiler - High Turndown | A | Incremental Energy Savings (MWh or mTherms) | Achievable Economic TRC Potential | 0 | 0 | 0 | 0 | 0 | 0 | 0 | 0 | 0 | 0 | 0 | 0 | 0 | 0 | 0 | 0 | 0 | 0 | 0 | 0 | 0 | 0 | 0 | 0 | 0 | 0 | 0 | 0 | 0 | 0 | 0
F5_Industrial_Stone, Clay, and Glass_New_Process_Natural Gas_Gas Boiler - High Turndown_A_Achievable Economic TRC Potential | F5 | Industrial | Stone, Clay, and Glass | New | Process | Natural Gas | Gas Boiler - High Turndown | A | Incremental Summer Peak Savings (MW) | Achievable Economic TRC Potential | 0 | 0 | 0 | 0 | 0 | 0 | 0 | 0 | 0 | 0 | 0 | 0 | 0 | 0 | 0 | 0 | 0 | 0 | 0 | 0 | 0 | 0 | 0 | 0 | 0 | 0 | 0 | 0 | 0 | 0 | 0
F6_Industrial_Stone, Clay, and Glass_New_Process_Natural Gas_Gas Boiler - High Turndown_A_Achievable Economic TRC Potential | F6 | Industrial | Stone, Clay, and Glass | New | Process | Natural Gas | Gas Boiler - High Turndown | A | Incremental Winter Peak Savings (MW) | Achievable Economic TRC Potential | 0 | 0 | 0 | 0 | 0 | 0 | 0 | 0 | 0 | 0 | 0 | 0 | 0 | 0 | 0 | 0 | 0 | 0 | 0 | 0 | 0 | 0 | 0 | 0 | 0 | 0 | 0 | 0 | 0 | 0 | 0
F7_Industrial_Stone, Clay, and Glass_New_Process_Natural Gas_Gas Boiler - High Turndown_A_Achievable Economic TRC Potential | F7 | Industrial | Stone, Clay, and Glass | New | Process | Natural Gas | Gas Boiler - High Turndown | A | Cumulative Energy Savings (MWh or mTherms) | Achievable Economic TRC Potential | 0 | 0 | 0 | 0 | 0 | 0 | 0 | 0 | 0 | 0 | 0 | 0 | 0 | 0 | 0 | 0 | 0 | 0 | 0 | 0 | 0 | 0 | 0 | 0 | 0 | 0 | 0 | 0 | 0 | 0 | 0
F8_Industrial_Stone, Clay, and Glass_New_Process_Natural Gas_Gas Boiler - High Turndown_A_Achievable Economic TRC Potential | F8 | Industrial | Stone, Clay, and Glass | New | Process | Natural Gas | Gas Boiler - High Turndown | A | Cumulative Summer Peak Savings (MW) | Achievable Economic TRC Potential | 0 | 0 | 0 | 0 | 0 | 0 | 0 | 0 | 0 | 0 | 0 | 0 | 0 | 0 | 0 | 0 | 0 | 0 | 0 | 0 | 0 | 0 | 0 | 0 | 0 | 0 | 0 | 0 | 0 | 0 | 0
F9_Industrial_Stone, Clay, and Glass_New_Process_Natural Gas_Gas Boiler - High Turndown_A_Achievable Economic TRC Potential | F9 | Industrial | Stone, Clay, and Glass | New | Process | Natural Gas | Gas Boiler - High Turndown | A | Cumulative Winter Peak Savings (MW) | Achievable Economic TRC Potential | 0 | 0 | 0 | 0 | 0 | 0 | 0 | 0 | 0 | 0 | 0 | 0 | 0 | 0 | 0 | 0 | 0 | 0 | 0 | 0 | 0 | 0 | 0 | 0 | 0 | 0 | 0 | 0 | 0 | 0 | 0
F10_Industrial_Stone, Clay, and Glass_New_Process_Natural Gas_Gas Boiler - High Turndown_A_Achievable Economic TRC Potential | F10 | Industrial | Stone, Clay, and Glass | New | Process | Natural Gas | Gas Boiler - High Turndown | A | Purchases (Incremental) | Achievable Economic TRC Potential | 0 | 0 | 0 | 0 | 0 | 0 | 0 | 0 | 0 | 0 | 0 | 0 | 0 | 0 | 0 | 0 | 0 | 0 | 0 | 0 | 0 | 0 | 0 | 0 | 0 | 0 | 0 | 0 | 0 | 0 | 0
F11_Industrial_Stone, Clay, and Glass_New_Process_Natural Gas_Gas Boiler - High Turndown_A_Achievable Economic TRC Potential | F11 | Industrial | Stone, Clay, and Glass | New | Process | Natural Gas | Gas Boiler - High Turndown | A | Purchases (Cumulative) | Achievable Economic TRC Potential | 0 | 0 | 0 | 0 | 0 | 0 | 0 | 0 | 0 | 0 | 0 | 0 | 0 | 0 | 0 | 0 | 0 | 0 | 0 | 0 | 0 | 0 | 0 | 0 | 0 | 0 | 0 | 0 | 0 | 0 | 0
F1_Industrial_Stone, Clay, and Glass_New_Space Heating_Natural Gas_Gas Boiler - Burner Control Optimization_A_Achievable Economic TRC Potential | F1 | Industrial | Stone, Clay, and Glass | New | Space Heating | Natural Gas | Gas Boiler - Burner Control Optimization | A | Integrated Unit Energy Savings (kWh or therms) | Achievable Economic TRC Potential | 0 | 0 | 0 | 0 | 0 | 0 | 0 | 0 | 0 | 0 | 0 | 0 | 0 | 0 | 0 | 0 | 0 | 0 | 0 | 0 | 0 | 0 | 0 | 0 | 0 | 0 | 0 | 0 | 0 | 0 | 0
F2_Industrial_Stone, Clay, and Glass_New_Space Heating_Natural Gas_Gas Boiler - Burner Control Optimization_A_Achievable Economic TRC Potential | F2 | Industrial | Stone, Clay, and Glass | New | Space Heating | Natural Gas | Gas Boiler - Burner Control Optimization | A | Integrated Unit Summer Peak Savings (kW) | Achievable Economic TRC Potential | 0 | 0 | 0 | 0 | 0 | 0 | 0 | 0 | 0 | 0 | 0 | 0 | 0 | 0 | 0 | 0 | 0 | 0 | 0 | 0 | 0 | 0 | 0 | 0 | 0 | 0 | 0 | 0 | 0 | 0 | 0
F3_Industrial_Stone, Clay, and Glass_New_Space Heating_Natural Gas_Gas Boiler - Burner Control Optimization_A_Achievable Economic TRC Potential | F3 | Industrial | Stone, Clay, and Glass | New | Space Heating | Natural Gas | Gas Boiler - Burner Control Optimization | A | Integrated Unit Winter Peak Savings (kW) | Achievable Economic TRC Potential | 0 | 0 | 0 | 0 | 0 | 0 | 0 | 0 | 0 | 0 | 0 | 0 | 0 | 0 | 0 | 0 | 0 | 0 | 0 | 0 | 0 | 0 | 0 | 0 | 0 | 0 | 0 | 0 | 0 | 0 | 0
F4_Industrial_Stone, Clay, and Glass_New_Space Heating_Natural Gas_Gas Boiler - Burner Control Optimization_A_Achievable Economic TRC Potential | F4 | Industrial | Stone, Clay, and Glass | New | Space Heating | Natural Gas | Gas Boiler - Burner Control Optimization | A | Incremental Energy Savings (MWh or mTherms) | Achievable Economic TRC Potential | 0 | 0 | 0 | 0 | 0 | 0 | 0 | 0 | 0 | 0 | 0 | 0 | 0 | 0 | 0 | 0 | 0 | 0 | 0 | 0 | 0 | 0 | 0 | 0 | 0 | 0 | 0 | 0 | 0 | 0 | 0
F5_Industrial_Stone, Clay, and Glass_New_Space Heating_Natural Gas_Gas Boiler - Burner Control Optimization_A_Achievable Economic TRC Potential | F5 | Industrial | Stone, Clay, and Glass | New | Space Heating | Natural Gas | Gas Boiler - Burner Control Optimization | A | Incremental Summer Peak Savings (MW) | Achievable Economic TRC Potential | 0 | 0 | 0 | 0 | 0 | 0 | 0 | 0 | 0 | 0 | 0 | 0 | 0 | 0 | 0 | 0 | 0 | 0 | 0 | 0 | 0 | 0 | 0 | 0 | 0 | 0 | 0 | 0 | 0 | 0 | 0
F6_Industrial_Stone, Clay, and Glass_New_Space Heating_Natural Gas_Gas Boiler - Burner Control Optimization_A_Achievable Economic TRC Potential | F6 | Industrial | Stone, Clay, and Glass | New | Space Heating | Natural Gas | Gas Boiler - Burner Control Optimization | A | Incremental Winter Peak Savings (MW) | Achievable Economic TRC Potential | 0 | 0 | 0 | 0 | 0 | 0 | 0 | 0 | 0 | 0 | 0 | 0 | 0 | 0 | 0 | 0 | 0 | 0 | 0 | 0 | 0 | 0 | 0 | 0 | 0 | 0 | 0 | 0 | 0 | 0 | 0
F7_Industrial_Stone, Clay, and Glass_New_Space Heating_Natural Gas_Gas Boiler - Burner Control Optimization_A_Achievable Economic TRC Potential | F7 | Industrial | Stone, Clay, and Glass | New | Space Heating | Natural Gas | Gas Boiler - Burner Control Optimization | A | Cumulative Energy Savings (MWh or mTherms) | Achievable Economic TRC Potential | 0 | 0 | 0 | 0 | 0 | 0 | 0 | 0 | 0 | 0 | 0 | 0 | 0 | 0 | 0 | 0 | 0 | 0 | 0 | 0 | 0 | 0 | 0 | 0 | 0 | 0 | 0 | 0 | 0 | 0 | 0
F8_Industrial_Stone, Clay, and Glass_New_Space Heating_Natural Gas_Gas Boiler - Burner Control Optimization_A_Achievable Economic TRC Potential | F8 | Industrial | Stone, Clay, and Glass | New | Space Heating | Natural Gas | Gas Boiler - Burner Control Optimization | A | Cumulative Summer Peak Savings (MW) | Achievable Economic TRC Potential | 0 | 0 | 0 | 0 | 0 | 0 | 0 | 0 | 0 | 0 | 0 | 0 | 0 | 0 | 0 | 0 | 0 | 0 | 0 | 0 | 0 | 0 | 0 | 0 | 0 | 0 | 0 | 0 | 0 | 0 | 0
F9_Industrial_Stone, Clay, and Glass_New_Space Heating_Natural Gas_Gas Boiler - Burner Control Optimization_A_Achievable Economic TRC Potential | F9 | Industrial | Stone, Clay, and Glass | New | Space Heating | Natural Gas | Gas Boiler - Burner Control Optimization | A | Cumulative Winter Peak Savings (MW) | Achievable Economic TRC Potential | 0 | 0 | 0 | 0 | 0 | 0 | 0 | 0 | 0 | 0 | 0 | 0 | 0 | 0 | 0 | 0 | 0 | 0 | 0 | 0 | 0 | 0 | 0 | 0 | 0 | 0 | 0 | 0 | 0 | 0 | 0
F10_Industrial_Stone, Clay, and Glass_New_Space Heating_Natural Gas_Gas Boiler - Burner Control Optimization_A_Achievable Economic TRC Potential | F10 | Industrial | Stone, Clay, and Glass | New | Space Heating | Natural Gas | Gas Boiler - Burner Control Optimization | A | Purchases (Incremental) | Achievable Economic TRC Potential | 0 | 0 | 0 | 0 | 0 | 0 | 0 | 0 | 0 | 0 | 0 | 0 | 0 | 0 | 0 | 0 | 0 | 0 | 0 | 0 | 0 | 0 | 0 | 0 | 0 | 0 | 0 | 0 | 0 | 0 | 0
F11_Industrial_Stone, Clay, and Glass_New_Space Heating_Natural Gas_Gas Boiler - Burner Control Optimization_A_Achievable Economic TRC Potential | F11 | Industrial | Stone, Clay, and Glass | New | Space Heating | Natural Gas | Gas Boiler - Burner Control Optimization | A | Purchases (Cumulative) | Achievable Economic TRC Potential | 0 | 0 | 0 | 0 | 0 | 0 | 0 | 0 | 0 | 0 | 0 | 0 | 0 | 0 | 0 | 0 | 0 | 0 | 0 | 0 | 0 | 0 | 0 | 0 | 0 | 0 | 0 | 0 | 0 | 0 | 0
F1_Industrial_Stone, Clay, and Glass_New_Process_Natural Gas_Gas Boiler - Burner Control Optimization_A_Achievable Economic TRC Potential | F1 | Industrial | Stone, Clay, and Glass | New | Process | Natural Gas | Gas Boiler - Burner Control Optimization | A | Integrated Unit Energy Savings (kWh or therms) | Achievable Economic TRC Potential | 0 | 0 | 0 | 0 | 0 | 1.6614 | 1.6587 | 1.6562 | 1.654 | 1.6518 | 1.6507 | 1.6499 | 1.6494 | 1.649 | 1.6488 | 1.6488 | 1.6488 | 1.6488 | 1.6489 | 1.6491 | 1.6493 | 1.6496 | 1.6499 | 1.6501 | 1.6504 | 1.6509 | 1.6514 | 1.6519 | 1.6647 | 1.6647 | 1.6647
F2_Industrial_Stone, Clay, and Glass_New_Process_Natural Gas_Gas Boiler - Burner Control Optimization_A_Achievable Economic TRC Potential | F2 | Industrial | Stone, Clay, and Glass | New | Process | Natural Gas | Gas Boiler - Burner Control Optimization | A | Integrated Unit Summer Peak Savings (kW) | Achievable Economic TRC Potential | 0 | 0 | 0 | 0 | 0 | 0 | 0 | 0 | 0 | 0 | 0 | 0 | 0 | 0 | 0 | 0 | 0 | 0 | 0 | 0 | 0 | 0 | 0 | 0 | 0 | 0 | 0 | 0 | 0 | 0 | 0
F3_Industrial_Stone, Clay, and Glass_New_Process_Natural Gas_Gas Boiler - Burner Control Optimization_A_Achievable Economic TRC Potential | F3 | Industrial | Stone, Clay, and Glass | New | Process | Natural Gas | Gas Boiler - Burner Control Optimization | A | Integrated Unit Winter Peak Savings (kW) | Achievable Economic TRC Potential | 0 | 0 | 0 | 0 | 0 | 0 | 0 | 0 | 0 | 0 | 0 | 0 | 0 | 0 | 0 | 0 | 0 | 0 | 0 | 0 | 0 | 0 | 0 | 0 | 0 | 0 | 0 | 0 | 0 | 0 | 0
F4_Industrial_Stone, Clay, and Glass_New_Process_Natural Gas_Gas Boiler - Burner Control Optimization_A_Achievable Economic TRC Potential | F4 | Industrial | Stone, Clay, and Glass | New | Process | Natural Gas | Gas Boiler - Burner Control Optimization | A | Incremental Energy Savings (MWh or mTherms) | Achievable Economic TRC Potential | 0 | 0 | 0 | 0 | 0 | 0 | 0 | 0 | 0 | 0 | 0 | 0 | 0 | 0 | 0 | 0 | 0 | 0 | 0 | 0 | 0 | 0 | 0 | 0 | 0 | 0 | 0 | 0 | 0 | 0 | 0
F5_Industrial_Stone, Clay, and Glass_New_Process_Natural Gas_Gas Boiler - Burner Control Optimization_A_Achievable Economic TRC Potential | F5 | Industrial | Stone, Clay, and Glass | New | Process | Natural Gas | Gas Boiler - Burner Control Optimization | A | Incremental Summer Peak Savings (MW) | Achievable Economic TRC Potential | 0 | 0 | 0 | 0 | 0 | 0 | 0 | 0 | 0 | 0 | 0 | 0 | 0 | 0 | 0 | 0 | 0 | 0 | 0 | 0 | 0 | 0 | 0 | 0 | 0 | 0 | 0 | 0 | 0 | 0 | 0
F6_Industrial_Stone, Clay, and Glass_New_Process_Natural Gas_Gas Boiler - Burner Control Optimization_A_Achievable Economic TRC Potential | F6 | Industrial | Stone, Clay, and Glass | New | Process | Natural Gas | Gas Boiler - Burner Control Optimization | A | Incremental Winter Peak Savings (MW) | Achievable Economic TRC Potential | 0 | 0 | 0 | 0 | 0 | 0 | 0 | 0 | 0 | 0 | 0 | 0 | 0 | 0 | 0 | 0 | 0 | 0 | 0 | 0 | 0 | 0 | 0 | 0 | 0 | 0 | 0 | 0 | 0 | 0 | 0
F7_Industrial_Stone, Clay, and Glass_New_Process_Natural Gas_Gas Boiler - Burner Control Optimization_A_Achievable Economic TRC Potential | F7 | Industrial | Stone, Clay, and Glass | New | Process | Natural Gas | Gas Boiler - Burner Control Optimization | A | Cumulative Energy Savings (MWh or mTherms) | Achievable Economic TRC Potential | 0 | 0 | 0 | 0 | 0 | 0 | 0 | 0 | 0 | 0 | 0 | 0 | 0 | 0 | 0 | 0 | 0 | 0 | 0 | 0 | 0 | 0 | 0 | 0 | 0 | 0 | 0 | 0 | 0 | 0 | 0
F8_Industrial_Stone, Clay, and Glass_New_Process_Natural Gas_Gas Boiler - Burner Control Optimization_A_Achievable Economic TRC Potential | F8 | Industrial | Stone, Clay, and Glass | New | Process | Natural Gas | Gas Boiler - Burner Control Optimization | A | Cumulative Summer Peak Savings (MW) | Achievable Economic TRC Potential | 0 | 0 | 0 | 0 | 0 | 0 | 0 | 0 | 0 | 0 | 0 | 0 | 0 | 0 | 0 | 0 | 0 | 0 | 0 | 0 | 0 | 0 | 0 | 0 | 0 | 0 | 0 | 0 | 0 | 0 | 0
F9_Industrial_Stone, Clay, and Glass_New_Process_Natural Gas_Gas Boiler - Burner Control Optimization_A_Achievable Economic TRC Potential | F9 | Industrial | Stone, Clay, and Glass | New | Process | Natural Gas | Gas Boiler - Burner Control Optimization | A | Cumulative Winter Peak Savings (MW) | Achievable Economic TRC Potential | 0 | 0 | 0 | 0 | 0 | 0 | 0 | 0 | 0 | 0 | 0 | 0 | 0 | 0 | 0 | 0 | 0 | 0 | 0 | 0 | 0 | 0 | 0 | 0 | 0 | 0 | 0 | 0 | 0 | 0 | 0
F10_Industrial_Stone, Clay, and Glass_New_Process_Natural Gas_Gas Boiler - Burner Control Optimization_A_Achievable Economic TRC Potential | F10 | Industrial | Stone, Clay, and Glass | New | Process | Natural Gas | Gas Boiler - Burner Control Optimization | A | Purchases (Incremental) | Achievable Economic TRC Potential | 0 | 0 | 0 | 0 | 0 | 0 | 0 | 0 | 0 | 0 | 0 | 0 | 0 | 0 | 0 | 0 | 0 | 0 | 0 | 0 | 0 | 0 | 0 | 0 | 0 | 0 | 0 | 0 | 0 | 0 | 0
F11_Industrial_Stone, Clay, and Glass_New_Process_Natural Gas_Gas Boiler - Burner Control Optimization_A_Achievable Economic TRC Potential | F11 | Industrial | Stone, Clay, and Glass | New | Process | Natural Gas | Gas Boiler - Burner Control Optimization | A | Purchases (Cumulative) | Achievable Economic TRC Potential | 0 | 0 | 0 | 0 | 0 | 0 | 0 | 0 | 0 | 0 | 0 | 0 | 0 | 0 | 0 | 0 | 0 | 0 | 0 | 0 | 0 | 0 | 0 | 0 | 0 | 0 | 0 | 0 | 0 | 0 | 0
F1_Industrial_Stone, Clay, and Glass_New_Space Heating_Natural Gas_HVAC - Demand Controlled Ventilation_A_Achievable Economic TRC Potential | F1 | Industrial | Stone, Clay, and Glass | New | Space Heating | Natural Gas | HVAC - Demand Controlled Ventilation | A | Integrated Unit Energy Savings (kWh or therms) | Achievable Economic TRC Potential | 0 | 0 | 0 | 0 | 0 | 0 | 0 | 0 | 0 | 0 | 0 | 0 | 0 | 0 | 0 | 0 | 0 | 0 | 0 | 0 | 0 | 0 | 0 | 0 | 0 | 0 | 0 | 0 | 0 | 0 | 0
F2_Industrial_Stone, Clay, and Glass_New_Space Heating_Natural Gas_HVAC - Demand Controlled Ventilation_A_Achievable Economic TRC Potential | F2 | Industrial | Stone, Clay, and Glass | New | Space Heating | Natural Gas | HVAC - Demand Controlled Ventilation | A | Integrated Unit Summer Peak Savings (kW) | Achievable Economic TRC Potential | 0 | 0 | 0 | 0 | 0 | 0 | 0 | 0 | 0 | 0 | 0 | 0 | 0 | 0 | 0 | 0 | 0 | 0 | 0 | 0 | 0 | 0 | 0 | 0 | 0 | 0 | 0 | 0 | 0 | 0 | 0
F3_Industrial_Stone, Clay, and Glass_New_Space Heating_Natural Gas_HVAC - Demand Controlled Ventilation_A_Achievable Economic TRC Potential | F3 | Industrial | Stone, Clay, and Glass | New | Space Heating | Natural Gas | HVAC - Demand Controlled Ventilation | A | Integrated Unit Winter Peak Savings (kW) | Achievable Economic TRC Potential | 0 | 0 | 0 | 0 | 0 | 0 | 0 | 0 | 0 | 0 | 0 | 0 | 0 | 0 | 0 | 0 | 0 | 0 | 0 | 0 | 0 | 0 | 0 | 0 | 0 | 0 | 0 | 0 | 0 | 0 | 0
F4_Industrial_Stone, Clay, and Glass_New_Space Heating_Natural Gas_HVAC - Demand Controlled Ventilation_A_Achievable Economic TRC Potential | F4 | Industrial | Stone, Clay, and Glass | New | Space Heating | Natural Gas | HVAC - Demand Controlled Ventilation | A | Incremental Energy Savings (MWh or mTherms) | Achievable Economic TRC Potential | 0 | 0 | 0 | 0 | 0 | 0 | 0 | 0 | 0 | 0 | 0 | 0 | 0 | 0 | 0 | 0 | 0 | 0 | 0 | 0 | 0 | 0 | 0 | 0 | 0 | 0 | 0 | 0 | 0 | 0 | 0
F5_Industrial_Stone, Clay, and Glass_New_Space Heating_Natural Gas_HVAC - Demand Controlled Ventilation_A_Achievable Economic TRC Potential | F5 | Industrial | Stone, Clay, and Glass | New | Space Heating | Natural Gas | HVAC - Demand Controlled Ventilation | A | Incremental Summer Peak Savings (MW) | Achievable Economic TRC Potential | 0 | 0 | 0 | 0 | 0 | 0 | 0 | 0 | 0 | 0 | 0 | 0 | 0 | 0 | 0 | 0 | 0 | 0 | 0 | 0 | 0 | 0 | 0 | 0 | 0 | 0 | 0 | 0 | 0 | 0 | 0
F6_Industrial_Stone, Clay, and Glass_New_Space Heating_Natural Gas_HVAC - Demand Controlled Ventilation_A_Achievable Economic TRC Potential | F6 | Industrial | Stone, Clay, and Glass | New | Space Heating | Natural Gas | HVAC - Demand Controlled Ventilation | A | Incremental Winter Peak Savings (MW) | Achievable Economic TRC Potential | 0 | 0 | 0 | 0 | 0 | 0 | 0 | 0 | 0 | 0 | 0 | 0 | 0 | 0 | 0 | 0 | 0 | 0 | 0 | 0 | 0 | 0 | 0 | 0 | 0 | 0 | 0 | 0 | 0 | 0 | 0
F7_Industrial_Stone, Clay, and Glass_New_Space Heating_Natural Gas_HVAC - Demand Controlled Ventilation_A_Achievable Economic TRC Potential | F7 | Industrial | Stone, Clay, and Glass | New | Space Heating | Natural Gas | HVAC - Demand Controlled Ventilation | A | Cumulative Energy Savings (MWh or mTherms) | Achievable Economic TRC Potential | 0 | 0 | 0 | 0 | 0 | 0 | 0 | 0 | 0 | 0 | 0 | 0 | 0 | 0 | 0 | 0 | 0 | 0 | 0 | 0 | 0 | 0 | 0 | 0 | 0 | 0 | 0 | 0 | 0 | 0 | 0
F8_Industrial_Stone, Clay, and Glass_New_Space Heating_Natural Gas_HVAC - Demand Controlled Ventilation_A_Achievable Economic TRC Potential | F8 | Industrial | Stone, Clay, and Glass | New | Space Heating | Natural Gas | HVAC - Demand Controlled Ventilation | A | Cumulative Summer Peak Savings (MW) | Achievable Economic TRC Potential | 0 | 0 | 0 | 0 | 0 | 0 | 0 | 0 | 0 | 0 | 0 | 0 | 0 | 0 | 0 | 0 | 0 | 0 | 0 | 0 | 0 | 0 | 0 | 0 | 0 | 0 | 0 | 0 | 0 | 0 | 0
F9_Industrial_Stone, Clay, and Glass_New_Space Heating_Natural Gas_HVAC - Demand Controlled Ventilation_A_Achievable Economic TRC Potential | F9 | Industrial | Stone, Clay, and Glass | New | Space Heating | Natural Gas | HVAC - Demand Controlled Ventilation | A | Cumulative Winter Peak Savings (MW) | Achievable Economic TRC Potential | 0 | 0 | 0 | 0 | 0 | 0 | 0 | 0 | 0 | 0 | 0 | 0 | 0 | 0 | 0 | 0 | 0 | 0 | 0 | 0 | 0 | 0 | 0 | 0 | 0 | 0 | 0 | 0 | 0 | 0 | 0
F10_Industrial_Stone, Clay, and Glass_New_Space Heating_Natural Gas_HVAC - Demand Controlled Ventilation_A_Achievable Economic TRC Potential | F10 | Industrial | Stone, Clay, and Glass | New | Space Heating | Natural Gas | HVAC - Demand Controlled Ventilation | A | Purchases (Incremental) | Achievable Economic TRC Potential | 0 | 0 | 0 | 0 | 0 | 0 | 0 | 0 | 0 | 0 | 0 | 0 | 0 | 0 | 0 | 0 | 0 | 0 | 0 | 0 | 0 | 0 | 0 | 0 | 0 | 0 | 0 | 0 | 0 | 0 | 0
F11_Industrial_Stone, Clay, and Glass_New_Space Heating_Natural Gas_HVAC - Demand Controlled Ventilation_A_Achievable Economic TRC Potential | F11 | Industrial | Stone, Clay, and Glass | New | Space Heating | Natural Gas | HVAC - Demand Controlled Ventilation | A | Purchases (Cumulative) | Achievable Economic TRC Potential | 0 | 0 | 0 | 0 | 0 | 0 | 0 | 0 | 0 | 0 | 0 | 0 | 0 | 0 | 0 | 0 | 0 | 0 | 0 | 0 | 0 | 0 | 0 | 0 | 0 | 0 | 0 | 0 | 0 | 0 | 0
F1_Industrial_Stone, Clay, and Glass_New_Space Heating_Natural Gas_Gas Boiler - Stack Economizer_A_Achievable Economic TRC Potential | F1 | Industrial | Stone, Clay, and Glass | New | Space Heating | Natural Gas | Gas Boiler - Stack Economizer | A | Integrated Unit Energy Savings (kWh or therms) | Achievable Economic TRC Potential | 0 | 0 | 0 | 0 | 0 | 0 | 0 | 0 | 0 | 0 | 0 | 0 | 0 | 0 | 0 | 0 | 0 | 0 | 0 | 0 | 0 | 0 | 0 | 0 | 0 | 0 | 0 | 0 | 0 | 0 | 0
F2_Industrial_Stone, Clay, and Glass_New_Space Heating_Natural Gas_Gas Boiler - Stack Economizer_A_Achievable Economic TRC Potential | F2 | Industrial | Stone, Clay, and Glass | New | Space Heating | Natural Gas | Gas Boiler - Stack Economizer | A | Integrated Unit Summer Peak Savings (kW) | Achievable Economic TRC Potential | 0 | 0 | 0 | 0 | 0 | 0 | 0 | 0 | 0 | 0 | 0 | 0 | 0 | 0 | 0 | 0 | 0 | 0 | 0 | 0 | 0 | 0 | 0 | 0 | 0 | 0 | 0 | 0 | 0 | 0 | 0
F3_Industrial_Stone, Clay, and Glass_New_Space Heating_Natural Gas_Gas Boiler - Stack Economizer_A_Achievable Economic TRC Potential | F3 | Industrial | Stone, Clay, and Glass | New | Space Heating | Natural Gas | Gas Boiler - Stack Economizer | A | Integrated Unit Winter Peak Savings (kW) | Achievable Economic TRC Potential | 0 | 0 | 0 | 0 | 0 | 0 | 0 | 0 | 0 | 0 | 0 | 0 | 0 | 0 | 0 | 0 | 0 | 0 | 0 | 0 | 0 | 0 | 0 | 0 | 0 | 0 | 0 | 0 | 0 | 0 | 0
F4_Industrial_Stone, Clay, and Glass_New_Space Heating_Natural Gas_Gas Boiler - Stack Economizer_A_Achievable Economic TRC Potential | F4 | Industrial | Stone, Clay, and Glass | New | Space Heating | Natural Gas | Gas Boiler - Stack Economizer | A | Incremental Energy Savings (MWh or mTherms) | Achievable Economic TRC Potential | 0 | 0 | 0 | 0 | 0 | 0 | 0 | 0 | 0 | 0 | 0 | 0 | 0 | 0 | 0 | 0 | 0 | 0 | 0 | 0 | 0 | 0 | 0 | 0 | 0 | 0 | 0 | 0 | 0 | 0 | 0
F5_Industrial_Stone, Clay, and Glass_New_Space Heating_Natural Gas_Gas Boiler - Stack Economizer_A_Achievable Economic TRC Potential | F5 | Industrial | Stone, Clay, and Glass | New | Space Heating | Natural Gas | Gas Boiler - Stack Economizer | A | Incremental Summer Peak Savings (MW) | Achievable Economic TRC Potential | 0 | 0 | 0 | 0 | 0 | 0 | 0 | 0 | 0 | 0 | 0 | 0 | 0 | 0 | 0 | 0 | 0 | 0 | 0 | 0 | 0 | 0 | 0 | 0 | 0 | 0 | 0 | 0 | 0 | 0 | 0
F6_Industrial_Stone, Clay, and Glass_New_Space Heating_Natural Gas_Gas Boiler - Stack Economizer_A_Achievable Economic TRC Potential | F6 | Industrial | Stone, Clay, and Glass | New | Space Heating | Natural Gas | Gas Boiler - Stack Economizer | A | Incremental Winter Peak Savings (MW) | Achievable Economic TRC Potential | 0 | 0 | 0 | 0 | 0 | 0 | 0 | 0 | 0 | 0 | 0 | 0 | 0 | 0 | 0 | 0 | 0 | 0 | 0 | 0 | 0 | 0 | 0 | 0 | 0 | 0 | 0 | 0 | 0 | 0 | 0
F7_Industrial_Stone, Clay, and Glass_New_Space Heating_Natural Gas_Gas Boiler - Stack Economizer_A_Achievable Economic TRC Potential | F7 | Industrial | Stone, Clay, and Glass | New | Space Heating | Natural Gas | Gas Boiler - Stack Economizer | A | Cumulative Energy Savings (MWh or mTherms) | Achievable Economic TRC Potential | 0 | 0 | 0 | 0 | 0 | 0 | 0 | 0 | 0 | 0 | 0 | 0 | 0 | 0 | 0 | 0 | 0 | 0 | 0 | 0 | 0 | 0 | 0 | 0 | 0 | 0 | 0 | 0 | 0 | 0 | 0
F8_Industrial_Stone, Clay, and Glass_New_Space Heating_Natural Gas_Gas Boiler - Stack Economizer_A_Achievable Economic TRC Potential | F8 | Industrial | Stone, Clay, and Glass | New | Space Heating | Natural Gas | Gas Boiler - Stack Economizer | A | Cumulative Summer Peak Savings (MW) | Achievable Economic TRC Potential | 0 | 0 | 0 | 0 | 0 | 0 | 0 | 0 | 0 | 0 | 0 | 0 | 0 | 0 | 0 | 0 | 0 | 0 | 0 | 0 | 0 | 0 | 0 | 0 | 0 | 0 | 0 | 0 | 0 | 0 | 0
F9_Industrial_Stone, Clay, and Glass_New_Space Heating_Natural Gas_Gas Boiler - Stack Economizer_A_Achievable Economic TRC Potential | F9 | Industrial | Stone, Clay, and Glass | New | Space Heating | Natural Gas | Gas Boiler - Stack Economizer | A | Cumulative Winter Peak Savings (MW) | Achievable Economic TRC Potential | 0 | 0 | 0 | 0 | 0 | 0 | 0 | 0 | 0 | 0 | 0 | 0 | 0 | 0 | 0 | 0 | 0 | 0 | 0 | 0 | 0 | 0 | 0 | 0 | 0 | 0 | 0 | 0 | 0 | 0 | 0
F10_Industrial_Stone, Clay, and Glass_New_Space Heating_Natural Gas_Gas Boiler - Stack Economizer_A_Achievable Economic TRC Potential | F10 | Industrial | Stone, Clay, and Glass | New | Space Heating | Natural Gas | Gas Boiler - Stack Economizer | A | Purchases (Incremental) | Achievable Economic TRC Potential | 0 | 0 | 0 | 0 | 0 | 0 | 0 | 0 | 0 | 0 | 0 | 0 | 0 | 0 | 0 | 0 | 0 | 0 | 0 | 0 | 0 | 0 | 0 | 0 | 0 | 0 | 0 | 0 | 0 | 0 | 0
F11_Industrial_Stone, Clay, and Glass_New_Space Heating_Natural Gas_Gas Boiler - Stack Economizer_A_Achievable Economic TRC Potential | F11 | Industrial | Stone, Clay, and Glass | New | Space Heating | Natural Gas | Gas Boiler - Stack Economizer | A | Purchases (Cumulative) | Achievable Economic TRC Potential | 0 | 0 | 0 | 0 | 0 | 0 | 0 | 0 | 0 | 0 | 0 | 0 | 0 | 0 | 0 | 0 | 0 | 0 | 0 | 0 | 0 | 0 | 0 | 0 | 0 | 0 | 0 | 0 | 0 | 0 | 0
F1_Industrial_Stone, Clay, and Glass_New_Process_Natural Gas_Gas Boiler - Stack Economizer_A_Achievable Economic TRC Potential | F1 | Industrial | Stone, Clay, and Glass | New | Process | Natural Gas | Gas Boiler - Stack Economizer | A | Integrated Unit Energy Savings (kWh or therms) | Achievable Economic TRC Potential | 0 | 0 | 0 | 0 | 0 | 5.5107 | 5.5107 | 5.5107 | 5.5107 | 5.5107 | 5.5107 | 5.5107 | 5.5107 | 5.5107 | 5.5107 | 5.5107 | 5.5107 | 5.5107 | 5.5107 | 5.5107 | 5.5107 | 5.5107 | 5.5107 | 5.5107 | 5.5107 | 5.5107 | 5.5107 | 5.5107 | 5.5108 | 5.5108 | 5.5108
F2_Industrial_Stone, Clay, and Glass_New_Process_Natural Gas_Gas Boiler - Stack Economizer_A_Achievable Economic TRC Potential | F2 | Industrial | Stone, Clay, and Glass | New | Process | Natural Gas | Gas Boiler - Stack Economizer | A | Integrated Unit Summer Peak Savings (kW) | Achievable Economic TRC Potential | 0 | 0 | 0 | 0 | 0 | 0 | 0 | 0 | 0 | 0 | 0 | 0 | 0 | 0 | 0 | 0 | 0 | 0 | 0 | 0 | 0 | 0 | 0 | 0 | 0 | 0 | 0 | 0 | 0 | 0 | 0
F3_Industrial_Stone, Clay, and Glass_New_Process_Natural Gas_Gas Boiler - Stack Economizer_A_Achievable Economic TRC Potential | F3 | Industrial | Stone, Clay, and Glass | New | Process | Natural Gas | Gas Boiler - Stack Economizer | A | Integrated Unit Winter Peak Savings (kW) | Achievable Economic TRC Potential | 0 | 0 | 0 | 0 | 0 | 0 | 0 | 0 | 0 | 0 | 0 | 0 | 0 | 0 | 0 | 0 | 0 | 0 | 0 | 0 | 0 | 0 | 0 | 0 | 0 | 0 | 0 | 0 | 0 | 0 | 0
F4_Industrial_Stone, Clay, and Glass_New_Process_Natural Gas_Gas Boiler - Stack Economizer_A_Achievable Economic TRC Potential | F4 | Industrial | Stone, Clay, and Glass | New | Process | Natural Gas | Gas Boiler - Stack Economizer | A | Incremental Energy Savings (MWh or mTherms) | Achievable Economic TRC Potential | 0 | 0 | 0 | 0 | 0 | 0.0062045 | 0.0073506 | 0.0084961 | 0.0096349 | 0.010774 | 0.010723 | 0.0093891 | 0.008158 | 0.0070427 | 0.0060407 | 0.005159 | 0.0043859 | 0.0037156 | 0.0031372 | 0.0026404 | 0.0062045 | 0.0073507 | 0.0084962 | 0.009635 | 0.010774 | 0.010723 | 0.0093892 | 0.0081581 | 0.0070428 | 0.0060407 | 0.005159
F5_Industrial_Stone, Clay, and Glass_New_Process_Natural Gas_Gas Boiler - Stack Economizer_A_Achievable Economic TRC Potential | F5 | Industrial | Stone, Clay, and Glass | New | Process | Natural Gas | Gas Boiler - Stack Economizer | A | Incremental Summer Peak Savings (MW) | Achievable Economic TRC Potential | 0 | 0 | 0 | 0 | 0 | 0 | 0 | 0 | 0 | 0 | 0 | 0 | 0 | 0 | 0 | 0 | 0 | 0 | 0 | 0 | 0 | 0 | 0 | 0 | 0 | 0 | 0 | 0 | 0 | 0 | 0
F6_Industrial_Stone, Clay, and Glass_New_Process_Natural Gas_Gas Boiler - Stack Economizer_A_Achievable Economic TRC Potential | F6 | Industrial | Stone, Clay, and Glass | New | Process | Natural Gas | Gas Boiler - Stack Economizer | A | Incremental Winter Peak Savings (MW) | Achievable Economic TRC Potential | 0 | 0 | 0 | 0 | 0 | 0 | 0 | 0 | 0 | 0 | 0 | 0 | 0 | 0 | 0 | 0 | 0 | 0 | 0 | 0 | 0 | 0 | 0 | 0 | 0 | 0 | 0 | 0 | 0 | 0 | 0
F7_Industrial_Stone, Clay, and Glass_New_Process_Natural Gas_Gas Boiler - Stack Economizer_A_Achievable Economic TRC Potential | F7 | Industrial | Stone, Clay, and Glass | New | Process | Natural Gas | Gas Boiler - Stack Economizer | A | Cumulative Energy Savings (MWh or mTherms) | Achievable Economic TRC Potential | 0 | 0 | 0 | 0 | 0 | 0.0062045 | 0.013555 | 0.022051 | 0.031686 | 0.042461 | 0.053184 | 0.062573 | 0.070731 | 0.077774 | 0.083814 | 0.088974 | 0.093359 | 0.097075 | 0.10021 | 0.10285 | 0.10285 | 0.10285 | 0.10285 | 0.10285 | 0.10285 | 0.10285 | 0.10285 | 0.10285 | 0 | 0 | 0
F8_Industrial_Stone, Clay, and Glass_New_Process_Natural Gas_Gas Boiler - Stack Economizer_A_Achievable Economic TRC Potential | F8 | Industrial | Stone, Clay, and Glass | New | Process | Natural Gas | Gas Boiler - Stack Economizer | A | Cumulative Summer Peak Savings (MW) | Achievable Economic TRC Potential | 0 | 0 | 0 | 0 | 0 | 0 | 0 | 0 | 0 | 0 | 0 | 0 | 0 | 0 | 0 | 0 | 0 | 0 | 0 | 0 | 0 | 0 | 0 | 0 | 0 | 0 | 0 | 0 | 0 | 0 | 0
F9_Industrial_Stone, Clay, and Glass_New_Process_Natural Gas_Gas Boiler - Stack Economizer_A_Achievable Economic TRC Potential | F9 | Industrial | Stone, Clay, and Glass | New | Process | Natural Gas | Gas Boiler - Stack Economizer | A | Cumulative Winter Peak Savings (MW) | Achievable Economic TRC Potential | 0 | 0 | 0 | 0 | 0 | 0 | 0 | 0 | 0 | 0 | 0 | 0 | 0 | 0 | 0 | 0 | 0 | 0 | 0 | 0 | 0 | 0 | 0 | 0 | 0 | 0 | 0 | 0 | 0 | 0 | 0
F10_Industrial_Stone, Clay, and Glass_New_Process_Natural Gas_Gas Boiler - Stack Economizer_A_Achievable Economic TRC Potential | F10 | Industrial | Stone, Clay, and Glass | New | Process | Natural Gas | Gas Boiler - Stack Economizer | A | Purchases (Incremental) | Achievable Economic TRC Potential | 0 | 0 | 0 | 0 | 0 | 1.1259 | 1.3339 | 1.5418 | 1.7484 | 1.9552 | 1.9459 | 1.7038 | 1.4804 | 1.278 | 1.0962 | 0.93617 | 0.79588 | 0.67426 | 0.5693 | 0.47914 | 1.1259 | 1.3339 | 1.5418 | 1.7484 | 1.9552 | 1.9459 | 1.7038 | 1.4804 | 1.278 | 1.0962 | 0.93617
F11_Industrial_Stone, Clay, and Glass_New_Process_Natural Gas_Gas Boiler - Stack Economizer_A_Achievable Economic TRC Potential | F11 | Industrial | Stone, Clay, and Glass | New | Process | Natural Gas | Gas Boiler - Stack Economizer | A | Purchases (Cumulative) | Achievable Economic TRC Potential | 0 | 0 | 0 | 0 | 0 | 1.1259 | 2.4598 | 4.0015 | 5.75 | 7.7051 | 9.651 | 11.3548 | 12.8352 | 14.1132 | 15.2094 | 16.1455 | 16.9414 | 17.6157 | 18.185 | 18.6641 | 18.6641 | 18.6641 | 18.6641 | 18.6641 | 18.6641 | 18.6641 | 18.6641 | 18.6641 | 18.6641 | 18.6641 | 18.6641
F1_Industrial_Stone, Clay, and Glass_New_Space Heating_Natural Gas_Gas Furnace Tube Inserts_A_Achievable Economic TRC Potential | F1 | Industrial | Stone, Clay, and Glass | New | Space Heating | Natural Gas | Gas Furnace Tube Inserts | A | Integrated Unit Energy Savings (kWh or therms) | Achievable Economic TRC Potential | 0 | 0 | 0 | 0 | 0 | 0 | 0 | 0 | 0 | 0 | 0 | 0 | 0 | 0 | 0 | 0 | 0 | 0 | 0 | 0 | 0 | 0 | 0 | 0 | 0 | 0 | 0 | 0 | 0 | 0 | 0
F2_Industrial_Stone, Clay, and Glass_New_Space Heating_Natural Gas_Gas Furnace Tube Inserts_A_Achievable Economic TRC Potential | F2 | Industrial | Stone, Clay, and Glass | New | Space Heating | Natural Gas | Gas Furnace Tube Inserts | A | Integrated Unit Summer Peak Savings (kW) | Achievable Economic TRC Potential | 0 | 0 | 0 | 0 | 0 | 0 | 0 | 0 | 0 | 0 | 0 | 0 | 0 | 0 | 0 | 0 | 0 | 0 | 0 | 0 | 0 | 0 | 0 | 0 | 0 | 0 | 0 | 0 | 0 | 0 | 0
F3_Industrial_Stone, Clay, and Glass_New_Space Heating_Natural Gas_Gas Furnace Tube Inserts_A_Achievable Economic TRC Potential | F3 | Industrial | Stone, Clay, and Glass | New | Space Heating | Natural Gas | Gas Furnace Tube Inserts | A | Integrated Unit Winter Peak Savings (kW) | Achievable Economic TRC Potential | 0 | 0 | 0 | 0 | 0 | 0 | 0 | 0 | 0 | 0 | 0 | 0 | 0 | 0 | 0 | 0 | 0 | 0 | 0 | 0 | 0 | 0 | 0 | 0 | 0 | 0 | 0 | 0 | 0 | 0 | 0
F4_Industrial_Stone, Clay, and Glass_New_Space Heating_Natural Gas_Gas Furnace Tube Inserts_A_Achievable Economic TRC Potential | F4 | Industrial | Stone, Clay, and Glass | New | Space Heating | Natural Gas | Gas Furnace Tube Inserts | A | Incremental Energy Savings (MWh or mTherms) | Achievable Economic TRC Potential | 0 | 0 | 0 | 0 | 0 | 0 | 0 | 0 | 0 | 0 | 0 | 0 | 0 | 0 | 0 | 0 | 0 | 0 | 0 | 0 | 0 | 0 | 0 | 0 | 0 | 0 | 0 | 0 | 0 | 0 | 0
F5_Industrial_Stone, Clay, and Glass_New_Space Heating_Natural Gas_Gas Furnace Tube Inserts_A_Achievable Economic TRC Potential | F5 | Industrial | Stone, Clay, and Glass | New | Space Heating | Natural Gas | Gas Furnace Tube Inserts | A | Incremental Summer Peak Savings (MW) | Achievable Economic TRC Potential | 0 | 0 | 0 | 0 | 0 | 0 | 0 | 0 | 0 | 0 | 0 | 0 | 0 | 0 | 0 | 0 | 0 | 0 | 0 | 0 | 0 | 0 | 0 | 0 | 0 | 0 | 0 | 0 | 0 | 0 | 0
F6_Industrial_Stone, Clay, and Glass_New_Space Heating_Natural Gas_Gas Furnace Tube Inserts_A_Achievable Economic TRC Potential | F6 | Industrial | Stone, Clay, and Glass | New | Space Heating | Natural Gas | Gas Furnace Tube Inserts | A | Incremental Winter Peak Savings (MW) | Achievable Economic TRC Potential | 0 | 0 | 0 | 0 | 0 | 0 | 0 | 0 | 0 | 0 | 0 | 0 | 0 | 0 | 0 | 0 | 0 | 0 | 0 | 0 | 0 | 0 | 0 | 0 | 0 | 0 | 0 | 0 | 0 | 0 | 0
F7_Industrial_Stone, Clay, and Glass_New_Space Heating_Natural Gas_Gas Furnace Tube Inserts_A_Achievable Economic TRC Potential | F7 | Industrial | Stone, Clay, and Glass | New | Space Heating | Natural Gas | Gas Furnace Tube Inserts | A | Cumulative Energy Savings (MWh or mTherms) | Achievable Economic TRC Potential | 0 | 0 | 0 | 0 | 0 | 0 | 0 | 0 | 0 | 0 | 0 | 0 | 0 | 0 | 0 | 0 | 0 | 0 | 0 | 0 | 0 | 0 | 0 | 0 | 0 | 0 | 0 | 0 | 0 | 0 | 0
F8_Industrial_Stone, Clay, and Glass_New_Space Heating_Natural Gas_Gas Furnace Tube Inserts_A_Achievable Economic TRC Potential | F8 | Industrial | Stone, Clay, and Glass | New | Space Heating | Natural Gas | Gas Furnace Tube Inserts | A | Cumulative Summer Peak Savings (MW) | Achievable Economic TRC Potential | 0 | 0 | 0 | 0 | 0 | 0 | 0 | 0 | 0 | 0 | 0 | 0 | 0 | 0 | 0 | 0 | 0 | 0 | 0 | 0 | 0 | 0 | 0 | 0 | 0 | 0 | 0 | 0 | 0 | 0 | 0
F9_Industrial_Stone, Clay, and Glass_New_Space Heating_Natural Gas_Gas Furnace Tube Inserts_A_Achievable Economic TRC Potential | F9 | Industrial | Stone, Clay, and Glass | New | Space Heating | Natural Gas | Gas Furnace Tube Inserts | A | Cumulative Winter Peak Savings (MW) | Achievable Economic TRC Potential | 0 | 0 | 0 | 0 | 0 | 0 | 0 | 0 | 0 | 0 | 0 | 0 | 0 | 0 | 0 | 0 | 0 | 0 | 0 | 0 | 0 | 0 | 0 | 0 | 0 | 0 | 0 | 0 | 0 | 0 | 0
F10_Industrial_Stone, Clay, and Glass_New_Space Heating_Natural Gas_Gas Furnace Tube Inserts_A_Achievable Economic TRC Potential | F10 | Industrial | Stone, Clay, and Glass | New | Space Heating | Natural Gas | Gas Furnace Tube Inserts | A | Purchases (Incremental) | Achievable Economic TRC Potential | 0 | 0 | 0 | 0 | 0 | 0 | 0 | 0 | 0 | 0 | 0 | 0 | 0 | 0 | 0 | 0 | 0 | 0 | 0 | 0 | 0 | 0 | 0 | 0 | 0 | 0 | 0 | 0 | 0 | 0 | 0
F11_Industrial_Stone, Clay, and Glass_New_Space Heating_Natural Gas_Gas Furnace Tube Inserts_A_Achievable Economic TRC Potential | F11 | Industrial | Stone, Clay, and Glass | New | Space Heating | Natural Gas | Gas Furnace Tube Inserts | A | Purchases (Cumulative) | Achievable Economic TRC Potential | 0 | 0 | 0 | 0 | 0 | 0 | 0 | 0 | 0 | 0 | 0 | 0 | 0 | 0 | 0 | 0 | 0 | 0 | 0 | 0 | 0 | 0 | 0 | 0 | 0 | 0 | 0 | 0 | 0 | 0 | 0
F1_Industrial_Stone, Clay, and Glass_New_Space Heating_Natural Gas_Space Heating - Heat Recovery Ventilator_A_Achievable Economic TRC Potential | F1 | Industrial | Stone, Clay, and Glass | New | Space Heating | Natural Gas | Space Heating - Heat Recovery Ventilator | A | Integrated Unit Energy Savings (kWh or therms) | Achievable Economic TRC Potential | 0 | 0 | 0 | 0 | 0 | 0.012432 | 0.012222 | 0.012046 | 0.011892 | 0.01175 | 0.011621 | 0.011465 | 0.011295 | 0.011119 | 0.010942 | 0.010777 | 0.010625 | 0.010494 | 0.010333 | 0.010209 | 0.010116 | 0.010046 | 0.01001 | 0.009992 | 0.0099861 | 0.0099888 | 0.0099942 | 0.010002 | 0 | 0 | 0
F2_Industrial_Stone, Clay, and Glass_New_Space Heating_Natural Gas_Space Heating - Heat Recovery Ventilator_A_Achievable Economic TRC Potential | F2 | Industrial | Stone, Clay, and Glass | New | Space Heating | Natural Gas | Space Heating - Heat Recovery Ventilator | A | Integrated Unit Summer Peak Savings (kW) | Achievable Economic TRC Potential | 0 | 0 | 0 | 0 | 0 | 0 | 0 | 0 | 0 | 0 | 0 | 0 | 0 | 0 | 0 | 0 | 0 | 0 | 0 | 0 | 0 | 0 | 0 | 0 | 0 | 0 | 0 | 0 | 0 | 0 | 0
F3_Industrial_Stone, Clay, and Glass_New_Space Heating_Natural Gas_Space Heating - Heat Recovery Ventilator_A_Achievable Economic TRC Potential | F3 | Industrial | Stone, Clay, and Glass | New | Space Heating | Natural Gas | Space Heating - Heat Recovery Ventilator | A | Integrated Unit Winter Peak Savings (kW) | Achievable Economic TRC Potential | 0 | 0 | 0 | 0 | 0 | 0 | 0 | 0 | 0 | 0 | 0 | 0 | 0 | 0 | 0 | 0 | 0 | 0 | 0 | 0 | 0 | 0 | 0 | 0 | 0 | 0 | 0 | 0 | 0 | 0 | 0
F4_Industrial_Stone, Clay, and Glass_New_Space Heating_Natural Gas_Space Heating - Heat Recovery Ventilator_A_Achievable Economic TRC Potential | F4 | Industrial | Stone, Clay, and Glass | New | Space Heating | Natural Gas | Space Heating - Heat Recovery Ventilator | A | Incremental Energy Savings (MWh or mTherms) | Achievable Economic TRC Potential | 0 | 0 | 0 | 0 | 0 | 0 | 0 | 0 | 0 | 0 | 0 | 0 | 0 | 0 | 0 | 0 | 0 | 0 | 0 | 0 | 0 | 0 | 0 | 0 | 0 | 0 | 0 | 0 | 0 | 0 | 0
F5_Industrial_Stone, Clay, and Glass_New_Space Heating_Natural Gas_Space Heating - Heat Recovery Ventilator_A_Achievable Economic TRC Potential | F5 | Industrial | Stone, Clay, and Glass | New | Space Heating | Natural Gas | Space Heating - Heat Recovery Ventilator | A | Incremental Summer Peak Savings (MW) | Achievable Economic TRC Potential | 0 | 0 | 0 | 0 | 0 | 0 | 0 | 0 | 0 | 0 | 0 | 0 | 0 | 0 | 0 | 0 | 0 | 0 | 0 | 0 | 0 | 0 | 0 | 0 | 0 | 0 | 0 | 0 | 0 | 0 | 0
F6_Industrial_Stone, Clay, and Glass_New_Space Heating_Natural Gas_Space Heating - Heat Recovery Ventilator_A_Achievable Economic TRC Potential | F6 | Industrial | Stone, Clay, and Glass | New | Space Heating | Natural Gas | Space Heating - Heat Recovery Ventilator | A | Incremental Winter Peak Savings (MW) | Achievable Economic TRC Potential | 0 | 0 | 0 | 0 | 0 | 0 | 0 | 0 | 0 | 0 | 0 | 0 | 0 | 0 | 0 | 0 | 0 | 0 | 0 | 0 | 0 | 0 | 0 | 0 | 0 | 0 | 0 | 0 | 0 | 0 | 0
F7_Industrial_Stone, Clay, and Glass_New_Space Heating_Natural Gas_Space Heating - Heat Recovery Ventilator_A_Achievable Economic TRC Potential | F7 | Industrial | Stone, Clay, and Glass | New | Space Heating | Natural Gas | Space Heating - Heat Recovery Ventilator | A | Cumulative Energy Savings (MWh or mTherms) | Achievable Economic TRC Potential | 0 | 0 | 0 | 0 | 0 | 0 | 0 | 0 | 0 | 0 | 0 | 0 | 0 | 0 | 0 | 0 | 0 | 0 | 0 | 0 | 0 | 0 | 0 | 0 | 0 | 0 | 0 | 0 | 0 | 0 | 0
F8_Industrial_Stone, Clay, and Glass_New_Space Heating_Natural Gas_Space Heating - Heat Recovery Ventilator_A_Achievable Economic TRC Potential | F8 | Industrial | Stone, Clay, and Glass | New | Space Heating | Natural Gas | Space Heating - Heat Recovery Ventilator | A | Cumulative Summer Peak Savings (MW) | Achievable Economic TRC Potential | 0 | 0 | 0 | 0 | 0 | 0 | 0 | 0 | 0 | 0 | 0 | 0 | 0 | 0 | 0 | 0 | 0 | 0 | 0 | 0 | 0 | 0 | 0 | 0 | 0 | 0 | 0 | 0 | 0 | 0 | 0
F9_Industrial_Stone, Clay, and Glass_New_Space Heating_Natural Gas_Space Heating - Heat Recovery Ventilator_A_Achievable Economic TRC Potential | F9 | Industrial | Stone, Clay, and Glass | New | Space Heating | Natural Gas | Space Heating - Heat Recovery Ventilator | A | Cumulative Winter Peak Savings (MW) | Achievable Economic TRC Potential | 0 | 0 | 0 | 0 | 0 | 0 | 0 | 0 | 0 | 0 | 0 | 0 | 0 | 0 | 0 | 0 | 0 | 0 | 0 | 0 | 0 | 0 | 0 | 0 | 0 | 0 | 0 | 0 | 0 | 0 | 0
F10_Industrial_Stone, Clay, and Glass_New_Space Heating_Natural Gas_Space Heating - Heat Recovery Ventilator_A_Achievable Economic TRC Potential | F10 | Industrial | Stone, Clay, and Glass | New | Space Heating | Natural Gas | Space Heating - Heat Recovery Ventilator | A | Purchases (Incremental) | Achievable Economic TRC Potential | 0 | 0 | 0 | 0 | 0 | 0 | 0 | 0 | 0 | 0 | 0 | 0 | 0 | 0 | 0 | 0 | 0 | 0 | 0 | 0 | 0 | 0 | 0 | 0 | 0 | 0 | 0 | 0 | 0 | 0 | 0
F11_Industrial_Stone, Clay, and Glass_New_Space Heating_Natural Gas_Space Heating - Heat Recovery Ventilator_A_Achievable Economic TRC Potential | F11 | Industrial | Stone, Clay, and Glass | New | Space Heating | Natural Gas | Space Heating - Heat Recovery Ventilator | A | Purchases (Cumulative) | Achievable Economic TRC Potential | 0 | 0 | 0 | 0 | 0 | 0 | 0 | 0 | 0 | 0 | 0 | 0 | 0 | 0 | 0 | 0 | 0 | 0 | 0 | 0 | 0 | 0 | 0 | 0 | 0 | 0 | 0 | 0 | 0 | 0 | 0
F1_Industrial_Stone, Clay, and Glass_New_Space Heating_Natural Gas_Thermostat - Programmable_A_Achievable Economic TRC Potential | F1 | Industrial | Stone, Clay, and Glass | New | Space Heating | Natural Gas | Thermostat - Programmable | A | Integrated Unit Energy Savings (kWh or therms) | Achievable Economic TRC Potential | 0 | 0 | 0 | 0 | 0 | 0.0061761 | 0.0060716 | 0.0059842 | 0.0059075 | 0.0058372 | 0.005773 | 0.0056957 | 0.005611 | 0.0055236 | 0.0054356 | 0.0053539 | 0.0052785 | 0.0052135 | 0.0051335 | 0.0050717 | 0.0050256 | 0.0049908 | 0.004973 | 0.0049639 | 0.0049609 | 0.0049623 | 0.004965 | 0.004969 | 0 | 0 | 0
F2_Industrial_Stone, Clay, and Glass_New_Space Heating_Natural Gas_Thermostat - Programmable_A_Achievable Economic TRC Potential | F2 | Industrial | Stone, Clay, and Glass | New | Space Heating | Natural Gas | Thermostat - Programmable | A | Integrated Unit Summer Peak Savings (kW) | Achievable Economic TRC Potential | 0 | 0 | 0 | 0 | 0 | 0 | 0 | 0 | 0 | 0 | 0 | 0 | 0 | 0 | 0 | 0 | 0 | 0 | 0 | 0 | 0 | 0 | 0 | 0 | 0 | 0 | 0 | 0 | 0 | 0 | 0
F3_Industrial_Stone, Clay, and Glass_New_Space Heating_Natural Gas_Thermostat - Programmable_A_Achievable Economic TRC Potential | F3 | Industrial | Stone, Clay, and Glass | New | Space Heating | Natural Gas | Thermostat - Programmable | A | Integrated Unit Winter Peak Savings (kW) | Achievable Economic TRC Potential | 0 | 0 | 0 | 0 | 0 | 0 | 0 | 0 | 0 | 0 | 0 | 0 | 0 | 0 | 0 | 0 | 0 | 0 | 0 | 0 | 0 | 0 | 0 | 0 | 0 | 0 | 0 | 0 | 0 | 0 | 0
F4_Industrial_Stone, Clay, and Glass_New_Space Heating_Natural Gas_Thermostat - Programmable_A_Achievable Economic TRC Potential | F4 | Industrial | Stone, Clay, and Glass | New | Space Heating | Natural Gas | Thermostat - Programmable | A | Incremental Energy Savings (MWh or mTherms) | Achievable Economic TRC Potential | 0 | 0 | 0 | 0 | 0 | 0 | 0 | 0 | 0 | 0 | 0 | 0 | 0 | 0 | 0 | 0 | 0 | 0 | 0 | 0 | 0 | 0 | 0 | 0 | 0 | 0 | 0 | 0 | 0 | 0 | 0
F5_Industrial_Stone, Clay, and Glass_New_Space Heating_Natural Gas_Thermostat - Programmable_A_Achievable Economic TRC Potential | F5 | Industrial | Stone, Clay, and Glass | New | Space Heating | Natural Gas | Thermostat - Programmable | A | Incremental Summer Peak Savings (MW) | Achievable Economic TRC Potential | 0 | 0 | 0 | 0 | 0 | 0 | 0 | 0 | 0 | 0 | 0 | 0 | 0 | 0 | 0 | 0 | 0 | 0 | 0 | 0 | 0 | 0 | 0 | 0 | 0 | 0 | 0 | 0 | 0 | 0 | 0
F6_Industrial_Stone, Clay, and Glass_New_Space Heating_Natural Gas_Thermostat - Programmable_A_Achievable Economic TRC Potential | F6 | Industrial | Stone, Clay, and Glass | New | Space Heating | Natural Gas | Thermostat - Programmable | A | Incremental Winter Peak Savings (MW) | Achievable Economic TRC Potential | 0 | 0 | 0 | 0 | 0 | 0 | 0 | 0 | 0 | 0 | 0 | 0 | 0 | 0 | 0 | 0 | 0 | 0 | 0 | 0 | 0 | 0 | 0 | 0 | 0 | 0 | 0 | 0 | 0 | 0 | 0
F7_Industrial_Stone, Clay, and Glass_New_Space Heating_Natural Gas_Thermostat - Programmable_A_Achievable Economic TRC Potential | F7 | Industrial | Stone, Clay, and Glass | New | Space Heating | Natural Gas | Thermostat - Programmable | A | Cumulative Energy Savings (MWh or mTherms) | Achievable Economic TRC Potential | 0 | 0 | 0 | 0 | 0 | 0 | 0 | 0 | 0 | 0 | 0 | 0 | 0 | 0 | 0 | 0 | 0 | 0 | 0 | 0 | 0 | 0 | 0 | 0 | 0 | 0 | 0 | 0 | 0 | 0 | 0
F8_Industrial_Stone, Clay, and Glass_New_Space Heating_Natural Gas_Thermostat - Programmable_A_Achievable Economic TRC Potential | F8 | Industrial | Stone, Clay, and Glass | New | Space Heating | Natural Gas | Thermostat - Programmable | A | Cumulative Summer Peak Savings (MW) | Achievable Economic TRC Potential | 0 | 0 | 0 | 0 | 0 | 0 | 0 | 0 | 0 | 0 | 0 | 0 | 0 | 0 | 0 | 0 | 0 | 0 | 0 | 0 | 0 | 0 | 0 | 0 | 0 | 0 | 0 | 0 | 0 | 0 | 0
F9_Industrial_Stone, Clay, and Glass_New_Space Heating_Natural Gas_Thermostat - Programmable_A_Achievable Economic TRC Potential | F9 | Industrial | Stone, Clay, and Glass | New | Space Heating | Natural Gas | Thermostat - Programmable | A | Cumulative Winter Peak Savings (MW) | Achievable Economic TRC Potential | 0 | 0 | 0 | 0 | 0 | 0 | 0 | 0 | 0 | 0 | 0 | 0 | 0 | 0 | 0 | 0 | 0 | 0 | 0 | 0 | 0 | 0 | 0 | 0 | 0 | 0 | 0 | 0 | 0 | 0 | 0
F10_Industrial_Stone, Clay, and Glass_New_Space Heating_Natural Gas_Thermostat - Programmable_A_Achievable Economic TRC Potential | F10 | Industrial | Stone, Clay, and Glass | New | Space Heating | Natural Gas | Thermostat - Programmable | A | Purchases (Incremental) | Achievable Economic TRC Potential | 0 | 0 | 0 | 0 | 0 | 0 | 0 | 0 | 0 | 0 | 0 | 0 | 0 | 0 | 0 | 0 | 0 | 0 | 0 | 0 | 0 | 0 | 0 | 0 | 0 | 0 | 0 | 0 | 0 | 0 | 0
F11_Industrial_Stone, Clay, and Glass_New_Space Heating_Natural Gas_Thermostat - Programmable_A_Achievable Economic TRC Potential | F11 | Industrial | Stone, Clay, and Glass | New | Space Heating | Natural Gas | Thermostat - Programmable | A | Purchases (Cumulative) | Achievable Economic TRC Potential | 0 | 0 | 0 | 0 | 0 | 0 | 0 | 0 | 0 | 0 | 0 | 0 | 0 | 0 | 0 | 0 | 0 | 0 | 0 | 0 | 0 | 0 | 0 | 0 | 0 | 0 | 0 | 0 | 0 | 0 | 0
F1_Industrial_Stone, Clay, and Glass_New_Space Heating_Natural Gas_ENERGY STAR Connected Thermostat_A_Achievable Economic TRC Potential | F1 | Industrial | Stone, Clay, and Glass | New | Space Heating | Natural Gas | ENERGY STAR Connected Thermostat | A | Integrated Unit Energy Savings (kWh or therms) | Achievable Economic TRC Potential | 0 | 0 | 0 | 0 | 0 | 0.014539 | 0.014293 | 0.014087 | 0.013906 | 0.013741 | 0.01359 | 0.013408 | 0.013208 | 0.013003 | 0.012795 | 0.012603 | 0.012426 | 0.012273 | 0.012084 | 0.011939 | 0.01183 | 0.011748 | 0.011707 | 0.011685 | 0.011678 | 0.011681 | 0.011688 | 0.011697 | 0 | 0 | 0
F2_Industrial_Stone, Clay, and Glass_New_Space Heating_Natural Gas_ENERGY STAR Connected Thermostat_A_Achievable Economic TRC Potential | F2 | Industrial | Stone, Clay, and Glass | New | Space Heating | Natural Gas | ENERGY STAR Connected Thermostat | A | Integrated Unit Summer Peak Savings (kW) | Achievable Economic TRC Potential | 0 | 0 | 0 | 0 | 0 | 0 | 0 | 0 | 0 | 0 | 0 | 0 | 0 | 0 | 0 | 0 | 0 | 0 | 0 | 0 | 0 | 0 | 0 | 0 | 0 | 0 | 0 | 0 | 0 | 0 | 0
F3_Industrial_Stone, Clay, and Glass_New_Space Heating_Natural Gas_ENERGY STAR Connected Thermostat_A_Achievable Economic TRC Potential | F3 | Industrial | Stone, Clay, and Glass | New | Space Heating | Natural Gas | ENERGY STAR Connected Thermostat | A | Integrated Unit Winter Peak Savings (kW) | Achievable Economic TRC Potential | 0 | 0 | 0 | 0 | 0 | 0 | 0 | 0 | 0 | 0 | 0 | 0 | 0 | 0 | 0 | 0 | 0 | 0 | 0 | 0 | 0 | 0 | 0 | 0 | 0 | 0 | 0 | 0 | 0 | 0 | 0
F4_Industrial_Stone, Clay, and Glass_New_Space Heating_Natural Gas_ENERGY STAR Connected Thermostat_A_Achievable Economic TRC Potential | F4 | Industrial | Stone, Clay, and Glass | New | Space Heating | Natural Gas | ENERGY STAR Connected Thermostat | A | Incremental Energy Savings (MWh or mTherms) | Achievable Economic TRC Potential | 0 | 0 | 0 | 0 | 0 | 0 | 0 | 0 | 0 | 0 | 0 | 0 | 0 | 0 | 0 | 0 | 0 | 0 | 0 | 0 | 0 | 0 | 0 | 0 | 0 | 0 | 0 | 0 | 0 | 0 | 0
F5_Industrial_Stone, Clay, and Glass_New_Space Heating_Natural Gas_ENERGY STAR Connected Thermostat_A_Achievable Economic TRC Potential | F5 | Industrial | Stone, Clay, and Glass | New | Space Heating | Natural Gas | ENERGY STAR Connected Thermostat | A | Incremental Summer Peak Savings (MW) | Achievable Economic TRC Potential | 0 | 0 | 0 | 0 | 0 | 0 | 0 | 0 | 0 | 0 | 0 | 0 | 0 | 0 | 0 | 0 | 0 | 0 | 0 | 0 | 0 | 0 | 0 | 0 | 0 | 0 | 0 | 0 | 0 | 0 | 0
F6_Industrial_Stone, Clay, and Glass_New_Space Heating_Natural Gas_ENERGY STAR Connected Thermostat_A_Achievable Economic TRC Potential | F6 | Industrial | Stone, Clay, and Glass | New | Space Heating | Natural Gas | ENERGY STAR Connected Thermostat | A | Incremental Winter Peak Savings (MW) | Achievable Economic TRC Potential | 0 | 0 | 0 | 0 | 0 | 0 | 0 | 0 | 0 | 0 | 0 | 0 | 0 | 0 | 0 | 0 | 0 | 0 | 0 | 0 | 0 | 0 | 0 | 0 | 0 | 0 | 0 | 0 | 0 | 0 | 0
F7_Industrial_Stone, Clay, and Glass_New_Space Heating_Natural Gas_ENERGY STAR Connected Thermostat_A_Achievable Economic TRC Potential | F7 | Industrial | Stone, Clay, and Glass | New | Space Heating | Natural Gas | ENERGY STAR Connected Thermostat | A | Cumulative Energy Savings (MWh or mTherms) | Achievable Economic TRC Potential | 0 | 0 | 0 | 0 | 0 | 0 | 0 | 0 | 0 | 0 | 0 | 0 | 0 | 0 | 0 | 0 | 0 | 0 | 0 | 0 | 0 | 0 | 0 | 0 | 0 | 0 | 0 | 0 | 0 | 0 | 0
F8_Industrial_Stone, Clay, and Glass_New_Space Heating_Natural Gas_ENERGY STAR Connected Thermostat_A_Achievable Economic TRC Potential | F8 | Industrial | Stone, Clay, and Glass | New | Space Heating | Natural Gas | ENERGY STAR Connected Thermostat | A | Cumulative Summer Peak Savings (MW) | Achievable Economic TRC Potential | 0 | 0 | 0 | 0 | 0 | 0 | 0 | 0 | 0 | 0 | 0 | 0 | 0 | 0 | 0 | 0 | 0 | 0 | 0 | 0 | 0 | 0 | 0 | 0 | 0 | 0 | 0 | 0 | 0 | 0 | 0
F9_Industrial_Stone, Clay, and Glass_New_Space Heating_Natural Gas_ENERGY STAR Connected Thermostat_A_Achievable Economic TRC Potential | F9 | Industrial | Stone, Clay, and Glass | New | Space Heating | Natural Gas | ENERGY STAR Connected Thermostat | A | Cumulative Winter Peak Savings (MW) | Achievable Economic TRC Potential | 0 | 0 | 0 | 0 | 0 | 0 | 0 | 0 | 0 | 0 | 0 | 0 | 0 | 0 | 0 | 0 | 0 | 0 | 0 | 0 | 0 | 0 | 0 | 0 | 0 | 0 | 0 | 0 | 0 | 0 | 0
F10_Industrial_Stone, Clay, and Glass_New_Space Heating_Natural Gas_ENERGY STAR Connected Thermostat_A_Achievable Economic TRC Potential | F10 | Industrial | Stone, Clay, and Glass | New | Space Heating | Natural Gas | ENERGY STAR Connected Thermostat | A | Purchases (Incremental) | Achievable Economic TRC Potential | 0 | 0 | 0 | 0 | 0 | 0 | 0 | 0 | 0 | 0 | 0 | 0 | 0 | 0 | 0 | 0 | 0 | 0 | 0 | 0 | 0 | 0 | 0 | 0 | 0 | 0 | 0 | 0 | 0 | 0 | 0
F11_Industrial_Stone, Clay, and Glass_New_Space Heating_Natural Gas_ENERGY STAR Connected Thermostat_A_Achievable Economic TRC Potential | F11 | Industrial | Stone, Clay, and Glass | New | Space Heating | Natural Gas | ENERGY STAR Connected Thermostat | A | Purchases (Cumulative) | Achievable Economic TRC Potential | 0 | 0 | 0 | 0 | 0 | 0 | 0 | 0 | 0 | 0 | 0 | 0 | 0 | 0 | 0 | 0 | 0 | 0 | 0 | 0 | 0 | 0 | 0 | 0 | 0 | 0 | 0 | 0 | 0 | 0 | 0
F1_Industrial_Stone, Clay, and Glass_New_Space Heating_Natural Gas_Destratification Fans (HVLS)_A_Achievable Economic TRC Potential | F1 | Industrial | Stone, Clay, and Glass | New | Space Heating | Natural Gas | Destratification Fans (HVLS) | A | Integrated Unit Energy Savings (kWh or therms) | Achievable Economic TRC Potential | 0 | 0 | 0 | 0 | 0 | 0.014539 | 0.014293 | 0.014087 | 0.013906 | 0.013741 | 0.01359 | 0.013408 | 0.013208 | 0.013003 | 0.012795 | 0.012603 | 0.012426 | 0.012273 | 0.012084 | 0.011939 | 0.01183 | 0.011748 | 0.011707 | 0.011685 | 0.011678 | 0.011681 | 0.011688 | 0.011697 | 0 | 0 | 0
F2_Industrial_Stone, Clay, and Glass_New_Space Heating_Natural Gas_Destratification Fans (HVLS)_A_Achievable Economic TRC Potential | F2 | Industrial | Stone, Clay, and Glass | New | Space Heating | Natural Gas | Destratification Fans (HVLS) | A | Integrated Unit Summer Peak Savings (kW) | Achievable Economic TRC Potential | 0 | 0 | 0 | 0 | 0 | 0 | 0 | 0 | 0 | 0 | 0 | 0 | 0 | 0 | 0 | 0 | 0 | 0 | 0 | 0 | 0 | 0 | 0 | 0 | 0 | 0 | 0 | 0 | 0 | 0 | 0
F3_Industrial_Stone, Clay, and Glass_New_Space Heating_Natural Gas_Destratification Fans (HVLS)_A_Achievable Economic TRC Potential | F3 | Industrial | Stone, Clay, and Glass | New | Space Heating | Natural Gas | Destratification Fans (HVLS) | A | Integrated Unit Winter Peak Savings (kW) | Achievable Economic TRC Potential | 0 | 0 | 0 | 0 | 0 | 0 | 0 | 0 | 0 | 0 | 0 | 0 | 0 | 0 | 0 | 0 | 0 | 0 | 0 | 0 | 0 | 0 | 0 | 0 | 0 | 0 | 0 | 0 | 0 | 0 | 0
F4_Industrial_Stone, Clay, and Glass_New_Space Heating_Natural Gas_Destratification Fans (HVLS)_A_Achievable Economic TRC Potential | F4 | Industrial | Stone, Clay, and Glass | New | Space Heating | Natural Gas | Destratification Fans (HVLS) | A | Incremental Energy Savings (MWh or mTherms) | Achievable Economic TRC Potential | 0 | 0 | 0 | 0 | 0 | 0 | 0 | 0 | 0 | 0 | 0 | 0 | 0 | 0 | 0 | 0 | 0 | 0 | 0 | 0 | 0 | 0 | 0 | 0 | 0 | 0 | 0 | 0 | 0 | 0 | 0
F5_Industrial_Stone, Clay, and Glass_New_Space Heating_Natural Gas_Destratification Fans (HVLS)_A_Achievable Economic TRC Potential | F5 | Industrial | Stone, Clay, and Glass | New | Space Heating | Natural Gas | Destratification Fans (HVLS) | A | Incremental Summer Peak Savings (MW) | Achievable Economic TRC Potential | 0 | 0 | 0 | 0 | 0 | 0 | 0 | 0 | 0 | 0 | 0 | 0 | 0 | 0 | 0 | 0 | 0 | 0 | 0 | 0 | 0 | 0 | 0 | 0 | 0 | 0 | 0 | 0 | 0 | 0 | 0
F6_Industrial_Stone, Clay, and Glass_New_Space Heating_Natural Gas_Destratification Fans (HVLS)_A_Achievable Economic TRC Potential | F6 | Industrial | Stone, Clay, and Glass | New | Space Heating | Natural Gas | Destratification Fans (HVLS) | A | Incremental Winter Peak Savings (MW) | Achievable Economic TRC Potential | 0 | 0 | 0 | 0 | 0 | 0 | 0 | 0 | 0 | 0 | 0 | 0 | 0 | 0 | 0 | 0 | 0 | 0 | 0 | 0 | 0 | 0 | 0 | 0 | 0 | 0 | 0 | 0 | 0 | 0 | 0
F7_Industrial_Stone, Clay, and Glass_New_Space Heating_Natural Gas_Destratification Fans (HVLS)_A_Achievable Economic TRC Potential | F7 | Industrial | Stone, Clay, and Glass | New | Space Heating | Natural Gas | Destratification Fans (HVLS) | A | Cumulative Energy Savings (MWh or mTherms) | Achievable Economic TRC Potential | 0 | 0 | 0 | 0 | 0 | 0 | 0 | 0 | 0 | 0 | 0 | 0 | 0 | 0 | 0 | 0 | 0 | 0 | 0 | 0 | 0 | 0 | 0 | 0 | 0 | 0 | 0 | 0 | 0 | 0 | 0
F8_Industrial_Stone, Clay, and Glass_New_Space Heating_Natural Gas_Destratification Fans (HVLS)_A_Achievable Economic TRC Potential | F8 | Industrial | Stone, Clay, and Glass | New | Space Heating | Natural Gas | Destratification Fans (HVLS) | A | Cumulative Summer Peak Savings (MW) | Achievable Economic TRC Potential | 0 | 0 | 0 | 0 | 0 | 0 | 0 | 0 | 0 | 0 | 0 | 0 | 0 | 0 | 0 | 0 | 0 | 0 | 0 | 0 | 0 | 0 | 0 | 0 | 0 | 0 | 0 | 0 | 0 | 0 | 0
F9_Industrial_Stone, Clay, and Glass_New_Space Heating_Natural Gas_Destratification Fans (HVLS)_A_Achievable Economic TRC Potential | F9 | Industrial | Stone, Clay, and Glass | New | Space Heating | Natural Gas | Destratification Fans (HVLS) | A | Cumulative Winter Peak Savings (MW) | Achievable Economic TRC Potential | 0 | 0 | 0 | 0 | 0 | 0 | 0 | 0 | 0 | 0 | 0 | 0 | 0 | 0 | 0 | 0 | 0 | 0 | 0 | 0 | 0 | 0 | 0 | 0 | 0 | 0 | 0 | 0 | 0 | 0 | 0
F10_Industrial_Stone, Clay, and Glass_New_Space Heating_Natural Gas_Destratification Fans (HVLS)_A_Achievable Economic TRC Potential | F10 | Industrial | Stone, Clay, and Glass | New | Space Heating | Natural Gas | Destratification Fans (HVLS) | A | Purchases (Incremental) | Achievable Economic TRC Potential | 0 | 0 | 0 | 0 | 0 | 0 | 0 | 0 | 0 | 0 | 0 | 0 | 0 | 0 | 0 | 0 | 0 | 0 | 0 | 0 | 0 | 0 | 0 | 0 | 0 | 0 | 0 | 0 | 0 | 0 | 0
F11_Industrial_Stone, Clay, and Glass_New_Space Heating_Natural Gas_Destratification Fans (HVLS)_A_Achievable Economic TRC Potential | F11 | Industrial | Stone, Clay, and Glass | New | Space Heating | Natural Gas | Destratification Fans (HVLS) | A | Purchases (Cumulative) | Achievable Economic TRC Potential | 0 | 0 | 0 | 0 | 0 | 0 | 0 | 0 | 0 | 0 | 0 | 0 | 0 | 0 | 0 | 0 | 0 | 0 | 0 | 0 | 0 | 0 | 0 | 0 | 0 | 0 | 0 | 0 | 0 | 0 | 0
F1_Industrial_Stone, Clay, and Glass_New_Space Heating_Natural Gas_Gas Boiler - Insulate Steam Lines/Condensate Tank_A_Achievable Economic TRC Potential | F1 | Industrial | Stone, Clay, and Glass | New | Space Heating | Natural Gas | Gas Boiler - Insulate Steam Lines/Condensate Tank | A | Integrated Unit Energy Savings (kWh or therms) | Achievable Economic TRC Potential | 0 | 0 | 0 | 0 | 0 | 0 | 0 | 0 | 0 | 0 | 0 | 0 | 0 | 0 | 0 | 0 | 0 | 0 | 0 | 0 | 0 | 0 | 0 | 0 | 0 | 0 | 0 | 0 | 0 | 0 | 0
F2_Industrial_Stone, Clay, and Glass_New_Space Heating_Natural Gas_Gas Boiler - Insulate Steam Lines/Condensate Tank_A_Achievable Economic TRC Potential | F2 | Industrial | Stone, Clay, and Glass | New | Space Heating | Natural Gas | Gas Boiler - Insulate Steam Lines/Condensate Tank | A | Integrated Unit Summer Peak Savings (kW) | Achievable Economic TRC Potential | 0 | 0 | 0 | 0 | 0 | 0 | 0 | 0 | 0 | 0 | 0 | 0 | 0 | 0 | 0 | 0 | 0 | 0 | 0 | 0 | 0 | 0 | 0 | 0 | 0 | 0 | 0 | 0 | 0 | 0 | 0
F3_Industrial_Stone, Clay, and Glass_New_Space Heating_Natural Gas_Gas Boiler - Insulate Steam Lines/Condensate Tank_A_Achievable Economic TRC Potential | F3 | Industrial | Stone, Clay, and Glass | New | Space Heating | Natural Gas | Gas Boiler - Insulate Steam Lines/Condensate Tank | A | Integrated Unit Winter Peak Savings (kW) | Achievable Economic TRC Potential | 0 | 0 | 0 | 0 | 0 | 0 | 0 | 0 | 0 | 0 | 0 | 0 | 0 | 0 | 0 | 0 | 0 | 0 | 0 | 0 | 0 | 0 | 0 | 0 | 0 | 0 | 0 | 0 | 0 | 0 | 0
F4_Industrial_Stone, Clay, and Glass_New_Space Heating_Natural Gas_Gas Boiler - Insulate Steam Lines/Condensate Tank_A_Achievable Economic TRC Potential | F4 | Industrial | Stone, Clay, and Glass | New | Space Heating | Natural Gas | Gas Boiler - Insulate Steam Lines/Condensate Tank | A | Incremental Energy Savings (MWh or mTherms) | Achievable Economic TRC Potential | 0 | 0 | 0 | 0 | 0 | 0 | 0 | 0 | 0 | 0 | 0 | 0 | 0 | 0 | 0 | 0 | 0 | 0 | 0 | 0 | 0 | 0 | 0 | 0 | 0 | 0 | 0 | 0 | 0 | 0 | 0
F5_Industrial_Stone, Clay, and Glass_New_Space Heating_Natural Gas_Gas Boiler - Insulate Steam Lines/Condensate Tank_A_Achievable Economic TRC Potential | F5 | Industrial | Stone, Clay, and Glass | New | Space Heating | Natural Gas | Gas Boiler - Insulate Steam Lines/Condensate Tank | A | Incremental Summer Peak Savings (MW) | Achievable Economic TRC Potential | 0 | 0 | 0 | 0 | 0 | 0 | 0 | 0 | 0 | 0 | 0 | 0 | 0 | 0 | 0 | 0 | 0 | 0 | 0 | 0 | 0 | 0 | 0 | 0 | 0 | 0 | 0 | 0 | 0 | 0 | 0
F6_Industrial_Stone, Clay, and Glass_New_Space Heating_Natural Gas_Gas Boiler - Insulate Steam Lines/Condensate Tank_A_Achievable Economic TRC Potential | F6 | Industrial | Stone, Clay, and Glass | New | Space Heating | Natural Gas | Gas Boiler - Insulate Steam Lines/Condensate Tank | A | Incremental Winter Peak Savings (MW) | Achievable Economic TRC Potential | 0 | 0 | 0 | 0 | 0 | 0 | 0 | 0 | 0 | 0 | 0 | 0 | 0 | 0 | 0 | 0 | 0 | 0 | 0 | 0 | 0 | 0 | 0 | 0 | 0 | 0 | 0 | 0 | 0 | 0 | 0
F7_Industrial_Stone, Clay, and Glass_New_Space Heating_Natural Gas_Gas Boiler - Insulate Steam Lines/Condensate Tank_A_Achievable Economic TRC Potential | F7 | Industrial | Stone, Clay, and Glass | New | Space Heating | Natural Gas | Gas Boiler - Insulate Steam Lines/Condensate Tank | A | Cumulative Energy Savings (MWh or mTherms) | Achievable Economic TRC Potential | 0 | 0 | 0 | 0 | 0 | 0 | 0 | 0 | 0 | 0 | 0 | 0 | 0 | 0 | 0 | 0 | 0 | 0 | 0 | 0 | 0 | 0 | 0 | 0 | 0 | 0 | 0 | 0 | 0 | 0 | 0
F8_Industrial_Stone, Clay, and Glass_New_Space Heating_Natural Gas_Gas Boiler - Insulate Steam Lines/Condensate Tank_A_Achievable Economic TRC Potential | F8 | Industrial | Stone, Clay, and Glass | New | Space Heating | Natural Gas | Gas Boiler - Insulate Steam Lines/Condensate Tank | A | Cumulative Summer Peak Savings (MW) | Achievable Economic TRC Potential | 0 | 0 | 0 | 0 | 0 | 0 | 0 | 0 | 0 | 0 | 0 | 0 | 0 | 0 | 0 | 0 | 0 | 0 | 0 | 0 | 0 | 0 | 0 | 0 | 0 | 0 | 0 | 0 | 0 | 0 | 0
F9_Industrial_Stone, Clay, and Glass_New_Space Heating_Natural Gas_Gas Boiler - Insulate Steam Lines/Condensate Tank_A_Achievable Economic TRC Potential | F9 | Industrial | Stone, Clay, and Glass | New | Space Heating | Natural Gas | Gas Boiler - Insulate Steam Lines/Condensate Tank | A | Cumulative Winter Peak Savings (MW) | Achievable Economic TRC Potential | 0 | 0 | 0 | 0 | 0 | 0 | 0 | 0 | 0 | 0 | 0 | 0 | 0 | 0 | 0 | 0 | 0 | 0 | 0 | 0 | 0 | 0 | 0 | 0 | 0 | 0 | 0 | 0 | 0 | 0 | 0
F10_Industrial_Stone, Clay, and Glass_New_Space Heating_Natural Gas_Gas Boiler - Insulate Steam Lines/Condensate Tank_A_Achievable Economic TRC Potential | F10 | Industrial | Stone, Clay, and Glass | New | Space Heating | Natural Gas | Gas Boiler - Insulate Steam Lines/Condensate Tank | A | Purchases (Incremental) | Achievable Economic TRC Potential | 0 | 0 | 0 | 0 | 0 | 0 | 0 | 0 | 0 | 0 | 0 | 0 | 0 | 0 | 0 | 0 | 0 | 0 | 0 | 0 | 0 | 0 | 0 | 0 | 0 | 0 | 0 | 0 | 0 | 0 | 0
F11_Industrial_Stone, Clay, and Glass_New_Space Heating_Natural Gas_Gas Boiler - Insulate Steam Lines/Condensate Tank_A_Achievable Economic TRC Potential | F11 | Industrial | Stone, Clay, and Glass | New | Space Heating | Natural Gas | Gas Boiler - Insulate Steam Lines/Condensate Tank | A | Purchases (Cumulative) | Achievable Economic TRC Potential | 0 | 0 | 0 | 0 | 0 | 0 | 0 | 0 | 0 | 0 | 0 | 0 | 0 | 0 | 0 | 0 | 0 | 0 | 0 | 0 | 0 | 0 | 0 | 0 | 0 | 0 | 0 | 0 | 0 | 0 | 0
F1_Industrial_Stone, Clay, and Glass_New_Process_Natural Gas_Gas Boiler - Insulate Steam Lines/Condensate Tank_A_Achievable Economic TRC Potential | F1 | Industrial | Stone, Clay, and Glass | New | Process | Natural Gas | Gas Boiler - Insulate Steam Lines/Condensate Tank | A | Integrated Unit Energy Savings (kWh or therms) | Achievable Economic TRC Potential | 0 | 0 | 0 | 0 | 0 | 45.5009 | 45.4263 | 45.3595 | 45.298 | 45.24 | 45.2089 | 45.1876 | 45.1737 | 45.1651 | 45.1602 | 45.1585 | 45.1589 | 45.1612 | 45.1648 | 45.1692 | 45.1744 | 45.1836 | 45.192 | 45.1996 | 45.2066 | 45.221 | 45.2342 | 45.2465 | 45.5894 | 45.5894 | 45.5894
F2_Industrial_Stone, Clay, and Glass_New_Process_Natural Gas_Gas Boiler - Insulate Steam Lines/Condensate Tank_A_Achievable Economic TRC Potential | F2 | Industrial | Stone, Clay, and Glass | New | Process | Natural Gas | Gas Boiler - Insulate Steam Lines/Condensate Tank | A | Integrated Unit Summer Peak Savings (kW) | Achievable Economic TRC Potential | 0 | 0 | 0 | 0 | 0 | 0 | 0 | 0 | 0 | 0 | 0 | 0 | 0 | 0 | 0 | 0 | 0 | 0 | 0 | 0 | 0 | 0 | 0 | 0 | 0 | 0 | 0 | 0 | 0 | 0 | 0
F3_Industrial_Stone, Clay, and Glass_New_Process_Natural Gas_Gas Boiler - Insulate Steam Lines/Condensate Tank_A_Achievable Economic TRC Potential | F3 | Industrial | Stone, Clay, and Glass | New | Process | Natural Gas | Gas Boiler - Insulate Steam Lines/Condensate Tank | A | Integrated Unit Winter Peak Savings (kW) | Achievable Economic TRC Potential | 0 | 0 | 0 | 0 | 0 | 0 | 0 | 0 | 0 | 0 | 0 | 0 | 0 | 0 | 0 | 0 | 0 | 0 | 0 | 0 | 0 | 0 | 0 | 0 | 0 | 0 | 0 | 0 | 0 | 0 | 0
F4_Industrial_Stone, Clay, and Glass_New_Process_Natural Gas_Gas Boiler - Insulate Steam Lines/Condensate Tank_A_Achievable Economic TRC Potential | F4 | Industrial | Stone, Clay, and Glass | New | Process | Natural Gas | Gas Boiler - Insulate Steam Lines/Condensate Tank | A | Incremental Energy Savings (MWh or mTherms) | Achievable Economic TRC Potential | 0 | 0 | 0 | 0 | 0 | 0.0029274 | 0.0034625 | 0.0039962 | 0.0045257 | 0.0050544 | 0.0055855 | 0.0061104 | 0.0066344 | 0.0071579 | 0.0076735 | 0.0081916 | 0.008705 | 0.009219 | 0.0097306 | 0.010238 | 0.010746 | 0.011254 | 0.011759 | 0.012262 | 0.012764 | 0.0029094 | 0.0034479 | 0.0039863 | 0.0045548 | 0.0050934 | 0.0056325
F5_Industrial_Stone, Clay, and Glass_New_Process_Natural Gas_Gas Boiler - Insulate Steam Lines/Condensate Tank_A_Achievable Economic TRC Potential | F5 | Industrial | Stone, Clay, and Glass | New | Process | Natural Gas | Gas Boiler - Insulate Steam Lines/Condensate Tank | A | Incremental Summer Peak Savings (MW) | Achievable Economic TRC Potential | 0 | 0 | 0 | 0 | 0 | 0 | 0 | 0 | 0 | 0 | 0 | 0 | 0 | 0 | 0 | 0 | 0 | 0 | 0 | 0 | 0 | 0 | 0 | 0 | 0 | 0 | 0 | 0 | 0 | 0 | 0
F6_Industrial_Stone, Clay, and Glass_New_Process_Natural Gas_Gas Boiler - Insulate Steam Lines/Condensate Tank_A_Achievable Economic TRC Potential | F6 | Industrial | Stone, Clay, and Glass | New | Process | Natural Gas | Gas Boiler - Insulate Steam Lines/Condensate Tank | A | Incremental Winter Peak Savings (MW) | Achievable Economic TRC Potential | 0 | 0 | 0 | 0 | 0 | 0 | 0 | 0 | 0 | 0 | 0 | 0 | 0 | 0 | 0 | 0 | 0 | 0 | 0 | 0 | 0 | 0 | 0 | 0 | 0 | 0 | 0 | 0 | 0 | 0 | 0
F7_Industrial_Stone, Clay, and Glass_New_Process_Natural Gas_Gas Boiler - Insulate Steam Lines/Condensate Tank_A_Achievable Economic TRC Potential | F7 | Industrial | Stone, Clay, and Glass | New | Process | Natural Gas | Gas Boiler - Insulate Steam Lines/Condensate Tank | A | Cumulative Energy Savings (MWh or mTherms) | Achievable Economic TRC Potential | 0 | 0 | 0 | 0 | 0 | 0.0029274 | 0.0063851 | 0.010372 | 0.014884 | 0.019919 | 0.025491 | 0.031589 | 0.038214 | 0.045364 | 0.053033 | 0.061223 | 0.069928 | 0.079151 | 0.088888 | 0.099134 | 0.10989 | 0.12117 | 0.13295 | 0.14523 | 0.15802 | 0.15807 | 0.15812 | 0.15816 | 0 | 0 | 0
F8_Industrial_Stone, Clay, and Glass_New_Process_Natural Gas_Gas Boiler - Insulate Steam Lines/Condensate Tank_A_Achievable Economic TRC Potential | F8 | Industrial | Stone, Clay, and Glass | New | Process | Natural Gas | Gas Boiler - Insulate Steam Lines/Condensate Tank | A | Cumulative Summer Peak Savings (MW) | Achievable Economic TRC Potential | 0 | 0 | 0 | 0 | 0 | 0 | 0 | 0 | 0 | 0 | 0 | 0 | 0 | 0 | 0 | 0 | 0 | 0 | 0 | 0 | 0 | 0 | 0 | 0 | 0 | 0 | 0 | 0 | 0 | 0 | 0
F9_Industrial_Stone, Clay, and Glass_New_Process_Natural Gas_Gas Boiler - Insulate Steam Lines/Condensate Tank_A_Achievable Economic TRC Potential | F9 | Industrial | Stone, Clay, and Glass | New | Process | Natural Gas | Gas Boiler - Insulate Steam Lines/Condensate Tank | A | Cumulative Winter Peak Savings (MW) | Achievable Economic TRC Potential | 0 | 0 | 0 | 0 | 0 | 0 | 0 | 0 | 0 | 0 | 0 | 0 | 0 | 0 | 0 | 0 | 0 | 0 | 0 | 0 | 0 | 0 | 0 | 0 | 0 | 0 | 0 | 0 | 0 | 0 | 0
F10_Industrial_Stone, Clay, and Glass_New_Process_Natural Gas_Gas Boiler - Insulate Steam Lines/Condensate Tank_A_Achievable Economic TRC Potential | F10 | Industrial | Stone, Clay, and Glass | New | Process | Natural Gas | Gas Boiler - Insulate Steam Lines/Condensate Tank | A | Purchases (Incremental) | Achievable Economic TRC Potential | 0 | 0 | 0 | 0 | 0 | 0.064338 | 0.076222 | 0.088101 | 0.099909 | 0.11172 | 0.12355 | 0.13522 | 0.14687 | 0.15848 | 0.16992 | 0.1814 | 0.19276 | 0.20413 | 0.21545 | 0.22666 | 0.23788 | 0.24906 | 0.2602 | 0.27129 | 0.28235 | 0.064338 | 0.076222 | 0.088101 | 0.099909 | 0.11172 | 0.12355
F11_Industrial_Stone, Clay, and Glass_New_Process_Natural Gas_Gas Boiler - Insulate Steam Lines/Condensate Tank_A_Achievable Economic TRC Potential | F11 | Industrial | Stone, Clay, and Glass | New | Process | Natural Gas | Gas Boiler - Insulate Steam Lines/Condensate Tank | A | Purchases (Cumulative) | Achievable Economic TRC Potential | 0 | 0 | 0 | 0 | 0 | 0.064338 | 0.14056 | 0.22866 | 0.32857 | 0.44029 | 0.56384 | 0.69906 | 0.84593 | 1.0044 | 1.1743 | 1.3557 | 1.5485 | 1.7526 | 1.9681 | 2.1947 | 2.4326 | 2.6817 | 2.9419 | 3.2132 | 3.4955 | 3.4955 | 3.4955 | 3.4955 | 3.4955 | 3.4955 | 3.4955
F1_Industrial_Stone, Clay, and Glass_New_Space Heating_Natural Gas_Gas Boiler - Insulate Hot Water Lines_A_Achievable Economic TRC Potential | F1 | Industrial | Stone, Clay, and Glass | New | Space Heating | Natural Gas | Gas Boiler - Insulate Hot Water Lines | A | Integrated Unit Energy Savings (kWh or therms) | Achievable Economic TRC Potential | 0 | 0 | 0 | 0 | 0 | 0 | 0 | 0 | 0 | 0 | 0 | 0 | 0 | 0 | 0 | 0 | 0 | 0 | 0 | 0 | 0 | 0 | 0 | 0 | 0 | 0 | 0 | 0 | 0 | 0 | 0
F2_Industrial_Stone, Clay, and Glass_New_Space Heating_Natural Gas_Gas Boiler - Insulate Hot Water Lines_A_Achievable Economic TRC Potential | F2 | Industrial | Stone, Clay, and Glass | New | Space Heating | Natural Gas | Gas Boiler - Insulate Hot Water Lines | A | Integrated Unit Summer Peak Savings (kW) | Achievable Economic TRC Potential | 0 | 0 | 0 | 0 | 0 | 0 | 0 | 0 | 0 | 0 | 0 | 0 | 0 | 0 | 0 | 0 | 0 | 0 | 0 | 0 | 0 | 0 | 0 | 0 | 0 | 0 | 0 | 0 | 0 | 0 | 0
F3_Industrial_Stone, Clay, and Glass_New_Space Heating_Natural Gas_Gas Boiler - Insulate Hot Water Lines_A_Achievable Economic TRC Potential | F3 | Industrial | Stone, Clay, and Glass | New | Space Heating | Natural Gas | Gas Boiler - Insulate Hot Water Lines | A | Integrated Unit Winter Peak Savings (kW) | Achievable Economic TRC Potential | 0 | 0 | 0 | 0 | 0 | 0 | 0 | 0 | 0 | 0 | 0 | 0 | 0 | 0 | 0 | 0 | 0 | 0 | 0 | 0 | 0 | 0 | 0 | 0 | 0 | 0 | 0 | 0 | 0 | 0 | 0
F4_Industrial_Stone, Clay, and Glass_New_Space Heating_Natural Gas_Gas Boiler - Insulate Hot Water Lines_A_Achievable Economic TRC Potential | F4 | Industrial | Stone, Clay, and Glass | New | Space Heating | Natural Gas | Gas Boiler - Insulate Hot Water Lines | A | Incremental Energy Savings (MWh or mTherms) | Achievable Economic TRC Potential | 0 | 0 | 0 | 0 | 0 | 0 | 0 | 0 | 0 | 0 | 0 | 0 | 0 | 0 | 0 | 0 | 0 | 0 | 0 | 0 | 0 | 0 | 0 | 0 | 0 | 0 | 0 | 0 | 0 | 0 | 0
F5_Industrial_Stone, Clay, and Glass_New_Space Heating_Natural Gas_Gas Boiler - Insulate Hot Water Lines_A_Achievable Economic TRC Potential | F5 | Industrial | Stone, Clay, and Glass | New | Space Heating | Natural Gas | Gas Boiler - Insulate Hot Water Lines | A | Incremental Summer Peak Savings (MW) | Achievable Economic TRC Potential | 0 | 0 | 0 | 0 | 0 | 0 | 0 | 0 | 0 | 0 | 0 | 0 | 0 | 0 | 0 | 0 | 0 | 0 | 0 | 0 | 0 | 0 | 0 | 0 | 0 | 0 | 0 | 0 | 0 | 0 | 0
F6_Industrial_Stone, Clay, and Glass_New_Space Heating_Natural Gas_Gas Boiler - Insulate Hot Water Lines_A_Achievable Economic TRC Potential | F6 | Industrial | Stone, Clay, and Glass | New | Space Heating | Natural Gas | Gas Boiler - Insulate Hot Water Lines | A | Incremental Winter Peak Savings (MW) | Achievable Economic TRC Potential | 0 | 0 | 0 | 0 | 0 | 0 | 0 | 0 | 0 | 0 | 0 | 0 | 0 | 0 | 0 | 0 | 0 | 0 | 0 | 0 | 0 | 0 | 0 | 0 | 0 | 0 | 0 | 0 | 0 | 0 | 0
F7_Industrial_Stone, Clay, and Glass_New_Space Heating_Natural Gas_Gas Boiler - Insulate Hot Water Lines_A_Achievable Economic TRC Potential | F7 | Industrial | Stone, Clay, and Glass | New | Space Heating | Natural Gas | Gas Boiler - Insulate Hot Water Lines | A | Cumulative Energy Savings (MWh or mTherms) | Achievable Economic TRC Potential | 0 | 0 | 0 | 0 | 0 | 0 | 0 | 0 | 0 | 0 | 0 | 0 | 0 | 0 | 0 | 0 | 0 | 0 | 0 | 0 | 0 | 0 | 0 | 0 | 0 | 0 | 0 | 0 | 0 | 0 | 0
F8_Industrial_Stone, Clay, and Glass_New_Space Heating_Natural Gas_Gas Boiler - Insulate Hot Water Lines_A_Achievable Economic TRC Potential | F8 | Industrial | Stone, Clay, and Glass | New | Space Heating | Natural Gas | Gas Boiler - Insulate Hot Water Lines | A | Cumulative Summer Peak Savings (MW) | Achievable Economic TRC Potential | 0 | 0 | 0 | 0 | 0 | 0 | 0 | 0 | 0 | 0 | 0 | 0 | 0 | 0 | 0 | 0 | 0 | 0 | 0 | 0 | 0 | 0 | 0 | 0 | 0 | 0 | 0 | 0 | 0 | 0 | 0
F9_Industrial_Stone, Clay, and Glass_New_Space Heating_Natural Gas_Gas Boiler - Insulate Hot Water Lines_A_Achievable Economic TRC Potential | F9 | Industrial | Stone, Clay, and Glass | New | Space Heating | Natural Gas | Gas Boiler - Insulate Hot Water Lines | A | Cumulative Winter Peak Savings (MW) | Achievable Economic TRC Potential | 0 | 0 | 0 | 0 | 0 | 0 | 0 | 0 | 0 | 0 | 0 | 0 | 0 | 0 | 0 | 0 | 0 | 0 | 0 | 0 | 0 | 0 | 0 | 0 | 0 | 0 | 0 | 0 | 0 | 0 | 0
F10_Industrial_Stone, Clay, and Glass_New_Space Heating_Natural Gas_Gas Boiler - Insulate Hot Water Lines_A_Achievable Economic TRC Potential | F10 | Industrial | Stone, Clay, and Glass | New | Space Heating | Natural Gas | Gas Boiler - Insulate Hot Water Lines | A | Purchases (Incremental) | Achievable Economic TRC Potential | 0 | 0 | 0 | 0 | 0 | 0 | 0 | 0 | 0 | 0 | 0 | 0 | 0 | 0 | 0 | 0 | 0 | 0 | 0 | 0 | 0 | 0 | 0 | 0 | 0 | 0 | 0 | 0 | 0 | 0 | 0
F11_Industrial_Stone, Clay, and Glass_New_Space Heating_Natural Gas_Gas Boiler - Insulate Hot Water Lines_A_Achievable Economic TRC Potential | F11 | Industrial | Stone, Clay, and Glass | New | Space Heating | Natural Gas | Gas Boiler - Insulate Hot Water Lines | A | Purchases (Cumulative) | Achievable Economic TRC Potential | 0 | 0 | 0 | 0 | 0 | 0 | 0 | 0 | 0 | 0 | 0 | 0 | 0 | 0 | 0 | 0 | 0 | 0 | 0 | 0 | 0 | 0 | 0 | 0 | 0 | 0 | 0 | 0 | 0 | 0 | 0
F1_Industrial_Stone, Clay, and Glass_New_Process_Natural Gas_Gas Boiler - Insulate Hot Water Lines_A_Achievable Economic TRC Potential | F1 | Industrial | Stone, Clay, and Glass | New | Process | Natural Gas | Gas Boiler - Insulate Hot Water Lines | A | Integrated Unit Energy Savings (kWh or therms) | Achievable Economic TRC Potential | 0 | 0 | 0 | 0 | 0 | 51.4313 | 51.3479 | 51.2731 | 51.2042 | 51.1393 | 51.1048 | 51.0814 | 51.0662 | 51.0571 | 51.0521 | 51.0507 | 51.0518 | 51.0549 | 51.0595 | 51.065 | 51.0715 | 51.0824 | 51.0924 | 51.1016 | 51.11 | 51.1257 | 51.1403 | 51.1539 | 51.5303 | 51.5303 | 51.5303
F2_Industrial_Stone, Clay, and Glass_New_Process_Natural Gas_Gas Boiler - Insulate Hot Water Lines_A_Achievable Economic TRC Potential | F2 | Industrial | Stone, Clay, and Glass | New | Process | Natural Gas | Gas Boiler - Insulate Hot Water Lines | A | Integrated Unit Summer Peak Savings (kW) | Achievable Economic TRC Potential | 0 | 0 | 0 | 0 | 0 | 0 | 0 | 0 | 0 | 0 | 0 | 0 | 0 | 0 | 0 | 0 | 0 | 0 | 0 | 0 | 0 | 0 | 0 | 0 | 0 | 0 | 0 | 0 | 0 | 0 | 0
F3_Industrial_Stone, Clay, and Glass_New_Process_Natural Gas_Gas Boiler - Insulate Hot Water Lines_A_Achievable Economic TRC Potential | F3 | Industrial | Stone, Clay, and Glass | New | Process | Natural Gas | Gas Boiler - Insulate Hot Water Lines | A | Integrated Unit Winter Peak Savings (kW) | Achievable Economic TRC Potential | 0 | 0 | 0 | 0 | 0 | 0 | 0 | 0 | 0 | 0 | 0 | 0 | 0 | 0 | 0 | 0 | 0 | 0 | 0 | 0 | 0 | 0 | 0 | 0 | 0 | 0 | 0 | 0 | 0 | 0 | 0
F4_Industrial_Stone, Clay, and Glass_New_Process_Natural Gas_Gas Boiler - Insulate Hot Water Lines_A_Achievable Economic TRC Potential | F4 | Industrial | Stone, Clay, and Glass | New | Process | Natural Gas | Gas Boiler - Insulate Hot Water Lines | A | Incremental Energy Savings (MWh or mTherms) | Achievable Economic TRC Potential | 0 | 0 | 0 | 0 | 0 | 0.003309 | 0.0039139 | 0.0045172 | 0.0051158 | 0.0057135 | 0.0063139 | 0.0069074 | 0.0074998 | 0.0080917 | 0.0086747 | 0.0092604 | 0.009841 | 0.010422 | 0.011001 | 0.011574 | 0.012149 | 0.012723 | 0.013294 | 0.013863 | 0.014431 | 0.0032893 | 0.003898 | 0.0045067 | 0.0051484 | 0.0057572 | 0.0063665
F5_Industrial_Stone, Clay, and Glass_New_Process_Natural Gas_Gas Boiler - Insulate Hot Water Lines_A_Achievable Economic TRC Potential | F5 | Industrial | Stone, Clay, and Glass | New | Process | Natural Gas | Gas Boiler - Insulate Hot Water Lines | A | Incremental Summer Peak Savings (MW) | Achievable Economic TRC Potential | 0 | 0 | 0 | 0 | 0 | 0 | 0 | 0 | 0 | 0 | 0 | 0 | 0 | 0 | 0 | 0 | 0 | 0 | 0 | 0 | 0 | 0 | 0 | 0 | 0 | 0 | 0 | 0 | 0 | 0 | 0
F6_Industrial_Stone, Clay, and Glass_New_Process_Natural Gas_Gas Boiler - Insulate Hot Water Lines_A_Achievable Economic TRC Potential | F6 | Industrial | Stone, Clay, and Glass | New | Process | Natural Gas | Gas Boiler - Insulate Hot Water Lines | A | Incremental Winter Peak Savings (MW) | Achievable Economic TRC Potential | 0 | 0 | 0 | 0 | 0 | 0 | 0 | 0 | 0 | 0 | 0 | 0 | 0 | 0 | 0 | 0 | 0 | 0 | 0 | 0 | 0 | 0 | 0 | 0 | 0 | 0 | 0 | 0 | 0 | 0 | 0
F7_Industrial_Stone, Clay, and Glass_New_Process_Natural Gas_Gas Boiler - Insulate Hot Water Lines_A_Achievable Economic TRC Potential | F7 | Industrial | Stone, Clay, and Glass | New | Process | Natural Gas | Gas Boiler - Insulate Hot Water Lines | A | Cumulative Energy Savings (MWh or mTherms) | Achievable Economic TRC Potential | 0 | 0 | 0 | 0 | 0 | 0.003309 | 0.0072175 | 0.011724 | 0.016824 | 0.022516 | 0.028815 | 0.035709 | 0.043198 | 0.051282 | 0.059952 | 0.069211 | 0.079053 | 0.08948 | 0.10049 | 0.11207 | 0.12424 | 0.13699 | 0.15031 | 0.1642 | 0.17866 | 0.17871 | 0.17876 | 0.17881 | 0 | 0 | 0
F8_Industrial_Stone, Clay, and Glass_New_Process_Natural Gas_Gas Boiler - Insulate Hot Water Lines_A_Achievable Economic TRC Potential | F8 | Industrial | Stone, Clay, and Glass | New | Process | Natural Gas | Gas Boiler - Insulate Hot Water Lines | A | Cumulative Summer Peak Savings (MW) | Achievable Economic TRC Potential | 0 | 0 | 0 | 0 | 0 | 0 | 0 | 0 | 0 | 0 | 0 | 0 | 0 | 0 | 0 | 0 | 0 | 0 | 0 | 0 | 0 | 0 | 0 | 0 | 0 | 0 | 0 | 0 | 0 | 0 | 0
F9_Industrial_Stone, Clay, and Glass_New_Process_Natural Gas_Gas Boiler - Insulate Hot Water Lines_A_Achievable Economic TRC Potential | F9 | Industrial | Stone, Clay, and Glass | New | Process | Natural Gas | Gas Boiler - Insulate Hot Water Lines | A | Cumulative Winter Peak Savings (MW) | Achievable Economic TRC Potential | 0 | 0 | 0 | 0 | 0 | 0 | 0 | 0 | 0 | 0 | 0 | 0 | 0 | 0 | 0 | 0 | 0 | 0 | 0 | 0 | 0 | 0 | 0 | 0 | 0 | 0 | 0 | 0 | 0 | 0 | 0
F10_Industrial_Stone, Clay, and Glass_New_Process_Natural Gas_Gas Boiler - Insulate Hot Water Lines_A_Achievable Economic TRC Potential | F10 | Industrial | Stone, Clay, and Glass | New | Process | Natural Gas | Gas Boiler - Insulate Hot Water Lines | A | Purchases (Incremental) | Achievable Economic TRC Potential | 0 | 0 | 0 | 0 | 0 | 0.064338 | 0.076222 | 0.088101 | 0.099909 | 0.11172 | 0.12355 | 0.13522 | 0.14687 | 0.15848 | 0.16992 | 0.1814 | 0.19276 | 0.20413 | 0.21545 | 0.22666 | 0.23788 | 0.24906 | 0.2602 | 0.27129 | 0.28235 | 0.064338 | 0.076222 | 0.088101 | 0.099909 | 0.11172 | 0.12355
F11_Industrial_Stone, Clay, and Glass_New_Process_Natural Gas_Gas Boiler - Insulate Hot Water Lines_A_Achievable Economic TRC Potential | F11 | Industrial | Stone, Clay, and Glass | New | Process | Natural Gas | Gas Boiler - Insulate Hot Water Lines | A | Purchases (Cumulative) | Achievable Economic TRC Potential | 0 | 0 | 0 | 0 | 0 | 0.064338 | 0.14056 | 0.22866 | 0.32857 | 0.44029 | 0.56384 | 0.69906 | 0.84593 | 1.0044 | 1.1743 | 1.3557 | 1.5485 | 1.7526 | 1.9681 | 2.1947 | 2.4326 | 2.6817 | 2.9419 | 3.2132 | 3.4955 | 3.4955 | 3.4955 | 3.4955 | 3.4955 | 3.4955 | 3.4955
F1_Industrial_Stone, Clay, and Glass_New_Process_Natural Gas_Process - Insulate Heated Process Fluids_A_Achievable Economic TRC Potential | F1 | Industrial | Stone, Clay, and Glass | New | Process | Natural Gas | Process - Insulate Heated Process Fluids | A | Integrated Unit Energy Savings (kWh or therms) | Achievable Economic TRC Potential | 0 | 0 | 0 | 0 | 0 | 1280.8574 | 1280.8131 | 1280.7756 | 1280.7452 | 1280.7163 | 1280.6932 | 1280.6786 | 1280.6703 | 1280.6666 | 1280.666 | 1280.6679 | 1280.6714 | 1280.676 | 1280.6814 | 1280.6873 | 1280.6979 | 1280.7076 | 1280.7163 | 1280.7244 | 1280.7318 | 1280.7386 | 1280.7449 | 1280.7507 | 1280.913 | 1280.913 | 1280.913
F2_Industrial_Stone, Clay, and Glass_New_Process_Natural Gas_Process - Insulate Heated Process Fluids_A_Achievable Economic TRC Potential | F2 | Industrial | Stone, Clay, and Glass | New | Process | Natural Gas | Process - Insulate Heated Process Fluids | A | Integrated Unit Summer Peak Savings (kW) | Achievable Economic TRC Potential | 0 | 0 | 0 | 0 | 0 | 0 | 0 | 0 | 0 | 0 | 0 | 0 | 0 | 0 | 0 | 0 | 0 | 0 | 0 | 0 | 0 | 0 | 0 | 0 | 0 | 0 | 0 | 0 | 0 | 0 | 0
F3_Industrial_Stone, Clay, and Glass_New_Process_Natural Gas_Process - Insulate Heated Process Fluids_A_Achievable Economic TRC Potential | F3 | Industrial | Stone, Clay, and Glass | New | Process | Natural Gas | Process - Insulate Heated Process Fluids | A | Integrated Unit Winter Peak Savings (kW) | Achievable Economic TRC Potential | 0 | 0 | 0 | 0 | 0 | 0 | 0 | 0 | 0 | 0 | 0 | 0 | 0 | 0 | 0 | 0 | 0 | 0 | 0 | 0 | 0 | 0 | 0 | 0 | 0 | 0 | 0 | 0 | 0 | 0 | 0
F4_Industrial_Stone, Clay, and Glass_New_Process_Natural Gas_Process - Insulate Heated Process Fluids_A_Achievable Economic TRC Potential | F4 | Industrial | Stone, Clay, and Glass | New | Process | Natural Gas | Process - Insulate Heated Process Fluids | A | Incremental Energy Savings (MWh or mTherms) | Achievable Economic TRC Potential | 0 | 0 | 0 | 0 | 0 | 0.18027 | 0.21356 | 0.24683 | 0.27991 | 0.313 | 0.31151 | 0.27275 | 0.23699 | 0.20459 | 0.17548 | 0.14987 | 0.12741 | 0.10794 | 0.091136 | 0.076703 | 0.064402 | 0.00045992 | 0.0001716 | 6.0995e-05 | 2.0701e-05 | 0.18025 | 0.21355 | 0.24683 | 0.27994 | 0.31305 | 0.31156
F5_Industrial_Stone, Clay, and Glass_New_Process_Natural Gas_Process - Insulate Heated Process Fluids_A_Achievable Economic TRC Potential | F5 | Industrial | Stone, Clay, and Glass | New | Process | Natural Gas | Process - Insulate Heated Process Fluids | A | Incremental Summer Peak Savings (MW) | Achievable Economic TRC Potential | 0 | 0 | 0 | 0 | 0 | 0 | 0 | 0 | 0 | 0 | 0 | 0 | 0 | 0 | 0 | 0 | 0 | 0 | 0 | 0 | 0 | 0 | 0 | 0 | 0 | 0 | 0 | 0 | 0 | 0 | 0
F6_Industrial_Stone, Clay, and Glass_New_Process_Natural Gas_Process - Insulate Heated Process Fluids_A_Achievable Economic TRC Potential | F6 | Industrial | Stone, Clay, and Glass | New | Process | Natural Gas | Process - Insulate Heated Process Fluids | A | Incremental Winter Peak Savings (MW) | Achievable Economic TRC Potential | 0 | 0 | 0 | 0 | 0 | 0 | 0 | 0 | 0 | 0 | 0 | 0 | 0 | 0 | 0 | 0 | 0 | 0 | 0 | 0 | 0 | 0 | 0 | 0 | 0 | 0 | 0 | 0 | 0 | 0 | 0
F7_Industrial_Stone, Clay, and Glass_New_Process_Natural Gas_Process - Insulate Heated Process Fluids_A_Achievable Economic TRC Potential | F7 | Industrial | Stone, Clay, and Glass | New | Process | Natural Gas | Process - Insulate Heated Process Fluids | A | Cumulative Energy Savings (MWh or mTherms) | Achievable Economic TRC Potential | 0 | 0 | 0 | 0 | 0 | 0.18027 | 0.39382 | 0.64064 | 0.92053 | 1.2335 | 1.545 | 1.8177 | 2.0547 | 2.2593 | 2.4348 | 2.5846 | 2.712 | 2.82 | 2.9111 | 2.9879 | 3.0523 | 3.0528 | 3.053 | 3.053 | 3.0531 | 3.0531 | 3.0531 | 3.0531 | 0 | 0 | 0
F8_Industrial_Stone, Clay, and Glass_New_Process_Natural Gas_Process - Insulate Heated Process Fluids_A_Achievable Economic TRC Potential | F8 | Industrial | Stone, Clay, and Glass | New | Process | Natural Gas | Process - Insulate Heated Process Fluids | A | Cumulative Summer Peak Savings (MW) | Achievable Economic TRC Potential | 0 | 0 | 0 | 0 | 0 | 0 | 0 | 0 | 0 | 0 | 0 | 0 | 0 | 0 | 0 | 0 | 0 | 0 | 0 | 0 | 0 | 0 | 0 | 0 | 0 | 0 | 0 | 0 | 0 | 0 | 0
F9_Industrial_Stone, Clay, and Glass_New_Process_Natural Gas_Process - Insulate Heated Process Fluids_A_Achievable Economic TRC Potential | F9 | Industrial | Stone, Clay, and Glass | New | Process | Natural Gas | Process - Insulate Heated Process Fluids | A | Cumulative Winter Peak Savings (MW) | Achievable Economic TRC Potential | 0 | 0 | 0 | 0 | 0 | 0 | 0 | 0 | 0 | 0 | 0 | 0 | 0 | 0 | 0 | 0 | 0 | 0 | 0 | 0 | 0 | 0 | 0 | 0 | 0 | 0 | 0 | 0 | 0 | 0 | 0
F10_Industrial_Stone, Clay, and Glass_New_Process_Natural Gas_Process - Insulate Heated Process Fluids_A_Achievable Economic TRC Potential | F10 | Industrial | Stone, Clay, and Glass | New | Process | Natural Gas | Process - Insulate Heated Process Fluids | A | Purchases (Incremental) | Achievable Economic TRC Potential | 0 | 0 | 0 | 0 | 0 | 0.14074 | 0.16674 | 0.19272 | 0.21855 | 0.2444 | 0.24323 | 0.21297 | 0.18505 | 0.15975 | 0.13702 | 0.11702 | 0.099485 | 0.084282 | 0.071162 | 0.059892 | 0.050287 | 0.00035911 | 0.00013399 | 4.7626e-05 | 1.6163e-05 | 0.14074 | 0.16674 | 0.19272 | 0.21855 | 0.2444 | 0.24323
F11_Industrial_Stone, Clay, and Glass_New_Process_Natural Gas_Process - Insulate Heated Process Fluids_A_Achievable Economic TRC Potential | F11 | Industrial | Stone, Clay, and Glass | New | Process | Natural Gas | Process - Insulate Heated Process Fluids | A | Purchases (Cumulative) | Achievable Economic TRC Potential | 0 | 0 | 0 | 0 | 0 | 0.14074 | 0.30747 | 0.50019 | 0.71874 | 0.96314 | 1.2064 | 1.4193 | 1.6044 | 1.7641 | 1.9012 | 2.0182 | 2.1177 | 2.202 | 2.2731 | 2.333 | 2.3833 | 2.3837 | 2.3838 | 2.3838 | 2.3839 | 2.3839 | 2.3839 | 2.3839 | 2.3839 | 2.3839 | 2.3839
F1_Industrial_Stone, Clay, and Glass_New_Process_Natural Gas_Process Heat Recovery_A_Achievable Economic TRC Potential | F1 | Industrial | Stone, Clay, and Glass | New | Process | Natural Gas | Process Heat Recovery | A | Integrated Unit Energy Savings (kWh or therms) | Achievable Economic TRC Potential | 0 | 0 | 0 | 0 | 0 | 73.2462 | 73.1252 | 73.0167 | 72.9167 | 72.8226 | 72.7717 | 72.7368 | 72.7136 | 72.6991 | 72.6904 | 72.687 | 72.687 | 72.69 | 72.6951 | 72.7015 | 72.7092 | 72.7233 | 72.7361 | 72.7477 | 72.7583 | 72.782 | 72.8039 | 72.8242 | 0 | 0 | 0
F2_Industrial_Stone, Clay, and Glass_New_Process_Natural Gas_Process Heat Recovery_A_Achievable Economic TRC Potential | F2 | Industrial | Stone, Clay, and Glass | New | Process | Natural Gas | Process Heat Recovery | A | Integrated Unit Summer Peak Savings (kW) | Achievable Economic TRC Potential | 0 | 0 | 0 | 0 | 0 | 0 | 0 | 0 | 0 | 0 | 0 | 0 | 0 | 0 | 0 | 0 | 0 | 0 | 0 | 0 | 0 | 0 | 0 | 0 | 0 | 0 | 0 | 0 | 0 | 0 | 0
F3_Industrial_Stone, Clay, and Glass_New_Process_Natural Gas_Process Heat Recovery_A_Achievable Economic TRC Potential | F3 | Industrial | Stone, Clay, and Glass | New | Process | Natural Gas | Process Heat Recovery | A | Integrated Unit Winter Peak Savings (kW) | Achievable Economic TRC Potential | 0 | 0 | 0 | 0 | 0 | 0 | 0 | 0 | 0 | 0 | 0 | 0 | 0 | 0 | 0 | 0 | 0 | 0 | 0 | 0 | 0 | 0 | 0 | 0 | 0 | 0 | 0 | 0 | 0 | 0 | 0
F4_Industrial_Stone, Clay, and Glass_New_Process_Natural Gas_Process Heat Recovery_A_Achievable Economic TRC Potential | F4 | Industrial | Stone, Clay, and Glass | New | Process | Natural Gas | Process Heat Recovery | A | Incremental Energy Savings (MWh or mTherms) | Achievable Economic TRC Potential | 0 | 0 | 0 | 0 | 0 | 0 | 0 | 0 | 0 | 0 | 0 | 0 | 0 | 0 | 0 | 0 | 0 | 0 | 0 | 0 | 0 | 0 | 0 | 0 | 0 | 0 | 0 | 0 | 0 | 0 | 0
F5_Industrial_Stone, Clay, and Glass_New_Process_Natural Gas_Process Heat Recovery_A_Achievable Economic TRC Potential | F5 | Industrial | Stone, Clay, and Glass | New | Process | Natural Gas | Process Heat Recovery | A | Incremental Summer Peak Savings (MW) | Achievable Economic TRC Potential | 0 | 0 | 0 | 0 | 0 | 0 | 0 | 0 | 0 | 0 | 0 | 0 | 0 | 0 | 0 | 0 | 0 | 0 | 0 | 0 | 0 | 0 | 0 | 0 | 0 | 0 | 0 | 0 | 0 | 0 | 0
F6_Industrial_Stone, Clay, and Glass_New_Process_Natural Gas_Process Heat Recovery_A_Achievable Economic TRC Potential | F6 | Industrial | Stone, Clay, and Glass | New | Process | Natural Gas | Process Heat Recovery | A | Incremental Winter Peak Savings (MW) | Achievable Economic TRC Potential | 0 | 0 | 0 | 0 | 0 | 0 | 0 | 0 | 0 | 0 | 0 | 0 | 0 | 0 | 0 | 0 | 0 | 0 | 0 | 0 | 0 | 0 | 0 | 0 | 0 | 0 | 0 | 0 | 0 | 0 | 0
F7_Industrial_Stone, Clay, and Glass_New_Process_Natural Gas_Process Heat Recovery_A_Achievable Economic TRC Potential | F7 | Industrial | Stone, Clay, and Glass | New | Process | Natural Gas | Process Heat Recovery | A | Cumulative Energy Savings (MWh or mTherms) | Achievable Economic TRC Potential | 0 | 0 | 0 | 0 | 0 | 0 | 0 | 0 | 0 | 0 | 0 | 0 | 0 | 0 | 0 | 0 | 0 | 0 | 0 | 0 | 0 | 0 | 0 | 0 | 0 | 0 | 0 | 0 | 0 | 0 | 0
F8_Industrial_Stone, Clay, and Glass_New_Process_Natural Gas_Process Heat Recovery_A_Achievable Economic TRC Potential | F8 | Industrial | Stone, Clay, and Glass | New | Process | Natural Gas | Process Heat Recovery | A | Cumulative Summer Peak Savings (MW) | Achievable Economic TRC Potential | 0 | 0 | 0 | 0 | 0 | 0 | 0 | 0 | 0 | 0 | 0 | 0 | 0 | 0 | 0 | 0 | 0 | 0 | 0 | 0 | 0 | 0 | 0 | 0 | 0 | 0 | 0 | 0 | 0 | 0 | 0
F9_Industrial_Stone, Clay, and Glass_New_Process_Natural Gas_Process Heat Recovery_A_Achievable Economic TRC Potential | F9 | Industrial | Stone, Clay, and Glass | New | Process | Natural Gas | Process Heat Recovery | A | Cumulative Winter Peak Savings (MW) | Achievable Economic TRC Potential | 0 | 0 | 0 | 0 | 0 | 0 | 0 | 0 | 0 | 0 | 0 | 0 | 0 | 0 | 0 | 0 | 0 | 0 | 0 | 0 | 0 | 0 | 0 | 0 | 0 | 0 | 0 | 0 | 0 | 0 | 0
F10_Industrial_Stone, Clay, and Glass_New_Process_Natural Gas_Process Heat Recovery_A_Achievable Economic TRC Potential | F10 | Industrial | Stone, Clay, and Glass | New | Process | Natural Gas | Process Heat Recovery | A | Purchases (Incremental) | Achievable Economic TRC Potential | 0 | 0 | 0 | 0 | 0 | 0 | 0 | 0 | 0 | 0 | 0 | 0 | 0 | 0 | 0 | 0 | 0 | 0 | 0 | 0 | 0 | 0 | 0 | 0 | 0 | 0 | 0 | 0 | 0 | 0 | 0
F11_Industrial_Stone, Clay, and Glass_New_Process_Natural Gas_Process Heat Recovery_A_Achievable Economic TRC Potential | F11 | Industrial | Stone, Clay, and Glass | New | Process | Natural Gas | Process Heat Recovery | A | Purchases (Cumulative) | Achievable Economic TRC Potential | 0 | 0 | 0 | 0 | 0 | 0 | 0 | 0 | 0 | 0 | 0 | 0 | 0 | 0 | 0 | 0 | 0 | 0 | 0 | 0 | 0 | 0 | 0 | 0 | 0 | 0 | 0 | 0 | 0 | 0 | 0
F1_Industrial_Stone, Clay, and Glass_New_Space Heating_Natural Gas_Building Automation System_A_Achievable Economic TRC Potential | F1 | Industrial | Stone, Clay, and Glass | New | Space Heating | Natural Gas | Building Automation System | A | Integrated Unit Energy Savings (kWh or therms) | Achievable Economic TRC Potential | 0 | 0 | 0 | 0 | 0 | 0.01454 | 0.014297 | 0.014095 | 0.013921 | 0.013766 | 0.013629 | 0.013465 | 0.013289 | 0.013111 | 0.012935 | 0.012777 | 0.012635 | 0.012515 | 0.012355 | 0.012231 | 0.012138 | 0.012063 | 0.012022 | 0.011994 | 0.011978 | 0.011969 | 0.011965 | 0.011965 | 0 | 0 | 0
F2_Industrial_Stone, Clay, and Glass_New_Space Heating_Natural Gas_Building Automation System_A_Achievable Economic TRC Potential | F2 | Industrial | Stone, Clay, and Glass | New | Space Heating | Natural Gas | Building Automation System | A | Integrated Unit Summer Peak Savings (kW) | Achievable Economic TRC Potential | 0 | 0 | 0 | 0 | 0 | 0 | 0 | 0 | 0 | 0 | 0 | 0 | 0 | 0 | 0 | 0 | 0 | 0 | 0 | 0 | 0 | 0 | 0 | 0 | 0 | 0 | 0 | 0 | 0 | 0 | 0
F3_Industrial_Stone, Clay, and Glass_New_Space Heating_Natural Gas_Building Automation System_A_Achievable Economic TRC Potential | F3 | Industrial | Stone, Clay, and Glass | New | Space Heating | Natural Gas | Building Automation System | A | Integrated Unit Winter Peak Savings (kW) | Achievable Economic TRC Potential | 0 | 0 | 0 | 0 | 0 | 0 | 0 | 0 | 0 | 0 | 0 | 0 | 0 | 0 | 0 | 0 | 0 | 0 | 0 | 0 | 0 | 0 | 0 | 0 | 0 | 0 | 0 | 0 | 0 | 0 | 0
F4_Industrial_Stone, Clay, and Glass_New_Space Heating_Natural Gas_Building Automation System_A_Achievable Economic TRC Potential | F4 | Industrial | Stone, Clay, and Glass | New | Space Heating | Natural Gas | Building Automation System | A | Incremental Energy Savings (MWh or mTherms) | Achievable Economic TRC Potential | 0 | 0 | 0 | 0 | 0 | 8.4802e-05 | 0.00019746 | 0.00039953 | 0.00072791 | 0.0012217 | 0.0019157 | 0.0028178 | 0.0039156 | 0.005156 | 0.0064316 | 0.007609 | 0.0085059 | 0.0089596 | 0.0087997 | 0.0080582 | 0.0069405 | 0.0055227 | 0.0039807 | 0.0026456 | 0.0017932 | 0.0016825 | 0.002504 | 0.0035255 | 0 | 0 | 0
F5_Industrial_Stone, Clay, and Glass_New_Space Heating_Natural Gas_Building Automation System_A_Achievable Economic TRC Potential | F5 | Industrial | Stone, Clay, and Glass | New | Space Heating | Natural Gas | Building Automation System | A | Incremental Summer Peak Savings (MW) | Achievable Economic TRC Potential | 0 | 0 | 0 | 0 | 0 | 0 | 0 | 0 | 0 | 0 | 0 | 0 | 0 | 0 | 0 | 0 | 0 | 0 | 0 | 0 | 0 | 0 | 0 | 0 | 0 | 0 | 0 | 0 | 0 | 0 | 0
F6_Industrial_Stone, Clay, and Glass_New_Space Heating_Natural Gas_Building Automation System_A_Achievable Economic TRC Potential | F6 | Industrial | Stone, Clay, and Glass | New | Space Heating | Natural Gas | Building Automation System | A | Incremental Winter Peak Savings (MW) | Achievable Economic TRC Potential | 0 | 0 | 0 | 0 | 0 | 0 | 0 | 0 | 0 | 0 | 0 | 0 | 0 | 0 | 0 | 0 | 0 | 0 | 0 | 0 | 0 | 0 | 0 | 0 | 0 | 0 | 0 | 0 | 0 | 0 | 0
F7_Industrial_Stone, Clay, and Glass_New_Space Heating_Natural Gas_Building Automation System_A_Achievable Economic TRC Potential | F7 | Industrial | Stone, Clay, and Glass | New | Space Heating | Natural Gas | Building Automation System | A | Cumulative Energy Savings (MWh or mTherms) | Achievable Economic TRC Potential | 0 | 0 | 0 | 0 | 0 | 8.4802e-05 | 0.00028085 | 0.00067642 | 0.001396 | 0.0026021 | 0.0044918 | 0.0072558 | 0.011076 | 0.016084 | 0.0223 | 0.029637 | 0.037812 | 0.046414 | 0.054618 | 0.062131 | 0.068525 | 0.073459 | 0.076848 | 0.078692 | 0.079313 | 0.079258 | 0.07923 | 0.079229 | 0 | 0 | 0
F8_Industrial_Stone, Clay, and Glass_New_Space Heating_Natural Gas_Building Automation System_A_Achievable Economic TRC Potential | F8 | Industrial | Stone, Clay, and Glass | New | Space Heating | Natural Gas | Building Automation System | A | Cumulative Summer Peak Savings (MW) | Achievable Economic TRC Potential | 0 | 0 | 0 | 0 | 0 | 0 | 0 | 0 | 0 | 0 | 0 | 0 | 0 | 0 | 0 | 0 | 0 | 0 | 0 | 0 | 0 | 0 | 0 | 0 | 0 | 0 | 0 | 0 | 0 | 0 | 0
F9_Industrial_Stone, Clay, and Glass_New_Space Heating_Natural Gas_Building Automation System_A_Achievable Economic TRC Potential | F9 | Industrial | Stone, Clay, and Glass | New | Space Heating | Natural Gas | Building Automation System | A | Cumulative Winter Peak Savings (MW) | Achievable Economic TRC Potential | 0 | 0 | 0 | 0 | 0 | 0 | 0 | 0 | 0 | 0 | 0 | 0 | 0 | 0 | 0 | 0 | 0 | 0 | 0 | 0 | 0 | 0 | 0 | 0 | 0 | 0 | 0 | 0 | 0 | 0 | 0
F10_Industrial_Stone, Clay, and Glass_New_Space Heating_Natural Gas_Building Automation System_A_Achievable Economic TRC Potential | F10 | Industrial | Stone, Clay, and Glass | New | Space Heating | Natural Gas | Building Automation System | A | Purchases (Incremental) | Achievable Economic TRC Potential | 0 | 0 | 0 | 0 | 0 | 5.8323 | 13.8119 | 28.3454 | 52.2875 | 88.7504 | 140.5624 | 209.2707 | 294.648 | 393.2594 | 497.2046 | 595.5126 | 673.2169 | 715.9021 | 712.2577 | 658.8229 | 571.822 | 457.8241 | 331.1257 | 220.573 | 149.7148 | 140.5624 | 209.2707 | 294.648 | 393.2594 | 497.2046 | 595.5126
F11_Industrial_Stone, Clay, and Glass_New_Space Heating_Natural Gas_Building Automation System_A_Achievable Economic TRC Potential | F11 | Industrial | Stone, Clay, and Glass | New | Space Heating | Natural Gas | Building Automation System | A | Purchases (Cumulative) | Achievable Economic TRC Potential | 0 | 0 | 0 | 0 | 0 | 5.8323 | 19.6442 | 47.9895 | 100.277 | 189.0275 | 329.5899 | 538.8606 | 833.5086 | 1226.768 | 1723.9727 | 2319.4853 | 2992.7022 | 3708.6043 | 4420.8621 | 5079.685 | 5645.6747 | 6089.6869 | 6392.4673 | 6560.7527 | 6621.7171 | 6621.7171 | 6621.7171 | 6621.7171 | 6621.7171 | 6621.7171 | 6621.7171
F1_Industrial_Stone, Clay, and Glass_New_Space Heating_Natural Gas_Steam System Efficiency Improvements_A_Achievable Economic TRC Potential | F1 | Industrial | Stone, Clay, and Glass | New | Space Heating | Natural Gas | Steam System Efficiency Improvements | A | Integrated Unit Energy Savings (kWh or therms) | Achievable Economic TRC Potential | 0 | 0 | 0 | 0 | 0 | 0 | 0 | 0 | 0 | 0 | 0 | 0 | 0 | 0 | 0 | 0 | 0 | 0 | 0 | 0 | 0 | 0 | 0 | 0 | 0 | 0 | 0 | 0 | 0 | 0 | 0
F2_Industrial_Stone, Clay, and Glass_New_Space Heating_Natural Gas_Steam System Efficiency Improvements_A_Achievable Economic TRC Potential | F2 | Industrial | Stone, Clay, and Glass | New | Space Heating | Natural Gas | Steam System Efficiency Improvements | A | Integrated Unit Summer Peak Savings (kW) | Achievable Economic TRC Potential | 0 | 0 | 0 | 0 | 0 | 0 | 0 | 0 | 0 | 0 | 0 | 0 | 0 | 0 | 0 | 0 | 0 | 0 | 0 | 0 | 0 | 0 | 0 | 0 | 0 | 0 | 0 | 0 | 0 | 0 | 0
F3_Industrial_Stone, Clay, and Glass_New_Space Heating_Natural Gas_Steam System Efficiency Improvements_A_Achievable Economic TRC Potential | F3 | Industrial | Stone, Clay, and Glass | New | Space Heating | Natural Gas | Steam System Efficiency Improvements | A | Integrated Unit Winter Peak Savings (kW) | Achievable Economic TRC Potential | 0 | 0 | 0 | 0 | 0 | 0 | 0 | 0 | 0 | 0 | 0 | 0 | 0 | 0 | 0 | 0 | 0 | 0 | 0 | 0 | 0 | 0 | 0 | 0 | 0 | 0 | 0 | 0 | 0 | 0 | 0
F4_Industrial_Stone, Clay, and Glass_New_Space Heating_Natural Gas_Steam System Efficiency Improvements_A_Achievable Economic TRC Potential | F4 | Industrial | Stone, Clay, and Glass | New | Space Heating | Natural Gas | Steam System Efficiency Improvements | A | Incremental Energy Savings (MWh or mTherms) | Achievable Economic TRC Potential | 0 | 0 | 0 | 0 | 0 | 0 | 0 | 0 | 0 | 0 | 0 | 0 | 0 | 0 | 0 | 0 | 0 | 0 | 0 | 0 | 0 | 0 | 0 | 0 | 0 | 0 | 0 | 0 | 0 | 0 | 0
F5_Industrial_Stone, Clay, and Glass_New_Space Heating_Natural Gas_Steam System Efficiency Improvements_A_Achievable Economic TRC Potential | F5 | Industrial | Stone, Clay, and Glass | New | Space Heating | Natural Gas | Steam System Efficiency Improvements | A | Incremental Summer Peak Savings (MW) | Achievable Economic TRC Potential | 0 | 0 | 0 | 0 | 0 | 0 | 0 | 0 | 0 | 0 | 0 | 0 | 0 | 0 | 0 | 0 | 0 | 0 | 0 | 0 | 0 | 0 | 0 | 0 | 0 | 0 | 0 | 0 | 0 | 0 | 0
F6_Industrial_Stone, Clay, and Glass_New_Space Heating_Natural Gas_Steam System Efficiency Improvements_A_Achievable Economic TRC Potential | F6 | Industrial | Stone, Clay, and Glass | New | Space Heating | Natural Gas | Steam System Efficiency Improvements | A | Incremental Winter Peak Savings (MW) | Achievable Economic TRC Potential | 0 | 0 | 0 | 0 | 0 | 0 | 0 | 0 | 0 | 0 | 0 | 0 | 0 | 0 | 0 | 0 | 0 | 0 | 0 | 0 | 0 | 0 | 0 | 0 | 0 | 0 | 0 | 0 | 0 | 0 | 0
F7_Industrial_Stone, Clay, and Glass_New_Space Heating_Natural Gas_Steam System Efficiency Improvements_A_Achievable Economic TRC Potential | F7 | Industrial | Stone, Clay, and Glass | New | Space Heating | Natural Gas | Steam System Efficiency Improvements | A | Cumulative Energy Savings (MWh or mTherms) | Achievable Economic TRC Potential | 0 | 0 | 0 | 0 | 0 | 0 | 0 | 0 | 0 | 0 | 0 | 0 | 0 | 0 | 0 | 0 | 0 | 0 | 0 | 0 | 0 | 0 | 0 | 0 | 0 | 0 | 0 | 0 | 0 | 0 | 0
F8_Industrial_Stone, Clay, and Glass_New_Space Heating_Natural Gas_Steam System Efficiency Improvements_A_Achievable Economic TRC Potential | F8 | Industrial | Stone, Clay, and Glass | New | Space Heating | Natural Gas | Steam System Efficiency Improvements | A | Cumulative Summer Peak Savings (MW) | Achievable Economic TRC Potential | 0 | 0 | 0 | 0 | 0 | 0 | 0 | 0 | 0 | 0 | 0 | 0 | 0 | 0 | 0 | 0 | 0 | 0 | 0 | 0 | 0 | 0 | 0 | 0 | 0 | 0 | 0 | 0 | 0 | 0 | 0
F9_Industrial_Stone, Clay, and Glass_New_Space Heating_Natural Gas_Steam System Efficiency Improvements_A_Achievable Economic TRC Potential | F9 | Industrial | Stone, Clay, and Glass | New | Space Heating | Natural Gas | Steam System Efficiency Improvements | A | Cumulative Winter Peak Savings (MW) | Achievable Economic TRC Potential | 0 | 0 | 0 | 0 | 0 | 0 | 0 | 0 | 0 | 0 | 0 | 0 | 0 | 0 | 0 | 0 | 0 | 0 | 0 | 0 | 0 | 0 | 0 | 0 | 0 | 0 | 0 | 0 | 0 | 0 | 0
F10_Industrial_Stone, Clay, and Glass_New_Space Heating_Natural Gas_Steam System Efficiency Improvements_A_Achievable Economic TRC Potential | F10 | Industrial | Stone, Clay, and Glass | New | Space Heating | Natural Gas | Steam System Efficiency Improvements | A | Purchases (Incremental) | Achievable Economic TRC Potential | 0 | 0 | 0 | 0 | 0 | 0 | 0 | 0 | 0 | 0 | 0 | 0 | 0 | 0 | 0 | 0 | 0 | 0 | 0 | 0 | 0 | 0 | 0 | 0 | 0 | 0 | 0 | 0 | 0 | 0 | 0
F11_Industrial_Stone, Clay, and Glass_New_Space Heating_Natural Gas_Steam System Efficiency Improvements_A_Achievable Economic TRC Potential | F11 | Industrial | Stone, Clay, and Glass | New | Space Heating | Natural Gas | Steam System Efficiency Improvements | A | Purchases (Cumulative) | Achievable Economic TRC Potential | 0 | 0 | 0 | 0 | 0 | 0 | 0 | 0 | 0 | 0 | 0 | 0 | 0 | 0 | 0 | 0 | 0 | 0 | 0 | 0 | 0 | 0 | 0 | 0 | 0 | 0 | 0 | 0 | 0 | 0 | 0
F1_Industrial_Stone, Clay, and Glass_New_Process_Natural Gas_Steam System Efficiency Improvements_A_Achievable Economic TRC Potential | F1 | Industrial | Stone, Clay, and Glass | New | Process | Natural Gas | Steam System Efficiency Improvements | A | Integrated Unit Energy Savings (kWh or therms) | Achievable Economic TRC Potential | 0 | 0 | 0 | 0 | 0 | 0.082517 | 0.08238 | 0.082258 | 0.082145 | 0.082039 | 0.081982 | 0.081943 | 0.081917 | 0.0819 | 0.08189 | 0.081887 | 0.081887 | 0.08189 | 0.081896 | 0.081903 | 0.081912 | 0.081927 | 0.081942 | 0.081955 | 0.081967 | 0.081994 | 0.082018 | 0.082041 | 0.082679 | 0.082679 | 0.082679
F2_Industrial_Stone, Clay, and Glass_New_Process_Natural Gas_Steam System Efficiency Improvements_A_Achievable Economic TRC Potential | F2 | Industrial | Stone, Clay, and Glass | New | Process | Natural Gas | Steam System Efficiency Improvements | A | Integrated Unit Summer Peak Savings (kW) | Achievable Economic TRC Potential | 0 | 0 | 0 | 0 | 0 | 0 | 0 | 0 | 0 | 0 | 0 | 0 | 0 | 0 | 0 | 0 | 0 | 0 | 0 | 0 | 0 | 0 | 0 | 0 | 0 | 0 | 0 | 0 | 0 | 0 | 0
F3_Industrial_Stone, Clay, and Glass_New_Process_Natural Gas_Steam System Efficiency Improvements_A_Achievable Economic TRC Potential | F3 | Industrial | Stone, Clay, and Glass | New | Process | Natural Gas | Steam System Efficiency Improvements | A | Integrated Unit Winter Peak Savings (kW) | Achievable Economic TRC Potential | 0 | 0 | 0 | 0 | 0 | 0 | 0 | 0 | 0 | 0 | 0 | 0 | 0 | 0 | 0 | 0 | 0 | 0 | 0 | 0 | 0 | 0 | 0 | 0 | 0 | 0 | 0 | 0 | 0 | 0 | 0
F4_Industrial_Stone, Clay, and Glass_New_Process_Natural Gas_Steam System Efficiency Improvements_A_Achievable Economic TRC Potential | F4 | Industrial | Stone, Clay, and Glass | New | Process | Natural Gas | Steam System Efficiency Improvements | A | Incremental Energy Savings (MWh or mTherms) | Achievable Economic TRC Potential | 0 | 0 | 0 | 0 | 0 | 0 | 0 | 0 | 0 | 0 | 0 | 0 | 0 | 0 | 0 | 0 | 0 | 0 | 0 | 0 | 0 | 0 | 0 | 0 | 0 | 0 | 0 | 0 | 0 | 0 | 0
F5_Industrial_Stone, Clay, and Glass_New_Process_Natural Gas_Steam System Efficiency Improvements_A_Achievable Economic TRC Potential | F5 | Industrial | Stone, Clay, and Glass | New | Process | Natural Gas | Steam System Efficiency Improvements | A | Incremental Summer Peak Savings (MW) | Achievable Economic TRC Potential | 0 | 0 | 0 | 0 | 0 | 0 | 0 | 0 | 0 | 0 | 0 | 0 | 0 | 0 | 0 | 0 | 0 | 0 | 0 | 0 | 0 | 0 | 0 | 0 | 0 | 0 | 0 | 0 | 0 | 0 | 0
F6_Industrial_Stone, Clay, and Glass_New_Process_Natural Gas_Steam System Efficiency Improvements_A_Achievable Economic TRC Potential | F6 | Industrial | Stone, Clay, and Glass | New | Process | Natural Gas | Steam System Efficiency Improvements | A | Incremental Winter Peak Savings (MW) | Achievable Economic TRC Potential | 0 | 0 | 0 | 0 | 0 | 0 | 0 | 0 | 0 | 0 | 0 | 0 | 0 | 0 | 0 | 0 | 0 | 0 | 0 | 0 | 0 | 0 | 0 | 0 | 0 | 0 | 0 | 0 | 0 | 0 | 0
F7_Industrial_Stone, Clay, and Glass_New_Process_Natural Gas_Steam System Efficiency Improvements_A_Achievable Economic TRC Potential | F7 | Industrial | Stone, Clay, and Glass | New | Process | Natural Gas | Steam System Efficiency Improvements | A | Cumulative Energy Savings (MWh or mTherms) | Achievable Economic TRC Potential | 0 | 0 | 0 | 0 | 0 | 0 | 0 | 0 | 0 | 0 | 0 | 0 | 0 | 0 | 0 | 0 | 0 | 0 | 0 | 0 | 0 | 0 | 0 | 0 | 0 | 0 | 0 | 0 | 0 | 0 | 0
F8_Industrial_Stone, Clay, and Glass_New_Process_Natural Gas_Steam System Efficiency Improvements_A_Achievable Economic TRC Potential | F8 | Industrial | Stone, Clay, and Glass | New | Process | Natural Gas | Steam System Efficiency Improvements | A | Cumulative Summer Peak Savings (MW) | Achievable Economic TRC Potential | 0 | 0 | 0 | 0 | 0 | 0 | 0 | 0 | 0 | 0 | 0 | 0 | 0 | 0 | 0 | 0 | 0 | 0 | 0 | 0 | 0 | 0 | 0 | 0 | 0 | 0 | 0 | 0 | 0 | 0 | 0
F9_Industrial_Stone, Clay, and Glass_New_Process_Natural Gas_Steam System Efficiency Improvements_A_Achievable Economic TRC Potential | F9 | Industrial | Stone, Clay, and Glass | New | Process | Natural Gas | Steam System Efficiency Improvements | A | Cumulative Winter Peak Savings (MW) | Achievable Economic TRC Potential | 0 | 0 | 0 | 0 | 0 | 0 | 0 | 0 | 0 | 0 | 0 | 0 | 0 | 0 | 0 | 0 | 0 | 0 | 0 | 0 | 0 | 0 | 0 | 0 | 0 | 0 | 0 | 0 | 0 | 0 | 0
F10_Industrial_Stone, Clay, and Glass_New_Process_Natural Gas_Steam System Efficiency Improvements_A_Achievable Economic TRC Potential | F10 | Industrial | Stone, Clay, and Glass | New | Process | Natural Gas | Steam System Efficiency Improvements | A | Purchases (Incremental) | Achievable Economic TRC Potential | 0 | 0 | 0 | 0 | 0 | 0 | 0 | 0 | 0 | 0 | 0 | 0 | 0 | 0 | 0 | 0 | 0 | 0 | 0 | 0 | 0 | 0 | 0 | 0 | 0 | 0 | 0 | 0 | 0 | 0 | 0
F11_Industrial_Stone, Clay, and Glass_New_Process_Natural Gas_Steam System Efficiency Improvements_A_Achievable Economic TRC Potential | F11 | Industrial | Stone, Clay, and Glass | New | Process | Natural Gas | Steam System Efficiency Improvements | A | Purchases (Cumulative) | Achievable Economic TRC Potential | 0 | 0 | 0 | 0 | 0 | 0 | 0 | 0 | 0 | 0 | 0 | 0 | 0 | 0 | 0 | 0 | 0 | 0 | 0 | 0 | 0 | 0 | 0 | 0 | 0 | 0 | 0 | 0 | 0 | 0 | 0
F1_Industrial_Stone, Clay, and Glass_New_Space Heating_Natural Gas_Strategic Energy Management_A_Achievable Economic TRC Potential | F1 | Industrial | Stone, Clay, and Glass | New | Space Heating | Natural Gas | Strategic Energy Management | A | Integrated Unit Energy Savings (kWh or therms) | Achievable Economic TRC Potential | 0 | 0 | 0 | 0 | 0 | 18.2796 | 17.9827 | 17.7373 | 17.5261 | 17.3369 | 17.1654 | 16.9603 | 16.7392 | 16.5155 | 16.2951 | 16.0963 | 15.9172 | 15.7668 | 15.5649 | 15.4096 | 15.2919 | 15.1981 | 15.1462 | 15.1121 | 15.0912 | 15.0793 | 15.0724 | 15.0708 | 0 | 0 | 0
F2_Industrial_Stone, Clay, and Glass_New_Space Heating_Natural Gas_Strategic Energy Management_A_Achievable Economic TRC Potential | F2 | Industrial | Stone, Clay, and Glass | New | Space Heating | Natural Gas | Strategic Energy Management | A | Integrated Unit Summer Peak Savings (kW) | Achievable Economic TRC Potential | 0 | 0 | 0 | 0 | 0 | 0 | 0 | 0 | 0 | 0 | 0 | 0 | 0 | 0 | 0 | 0 | 0 | 0 | 0 | 0 | 0 | 0 | 0 | 0 | 0 | 0 | 0 | 0 | 0 | 0 | 0
F3_Industrial_Stone, Clay, and Glass_New_Space Heating_Natural Gas_Strategic Energy Management_A_Achievable Economic TRC Potential | F3 | Industrial | Stone, Clay, and Glass | New | Space Heating | Natural Gas | Strategic Energy Management | A | Integrated Unit Winter Peak Savings (kW) | Achievable Economic TRC Potential | 0 | 0 | 0 | 0 | 0 | 0 | 0 | 0 | 0 | 0 | 0 | 0 | 0 | 0 | 0 | 0 | 0 | 0 | 0 | 0 | 0 | 0 | 0 | 0 | 0 | 0 | 0 | 0 | 0 | 0 | 0
F4_Industrial_Stone, Clay, and Glass_New_Space Heating_Natural Gas_Strategic Energy Management_A_Achievable Economic TRC Potential | F4 | Industrial | Stone, Clay, and Glass | New | Space Heating | Natural Gas | Strategic Energy Management | A | Incremental Energy Savings (MWh or mTherms) | Achievable Economic TRC Potential | 0 | 0 | 0 | 0 | 0 | 0.00053356 | 0.00062186 | 0.00070896 | 0.00079441 | 0.00087876 | 0.00096215 | 0.0010405 | 0.0011153 | 0.0011875 | 0.0012562 | 0.0013247 | 0.001392 | 0.0014602 | 0.0015214 | 0.0015846 | 0.0016504 | 0.0017173 | 0.001788 | 0.00186 | 0.0019331 | 0.0016274 | 0.0017031 | 0.0017791 | 0 | 0 | 0
F5_Industrial_Stone, Clay, and Glass_New_Space Heating_Natural Gas_Strategic Energy Management_A_Achievable Economic TRC Potential | F5 | Industrial | Stone, Clay, and Glass | New | Space Heating | Natural Gas | Strategic Energy Management | A | Incremental Summer Peak Savings (MW) | Achievable Economic TRC Potential | 0 | 0 | 0 | 0 | 0 | 0 | 0 | 0 | 0 | 0 | 0 | 0 | 0 | 0 | 0 | 0 | 0 | 0 | 0 | 0 | 0 | 0 | 0 | 0 | 0 | 0 | 0 | 0 | 0 | 0 | 0
F6_Industrial_Stone, Clay, and Glass_New_Space Heating_Natural Gas_Strategic Energy Management_A_Achievable Economic TRC Potential | F6 | Industrial | Stone, Clay, and Glass | New | Space Heating | Natural Gas | Strategic Energy Management | A | Incremental Winter Peak Savings (MW) | Achievable Economic TRC Potential | 0 | 0 | 0 | 0 | 0 | 0 | 0 | 0 | 0 | 0 | 0 | 0 | 0 | 0 | 0 | 0 | 0 | 0 | 0 | 0 | 0 | 0 | 0 | 0 | 0 | 0 | 0 | 0 | 0 | 0 | 0
F7_Industrial_Stone, Clay, and Glass_New_Space Heating_Natural Gas_Strategic Energy Management_A_Achievable Economic TRC Potential | F7 | Industrial | Stone, Clay, and Glass | New | Space Heating | Natural Gas | Strategic Energy Management | A | Cumulative Energy Savings (MWh or mTherms) | Achievable Economic TRC Potential | 0 | 0 | 0 | 0 | 0 | 0.00053356 | 0.0011468 | 0.0018401 | 0.0026126 | 0.0034631 | 0.00389 | 0.0042975 | 0.0046877 | 0.005064 | 0.0054266 | 0.0057829 | 0.006134 | 0.0064857 | 0.0068049 | 0.0071337 | 0.0074711 | 0.0078135 | 0.008172 | 0.0085365 | 0.008906 | 0.008899 | 0.0088949 | 0.0088939 | 0 | 0 | 0
F8_Industrial_Stone, Clay, and Glass_New_Space Heating_Natural Gas_Strategic Energy Management_A_Achievable Economic TRC Potential | F8 | Industrial | Stone, Clay, and Glass | New | Space Heating | Natural Gas | Strategic Energy Management | A | Cumulative Summer Peak Savings (MW) | Achievable Economic TRC Potential | 0 | 0 | 0 | 0 | 0 | 0 | 0 | 0 | 0 | 0 | 0 | 0 | 0 | 0 | 0 | 0 | 0 | 0 | 0 | 0 | 0 | 0 | 0 | 0 | 0 | 0 | 0 | 0 | 0 | 0 | 0
F9_Industrial_Stone, Clay, and Glass_New_Space Heating_Natural Gas_Strategic Energy Management_A_Achievable Economic TRC Potential | F9 | Industrial | Stone, Clay, and Glass | New | Space Heating | Natural Gas | Strategic Energy Management | A | Cumulative Winter Peak Savings (MW) | Achievable Economic TRC Potential | 0 | 0 | 0 | 0 | 0 | 0 | 0 | 0 | 0 | 0 | 0 | 0 | 0 | 0 | 0 | 0 | 0 | 0 | 0 | 0 | 0 | 0 | 0 | 0 | 0 | 0 | 0 | 0 | 0 | 0 | 0
F10_Industrial_Stone, Clay, and Glass_New_Space Heating_Natural Gas_Strategic Energy Management_A_Achievable Economic TRC Potential | F10 | Industrial | Stone, Clay, and Glass | New | Space Heating | Natural Gas | Strategic Energy Management | A | Purchases (Incremental) | Achievable Economic TRC Potential | 0 | 0 | 0 | 0 | 0 | 0.029189 | 0.034581 | 0.03997 | 0.045327 | 0.050687 | 0.056052 | 0.061348 | 0.06663 | 0.071901 | 0.077089 | 0.082296 | 0.087454 | 0.092612 | 0.097745 | 0.10283 | 0.10792 | 0.113 | 0.11805 | 0.12308 | 0.1281 | 0.10792 | 0.113 | 0.11805 | 0.12308 | 0.1281 | 0.10792
F11_Industrial_Stone, Clay, and Glass_New_Space Heating_Natural Gas_Strategic Energy Management_A_Achievable Economic TRC Potential | F11 | Industrial | Stone, Clay, and Glass | New | Space Heating | Natural Gas | Strategic Energy Management | A | Purchases (Cumulative) | Achievable Economic TRC Potential | 0 | 0 | 0 | 0 | 0 | 0.029189 | 0.06377 | 0.10374 | 0.14907 | 0.19975 | 0.22662 | 0.25338 | 0.28004 | 0.30662 | 0.33302 | 0.35927 | 0.38537 | 0.41135 | 0.4372 | 0.46294 | 0.48857 | 0.51411 | 0.53954 | 0.56488 | 0.59015 | 0.59015 | 0.59015 | 0.59015 | 0.59015 | 0.59015 | 0.59015
F1_Industrial_Stone, Clay, and Glass_New_Process_Natural Gas_Strategic Energy Management_A_Achievable Economic TRC Potential | F1 | Industrial | Stone, Clay, and Glass | New | Process | Natural Gas | Strategic Energy Management | A | Integrated Unit Energy Savings (kWh or therms) | Achievable Economic TRC Potential | 0 | 0 | 0 | 0 | 0 | 60.4675 | 60.4114 | 60.3616 | 60.3158 | 60.2727 | 60.2381 | 60.216 | 60.2031 | 60.1969 | 60.1952 | 60.1971 | 60.2014 | 60.2074 | 60.2146 | 60.2224 | 60.2309 | 60.2445 | 60.2569 | 60.2682 | 60.2786 | 60.2882 | 60.2971 | 60.3053 | 0 | 0 | 0
F2_Industrial_Stone, Clay, and Glass_New_Process_Natural Gas_Strategic Energy Management_A_Achievable Economic TRC Potential | F2 | Industrial | Stone, Clay, and Glass | New | Process | Natural Gas | Strategic Energy Management | A | Integrated Unit Summer Peak Savings (kW) | Achievable Economic TRC Potential | 0 | 0 | 0 | 0 | 0 | 0 | 0 | 0 | 0 | 0 | 0 | 0 | 0 | 0 | 0 | 0 | 0 | 0 | 0 | 0 | 0 | 0 | 0 | 0 | 0 | 0 | 0 | 0 | 0 | 0 | 0
F3_Industrial_Stone, Clay, and Glass_New_Process_Natural Gas_Strategic Energy Management_A_Achievable Economic TRC Potential | F3 | Industrial | Stone, Clay, and Glass | New | Process | Natural Gas | Strategic Energy Management | A | Integrated Unit Winter Peak Savings (kW) | Achievable Economic TRC Potential | 0 | 0 | 0 | 0 | 0 | 0 | 0 | 0 | 0 | 0 | 0 | 0 | 0 | 0 | 0 | 0 | 0 | 0 | 0 | 0 | 0 | 0 | 0 | 0 | 0 | 0 | 0 | 0 | 0 | 0 | 0
F4_Industrial_Stone, Clay, and Glass_New_Process_Natural Gas_Strategic Energy Management_A_Achievable Economic TRC Potential | F4 | Industrial | Stone, Clay, and Glass | New | Process | Natural Gas | Strategic Energy Management | A | Incremental Energy Savings (MWh or mTherms) | Achievable Economic TRC Potential | 0 | 0 | 0 | 0 | 0 | 0.14005 | 0.16577 | 0.19144 | 0.21694 | 0.24242 | 0.26792 | 0.29313 | 0.3183 | 0.34345 | 0.36822 | 0.3931 | 0.41777 | 0.44245 | 0.46703 | 0.4914 | 0.51581 | 0.54017 | 0.56443 | 0.58861 | 0.61271 | 0.5163 | 0.54064 | 0.56489 | 0 | 0 | 0
F5_Industrial_Stone, Clay, and Glass_New_Process_Natural Gas_Strategic Energy Management_A_Achievable Economic TRC Potential | F5 | Industrial | Stone, Clay, and Glass | New | Process | Natural Gas | Strategic Energy Management | A | Incremental Summer Peak Savings (MW) | Achievable Economic TRC Potential | 0 | 0 | 0 | 0 | 0 | 0 | 0 | 0 | 0 | 0 | 0 | 0 | 0 | 0 | 0 | 0 | 0 | 0 | 0 | 0 | 0 | 0 | 0 | 0 | 0 | 0 | 0 | 0 | 0 | 0 | 0
F6_Industrial_Stone, Clay, and Glass_New_Process_Natural Gas_Strategic Energy Management_A_Achievable Economic TRC Potential | F6 | Industrial | Stone, Clay, and Glass | New | Process | Natural Gas | Strategic Energy Management | A | Incremental Winter Peak Savings (MW) | Achievable Economic TRC Potential | 0 | 0 | 0 | 0 | 0 | 0 | 0 | 0 | 0 | 0 | 0 | 0 | 0 | 0 | 0 | 0 | 0 | 0 | 0 | 0 | 0 | 0 | 0 | 0 | 0 | 0 | 0 | 0 | 0 | 0 | 0
F7_Industrial_Stone, Clay, and Glass_New_Process_Natural Gas_Strategic Energy Management_A_Achievable Economic TRC Potential | F7 | Industrial | Stone, Clay, and Glass | New | Process | Natural Gas | Strategic Energy Management | A | Cumulative Energy Savings (MWh or mTherms) | Achievable Economic TRC Potential | 0 | 0 | 0 | 0 | 0 | 0.14005 | 0.30569 | 0.49688 | 0.71345 | 0.95536 | 1.0832 | 1.2107 | 1.3378 | 1.4646 | 1.5907 | 1.7161 | 1.8409 | 1.9652 | 2.089 | 2.2122 | 2.335 | 2.4577 | 2.5798 | 2.7014 | 2.8227 | 2.8232 | 2.8236 | 2.824 | 0 | 0 | 0
F8_Industrial_Stone, Clay, and Glass_New_Process_Natural Gas_Strategic Energy Management_A_Achievable Economic TRC Potential | F8 | Industrial | Stone, Clay, and Glass | New | Process | Natural Gas | Strategic Energy Management | A | Cumulative Summer Peak Savings (MW) | Achievable Economic TRC Potential | 0 | 0 | 0 | 0 | 0 | 0 | 0 | 0 | 0 | 0 | 0 | 0 | 0 | 0 | 0 | 0 | 0 | 0 | 0 | 0 | 0 | 0 | 0 | 0 | 0 | 0 | 0 | 0 | 0 | 0 | 0
F9_Industrial_Stone, Clay, and Glass_New_Process_Natural Gas_Strategic Energy Management_A_Achievable Economic TRC Potential | F9 | Industrial | Stone, Clay, and Glass | New | Process | Natural Gas | Strategic Energy Management | A | Cumulative Winter Peak Savings (MW) | Achievable Economic TRC Potential | 0 | 0 | 0 | 0 | 0 | 0 | 0 | 0 | 0 | 0 | 0 | 0 | 0 | 0 | 0 | 0 | 0 | 0 | 0 | 0 | 0 | 0 | 0 | 0 | 0 | 0 | 0 | 0 | 0 | 0 | 0
F10_Industrial_Stone, Clay, and Glass_New_Process_Natural Gas_Strategic Energy Management_A_Achievable Economic TRC Potential | F10 | Industrial | Stone, Clay, and Glass | New | Process | Natural Gas | Strategic Energy Management | A | Purchases (Incremental) | Achievable Economic TRC Potential | 0 | 0 | 0 | 0 | 0 | 2.3162 | 2.744 | 3.1716 | 3.5967 | 4.0221 | 4.4477 | 4.868 | 5.2871 | 5.7054 | 6.1171 | 6.5303 | 6.9395 | 7.3488 | 7.7561 | 8.1597 | 8.5638 | 8.9663 | 9.3671 | 9.7665 | 10.1646 | 8.5638 | 8.9663 | 9.3671 | 9.7665 | 10.1646 | 8.5638
F11_Industrial_Stone, Clay, and Glass_New_Process_Natural Gas_Strategic Energy Management_A_Achievable Economic TRC Potential | F11 | Industrial | Stone, Clay, and Glass | New | Process | Natural Gas | Strategic Energy Management | A | Purchases (Cumulative) | Achievable Economic TRC Potential | 0 | 0 | 0 | 0 | 0 | 2.3162 | 5.0602 | 8.2318 | 11.8285 | 15.8506 | 17.9822 | 20.1062 | 22.2217 | 24.3304 | 26.4254 | 28.5079 | 30.5794 | 32.6411 | 34.6918 | 36.7344 | 38.768 | 40.7947 | 42.813 | 44.8235 | 46.8283 | 46.8283 | 46.8283 | 46.8283 | 46.8283 | 46.8283 | 46.8283
F1_Industrial_Stone, Clay, and Glass_New_Miscellaneous_Natural Gas_Strategic Energy Management_A_Achievable Economic TRC Potential | F1 | Industrial | Stone, Clay, and Glass | New | Miscellaneous | Natural Gas | Strategic Energy Management | A | Integrated Unit Energy Savings (kWh or therms) | Achievable Economic TRC Potential | 0 | 0 | 0 | 0 | 0 | 16.2609 | 16.2609 | 16.2609 | 16.2609 | 16.2609 | 16.2609 | 16.2609 | 16.2609 | 16.2609 | 16.2609 | 16.2609 | 16.2609 | 16.2609 | 16.2609 | 16.2609 | 16.2609 | 16.2609 | 16.2609 | 16.2609 | 16.2609 | 16.2609 | 16.2609 | 16.2609 | 0 | 0 | 0
F2_Industrial_Stone, Clay, and Glass_New_Miscellaneous_Natural Gas_Strategic Energy Management_A_Achievable Economic TRC Potential | F2 | Industrial | Stone, Clay, and Glass | New | Miscellaneous | Natural Gas | Strategic Energy Management | A | Integrated Unit Summer Peak Savings (kW) | Achievable Economic TRC Potential | 0 | 0 | 0 | 0 | 0 | 0 | 0 | 0 | 0 | 0 | 0 | 0 | 0 | 0 | 0 | 0 | 0 | 0 | 0 | 0 | 0 | 0 | 0 | 0 | 0 | 0 | 0 | 0 | 0 | 0 | 0
F3_Industrial_Stone, Clay, and Glass_New_Miscellaneous_Natural Gas_Strategic Energy Management_A_Achievable Economic TRC Potential | F3 | Industrial | Stone, Clay, and Glass | New | Miscellaneous | Natural Gas | Strategic Energy Management | A | Integrated Unit Winter Peak Savings (kW) | Achievable Economic TRC Potential | 0 | 0 | 0 | 0 | 0 | 0 | 0 | 0 | 0 | 0 | 0 | 0 | 0 | 0 | 0 | 0 | 0 | 0 | 0 | 0 | 0 | 0 | 0 | 0 | 0 | 0 | 0 | 0 | 0 | 0 | 0
F4_Industrial_Stone, Clay, and Glass_New_Miscellaneous_Natural Gas_Strategic Energy Management_A_Achievable Economic TRC Potential | F4 | Industrial | Stone, Clay, and Glass | New | Miscellaneous | Natural Gas | Strategic Energy Management | A | Incremental Energy Savings (MWh or mTherms) | Achievable Economic TRC Potential | 0 | 0 | 0 | 0 | 0 | 0.0094157 | 0.011155 | 0.012893 | 0.014622 | 0.016351 | 0.018081 | 0.01979 | 0.021493 | 0.023194 | 0.024867 | 0.026547 | 0.028211 | 0.029875 | 0.03153 | 0.033171 | 0.034814 | 0.03645 | 0.038079 | 0.039703 | 0.041321 | 0.034814 | 0.03645 | 0.038079 | 0 | 0 | 0
F5_Industrial_Stone, Clay, and Glass_New_Miscellaneous_Natural Gas_Strategic Energy Management_A_Achievable Economic TRC Potential | F5 | Industrial | Stone, Clay, and Glass | New | Miscellaneous | Natural Gas | Strategic Energy Management | A | Incremental Summer Peak Savings (MW) | Achievable Economic TRC Potential | 0 | 0 | 0 | 0 | 0 | 0 | 0 | 0 | 0 | 0 | 0 | 0 | 0 | 0 | 0 | 0 | 0 | 0 | 0 | 0 | 0 | 0 | 0 | 0 | 0 | 0 | 0 | 0 | 0 | 0 | 0
F6_Industrial_Stone, Clay, and Glass_New_Miscellaneous_Natural Gas_Strategic Energy Management_A_Achievable Economic TRC Potential | F6 | Industrial | Stone, Clay, and Glass | New | Miscellaneous | Natural Gas | Strategic Energy Management | A | Incremental Winter Peak Savings (MW) | Achievable Economic TRC Potential | 0 | 0 | 0 | 0 | 0 | 0 | 0 | 0 | 0 | 0 | 0 | 0 | 0 | 0 | 0 | 0 | 0 | 0 | 0 | 0 | 0 | 0 | 0 | 0 | 0 | 0 | 0 | 0 | 0 | 0 | 0
F7_Industrial_Stone, Clay, and Glass_New_Miscellaneous_Natural Gas_Strategic Energy Management_A_Achievable Economic TRC Potential | F7 | Industrial | Stone, Clay, and Glass | New | Miscellaneous | Natural Gas | Strategic Energy Management | A | Cumulative Energy Savings (MWh or mTherms) | Achievable Economic TRC Potential | 0 | 0 | 0 | 0 | 0 | 0.0094157 | 0.020571 | 0.033464 | 0.048086 | 0.064436 | 0.073102 | 0.081736 | 0.090336 | 0.098908 | 0.10743 | 0.11589 | 0.12431 | 0.13269 | 0.14103 | 0.14933 | 0.1576 | 0.16584 | 0.17404 | 0.18222 | 0.19037 | 0.19037 | 0.19037 | 0.19037 | 0 | 0 | 0
F8_Industrial_Stone, Clay, and Glass_New_Miscellaneous_Natural Gas_Strategic Energy Management_A_Achievable Economic TRC Potential | F8 | Industrial | Stone, Clay, and Glass | New | Miscellaneous | Natural Gas | Strategic Energy Management | A | Cumulative Summer Peak Savings (MW) | Achievable Economic TRC Potential | 0 | 0 | 0 | 0 | 0 | 0 | 0 | 0 | 0 | 0 | 0 | 0 | 0 | 0 | 0 | 0 | 0 | 0 | 0 | 0 | 0 | 0 | 0 | 0 | 0 | 0 | 0 | 0 | 0 | 0 | 0
F9_Industrial_Stone, Clay, and Glass_New_Miscellaneous_Natural Gas_Strategic Energy Management_A_Achievable Economic TRC Potential | F9 | Industrial | Stone, Clay, and Glass | New | Miscellaneous | Natural Gas | Strategic Energy Management | A | Cumulative Winter Peak Savings (MW) | Achievable Economic TRC Potential | 0 | 0 | 0 | 0 | 0 | 0 | 0 | 0 | 0 | 0 | 0 | 0 | 0 | 0 | 0 | 0 | 0 | 0 | 0 | 0 | 0 | 0 | 0 | 0 | 0 | 0 | 0 | 0 | 0 | 0 | 0
F10_Industrial_Stone, Clay, and Glass_New_Miscellaneous_Natural Gas_Strategic Energy Management_A_Achievable Economic TRC Potential | F10 | Industrial | Stone, Clay, and Glass | New | Miscellaneous | Natural Gas | Strategic Energy Management | A | Purchases (Incremental) | Achievable Economic TRC Potential | 0 | 0 | 0 | 0 | 0 | 0.57904 | 0.686 | 0.79291 | 0.89918 | 1.0055 | 1.1119 | 1.217 | 1.3218 | 1.4264 | 1.5293 | 1.6326 | 1.7349 | 1.8372 | 1.939 | 2.0399 | 2.141 | 2.2416 | 2.3418 | 2.4416 | 2.5411 | 2.141 | 2.2416 | 2.3418 | 2.4416 | 2.5411 | 2.141
F11_Industrial_Stone, Clay, and Glass_New_Miscellaneous_Natural Gas_Strategic Energy Management_A_Achievable Economic TRC Potential | F11 | Industrial | Stone, Clay, and Glass | New | Miscellaneous | Natural Gas | Strategic Energy Management | A | Purchases (Cumulative) | Achievable Economic TRC Potential | 0 | 0 | 0 | 0 | 0 | 0.57904 | 1.265 | 2.0579 | 2.9571 | 3.9626 | 4.4955 | 5.0265 | 5.5554 | 6.0826 | 6.6063 | 7.127 | 7.6448 | 8.1603 | 8.6729 | 9.1836 | 9.692 | 10.1987 | 10.7033 | 11.2059 | 11.7071 | 11.7071 | 11.7071 | 11.7071 | 11.7071 | 11.7071 | 11.7071
F1_Industrial_Stone, Clay, and Glass_New_Space Heating_Natural Gas_Commissioning_A_Achievable Economic TRC Potential | F1 | Industrial | Stone, Clay, and Glass | New | Space Heating | Natural Gas | Commissioning | A | Integrated Unit Energy Savings (kWh or therms) | Achievable Economic TRC Potential | 0 | 0 | 0 | 0 | 0 | 16.0695 | 15.8086 | 15.5928 | 15.4071 | 15.2408 | 15.09 | 14.9097 | 14.7154 | 14.5187 | 14.325 | 14.1502 | 13.9927 | 13.8606 | 13.683 | 13.5466 | 13.4431 | 13.3606 | 13.315 | 13.285 | 13.2666 | 13.2562 | 13.2501 | 13.2487 | 0 | 0 | 0
F2_Industrial_Stone, Clay, and Glass_New_Space Heating_Natural Gas_Commissioning_A_Achievable Economic TRC Potential | F2 | Industrial | Stone, Clay, and Glass | New | Space Heating | Natural Gas | Commissioning | A | Integrated Unit Summer Peak Savings (kW) | Achievable Economic TRC Potential | 0 | 0 | 0 | 0 | 0 | 0 | 0 | 0 | 0 | 0 | 0 | 0 | 0 | 0 | 0 | 0 | 0 | 0 | 0 | 0 | 0 | 0 | 0 | 0 | 0 | 0 | 0 | 0 | 0 | 0 | 0
F3_Industrial_Stone, Clay, and Glass_New_Space Heating_Natural Gas_Commissioning_A_Achievable Economic TRC Potential | F3 | Industrial | Stone, Clay, and Glass | New | Space Heating | Natural Gas | Commissioning | A | Integrated Unit Winter Peak Savings (kW) | Achievable Economic TRC Potential | 0 | 0 | 0 | 0 | 0 | 0 | 0 | 0 | 0 | 0 | 0 | 0 | 0 | 0 | 0 | 0 | 0 | 0 | 0 | 0 | 0 | 0 | 0 | 0 | 0 | 0 | 0 | 0 | 0 | 0 | 0
F4_Industrial_Stone, Clay, and Glass_New_Space Heating_Natural Gas_Commissioning_A_Achievable Economic TRC Potential | F4 | Industrial | Stone, Clay, and Glass | New | Space Heating | Natural Gas | Commissioning | A | Incremental Energy Savings (MWh or mTherms) | Achievable Economic TRC Potential | 0 | 0 | 0 | 0 | 0 | 0 | 0 | 0 | 0 | 0 | 0 | 0 | 0 | 0 | 0 | 0 | 0 | 0 | 0 | 0 | 0 | 0 | 0 | 0 | 0 | 0 | 0 | 0 | 0 | 0 | 0
F5_Industrial_Stone, Clay, and Glass_New_Space Heating_Natural Gas_Commissioning_A_Achievable Economic TRC Potential | F5 | Industrial | Stone, Clay, and Glass | New | Space Heating | Natural Gas | Commissioning | A | Incremental Summer Peak Savings (MW) | Achievable Economic TRC Potential | 0 | 0 | 0 | 0 | 0 | 0 | 0 | 0 | 0 | 0 | 0 | 0 | 0 | 0 | 0 | 0 | 0 | 0 | 0 | 0 | 0 | 0 | 0 | 0 | 0 | 0 | 0 | 0 | 0 | 0 | 0
F6_Industrial_Stone, Clay, and Glass_New_Space Heating_Natural Gas_Commissioning_A_Achievable Economic TRC Potential | F6 | Industrial | Stone, Clay, and Glass | New | Space Heating | Natural Gas | Commissioning | A | Incremental Winter Peak Savings (MW) | Achievable Economic TRC Potential | 0 | 0 | 0 | 0 | 0 | 0 | 0 | 0 | 0 | 0 | 0 | 0 | 0 | 0 | 0 | 0 | 0 | 0 | 0 | 0 | 0 | 0 | 0 | 0 | 0 | 0 | 0 | 0 | 0 | 0 | 0
F7_Industrial_Stone, Clay, and Glass_New_Space Heating_Natural Gas_Commissioning_A_Achievable Economic TRC Potential | F7 | Industrial | Stone, Clay, and Glass | New | Space Heating | Natural Gas | Commissioning | A | Cumulative Energy Savings (MWh or mTherms) | Achievable Economic TRC Potential | 0 | 0 | 0 | 0 | 0 | 0 | 0 | 0 | 0 | 0 | 0 | 0 | 0 | 0 | 0 | 0 | 0 | 0 | 0 | 0 | 0 | 0 | 0 | 0 | 0 | 0 | 0 | 0 | 0 | 0 | 0
F8_Industrial_Stone, Clay, and Glass_New_Space Heating_Natural Gas_Commissioning_A_Achievable Economic TRC Potential | F8 | Industrial | Stone, Clay, and Glass | New | Space Heating | Natural Gas | Commissioning | A | Cumulative Summer Peak Savings (MW) | Achievable Economic TRC Potential | 0 | 0 | 0 | 0 | 0 | 0 | 0 | 0 | 0 | 0 | 0 | 0 | 0 | 0 | 0 | 0 | 0 | 0 | 0 | 0 | 0 | 0 | 0 | 0 | 0 | 0 | 0 | 0 | 0 | 0 | 0
F9_Industrial_Stone, Clay, and Glass_New_Space Heating_Natural Gas_Commissioning_A_Achievable Economic TRC Potential | F9 | Industrial | Stone, Clay, and Glass | New | Space Heating | Natural Gas | Commissioning | A | Cumulative Winter Peak Savings (MW) | Achievable Economic TRC Potential | 0 | 0 | 0 | 0 | 0 | 0 | 0 | 0 | 0 | 0 | 0 | 0 | 0 | 0 | 0 | 0 | 0 | 0 | 0 | 0 | 0 | 0 | 0 | 0 | 0 | 0 | 0 | 0 | 0 | 0 | 0
F10_Industrial_Stone, Clay, and Glass_New_Space Heating_Natural Gas_Commissioning_A_Achievable Economic TRC Potential | F10 | Industrial | Stone, Clay, and Glass | New | Space Heating | Natural Gas | Commissioning | A | Purchases (Incremental) | Achievable Economic TRC Potential | 0 | 0 | 0 | 0 | 0 | 0 | 0 | 0 | 0 | 0 | 0 | 0 | 0 | 0 | 0 | 0 | 0 | 0 | 0 | 0 | 0 | 0 | 0 | 0 | 0 | 0 | 0 | 0 | 0 | 0 | 0
F11_Industrial_Stone, Clay, and Glass_New_Space Heating_Natural Gas_Commissioning_A_Achievable Economic TRC Potential | F11 | Industrial | Stone, Clay, and Glass | New | Space Heating | Natural Gas | Commissioning | A | Purchases (Cumulative) | Achievable Economic TRC Potential | 0 | 0 | 0 | 0 | 0 | 0 | 0 | 0 | 0 | 0 | 0 | 0 | 0 | 0 | 0 | 0 | 0 | 0 | 0 | 0 | 0 | 0 | 0 | 0 | 0 | 0 | 0 | 0 | 0 | 0 | 0
F1_Industrial_Stone, Clay, and Glass_New_Process_Natural Gas_Commissioning_A_Achievable Economic TRC Potential | F1 | Industrial | Stone, Clay, and Glass | New | Process | Natural Gas | Commissioning | A | Integrated Unit Energy Savings (kWh or therms) | Achievable Economic TRC Potential | 0 | 0 | 0 | 0 | 0 | 337.8652 | 337.8652 | 337.8652 | 337.8652 | 337.8652 | 337.8652 | 337.8652 | 337.8652 | 337.8652 | 337.8652 | 337.8652 | 337.8652 | 337.8652 | 337.8652 | 337.8652 | 337.8652 | 337.8652 | 337.8652 | 337.8652 | 337.8652 | 337.8652 | 337.8652 | 337.8652 | 0 | 0 | 0
F2_Industrial_Stone, Clay, and Glass_New_Process_Natural Gas_Commissioning_A_Achievable Economic TRC Potential | F2 | Industrial | Stone, Clay, and Glass | New | Process | Natural Gas | Commissioning | A | Integrated Unit Summer Peak Savings (kW) | Achievable Economic TRC Potential | 0 | 0 | 0 | 0 | 0 | 0 | 0 | 0 | 0 | 0 | 0 | 0 | 0 | 0 | 0 | 0 | 0 | 0 | 0 | 0 | 0 | 0 | 0 | 0 | 0 | 0 | 0 | 0 | 0 | 0 | 0
F3_Industrial_Stone, Clay, and Glass_New_Process_Natural Gas_Commissioning_A_Achievable Economic TRC Potential | F3 | Industrial | Stone, Clay, and Glass | New | Process | Natural Gas | Commissioning | A | Integrated Unit Winter Peak Savings (kW) | Achievable Economic TRC Potential | 0 | 0 | 0 | 0 | 0 | 0 | 0 | 0 | 0 | 0 | 0 | 0 | 0 | 0 | 0 | 0 | 0 | 0 | 0 | 0 | 0 | 0 | 0 | 0 | 0 | 0 | 0 | 0 | 0 | 0 | 0
F4_Industrial_Stone, Clay, and Glass_New_Process_Natural Gas_Commissioning_A_Achievable Economic TRC Potential | F4 | Industrial | Stone, Clay, and Glass | New | Process | Natural Gas | Commissioning | A | Incremental Energy Savings (MWh or mTherms) | Achievable Economic TRC Potential | 0 | 0 | 0 | 0 | 0 | 0 | 0 | 0 | 0 | 0 | 0 | 0 | 0 | 0 | 0 | 0 | 0 | 0 | 0 | 0 | 0 | 0 | 0 | 0 | 0 | 0 | 0 | 0 | 0 | 0 | 0
F5_Industrial_Stone, Clay, and Glass_New_Process_Natural Gas_Commissioning_A_Achievable Economic TRC Potential | F5 | Industrial | Stone, Clay, and Glass | New | Process | Natural Gas | Commissioning | A | Incremental Summer Peak Savings (MW) | Achievable Economic TRC Potential | 0 | 0 | 0 | 0 | 0 | 0 | 0 | 0 | 0 | 0 | 0 | 0 | 0 | 0 | 0 | 0 | 0 | 0 | 0 | 0 | 0 | 0 | 0 | 0 | 0 | 0 | 0 | 0 | 0 | 0 | 0
F6_Industrial_Stone, Clay, and Glass_New_Process_Natural Gas_Commissioning_A_Achievable Economic TRC Potential | F6 | Industrial | Stone, Clay, and Glass | New | Process | Natural Gas | Commissioning | A | Incremental Winter Peak Savings (MW) | Achievable Economic TRC Potential | 0 | 0 | 0 | 0 | 0 | 0 | 0 | 0 | 0 | 0 | 0 | 0 | 0 | 0 | 0 | 0 | 0 | 0 | 0 | 0 | 0 | 0 | 0 | 0 | 0 | 0 | 0 | 0 | 0 | 0 | 0
F7_Industrial_Stone, Clay, and Glass_New_Process_Natural Gas_Commissioning_A_Achievable Economic TRC Potential | F7 | Industrial | Stone, Clay, and Glass | New | Process | Natural Gas | Commissioning | A | Cumulative Energy Savings (MWh or mTherms) | Achievable Economic TRC Potential | 0 | 0 | 0 | 0 | 0 | 0 | 0 | 0 | 0 | 0 | 0 | 0 | 0 | 0 | 0 | 0 | 0 | 0 | 0 | 0 | 0 | 0 | 0 | 0 | 0 | 0 | 0 | 0 | 0 | 0 | 0
F8_Industrial_Stone, Clay, and Glass_New_Process_Natural Gas_Commissioning_A_Achievable Economic TRC Potential | F8 | Industrial | Stone, Clay, and Glass | New | Process | Natural Gas | Commissioning | A | Cumulative Summer Peak Savings (MW) | Achievable Economic TRC Potential | 0 | 0 | 0 | 0 | 0 | 0 | 0 | 0 | 0 | 0 | 0 | 0 | 0 | 0 | 0 | 0 | 0 | 0 | 0 | 0 | 0 | 0 | 0 | 0 | 0 | 0 | 0 | 0 | 0 | 0 | 0
F9_Industrial_Stone, Clay, and Glass_New_Process_Natural Gas_Commissioning_A_Achievable Economic TRC Potential | F9 | Industrial | Stone, Clay, and Glass | New | Process | Natural Gas | Commissioning | A | Cumulative Winter Peak Savings (MW) | Achievable Economic TRC Potential | 0 | 0 | 0 | 0 | 0 | 0 | 0 | 0 | 0 | 0 | 0 | 0 | 0 | 0 | 0 | 0 | 0 | 0 | 0 | 0 | 0 | 0 | 0 | 0 | 0 | 0 | 0 | 0 | 0 | 0 | 0
F10_Industrial_Stone, Clay, and Glass_New_Process_Natural Gas_Commissioning_A_Achievable Economic TRC Potential | F10 | Industrial | Stone, Clay, and Glass | New | Process | Natural Gas | Commissioning | A | Purchases (Incremental) | Achievable Economic TRC Potential | 0 | 0 | 0 | 0 | 0 | 0 | 0 | 0 | 0 | 0 | 0 | 0 | 0 | 0 | 0 | 0 | 0 | 0 | 0 | 0 | 0 | 0 | 0 | 0 | 0 | 0 | 0 | 0 | 0 | 0 | 0
F11_Industrial_Stone, Clay, and Glass_New_Process_Natural Gas_Commissioning_A_Achievable Economic TRC Potential | F11 | Industrial | Stone, Clay, and Glass | New | Process | Natural Gas | Commissioning | A | Purchases (Cumulative) | Achievable Economic TRC Potential | 0 | 0 | 0 | 0 | 0 | 0 | 0 | 0 | 0 | 0 | 0 | 0 | 0 | 0 | 0 | 0 | 0 | 0 | 0 | 0 | 0 | 0 | 0 | 0 | 0 | 0 | 0 | 0 | 0 | 0 | 0
F1_Industrial_Stone, Clay, and Glass_New_Space Heating_Natural Gas_Retrocommissioning_A_Achievable Economic TRC Potential | F1 | Industrial | Stone, Clay, and Glass | New | Space Heating | Natural Gas | Retrocommissioning | A | Integrated Unit Energy Savings (kWh or therms) | Achievable Economic TRC Potential | 0 | 0 | 0 | 0 | 0 | 0 | 0 | 0 | 0 | 0 | 0 | 0 | 0 | 0 | 0 | 0 | 0 | 0 | 0 | 0 | 0 | 0 | 0 | 0 | 0 | 0 | 0 | 0 | 0 | 0 | 0
F2_Industrial_Stone, Clay, and Glass_New_Space Heating_Natural Gas_Retrocommissioning_A_Achievable Economic TRC Potential | F2 | Industrial | Stone, Clay, and Glass | New | Space Heating | Natural Gas | Retrocommissioning | A | Integrated Unit Summer Peak Savings (kW) | Achievable Economic TRC Potential | 0 | 0 | 0 | 0 | 0 | 0 | 0 | 0 | 0 | 0 | 0 | 0 | 0 | 0 | 0 | 0 | 0 | 0 | 0 | 0 | 0 | 0 | 0 | 0 | 0 | 0 | 0 | 0 | 0 | 0 | 0
F3_Industrial_Stone, Clay, and Glass_New_Space Heating_Natural Gas_Retrocommissioning_A_Achievable Economic TRC Potential | F3 | Industrial | Stone, Clay, and Glass | New | Space Heating | Natural Gas | Retrocommissioning | A | Integrated Unit Winter Peak Savings (kW) | Achievable Economic TRC Potential | 0 | 0 | 0 | 0 | 0 | 0 | 0 | 0 | 0 | 0 | 0 | 0 | 0 | 0 | 0 | 0 | 0 | 0 | 0 | 0 | 0 | 0 | 0 | 0 | 0 | 0 | 0 | 0 | 0 | 0 | 0
F4_Industrial_Stone, Clay, and Glass_New_Space Heating_Natural Gas_Retrocommissioning_A_Achievable Economic TRC Potential | F4 | Industrial | Stone, Clay, and Glass | New | Space Heating | Natural Gas | Retrocommissioning | A | Incremental Energy Savings (MWh or mTherms) | Achievable Economic TRC Potential | 0 | 0 | 0 | 0 | 0 | 0 | 0 | 0 | 0 | 0 | 0 | 0 | 0 | 0 | 0 | 0 | 0 | 0 | 0 | 0 | 0 | 0 | 0 | 0 | 0 | 0 | 0 | 0 | 0 | 0 | 0
F5_Industrial_Stone, Clay, and Glass_New_Space Heating_Natural Gas_Retrocommissioning_A_Achievable Economic TRC Potential | F5 | Industrial | Stone, Clay, and Glass | New | Space Heating | Natural Gas | Retrocommissioning | A | Incremental Summer Peak Savings (MW) | Achievable Economic TRC Potential | 0 | 0 | 0 | 0 | 0 | 0 | 0 | 0 | 0 | 0 | 0 | 0 | 0 | 0 | 0 | 0 | 0 | 0 | 0 | 0 | 0 | 0 | 0 | 0 | 0 | 0 | 0 | 0 | 0 | 0 | 0
F6_Industrial_Stone, Clay, and Glass_New_Space Heating_Natural Gas_Retrocommissioning_A_Achievable Economic TRC Potential | F6 | Industrial | Stone, Clay, and Glass | New | Space Heating | Natural Gas | Retrocommissioning | A | Incremental Winter Peak Savings (MW) | Achievable Economic TRC Potential | 0 | 0 | 0 | 0 | 0 | 0 | 0 | 0 | 0 | 0 | 0 | 0 | 0 | 0 | 0 | 0 | 0 | 0 | 0 | 0 | 0 | 0 | 0 | 0 | 0 | 0 | 0 | 0 | 0 | 0 | 0
F7_Industrial_Stone, Clay, and Glass_New_Space Heating_Natural Gas_Retrocommissioning_A_Achievable Economic TRC Potential | F7 | Industrial | Stone, Clay, and Glass | New | Space Heating | Natural Gas | Retrocommissioning | A | Cumulative Energy Savings (MWh or mTherms) | Achievable Economic TRC Potential | 0 | 0 | 0 | 0 | 0 | 0 | 0 | 0 | 0 | 0 | 0 | 0 | 0 | 0 | 0 | 0 | 0 | 0 | 0 | 0 | 0 | 0 | 0 | 0 | 0 | 0 | 0 | 0 | 0 | 0 | 0
F8_Industrial_Stone, Clay, and Glass_New_Space Heating_Natural Gas_Retrocommissioning_A_Achievable Economic TRC Potential | F8 | Industrial | Stone, Clay, and Glass | New | Space Heating | Natural Gas | Retrocommissioning | A | Cumulative Summer Peak Savings (MW) | Achievable Economic TRC Potential | 0 | 0 | 0 | 0 | 0 | 0 | 0 | 0 | 0 | 0 | 0 | 0 | 0 | 0 | 0 | 0 | 0 | 0 | 0 | 0 | 0 | 0 | 0 | 0 | 0 | 0 | 0 | 0 | 0 | 0 | 0
F9_Industrial_Stone, Clay, and Glass_New_Space Heating_Natural Gas_Retrocommissioning_A_Achievable Economic TRC Potential | F9 | Industrial | Stone, Clay, and Glass | New | Space Heating | Natural Gas | Retrocommissioning | A | Cumulative Winter Peak Savings (MW) | Achievable Economic TRC Potential | 0 | 0 | 0 | 0 | 0 | 0 | 0 | 0 | 0 | 0 | 0 | 0 | 0 | 0 | 0 | 0 | 0 | 0 | 0 | 0 | 0 | 0 | 0 | 0 | 0 | 0 | 0 | 0 | 0 | 0 | 0
F10_Industrial_Stone, Clay, and Glass_New_Space Heating_Natural Gas_Retrocommissioning_A_Achievable Economic TRC Potential | F10 | Industrial | Stone, Clay, and Glass | New | Space Heating | Natural Gas | Retrocommissioning | A | Purchases (Incremental) | Achievable Economic TRC Potential | 0 | 0 | 0 | 0 | 0 | 0 | 0 | 0 | 0 | 0 | 0 | 0 | 0 | 0 | 0 | 0 | 0 | 0 | 0 | 0 | 0 | 0 | 0 | 0 | 0 | 0 | 0 | 0 | 0 | 0 | 0
F11_Industrial_Stone, Clay, and Glass_New_Space Heating_Natural Gas_Retrocommissioning_A_Achievable Economic TRC Potential | F11 | Industrial | Stone, Clay, and Glass | New | Space Heating | Natural Gas | Retrocommissioning | A | Purchases (Cumulative) | Achievable Economic TRC Potential | 0 | 0 | 0 | 0 | 0 | 0 | 0 | 0 | 0 | 0 | 0 | 0 | 0 | 0 | 0 | 0 | 0 | 0 | 0 | 0 | 0 | 0 | 0 | 0 | 0 | 0 | 0 | 0 | 0 | 0 | 0
F1_Industrial_Stone, Clay, and Glass_New_Process_Natural Gas_Retrocommissioning_A_Achievable Economic TRC Potential | F1 | Industrial | Stone, Clay, and Glass | New | Process | Natural Gas | Retrocommissioning | A | Integrated Unit Energy Savings (kWh or therms) | Achievable Economic TRC Potential | 0 | 0 | 0 | 0 | 0 | 0 | 0 | 0 | 0 | 0 | 0 | 0 | 0 | 0 | 0 | 0 | 0 | 0 | 0 | 0 | 0 | 0 | 0 | 0 | 0 | 0 | 0 | 0 | 0 | 0 | 0
F2_Industrial_Stone, Clay, and Glass_New_Process_Natural Gas_Retrocommissioning_A_Achievable Economic TRC Potential | F2 | Industrial | Stone, Clay, and Glass | New | Process | Natural Gas | Retrocommissioning | A | Integrated Unit Summer Peak Savings (kW) | Achievable Economic TRC Potential | 0 | 0 | 0 | 0 | 0 | 0 | 0 | 0 | 0 | 0 | 0 | 0 | 0 | 0 | 0 | 0 | 0 | 0 | 0 | 0 | 0 | 0 | 0 | 0 | 0 | 0 | 0 | 0 | 0 | 0 | 0
F3_Industrial_Stone, Clay, and Glass_New_Process_Natural Gas_Retrocommissioning_A_Achievable Economic TRC Potential | F3 | Industrial | Stone, Clay, and Glass | New | Process | Natural Gas | Retrocommissioning | A | Integrated Unit Winter Peak Savings (kW) | Achievable Economic TRC Potential | 0 | 0 | 0 | 0 | 0 | 0 | 0 | 0 | 0 | 0 | 0 | 0 | 0 | 0 | 0 | 0 | 0 | 0 | 0 | 0 | 0 | 0 | 0 | 0 | 0 | 0 | 0 | 0 | 0 | 0 | 0
F4_Industrial_Stone, Clay, and Glass_New_Process_Natural Gas_Retrocommissioning_A_Achievable Economic TRC Potential | F4 | Industrial | Stone, Clay, and Glass | New | Process | Natural Gas | Retrocommissioning | A | Incremental Energy Savings (MWh or mTherms) | Achievable Economic TRC Potential | 0 | 0 | 0 | 0 | 0 | 0 | 0 | 0 | 0 | 0 | 0 | 0 | 0 | 0 | 0 | 0 | 0 | 0 | 0 | 0 | 0 | 0 | 0 | 0 | 0 | 0 | 0 | 0 | 0 | 0 | 0
F5_Industrial_Stone, Clay, and Glass_New_Process_Natural Gas_Retrocommissioning_A_Achievable Economic TRC Potential | F5 | Industrial | Stone, Clay, and Glass | New | Process | Natural Gas | Retrocommissioning | A | Incremental Summer Peak Savings (MW) | Achievable Economic TRC Potential | 0 | 0 | 0 | 0 | 0 | 0 | 0 | 0 | 0 | 0 | 0 | 0 | 0 | 0 | 0 | 0 | 0 | 0 | 0 | 0 | 0 | 0 | 0 | 0 | 0 | 0 | 0 | 0 | 0 | 0 | 0
F6_Industrial_Stone, Clay, and Glass_New_Process_Natural Gas_Retrocommissioning_A_Achievable Economic TRC Potential | F6 | Industrial | Stone, Clay, and Glass | New | Process | Natural Gas | Retrocommissioning | A | Incremental Winter Peak Savings (MW) | Achievable Economic TRC Potential | 0 | 0 | 0 | 0 | 0 | 0 | 0 | 0 | 0 | 0 | 0 | 0 | 0 | 0 | 0 | 0 | 0 | 0 | 0 | 0 | 0 | 0 | 0 | 0 | 0 | 0 | 0 | 0 | 0 | 0 | 0
F7_Industrial_Stone, Clay, and Glass_New_Process_Natural Gas_Retrocommissioning_A_Achievable Economic TRC Potential | F7 | Industrial | Stone, Clay, and Glass | New | Process | Natural Gas | Retrocommissioning | A | Cumulative Energy Savings (MWh or mTherms) | Achievable Economic TRC Potential | 0 | 0 | 0 | 0 | 0 | 0 | 0 | 0 | 0 | 0 | 0 | 0 | 0 | 0 | 0 | 0 | 0 | 0 | 0 | 0 | 0 | 0 | 0 | 0 | 0 | 0 | 0 | 0 | 0 | 0 | 0
F8_Industrial_Stone, Clay, and Glass_New_Process_Natural Gas_Retrocommissioning_A_Achievable Economic TRC Potential | F8 | Industrial | Stone, Clay, and Glass | New | Process | Natural Gas | Retrocommissioning | A | Cumulative Summer Peak Savings (MW) | Achievable Economic TRC Potential | 0 | 0 | 0 | 0 | 0 | 0 | 0 | 0 | 0 | 0 | 0 | 0 | 0 | 0 | 0 | 0 | 0 | 0 | 0 | 0 | 0 | 0 | 0 | 0 | 0 | 0 | 0 | 0 | 0 | 0 | 0
F9_Industrial_Stone, Clay, and Glass_New_Process_Natural Gas_Retrocommissioning_A_Achievable Economic TRC Potential | F9 | Industrial | Stone, Clay, and Glass | New | Process | Natural Gas | Retrocommissioning | A | Cumulative Winter Peak Savings (MW) | Achievable Economic TRC Potential | 0 | 0 | 0 | 0 | 0 | 0 | 0 | 0 | 0 | 0 | 0 | 0 | 0 | 0 | 0 | 0 | 0 | 0 | 0 | 0 | 0 | 0 | 0 | 0 | 0 | 0 | 0 | 0 | 0 | 0 | 0
F10_Industrial_Stone, Clay, and Glass_New_Process_Natural Gas_Retrocommissioning_A_Achievable Economic TRC Potential | F10 | Industrial | Stone, Clay, and Glass | New | Process | Natural Gas | Retrocommissioning | A | Purchases (Incremental) | Achievable Economic TRC Potential | 0 | 0 | 0 | 0 | 0 | 0 | 0 | 0 | 0 | 0 | 0 | 0 | 0 | 0 | 0 | 0 | 0 | 0 | 0 | 0 | 0 | 0 | 0 | 0 | 0 | 0 | 0 | 0 | 0 | 0 | 0
F11_Industrial_Stone, Clay, and Glass_New_Process_Natural Gas_Retrocommissioning_A_Achievable Economic TRC Potential | F11 | Industrial | Stone, Clay, and Glass | New | Process | Natural Gas | Retrocommissioning | A | Purchases (Cumulative) | Achievable Economic TRC Potential | 0 | 0 | 0 | 0 | 0 | 0 | 0 | 0 | 0 | 0 | 0 | 0 | 0 | 0 | 0 | 0 | 0 | 0 | 0 | 0 | 0 | 0 | 0 | 0 | 0 | 0 | 0 | 0 | 0 | 0 | 0
F1_Industrial_Petroleum_Existing_Space Heating_Natural Gas_Insulation - Roof/Ceiling_A_Achievable Economic TRC Potential | F1 | Industrial | Petroleum | Existing | Space Heating | Natural Gas | Insulation - Roof/Ceiling | A | Integrated Unit Energy Savings (kWh or therms) | Achievable Economic TRC Potential | 0 | 0 | 0 | 0 | 0 | 0.097954 | 0.096919 | 0.095675 | 0.094393 | 0.093073 | 0.091719 | 0.090336 | 0.088956 | 0.087547 | 0.08613 | 0.084754 | 0.083443 | 0.082165 | 0.080943 | 0.079823 | 0.078764 | 0.07778 | 0.076855 | 0.076006 | 0.075209 | 0.074616 | 0.07406 | 0.073539 | 0 | 0 | 0
F2_Industrial_Petroleum_Existing_Space Heating_Natural Gas_Insulation - Roof/Ceiling_A_Achievable Economic TRC Potential | F2 | Industrial | Petroleum | Existing | Space Heating | Natural Gas | Insulation - Roof/Ceiling | A | Integrated Unit Summer Peak Savings (kW) | Achievable Economic TRC Potential | 0 | 0 | 0 | 0 | 0 | 0 | 0 | 0 | 0 | 0 | 0 | 0 | 0 | 0 | 0 | 0 | 0 | 0 | 0 | 0 | 0 | 0 | 0 | 0 | 0 | 0 | 0 | 0 | 0 | 0 | 0
F3_Industrial_Petroleum_Existing_Space Heating_Natural Gas_Insulation - Roof/Ceiling_A_Achievable Economic TRC Potential | F3 | Industrial | Petroleum | Existing | Space Heating | Natural Gas | Insulation - Roof/Ceiling | A | Integrated Unit Winter Peak Savings (kW) | Achievable Economic TRC Potential | 0 | 0 | 0 | 0 | 0 | 0 | 0 | 0 | 0 | 0 | 0 | 0 | 0 | 0 | 0 | 0 | 0 | 0 | 0 | 0 | 0 | 0 | 0 | 0 | 0 | 0 | 0 | 0 | 0 | 0 | 0
F4_Industrial_Petroleum_Existing_Space Heating_Natural Gas_Insulation - Roof/Ceiling_A_Achievable Economic TRC Potential | F4 | Industrial | Petroleum | Existing | Space Heating | Natural Gas | Insulation - Roof/Ceiling | A | Incremental Energy Savings (MWh or mTherms) | Achievable Economic TRC Potential | 0 | 0 | 0 | 0 | 0 | 0.016596 | 0.02872 | 0.043842 | 0.060589 | 0.076098 | 0.086378 | 0.091369 | 0.089791 | 0.081168 | 0.070139 | 0.056297 | 0.043114 | 0.031125 | 0.021272 | 0.014002 | 0.0087555 | 0.0052424 | 0.0034946 | 0 | 0 | 0 | 0 | 0 | 0 | 0 | 0
F5_Industrial_Petroleum_Existing_Space Heating_Natural Gas_Insulation - Roof/Ceiling_A_Achievable Economic TRC Potential | F5 | Industrial | Petroleum | Existing | Space Heating | Natural Gas | Insulation - Roof/Ceiling | A | Incremental Summer Peak Savings (MW) | Achievable Economic TRC Potential | 0 | 0 | 0 | 0 | 0 | 0 | 0 | 0 | 0 | 0 | 0 | 0 | 0 | 0 | 0 | 0 | 0 | 0 | 0 | 0 | 0 | 0 | 0 | 0 | 0 | 0 | 0 | 0 | 0 | 0 | 0
F6_Industrial_Petroleum_Existing_Space Heating_Natural Gas_Insulation - Roof/Ceiling_A_Achievable Economic TRC Potential | F6 | Industrial | Petroleum | Existing | Space Heating | Natural Gas | Insulation - Roof/Ceiling | A | Incremental Winter Peak Savings (MW) | Achievable Economic TRC Potential | 0 | 0 | 0 | 0 | 0 | 0 | 0 | 0 | 0 | 0 | 0 | 0 | 0 | 0 | 0 | 0 | 0 | 0 | 0 | 0 | 0 | 0 | 0 | 0 | 0 | 0 | 0 | 0 | 0 | 0 | 0
F7_Industrial_Petroleum_Existing_Space Heating_Natural Gas_Insulation - Roof/Ceiling_A_Achievable Economic TRC Potential | F7 | Industrial | Petroleum | Existing | Space Heating | Natural Gas | Insulation - Roof/Ceiling | A | Cumulative Energy Savings (MWh or mTherms) | Achievable Economic TRC Potential | 0 | 0 | 0 | 0 | 0 | 0.016596 | 0.04514 | 0.088403 | 0.14781 | 0.22184 | 0.30499 | 0.39176 | 0.47557 | 0.5492 | 0.61045 | 0.657 | 0.68994 | 0.71051 | 0.72121 | 0.72523 | 0.72437 | 0.72056 | 0.71549 | 0.70758 | 0.70016 | 0.69464 | 0.68946 | 0.68462 | 0 | 0 | 0
F8_Industrial_Petroleum_Existing_Space Heating_Natural Gas_Insulation - Roof/Ceiling_A_Achievable Economic TRC Potential | F8 | Industrial | Petroleum | Existing | Space Heating | Natural Gas | Insulation - Roof/Ceiling | A | Cumulative Summer Peak Savings (MW) | Achievable Economic TRC Potential | 0 | 0 | 0 | 0 | 0 | 0 | 0 | 0 | 0 | 0 | 0 | 0 | 0 | 0 | 0 | 0 | 0 | 0 | 0 | 0 | 0 | 0 | 0 | 0 | 0 | 0 | 0 | 0 | 0 | 0 | 0
F9_Industrial_Petroleum_Existing_Space Heating_Natural Gas_Insulation - Roof/Ceiling_A_Achievable Economic TRC Potential | F9 | Industrial | Petroleum | Existing | Space Heating | Natural Gas | Insulation - Roof/Ceiling | A | Cumulative Winter Peak Savings (MW) | Achievable Economic TRC Potential | 0 | 0 | 0 | 0 | 0 | 0 | 0 | 0 | 0 | 0 | 0 | 0 | 0 | 0 | 0 | 0 | 0 | 0 | 0 | 0 | 0 | 0 | 0 | 0 | 0 | 0 | 0 | 0 | 0 | 0 | 0
F10_Industrial_Petroleum_Existing_Space Heating_Natural Gas_Insulation - Roof/Ceiling_A_Achievable Economic TRC Potential | F10 | Industrial | Petroleum | Existing | Space Heating | Natural Gas | Insulation - Roof/Ceiling | A | Purchases (Incremental) | Achievable Economic TRC Potential | 0 | 0 | 0 | 0 | 0 | 169.4236 | 296.3286 | 458.2372 | 641.879 | 817.6124 | 941.7678 | 1011.44 | 1009.3863 | 927.1338 | 814.3394 | 664.2371 | 516.6959 | 378.8071 | 262.7997 | 175.4073 | 111.1613 | 67.4002 | 45.4693 | 0 | 0 | 0 | 0 | 0 | 0 | 0 | 0
F11_Industrial_Petroleum_Existing_Space Heating_Natural Gas_Insulation - Roof/Ceiling_A_Achievable Economic TRC Potential | F11 | Industrial | Petroleum | Existing | Space Heating | Natural Gas | Insulation - Roof/Ceiling | A | Purchases (Cumulative) | Achievable Economic TRC Potential | 0 | 0 | 0 | 0 | 0 | 169.4236 | 465.7523 | 923.9895 | 1565.8685 | 2383.4809 | 3325.2488 | 4336.6888 | 5346.0751 | 6273.2089 | 7087.5483 | 7751.7854 | 8268.4813 | 8647.2884 | 8910.0881 | 9085.4955 | 9196.6567 | 9264.057 | 9309.5263 | 9309.5263 | 9309.5263 | 9309.5263 | 9309.5263 | 9309.5263 | 9309.5263 | 9309.5263 | 9309.5263
F1_Industrial_Petroleum_Existing_Space Heating_Natural Gas_Insulation - Wall Cavity_A_Achievable Economic TRC Potential | F1 | Industrial | Petroleum | Existing | Space Heating | Natural Gas | Insulation - Wall Cavity | A | Integrated Unit Energy Savings (kWh or therms) | Achievable Economic TRC Potential | 0 | 0 | 0 | 0 | 0 | 0.017572 | 0.017268 | 0.016865 | 0.016391 | 0.01585 | 0.015249 | 0.014636 | 0.014036 | 0.013438 | 0.012934 | 0.012463 | 0.012087 | 0.011753 | 0.01146 | 0.011244 | 0.011044 | 0.010871 | 0.010715 | 0.010586 | 0.010465 | 0.010374 | 0.010288 | 0.010209 | 0 | 0 | 0
F2_Industrial_Petroleum_Existing_Space Heating_Natural Gas_Insulation - Wall Cavity_A_Achievable Economic TRC Potential | F2 | Industrial | Petroleum | Existing | Space Heating | Natural Gas | Insulation - Wall Cavity | A | Integrated Unit Summer Peak Savings (kW) | Achievable Economic TRC Potential | 0 | 0 | 0 | 0 | 0 | 0 | 0 | 0 | 0 | 0 | 0 | 0 | 0 | 0 | 0 | 0 | 0 | 0 | 0 | 0 | 0 | 0 | 0 | 0 | 0 | 0 | 0 | 0 | 0 | 0 | 0
F3_Industrial_Petroleum_Existing_Space Heating_Natural Gas_Insulation - Wall Cavity_A_Achievable Economic TRC Potential | F3 | Industrial | Petroleum | Existing | Space Heating | Natural Gas | Insulation - Wall Cavity | A | Integrated Unit Winter Peak Savings (kW) | Achievable Economic TRC Potential | 0 | 0 | 0 | 0 | 0 | 0 | 0 | 0 | 0 | 0 | 0 | 0 | 0 | 0 | 0 | 0 | 0 | 0 | 0 | 0 | 0 | 0 | 0 | 0 | 0 | 0 | 0 | 0 | 0 | 0 | 0
F4_Industrial_Petroleum_Existing_Space Heating_Natural Gas_Insulation - Wall Cavity_A_Achievable Economic TRC Potential | F4 | Industrial | Petroleum | Existing | Space Heating | Natural Gas | Insulation - Wall Cavity | A | Incremental Energy Savings (MWh or mTherms) | Achievable Economic TRC Potential | 0 | 0 | 0 | 0 | 0 | 0.0029771 | 0.0051171 | 0.0077282 | 0.010521 | 0.012959 | 0.014361 | 0.014804 | 0.014167 | 0.012459 | 0.010532 | 0.0082783 | 0.0062451 | 0.0044523 | 0.0030116 | 0.0019723 | 0.0012277 | 0.0007327 | 0.00048721 | 0 | 0 | 0 | 0 | 0 | 0 | 0 | 0
F5_Industrial_Petroleum_Existing_Space Heating_Natural Gas_Insulation - Wall Cavity_A_Achievable Economic TRC Potential | F5 | Industrial | Petroleum | Existing | Space Heating | Natural Gas | Insulation - Wall Cavity | A | Incremental Summer Peak Savings (MW) | Achievable Economic TRC Potential | 0 | 0 | 0 | 0 | 0 | 0 | 0 | 0 | 0 | 0 | 0 | 0 | 0 | 0 | 0 | 0 | 0 | 0 | 0 | 0 | 0 | 0 | 0 | 0 | 0 | 0 | 0 | 0 | 0 | 0 | 0
F6_Industrial_Petroleum_Existing_Space Heating_Natural Gas_Insulation - Wall Cavity_A_Achievable Economic TRC Potential | F6 | Industrial | Petroleum | Existing | Space Heating | Natural Gas | Insulation - Wall Cavity | A | Incremental Winter Peak Savings (MW) | Achievable Economic TRC Potential | 0 | 0 | 0 | 0 | 0 | 0 | 0 | 0 | 0 | 0 | 0 | 0 | 0 | 0 | 0 | 0 | 0 | 0 | 0 | 0 | 0 | 0 | 0 | 0 | 0 | 0 | 0 | 0 | 0 | 0 | 0
F7_Industrial_Petroleum_Existing_Space Heating_Natural Gas_Insulation - Wall Cavity_A_Achievable Economic TRC Potential | F7 | Industrial | Petroleum | Existing | Space Heating | Natural Gas | Insulation - Wall Cavity | A | Cumulative Energy Savings (MWh or mTherms) | Achievable Economic TRC Potential | 0 | 0 | 0 | 0 | 0 | 0.0029771 | 0.0080427 | 0.015583 | 0.025665 | 0.037778 | 0.050708 | 0.063473 | 0.075035 | 0.084301 | 0.091668 | 0.096609 | 0.099937 | 0.10164 | 0.10211 | 0.10216 | 0.10157 | 0.10071 | 0.099752 | 0.098551 | 0.097426 | 0.096574 | 0.095778 | 0.095037 | 0 | 0 | 0
F8_Industrial_Petroleum_Existing_Space Heating_Natural Gas_Insulation - Wall Cavity_A_Achievable Economic TRC Potential | F8 | Industrial | Petroleum | Existing | Space Heating | Natural Gas | Insulation - Wall Cavity | A | Cumulative Summer Peak Savings (MW) | Achievable Economic TRC Potential | 0 | 0 | 0 | 0 | 0 | 0 | 0 | 0 | 0 | 0 | 0 | 0 | 0 | 0 | 0 | 0 | 0 | 0 | 0 | 0 | 0 | 0 | 0 | 0 | 0 | 0 | 0 | 0 | 0 | 0 | 0
F9_Industrial_Petroleum_Existing_Space Heating_Natural Gas_Insulation - Wall Cavity_A_Achievable Economic TRC Potential | F9 | Industrial | Petroleum | Existing | Space Heating | Natural Gas | Insulation - Wall Cavity | A | Cumulative Winter Peak Savings (MW) | Achievable Economic TRC Potential | 0 | 0 | 0 | 0 | 0 | 0 | 0 | 0 | 0 | 0 | 0 | 0 | 0 | 0 | 0 | 0 | 0 | 0 | 0 | 0 | 0 | 0 | 0 | 0 | 0 | 0 | 0 | 0 | 0 | 0 | 0
F10_Industrial_Petroleum_Existing_Space Heating_Natural Gas_Insulation - Wall Cavity_A_Achievable Economic TRC Potential | F10 | Industrial | Petroleum | Existing | Space Heating | Natural Gas | Insulation - Wall Cavity | A | Purchases (Incremental) | Achievable Economic TRC Potential | 0 | 0 | 0 | 0 | 0 | 169.4236 | 296.3286 | 458.2372 | 641.879 | 817.6124 | 941.7678 | 1011.44 | 1009.3863 | 927.1338 | 814.3394 | 664.2371 | 516.6959 | 378.8071 | 262.7997 | 175.4073 | 111.1613 | 67.4002 | 45.4693 | 0 | 0 | 0 | 0 | 0 | 0 | 0 | 0
F11_Industrial_Petroleum_Existing_Space Heating_Natural Gas_Insulation - Wall Cavity_A_Achievable Economic TRC Potential | F11 | Industrial | Petroleum | Existing | Space Heating | Natural Gas | Insulation - Wall Cavity | A | Purchases (Cumulative) | Achievable Economic TRC Potential | 0 | 0 | 0 | 0 | 0 | 169.4236 | 465.7523 | 923.9895 | 1565.8685 | 2383.4809 | 3325.2488 | 4336.6888 | 5346.0751 | 6273.2089 | 7087.5483 | 7751.7854 | 8268.4813 | 8647.2884 | 8910.0881 | 9085.4955 | 9196.6567 | 9264.057 | 9309.5263 | 9309.5263 | 9309.5263 | 9309.5263 | 9309.5263 | 9309.5263 | 9309.5263 | 9309.5263 | 9309.5263
F1_Industrial_Petroleum_Existing_Space Heating_Natural Gas_Insulation - Ducting_A_Achievable Economic TRC Potential | F1 | Industrial | Petroleum | Existing | Space Heating | Natural Gas | Insulation - Ducting | A | Integrated Unit Energy Savings (kWh or therms) | Achievable Economic TRC Potential | 0 | 0 | 0 | 0 | 0 | 0.0016204 | 0.0015897 | 0.0015481 | 0.001499 | 0.0014431 | 0.0013812 | 0.0013185 | 0.0012577 | 0.0011978 | 0.0011479 | 0.0011018 | 0.0010654 | 0.0010336 | 0.0010058 | 0.00098568 | 0.00096704 | 0.00095106 | 0.0009366 | 0.00092473 | 0.00091366 | 0.00090516 | 0.0008972 | 0.00088975 | 0.00131 | 0.0013019 | 0.0012943
F2_Industrial_Petroleum_Existing_Space Heating_Natural Gas_Insulation - Ducting_A_Achievable Economic TRC Potential | F2 | Industrial | Petroleum | Existing | Space Heating | Natural Gas | Insulation - Ducting | A | Integrated Unit Summer Peak Savings (kW) | Achievable Economic TRC Potential | 0 | 0 | 0 | 0 | 0 | 0 | 0 | 0 | 0 | 0 | 0 | 0 | 0 | 0 | 0 | 0 | 0 | 0 | 0 | 0 | 0 | 0 | 0 | 0 | 0 | 0 | 0 | 0 | 0 | 0 | 0
F3_Industrial_Petroleum_Existing_Space Heating_Natural Gas_Insulation - Ducting_A_Achievable Economic TRC Potential | F3 | Industrial | Petroleum | Existing | Space Heating | Natural Gas | Insulation - Ducting | A | Integrated Unit Winter Peak Savings (kW) | Achievable Economic TRC Potential | 0 | 0 | 0 | 0 | 0 | 0 | 0 | 0 | 0 | 0 | 0 | 0 | 0 | 0 | 0 | 0 | 0 | 0 | 0 | 0 | 0 | 0 | 0 | 0 | 0 | 0 | 0 | 0 | 0 | 0 | 0
F4_Industrial_Petroleum_Existing_Space Heating_Natural Gas_Insulation - Ducting_A_Achievable Economic TRC Potential | F4 | Industrial | Petroleum | Existing | Space Heating | Natural Gas | Insulation - Ducting | A | Incremental Energy Savings (MWh or mTherms) | Achievable Economic TRC Potential | 0 | 0 | 0 | 0 | 0 | 0 | 0 | 0 | 0 | 0 | 0 | 0 | 0 | 0 | 0 | 0 | 0 | 0 | 0 | 0 | 0 | 0 | 0 | 0 | 0 | 0 | 0 | 0 | 0 | 0 | 0
F5_Industrial_Petroleum_Existing_Space Heating_Natural Gas_Insulation - Ducting_A_Achievable Economic TRC Potential | F5 | Industrial | Petroleum | Existing | Space Heating | Natural Gas | Insulation - Ducting | A | Incremental Summer Peak Savings (MW) | Achievable Economic TRC Potential | 0 | 0 | 0 | 0 | 0 | 0 | 0 | 0 | 0 | 0 | 0 | 0 | 0 | 0 | 0 | 0 | 0 | 0 | 0 | 0 | 0 | 0 | 0 | 0 | 0 | 0 | 0 | 0 | 0 | 0 | 0
F6_Industrial_Petroleum_Existing_Space Heating_Natural Gas_Insulation - Ducting_A_Achievable Economic TRC Potential | F6 | Industrial | Petroleum | Existing | Space Heating | Natural Gas | Insulation - Ducting | A | Incremental Winter Peak Savings (MW) | Achievable Economic TRC Potential | 0 | 0 | 0 | 0 | 0 | 0 | 0 | 0 | 0 | 0 | 0 | 0 | 0 | 0 | 0 | 0 | 0 | 0 | 0 | 0 | 0 | 0 | 0 | 0 | 0 | 0 | 0 | 0 | 0 | 0 | 0
F7_Industrial_Petroleum_Existing_Space Heating_Natural Gas_Insulation - Ducting_A_Achievable Economic TRC Potential | F7 | Industrial | Petroleum | Existing | Space Heating | Natural Gas | Insulation - Ducting | A | Cumulative Energy Savings (MWh or mTherms) | Achievable Economic TRC Potential | 0 | 0 | 0 | 0 | 0 | 0 | 0 | 0 | 0 | 0 | 0 | 0 | 0 | 0 | 0 | 0 | 0 | 0 | 0 | 0 | 0 | 0 | 0 | 0 | 0 | 0 | 0 | 0 | 0 | 0 | 0
F8_Industrial_Petroleum_Existing_Space Heating_Natural Gas_Insulation - Ducting_A_Achievable Economic TRC Potential | F8 | Industrial | Petroleum | Existing | Space Heating | Natural Gas | Insulation - Ducting | A | Cumulative Summer Peak Savings (MW) | Achievable Economic TRC Potential | 0 | 0 | 0 | 0 | 0 | 0 | 0 | 0 | 0 | 0 | 0 | 0 | 0 | 0 | 0 | 0 | 0 | 0 | 0 | 0 | 0 | 0 | 0 | 0 | 0 | 0 | 0 | 0 | 0 | 0 | 0
F9_Industrial_Petroleum_Existing_Space Heating_Natural Gas_Insulation - Ducting_A_Achievable Economic TRC Potential | F9 | Industrial | Petroleum | Existing | Space Heating | Natural Gas | Insulation - Ducting | A | Cumulative Winter Peak Savings (MW) | Achievable Economic TRC Potential | 0 | 0 | 0 | 0 | 0 | 0 | 0 | 0 | 0 | 0 | 0 | 0 | 0 | 0 | 0 | 0 | 0 | 0 | 0 | 0 | 0 | 0 | 0 | 0 | 0 | 0 | 0 | 0 | 0 | 0 | 0
F10_Industrial_Petroleum_Existing_Space Heating_Natural Gas_Insulation - Ducting_A_Achievable Economic TRC Potential | F10 | Industrial | Petroleum | Existing | Space Heating | Natural Gas | Insulation - Ducting | A | Purchases (Incremental) | Achievable Economic TRC Potential | 0 | 0 | 0 | 0 | 0 | 0 | 0 | 0 | 0 | 0 | 0 | 0 | 0 | 0 | 0 | 0 | 0 | 0 | 0 | 0 | 0 | 0 | 0 | 0 | 0 | 0 | 0 | 0 | 0 | 0 | 0
F11_Industrial_Petroleum_Existing_Space Heating_Natural Gas_Insulation - Ducting_A_Achievable Economic TRC Potential | F11 | Industrial | Petroleum | Existing | Space Heating | Natural Gas | Insulation - Ducting | A | Purchases (Cumulative) | Achievable Economic TRC Potential | 0 | 0 | 0 | 0 | 0 | 0 | 0 | 0 | 0 | 0 | 0 | 0 | 0 | 0 | 0 | 0 | 0 | 0 | 0 | 0 | 0 | 0 | 0 | 0 | 0 | 0 | 0 | 0 | 0 | 0 | 0
F1_Industrial_Petroleum_Existing_Space Heating_Natural Gas_HVAC - Duct Repair and Sealing_A_Achievable Economic TRC Potential | F1 | Industrial | Petroleum | Existing | Space Heating | Natural Gas | HVAC - Duct Repair and Sealing | A | Integrated Unit Energy Savings (kWh or therms) | Achievable Economic TRC Potential | 0 | 0 | 0 | 0 | 0 | 0.0038173 | 0.0037495 | 0.0036583 | 0.0035515 | 0.0034305 | 0.0032969 | 0.0031607 | 0.0030278 | 0.0028963 | 0.0027851 | 0.0026818 | 0.0025992 | 0.0025262 | 0.0024619 | 0.0024145 | 0.0023704 | 0.0023323 | 0.0022977 | 0.0022689 | 0.002242 | 0.0022214 | 0.0022021 | 0.0021841 | 0.0030839 | 0.0030649 | 0.0030471
F2_Industrial_Petroleum_Existing_Space Heating_Natural Gas_HVAC - Duct Repair and Sealing_A_Achievable Economic TRC Potential | F2 | Industrial | Petroleum | Existing | Space Heating | Natural Gas | HVAC - Duct Repair and Sealing | A | Integrated Unit Summer Peak Savings (kW) | Achievable Economic TRC Potential | 0 | 0 | 0 | 0 | 0 | 0 | 0 | 0 | 0 | 0 | 0 | 0 | 0 | 0 | 0 | 0 | 0 | 0 | 0 | 0 | 0 | 0 | 0 | 0 | 0 | 0 | 0 | 0 | 0 | 0 | 0
F3_Industrial_Petroleum_Existing_Space Heating_Natural Gas_HVAC - Duct Repair and Sealing_A_Achievable Economic TRC Potential | F3 | Industrial | Petroleum | Existing | Space Heating | Natural Gas | HVAC - Duct Repair and Sealing | A | Integrated Unit Winter Peak Savings (kW) | Achievable Economic TRC Potential | 0 | 0 | 0 | 0 | 0 | 0 | 0 | 0 | 0 | 0 | 0 | 0 | 0 | 0 | 0 | 0 | 0 | 0 | 0 | 0 | 0 | 0 | 0 | 0 | 0 | 0 | 0 | 0 | 0 | 0 | 0
F4_Industrial_Petroleum_Existing_Space Heating_Natural Gas_HVAC - Duct Repair and Sealing_A_Achievable Economic TRC Potential | F4 | Industrial | Petroleum | Existing | Space Heating | Natural Gas | HVAC - Duct Repair and Sealing | A | Incremental Energy Savings (MWh or mTherms) | Achievable Economic TRC Potential | 0 | 0 | 0 | 0 | 0 | 0 | 0 | 0 | 0 | 0 | 0 | 0 | 0 | 0 | 0 | 0 | 0 | 0 | 0 | 0 | 0 | 0 | 0 | 0 | 0 | 0 | 0 | 0 | 0 | 0 | 0
F5_Industrial_Petroleum_Existing_Space Heating_Natural Gas_HVAC - Duct Repair and Sealing_A_Achievable Economic TRC Potential | F5 | Industrial | Petroleum | Existing | Space Heating | Natural Gas | HVAC - Duct Repair and Sealing | A | Incremental Summer Peak Savings (MW) | Achievable Economic TRC Potential | 0 | 0 | 0 | 0 | 0 | 0 | 0 | 0 | 0 | 0 | 0 | 0 | 0 | 0 | 0 | 0 | 0 | 0 | 0 | 0 | 0 | 0 | 0 | 0 | 0 | 0 | 0 | 0 | 0 | 0 | 0
F6_Industrial_Petroleum_Existing_Space Heating_Natural Gas_HVAC - Duct Repair and Sealing_A_Achievable Economic TRC Potential | F6 | Industrial | Petroleum | Existing | Space Heating | Natural Gas | HVAC - Duct Repair and Sealing | A | Incremental Winter Peak Savings (MW) | Achievable Economic TRC Potential | 0 | 0 | 0 | 0 | 0 | 0 | 0 | 0 | 0 | 0 | 0 | 0 | 0 | 0 | 0 | 0 | 0 | 0 | 0 | 0 | 0 | 0 | 0 | 0 | 0 | 0 | 0 | 0 | 0 | 0 | 0
F7_Industrial_Petroleum_Existing_Space Heating_Natural Gas_HVAC - Duct Repair and Sealing_A_Achievable Economic TRC Potential | F7 | Industrial | Petroleum | Existing | Space Heating | Natural Gas | HVAC - Duct Repair and Sealing | A | Cumulative Energy Savings (MWh or mTherms) | Achievable Economic TRC Potential | 0 | 0 | 0 | 0 | 0 | 0 | 0 | 0 | 0 | 0 | 0 | 0 | 0 | 0 | 0 | 0 | 0 | 0 | 0 | 0 | 0 | 0 | 0 | 0 | 0 | 0 | 0 | 0 | 0 | 0 | 0
F8_Industrial_Petroleum_Existing_Space Heating_Natural Gas_HVAC - Duct Repair and Sealing_A_Achievable Economic TRC Potential | F8 | Industrial | Petroleum | Existing | Space Heating | Natural Gas | HVAC - Duct Repair and Sealing | A | Cumulative Summer Peak Savings (MW) | Achievable Economic TRC Potential | 0 | 0 | 0 | 0 | 0 | 0 | 0 | 0 | 0 | 0 | 0 | 0 | 0 | 0 | 0 | 0 | 0 | 0 | 0 | 0 | 0 | 0 | 0 | 0 | 0 | 0 | 0 | 0 | 0 | 0 | 0
F9_Industrial_Petroleum_Existing_Space Heating_Natural Gas_HVAC - Duct Repair and Sealing_A_Achievable Economic TRC Potential | F9 | Industrial | Petroleum | Existing | Space Heating | Natural Gas | HVAC - Duct Repair and Sealing | A | Cumulative Winter Peak Savings (MW) | Achievable Economic TRC Potential | 0 | 0 | 0 | 0 | 0 | 0 | 0 | 0 | 0 | 0 | 0 | 0 | 0 | 0 | 0 | 0 | 0 | 0 | 0 | 0 | 0 | 0 | 0 | 0 | 0 | 0 | 0 | 0 | 0 | 0 | 0
F10_Industrial_Petroleum_Existing_Space Heating_Natural Gas_HVAC - Duct Repair and Sealing_A_Achievable Economic TRC Potential | F10 | Industrial | Petroleum | Existing | Space Heating | Natural Gas | HVAC - Duct Repair and Sealing | A | Purchases (Incremental) | Achievable Economic TRC Potential | 0 | 0 | 0 | 0 | 0 | 0 | 0 | 0 | 0 | 0 | 0 | 0 | 0 | 0 | 0 | 0 | 0 | 0 | 0 | 0 | 0 | 0 | 0 | 0 | 0 | 0 | 0 | 0 | 0 | 0 | 0
F11_Industrial_Petroleum_Existing_Space Heating_Natural Gas_HVAC - Duct Repair and Sealing_A_Achievable Economic TRC Potential | F11 | Industrial | Petroleum | Existing | Space Heating | Natural Gas | HVAC - Duct Repair and Sealing | A | Purchases (Cumulative) | Achievable Economic TRC Potential | 0 | 0 | 0 | 0 | 0 | 0 | 0 | 0 | 0 | 0 | 0 | 0 | 0 | 0 | 0 | 0 | 0 | 0 | 0 | 0 | 0 | 0 | 0 | 0 | 0 | 0 | 0 | 0 | 0 | 0 | 0
F1_Industrial_Petroleum_Existing_Space Heating_Natural Gas_Windows - High Efficiency_A_Achievable Economic TRC Potential | F1 | Industrial | Petroleum | Existing | Space Heating | Natural Gas | Windows - High Efficiency | A | Integrated Unit Energy Savings (kWh or therms) | Achievable Economic TRC Potential | 0 | 0 | 0 | 0 | 0 | 0.0055729 | 0.00547 | 0.0053322 | 0.0051686 | 0.0049814 | 0.0047733 | 0.0045618 | 0.0043558 | 0.0041523 | 0.0039828 | 0.0038255 | 0.0037016 | 0.003593 | 0.0034978 | 0.0034295 | 0.0033662 | 0.003312 | 0.0032633 | 0.0032236 | 0.0031863 | 0.0031581 | 0.0031317 | 0.0031071 | 0 | 0 | 0
F2_Industrial_Petroleum_Existing_Space Heating_Natural Gas_Windows - High Efficiency_A_Achievable Economic TRC Potential | F2 | Industrial | Petroleum | Existing | Space Heating | Natural Gas | Windows - High Efficiency | A | Integrated Unit Summer Peak Savings (kW) | Achievable Economic TRC Potential | 0 | 0 | 0 | 0 | 0 | 0 | 0 | 0 | 0 | 0 | 0 | 0 | 0 | 0 | 0 | 0 | 0 | 0 | 0 | 0 | 0 | 0 | 0 | 0 | 0 | 0 | 0 | 0 | 0 | 0 | 0
F3_Industrial_Petroleum_Existing_Space Heating_Natural Gas_Windows - High Efficiency_A_Achievable Economic TRC Potential | F3 | Industrial | Petroleum | Existing | Space Heating | Natural Gas | Windows - High Efficiency | A | Integrated Unit Winter Peak Savings (kW) | Achievable Economic TRC Potential | 0 | 0 | 0 | 0 | 0 | 0 | 0 | 0 | 0 | 0 | 0 | 0 | 0 | 0 | 0 | 0 | 0 | 0 | 0 | 0 | 0 | 0 | 0 | 0 | 0 | 0 | 0 | 0 | 0 | 0 | 0
F4_Industrial_Petroleum_Existing_Space Heating_Natural Gas_Windows - High Efficiency_A_Achievable Economic TRC Potential | F4 | Industrial | Petroleum | Existing | Space Heating | Natural Gas | Windows - High Efficiency | A | Incremental Energy Savings (MWh or mTherms) | Achievable Economic TRC Potential | 0 | 0 | 0 | 0 | 0 | 0 | 0 | 0 | 0 | 0 | 0 | 0 | 0 | 0 | 0 | 0 | 0 | 0 | 0 | 0 | 0 | 0 | 0 | 0 | 0 | 0 | 0 | 0 | 0 | 0 | 0
F5_Industrial_Petroleum_Existing_Space Heating_Natural Gas_Windows - High Efficiency_A_Achievable Economic TRC Potential | F5 | Industrial | Petroleum | Existing | Space Heating | Natural Gas | Windows - High Efficiency | A | Incremental Summer Peak Savings (MW) | Achievable Economic TRC Potential | 0 | 0 | 0 | 0 | 0 | 0 | 0 | 0 | 0 | 0 | 0 | 0 | 0 | 0 | 0 | 0 | 0 | 0 | 0 | 0 | 0 | 0 | 0 | 0 | 0 | 0 | 0 | 0 | 0 | 0 | 0
F6_Industrial_Petroleum_Existing_Space Heating_Natural Gas_Windows - High Efficiency_A_Achievable Economic TRC Potential | F6 | Industrial | Petroleum | Existing | Space Heating | Natural Gas | Windows - High Efficiency | A | Incremental Winter Peak Savings (MW) | Achievable Economic TRC Potential | 0 | 0 | 0 | 0 | 0 | 0 | 0 | 0 | 0 | 0 | 0 | 0 | 0 | 0 | 0 | 0 | 0 | 0 | 0 | 0 | 0 | 0 | 0 | 0 | 0 | 0 | 0 | 0 | 0 | 0 | 0
F7_Industrial_Petroleum_Existing_Space Heating_Natural Gas_Windows - High Efficiency_A_Achievable Economic TRC Potential | F7 | Industrial | Petroleum | Existing | Space Heating | Natural Gas | Windows - High Efficiency | A | Cumulative Energy Savings (MWh or mTherms) | Achievable Economic TRC Potential | 0 | 0 | 0 | 0 | 0 | 0 | 0 | 0 | 0 | 0 | 0 | 0 | 0 | 0 | 0 | 0 | 0 | 0 | 0 | 0 | 0 | 0 | 0 | 0 | 0 | 0 | 0 | 0 | 0 | 0 | 0
F8_Industrial_Petroleum_Existing_Space Heating_Natural Gas_Windows - High Efficiency_A_Achievable Economic TRC Potential | F8 | Industrial | Petroleum | Existing | Space Heating | Natural Gas | Windows - High Efficiency | A | Cumulative Summer Peak Savings (MW) | Achievable Economic TRC Potential | 0 | 0 | 0 | 0 | 0 | 0 | 0 | 0 | 0 | 0 | 0 | 0 | 0 | 0 | 0 | 0 | 0 | 0 | 0 | 0 | 0 | 0 | 0 | 0 | 0 | 0 | 0 | 0 | 0 | 0 | 0
F9_Industrial_Petroleum_Existing_Space Heating_Natural Gas_Windows - High Efficiency_A_Achievable Economic TRC Potential | F9 | Industrial | Petroleum | Existing | Space Heating | Natural Gas | Windows - High Efficiency | A | Cumulative Winter Peak Savings (MW) | Achievable Economic TRC Potential | 0 | 0 | 0 | 0 | 0 | 0 | 0 | 0 | 0 | 0 | 0 | 0 | 0 | 0 | 0 | 0 | 0 | 0 | 0 | 0 | 0 | 0 | 0 | 0 | 0 | 0 | 0 | 0 | 0 | 0 | 0
F10_Industrial_Petroleum_Existing_Space Heating_Natural Gas_Windows - High Efficiency_A_Achievable Economic TRC Potential | F10 | Industrial | Petroleum | Existing | Space Heating | Natural Gas | Windows - High Efficiency | A | Purchases (Incremental) | Achievable Economic TRC Potential | 0 | 0 | 0 | 0 | 0 | 0 | 0 | 0 | 0 | 0 | 0 | 0 | 0 | 0 | 0 | 0 | 0 | 0 | 0 | 0 | 0 | 0 | 0 | 0 | 0 | 0 | 0 | 0 | 0 | 0 | 0
F11_Industrial_Petroleum_Existing_Space Heating_Natural Gas_Windows - High Efficiency_A_Achievable Economic TRC Potential | F11 | Industrial | Petroleum | Existing | Space Heating | Natural Gas | Windows - High Efficiency | A | Purchases (Cumulative) | Achievable Economic TRC Potential | 0 | 0 | 0 | 0 | 0 | 0 | 0 | 0 | 0 | 0 | 0 | 0 | 0 | 0 | 0 | 0 | 0 | 0 | 0 | 0 | 0 | 0 | 0 | 0 | 0 | 0 | 0 | 0 | 0 | 0 | 0
F1_Industrial_Petroleum_Existing_Space Heating_Natural Gas_Gas Boiler - Maintenance_A_Achievable Economic TRC Potential | F1 | Industrial | Petroleum | Existing | Space Heating | Natural Gas | Gas Boiler - Maintenance | A | Integrated Unit Energy Savings (kWh or therms) | Achievable Economic TRC Potential | 0 | 0 | 0 | 0 | 0 | 105.2563 | 104.5412 | 103.8304 | 103.1149 | 102.4006 | 101.7054 | 101.0164 | 100.3345 | 99.6599 | 98.9463 | 98.291 | 97.6436 | 97.0067 | 96.379 | 95.7502 | 95.1424 | 94.5099 | 93.8987 | 93.2966 | 92.6856 | 92.1231 | 91.6058 | 91.1301 | 90.9187 | 90.5453 | 90.2044
F2_Industrial_Petroleum_Existing_Space Heating_Natural Gas_Gas Boiler - Maintenance_A_Achievable Economic TRC Potential | F2 | Industrial | Petroleum | Existing | Space Heating | Natural Gas | Gas Boiler - Maintenance | A | Integrated Unit Summer Peak Savings (kW) | Achievable Economic TRC Potential | 0 | 0 | 0 | 0 | 0 | 0 | 0 | 0 | 0 | 0 | 0 | 0 | 0 | 0 | 0 | 0 | 0 | 0 | 0 | 0 | 0 | 0 | 0 | 0 | 0 | 0 | 0 | 0 | 0 | 0 | 0
F3_Industrial_Petroleum_Existing_Space Heating_Natural Gas_Gas Boiler - Maintenance_A_Achievable Economic TRC Potential | F3 | Industrial | Petroleum | Existing | Space Heating | Natural Gas | Gas Boiler - Maintenance | A | Integrated Unit Winter Peak Savings (kW) | Achievable Economic TRC Potential | 0 | 0 | 0 | 0 | 0 | 0 | 0 | 0 | 0 | 0 | 0 | 0 | 0 | 0 | 0 | 0 | 0 | 0 | 0 | 0 | 0 | 0 | 0 | 0 | 0 | 0 | 0 | 0 | 0 | 0 | 0
F4_Industrial_Petroleum_Existing_Space Heating_Natural Gas_Gas Boiler - Maintenance_A_Achievable Economic TRC Potential | F4 | Industrial | Petroleum | Existing | Space Heating | Natural Gas | Gas Boiler - Maintenance | A | Incremental Energy Savings (MWh or mTherms) | Achievable Economic TRC Potential | 0 | 0 | 0 | 0 | 0 | 0.00037977 | 0.00026423 | 0.0001806 | 0.00013976 | 0.0001217 | 0.00010327 | 8.7631e-05 | 7.3799e-05 | 6.0863e-05 | 5.0875e-05 | 4.1768e-05 | 3.2319e-05 | 2.488e-05 | 1.9079e-05 | 1.478e-05 | 1.3429e-05 | 1.0399e-05 | 8.8645e-06 | 7.3619e-06 | 5.8886e-06 | 0 | 0 | 0 | 0 | 0 | 0
F5_Industrial_Petroleum_Existing_Space Heating_Natural Gas_Gas Boiler - Maintenance_A_Achievable Economic TRC Potential | F5 | Industrial | Petroleum | Existing | Space Heating | Natural Gas | Gas Boiler - Maintenance | A | Incremental Summer Peak Savings (MW) | Achievable Economic TRC Potential | 0 | 0 | 0 | 0 | 0 | 0 | 0 | 0 | 0 | 0 | 0 | 0 | 0 | 0 | 0 | 0 | 0 | 0 | 0 | 0 | 0 | 0 | 0 | 0 | 0 | 0 | 0 | 0 | 0 | 0 | 0
F6_Industrial_Petroleum_Existing_Space Heating_Natural Gas_Gas Boiler - Maintenance_A_Achievable Economic TRC Potential | F6 | Industrial | Petroleum | Existing | Space Heating | Natural Gas | Gas Boiler - Maintenance | A | Incremental Winter Peak Savings (MW) | Achievable Economic TRC Potential | 0 | 0 | 0 | 0 | 0 | 0 | 0 | 0 | 0 | 0 | 0 | 0 | 0 | 0 | 0 | 0 | 0 | 0 | 0 | 0 | 0 | 0 | 0 | 0 | 0 | 0 | 0 | 0 | 0 | 0 | 0
F7_Industrial_Petroleum_Existing_Space Heating_Natural Gas_Gas Boiler - Maintenance_A_Achievable Economic TRC Potential | F7 | Industrial | Petroleum | Existing | Space Heating | Natural Gas | Gas Boiler - Maintenance | A | Cumulative Energy Savings (MWh or mTherms) | Achievable Economic TRC Potential | 0 | 0 | 0 | 0 | 0 | 0.00037977 | 0.00064142 | 0.00081766 | 0.00095179 | 0.0010669 | 0.0011629 | 0.0012427 | 0.0013081 | 0.0013602 | 0.0014013 | 0.0014338 | 0.0014567 | 0.001472 | 0.0014816 | 0.0014867 | 0.0014907 | 0.0014912 | 0.0014904 | 0.0014882 | 0.0014844 | 0.0014753 | 0.0014671 | 0.0014594 | 0 | 0 | 0
F8_Industrial_Petroleum_Existing_Space Heating_Natural Gas_Gas Boiler - Maintenance_A_Achievable Economic TRC Potential | F8 | Industrial | Petroleum | Existing | Space Heating | Natural Gas | Gas Boiler - Maintenance | A | Cumulative Summer Peak Savings (MW) | Achievable Economic TRC Potential | 0 | 0 | 0 | 0 | 0 | 0 | 0 | 0 | 0 | 0 | 0 | 0 | 0 | 0 | 0 | 0 | 0 | 0 | 0 | 0 | 0 | 0 | 0 | 0 | 0 | 0 | 0 | 0 | 0 | 0 | 0
F9_Industrial_Petroleum_Existing_Space Heating_Natural Gas_Gas Boiler - Maintenance_A_Achievable Economic TRC Potential | F9 | Industrial | Petroleum | Existing | Space Heating | Natural Gas | Gas Boiler - Maintenance | A | Cumulative Winter Peak Savings (MW) | Achievable Economic TRC Potential | 0 | 0 | 0 | 0 | 0 | 0 | 0 | 0 | 0 | 0 | 0 | 0 | 0 | 0 | 0 | 0 | 0 | 0 | 0 | 0 | 0 | 0 | 0 | 0 | 0 | 0 | 0 | 0 | 0 | 0 | 0
F10_Industrial_Petroleum_Existing_Space Heating_Natural Gas_Gas Boiler - Maintenance_A_Achievable Economic TRC Potential | F10 | Industrial | Petroleum | Existing | Space Heating | Natural Gas | Gas Boiler - Maintenance | A | Purchases (Incremental) | Achievable Economic TRC Potential | 0 | 0 | 0 | 0 | 0 | 0.003608 | 0.0025275 | 0.0017394 | 0.0013554 | 0.0011885 | 0.0010154 | 0.00086749 | 0.00073553 | 0.00061071 | 0.00051416 | 0.00042494 | 0.00033099 | 0.00025648 | 0.00019796 | 0.00015436 | 0.00014115 | 0.00011003 | 9.4405e-05 | 7.8909e-05 | 6.3533e-05 | 0 | 0 | 0 | 0 | 0 | 0
F11_Industrial_Petroleum_Existing_Space Heating_Natural Gas_Gas Boiler - Maintenance_A_Achievable Economic TRC Potential | F11 | Industrial | Petroleum | Existing | Space Heating | Natural Gas | Gas Boiler - Maintenance | A | Purchases (Cumulative) | Achievable Economic TRC Potential | 0 | 0 | 0 | 0 | 0 | 0.003608 | 0.0061356 | 0.007875 | 0.0092304 | 0.010419 | 0.011434 | 0.012302 | 0.013037 | 0.013648 | 0.014162 | 0.014587 | 0.014918 | 0.015175 | 0.015373 | 0.015527 | 0.015668 | 0.015778 | 0.015872 | 0.015951 | 0.016015 | 0.016015 | 0.016015 | 0.016015 | 0.016015 | 0.016015 | 0.016015
F1_Industrial_Petroleum_Existing_Process_Natural Gas_Gas Boiler - Maintenance_A_Achievable Economic TRC Potential | F1 | Industrial | Petroleum | Existing | Process | Natural Gas | Gas Boiler - Maintenance | A | Integrated Unit Energy Savings (kWh or therms) | Achievable Economic TRC Potential | 0 | 0 | 0 | 0 | 0 | 536.7637 | 536.7637 | 536.7637 | 536.7637 | 536.7637 | 536.7637 | 536.7637 | 536.7637 | 536.7637 | 536.7637 | 536.7637 | 536.7637 | 536.7637 | 536.7637 | 536.7637 | 536.7637 | 536.7637 | 536.7637 | 536.7637 | 536.7637 | 536.7637 | 536.7637 | 536.7637 | 536.7637 | 536.7637 | 536.7637
F2_Industrial_Petroleum_Existing_Process_Natural Gas_Gas Boiler - Maintenance_A_Achievable Economic TRC Potential | F2 | Industrial | Petroleum | Existing | Process | Natural Gas | Gas Boiler - Maintenance | A | Integrated Unit Summer Peak Savings (kW) | Achievable Economic TRC Potential | 0 | 0 | 0 | 0 | 0 | 0 | 0 | 0 | 0 | 0 | 0 | 0 | 0 | 0 | 0 | 0 | 0 | 0 | 0 | 0 | 0 | 0 | 0 | 0 | 0 | 0 | 0 | 0 | 0 | 0 | 0
F3_Industrial_Petroleum_Existing_Process_Natural Gas_Gas Boiler - Maintenance_A_Achievable Economic TRC Potential | F3 | Industrial | Petroleum | Existing | Process | Natural Gas | Gas Boiler - Maintenance | A | Integrated Unit Winter Peak Savings (kW) | Achievable Economic TRC Potential | 0 | 0 | 0 | 0 | 0 | 0 | 0 | 0 | 0 | 0 | 0 | 0 | 0 | 0 | 0 | 0 | 0 | 0 | 0 | 0 | 0 | 0 | 0 | 0 | 0 | 0 | 0 | 0 | 0 | 0 | 0
F4_Industrial_Petroleum_Existing_Process_Natural Gas_Gas Boiler - Maintenance_A_Achievable Economic TRC Potential | F4 | Industrial | Petroleum | Existing | Process | Natural Gas | Gas Boiler - Maintenance | A | Incremental Energy Savings (MWh or mTherms) | Achievable Economic TRC Potential | 0 | 0 | 0 | 0 | 0 | 0.1538 | 0.10774 | 0.074144 | 0.057775 | 0.050661 | 0.043282 | 0.036978 | 0.031353 | 0.026032 | 0.021917 | 0.018114 | 0.014109 | 0.010933 | 0.0084383 | 0.0065796 | 0.0060165 | 0.0046902 | 0.0040241 | 0.0033636 | 0.0027082 | 0 | 0 | 0 | 0 | 0 | 0
F5_Industrial_Petroleum_Existing_Process_Natural Gas_Gas Boiler - Maintenance_A_Achievable Economic TRC Potential | F5 | Industrial | Petroleum | Existing | Process | Natural Gas | Gas Boiler - Maintenance | A | Incremental Summer Peak Savings (MW) | Achievable Economic TRC Potential | 0 | 0 | 0 | 0 | 0 | 0 | 0 | 0 | 0 | 0 | 0 | 0 | 0 | 0 | 0 | 0 | 0 | 0 | 0 | 0 | 0 | 0 | 0 | 0 | 0 | 0 | 0 | 0 | 0 | 0 | 0
F6_Industrial_Petroleum_Existing_Process_Natural Gas_Gas Boiler - Maintenance_A_Achievable Economic TRC Potential | F6 | Industrial | Petroleum | Existing | Process | Natural Gas | Gas Boiler - Maintenance | A | Incremental Winter Peak Savings (MW) | Achievable Economic TRC Potential | 0 | 0 | 0 | 0 | 0 | 0 | 0 | 0 | 0 | 0 | 0 | 0 | 0 | 0 | 0 | 0 | 0 | 0 | 0 | 0 | 0 | 0 | 0 | 0 | 0 | 0 | 0 | 0 | 0 | 0 | 0
F7_Industrial_Petroleum_Existing_Process_Natural Gas_Gas Boiler - Maintenance_A_Achievable Economic TRC Potential | F7 | Industrial | Petroleum | Existing | Process | Natural Gas | Gas Boiler - Maintenance | A | Cumulative Energy Savings (MWh or mTherms) | Achievable Economic TRC Potential | 0 | 0 | 0 | 0 | 0 | 0.1538 | 0.26153 | 0.33568 | 0.39345 | 0.44411 | 0.4874 | 0.52437 | 0.55573 | 0.58176 | 0.60368 | 0.62179 | 0.6359 | 0.64683 | 0.65527 | 0.66185 | 0.66787 | 0.67256 | 0.67658 | 0.67994 | 0.68265 | 0.68265 | 0.68265 | 0.68265 | 0 | 0 | 0
F8_Industrial_Petroleum_Existing_Process_Natural Gas_Gas Boiler - Maintenance_A_Achievable Economic TRC Potential | F8 | Industrial | Petroleum | Existing | Process | Natural Gas | Gas Boiler - Maintenance | A | Cumulative Summer Peak Savings (MW) | Achievable Economic TRC Potential | 0 | 0 | 0 | 0 | 0 | 0 | 0 | 0 | 0 | 0 | 0 | 0 | 0 | 0 | 0 | 0 | 0 | 0 | 0 | 0 | 0 | 0 | 0 | 0 | 0 | 0 | 0 | 0 | 0 | 0 | 0
F9_Industrial_Petroleum_Existing_Process_Natural Gas_Gas Boiler - Maintenance_A_Achievable Economic TRC Potential | F9 | Industrial | Petroleum | Existing | Process | Natural Gas | Gas Boiler - Maintenance | A | Cumulative Winter Peak Savings (MW) | Achievable Economic TRC Potential | 0 | 0 | 0 | 0 | 0 | 0 | 0 | 0 | 0 | 0 | 0 | 0 | 0 | 0 | 0 | 0 | 0 | 0 | 0 | 0 | 0 | 0 | 0 | 0 | 0 | 0 | 0 | 0 | 0 | 0 | 0
F10_Industrial_Petroleum_Existing_Process_Natural Gas_Gas Boiler - Maintenance_A_Achievable Economic TRC Potential | F10 | Industrial | Petroleum | Existing | Process | Natural Gas | Gas Boiler - Maintenance | A | Purchases (Incremental) | Achievable Economic TRC Potential | 0 | 0 | 0 | 0 | 0 | 0.28652 | 0.20072 | 0.13813 | 0.10764 | 0.094383 | 0.080636 | 0.06889 | 0.05841 | 0.048498 | 0.040831 | 0.033746 | 0.026285 | 0.020368 | 0.015721 | 0.012258 | 0.011209 | 0.008738 | 0.0074969 | 0.0062664 | 0.0050454 | 0 | 0 | 0 | 0 | 0 | 0
F11_Industrial_Petroleum_Existing_Process_Natural Gas_Gas Boiler - Maintenance_A_Achievable Economic TRC Potential | F11 | Industrial | Petroleum | Existing | Process | Natural Gas | Gas Boiler - Maintenance | A | Purchases (Cumulative) | Achievable Economic TRC Potential | 0 | 0 | 0 | 0 | 0 | 0.28652 | 0.48724 | 0.62537 | 0.73301 | 0.82739 | 0.90803 | 0.97692 | 1.0353 | 1.0838 | 1.1247 | 1.1584 | 1.1847 | 1.2051 | 1.2208 | 1.233 | 1.2442 | 1.253 | 1.2605 | 1.2667 | 1.2718 | 1.2718 | 1.2718 | 1.2718 | 1.2718 | 1.2718 | 1.2718
F1_Industrial_Petroleum_Existing_Space Heating_Natural Gas_Gas Furnace - Maintenance_A_Achievable Economic TRC Potential | F1 | Industrial | Petroleum | Existing | Space Heating | Natural Gas | Gas Furnace - Maintenance | A | Integrated Unit Energy Savings (kWh or therms) | Achievable Economic TRC Potential | 0 | 0 | 0 | 0 | 0 | 0.0091346 | 0.0089617 | 0.008727 | 0.0084502 | 0.0081351 | 0.0077864 | 0.0074329 | 0.0070899 | 0.0067524 | 0.006471 | 0.0062111 | 0.0060062 | 0.0058268 | 0.00567 | 0.0055566 | 0.0054515 | 0.0053614 | 0.0052799 | 0.005213 | 0.0051506 | 0.0051027 | 0.0050578 | 0.0050158 | 0.0073847 | 0.0073392 | 0.0072965
F2_Industrial_Petroleum_Existing_Space Heating_Natural Gas_Gas Furnace - Maintenance_A_Achievable Economic TRC Potential | F2 | Industrial | Petroleum | Existing | Space Heating | Natural Gas | Gas Furnace - Maintenance | A | Integrated Unit Summer Peak Savings (kW) | Achievable Economic TRC Potential | 0 | 0 | 0 | 0 | 0 | 0 | 0 | 0 | 0 | 0 | 0 | 0 | 0 | 0 | 0 | 0 | 0 | 0 | 0 | 0 | 0 | 0 | 0 | 0 | 0 | 0 | 0 | 0 | 0 | 0 | 0
F3_Industrial_Petroleum_Existing_Space Heating_Natural Gas_Gas Furnace - Maintenance_A_Achievable Economic TRC Potential | F3 | Industrial | Petroleum | Existing | Space Heating | Natural Gas | Gas Furnace - Maintenance | A | Integrated Unit Winter Peak Savings (kW) | Achievable Economic TRC Potential | 0 | 0 | 0 | 0 | 0 | 0 | 0 | 0 | 0 | 0 | 0 | 0 | 0 | 0 | 0 | 0 | 0 | 0 | 0 | 0 | 0 | 0 | 0 | 0 | 0 | 0 | 0 | 0 | 0 | 0 | 0
F4_Industrial_Petroleum_Existing_Space Heating_Natural Gas_Gas Furnace - Maintenance_A_Achievable Economic TRC Potential | F4 | Industrial | Petroleum | Existing | Space Heating | Natural Gas | Gas Furnace - Maintenance | A | Incremental Energy Savings (MWh or mTherms) | Achievable Economic TRC Potential | 0 | 0 | 0 | 0 | 0 | 0 | 0 | 0 | 0 | 0 | 0 | 0 | 0 | 0 | 0 | 0 | 0 | 0 | 0 | 0 | 0 | 0 | 0 | 0 | 0 | 0 | 0 | 0 | 0 | 0 | 0
F5_Industrial_Petroleum_Existing_Space Heating_Natural Gas_Gas Furnace - Maintenance_A_Achievable Economic TRC Potential | F5 | Industrial | Petroleum | Existing | Space Heating | Natural Gas | Gas Furnace - Maintenance | A | Incremental Summer Peak Savings (MW) | Achievable Economic TRC Potential | 0 | 0 | 0 | 0 | 0 | 0 | 0 | 0 | 0 | 0 | 0 | 0 | 0 | 0 | 0 | 0 | 0 | 0 | 0 | 0 | 0 | 0 | 0 | 0 | 0 | 0 | 0 | 0 | 0 | 0 | 0
F6_Industrial_Petroleum_Existing_Space Heating_Natural Gas_Gas Furnace - Maintenance_A_Achievable Economic TRC Potential | F6 | Industrial | Petroleum | Existing | Space Heating | Natural Gas | Gas Furnace - Maintenance | A | Incremental Winter Peak Savings (MW) | Achievable Economic TRC Potential | 0 | 0 | 0 | 0 | 0 | 0 | 0 | 0 | 0 | 0 | 0 | 0 | 0 | 0 | 0 | 0 | 0 | 0 | 0 | 0 | 0 | 0 | 0 | 0 | 0 | 0 | 0 | 0 | 0 | 0 | 0
F7_Industrial_Petroleum_Existing_Space Heating_Natural Gas_Gas Furnace - Maintenance_A_Achievable Economic TRC Potential | F7 | Industrial | Petroleum | Existing | Space Heating | Natural Gas | Gas Furnace - Maintenance | A | Cumulative Energy Savings (MWh or mTherms) | Achievable Economic TRC Potential | 0 | 0 | 0 | 0 | 0 | 0 | 0 | 0 | 0 | 0 | 0 | 0 | 0 | 0 | 0 | 0 | 0 | 0 | 0 | 0 | 0 | 0 | 0 | 0 | 0 | 0 | 0 | 0 | 0 | 0 | 0
F8_Industrial_Petroleum_Existing_Space Heating_Natural Gas_Gas Furnace - Maintenance_A_Achievable Economic TRC Potential | F8 | Industrial | Petroleum | Existing | Space Heating | Natural Gas | Gas Furnace - Maintenance | A | Cumulative Summer Peak Savings (MW) | Achievable Economic TRC Potential | 0 | 0 | 0 | 0 | 0 | 0 | 0 | 0 | 0 | 0 | 0 | 0 | 0 | 0 | 0 | 0 | 0 | 0 | 0 | 0 | 0 | 0 | 0 | 0 | 0 | 0 | 0 | 0 | 0 | 0 | 0
F9_Industrial_Petroleum_Existing_Space Heating_Natural Gas_Gas Furnace - Maintenance_A_Achievable Economic TRC Potential | F9 | Industrial | Petroleum | Existing | Space Heating | Natural Gas | Gas Furnace - Maintenance | A | Cumulative Winter Peak Savings (MW) | Achievable Economic TRC Potential | 0 | 0 | 0 | 0 | 0 | 0 | 0 | 0 | 0 | 0 | 0 | 0 | 0 | 0 | 0 | 0 | 0 | 0 | 0 | 0 | 0 | 0 | 0 | 0 | 0 | 0 | 0 | 0 | 0 | 0 | 0
F10_Industrial_Petroleum_Existing_Space Heating_Natural Gas_Gas Furnace - Maintenance_A_Achievable Economic TRC Potential | F10 | Industrial | Petroleum | Existing | Space Heating | Natural Gas | Gas Furnace - Maintenance | A | Purchases (Incremental) | Achievable Economic TRC Potential | 0 | 0 | 0 | 0 | 0 | 0 | 0 | 0 | 0 | 0 | 0 | 0 | 0 | 0 | 0 | 0 | 0 | 0 | 0 | 0 | 0 | 0 | 0 | 0 | 0 | 0 | 0 | 0 | 0 | 0 | 0
F11_Industrial_Petroleum_Existing_Space Heating_Natural Gas_Gas Furnace - Maintenance_A_Achievable Economic TRC Potential | F11 | Industrial | Petroleum | Existing | Space Heating | Natural Gas | Gas Furnace - Maintenance | A | Purchases (Cumulative) | Achievable Economic TRC Potential | 0 | 0 | 0 | 0 | 0 | 0 | 0 | 0 | 0 | 0 | 0 | 0 | 0 | 0 | 0 | 0 | 0 | 0 | 0 | 0 | 0 | 0 | 0 | 0 | 0 | 0 | 0 | 0 | 0 | 0 | 0
F1_Industrial_Petroleum_Existing_Space Heating_Natural Gas_Gas Boiler - Hot Water Reset_A_Achievable Economic TRC Potential | F1 | Industrial | Petroleum | Existing | Space Heating | Natural Gas | Gas Boiler - Hot Water Reset | A | Integrated Unit Energy Savings (kWh or therms) | Achievable Economic TRC Potential | 0 | 0 | 0 | 0 | 0 | 382.5925 | 379.8457 | 377.1211 | 374.3865 | 371.6589 | 369 | 366.3845 | 363.8071 | 361.2509 | 358.5821 | 356.1158 | 353.6956 | 351.3111 | 348.9582 | 346.6187 | 344.3496 | 341.9985 | 339.725 | 337.4856 | 335.2155 | 333.1745 | 331.2972 | 329.571 | 330.6135 | 329.2555 | 328.016
F2_Industrial_Petroleum_Existing_Space Heating_Natural Gas_Gas Boiler - Hot Water Reset_A_Achievable Economic TRC Potential | F2 | Industrial | Petroleum | Existing | Space Heating | Natural Gas | Gas Boiler - Hot Water Reset | A | Integrated Unit Summer Peak Savings (kW) | Achievable Economic TRC Potential | 0 | 0 | 0 | 0 | 0 | 0 | 0 | 0 | 0 | 0 | 0 | 0 | 0 | 0 | 0 | 0 | 0 | 0 | 0 | 0 | 0 | 0 | 0 | 0 | 0 | 0 | 0 | 0 | 0 | 0 | 0
F3_Industrial_Petroleum_Existing_Space Heating_Natural Gas_Gas Boiler - Hot Water Reset_A_Achievable Economic TRC Potential | F3 | Industrial | Petroleum | Existing | Space Heating | Natural Gas | Gas Boiler - Hot Water Reset | A | Integrated Unit Winter Peak Savings (kW) | Achievable Economic TRC Potential | 0 | 0 | 0 | 0 | 0 | 0 | 0 | 0 | 0 | 0 | 0 | 0 | 0 | 0 | 0 | 0 | 0 | 0 | 0 | 0 | 0 | 0 | 0 | 0 | 0 | 0 | 0 | 0 | 0 | 0 | 0
F4_Industrial_Petroleum_Existing_Space Heating_Natural Gas_Gas Boiler - Hot Water Reset_A_Achievable Economic TRC Potential | F4 | Industrial | Petroleum | Existing | Space Heating | Natural Gas | Gas Boiler - Hot Water Reset | A | Incremental Energy Savings (MWh or mTherms) | Achievable Economic TRC Potential | 0 | 0 | 0 | 0 | 0 | 0.00067086 | 0.00081734 | 0.00098716 | 0.0011382 | 0.0012899 | 0.0014783 | 0.0016058 | 0.0016256 | 0.001497 | 0.0012822 | 0.00097597 | 0.00064161 | 0.00036817 | 0.00017451 | 7.3423e-05 | 2.6415e-05 | 8.1626e-06 | 1.7608e-06 | 2.8654e-07 | 3.4056e-08 | 0 | 0 | 0 | 0 | 0 | 0
F5_Industrial_Petroleum_Existing_Space Heating_Natural Gas_Gas Boiler - Hot Water Reset_A_Achievable Economic TRC Potential | F5 | Industrial | Petroleum | Existing | Space Heating | Natural Gas | Gas Boiler - Hot Water Reset | A | Incremental Summer Peak Savings (MW) | Achievable Economic TRC Potential | 0 | 0 | 0 | 0 | 0 | 0 | 0 | 0 | 0 | 0 | 0 | 0 | 0 | 0 | 0 | 0 | 0 | 0 | 0 | 0 | 0 | 0 | 0 | 0 | 0 | 0 | 0 | 0 | 0 | 0 | 0
F6_Industrial_Petroleum_Existing_Space Heating_Natural Gas_Gas Boiler - Hot Water Reset_A_Achievable Economic TRC Potential | F6 | Industrial | Petroleum | Existing | Space Heating | Natural Gas | Gas Boiler - Hot Water Reset | A | Incremental Winter Peak Savings (MW) | Achievable Economic TRC Potential | 0 | 0 | 0 | 0 | 0 | 0 | 0 | 0 | 0 | 0 | 0 | 0 | 0 | 0 | 0 | 0 | 0 | 0 | 0 | 0 | 0 | 0 | 0 | 0 | 0 | 0 | 0 | 0 | 0 | 0 | 0
F7_Industrial_Petroleum_Existing_Space Heating_Natural Gas_Gas Boiler - Hot Water Reset_A_Achievable Economic TRC Potential | F7 | Industrial | Petroleum | Existing | Space Heating | Natural Gas | Gas Boiler - Hot Water Reset | A | Cumulative Energy Savings (MWh or mTherms) | Achievable Economic TRC Potential | 0 | 0 | 0 | 0 | 0 | 0.00067086 | 0.0014834 | 0.0024599 | 0.0035803 | 0.0048441 | 0.0062877 | 0.0078489 | 0.0094193 | 0.01085 | 0.012052 | 0.012945 | 0.013499 | 0.013776 | 0.013858 | 0.013839 | 0.013775 | 0.013689 | 0.013599 | 0.01351 | 0.013419 | 0.013338 | 0.013262 | 0.013193 | 0 | 0 | 0
F8_Industrial_Petroleum_Existing_Space Heating_Natural Gas_Gas Boiler - Hot Water Reset_A_Achievable Economic TRC Potential | F8 | Industrial | Petroleum | Existing | Space Heating | Natural Gas | Gas Boiler - Hot Water Reset | A | Cumulative Summer Peak Savings (MW) | Achievable Economic TRC Potential | 0 | 0 | 0 | 0 | 0 | 0 | 0 | 0 | 0 | 0 | 0 | 0 | 0 | 0 | 0 | 0 | 0 | 0 | 0 | 0 | 0 | 0 | 0 | 0 | 0 | 0 | 0 | 0 | 0 | 0 | 0
F9_Industrial_Petroleum_Existing_Space Heating_Natural Gas_Gas Boiler - Hot Water Reset_A_Achievable Economic TRC Potential | F9 | Industrial | Petroleum | Existing | Space Heating | Natural Gas | Gas Boiler - Hot Water Reset | A | Cumulative Winter Peak Savings (MW) | Achievable Economic TRC Potential | 0 | 0 | 0 | 0 | 0 | 0 | 0 | 0 | 0 | 0 | 0 | 0 | 0 | 0 | 0 | 0 | 0 | 0 | 0 | 0 | 0 | 0 | 0 | 0 | 0 | 0 | 0 | 0 | 0 | 0 | 0
F10_Industrial_Petroleum_Existing_Space Heating_Natural Gas_Gas Boiler - Hot Water Reset_A_Achievable Economic TRC Potential | F10 | Industrial | Petroleum | Existing | Space Heating | Natural Gas | Gas Boiler - Hot Water Reset | A | Purchases (Incremental) | Achievable Economic TRC Potential | 0 | 0 | 0 | 0 | 0 | 0.0017534 | 0.0021518 | 0.0026176 | 0.0030403 | 0.0034707 | 0.0040061 | 0.0043828 | 0.0044682 | 0.0041439 | 0.0035756 | 0.0027406 | 0.001814 | 0.001048 | 0.00050009 | 0.00021183 | 7.671e-05 | 2.3867e-05 | 5.1831e-06 | 8.4905e-07 | 1.0159e-07 | 0 | 0 | 0 | 0 | 0 | 0
F11_Industrial_Petroleum_Existing_Space Heating_Natural Gas_Gas Boiler - Hot Water Reset_A_Achievable Economic TRC Potential | F11 | Industrial | Petroleum | Existing | Space Heating | Natural Gas | Gas Boiler - Hot Water Reset | A | Purchases (Cumulative) | Achievable Economic TRC Potential | 0 | 0 | 0 | 0 | 0 | 0.0017534 | 0.0039052 | 0.0065228 | 0.0095631 | 0.013034 | 0.01704 | 0.021423 | 0.025891 | 0.030035 | 0.03361 | 0.036351 | 0.038165 | 0.039213 | 0.039713 | 0.039925 | 0.040002 | 0.040026 | 0.040031 | 0.040032 | 0.040032 | 0.040032 | 0.040032 | 0.040032 | 0.040032 | 0.040032 | 0.040032
F1_Industrial_Petroleum_Existing_Process_Natural Gas_Gas Boiler - Hot Water Reset_A_Achievable Economic TRC Potential | F1 | Industrial | Petroleum | Existing | Process | Natural Gas | Gas Boiler - Hot Water Reset | A | Integrated Unit Energy Savings (kWh or therms) | Achievable Economic TRC Potential | 0 | 0 | 0 | 0 | 0 | 974.691 | 973.4893 | 972.3042 | 971.1511 | 970.0071 | 968.8954 | 968.0363 | 967.3375 | 966.6424 | 966.2219 | 965.754 | 965.4466 | 965.1375 | 964.8264 | 964.6589 | 964.4575 | 964.3603 | 964.2666 | 964.1762 | 964.0891 | 964.0546 | 964.023 | 963.9941 | 975.934 | 975.934 | 975.934
F2_Industrial_Petroleum_Existing_Process_Natural Gas_Gas Boiler - Hot Water Reset_A_Achievable Economic TRC Potential | F2 | Industrial | Petroleum | Existing | Process | Natural Gas | Gas Boiler - Hot Water Reset | A | Integrated Unit Summer Peak Savings (kW) | Achievable Economic TRC Potential | 0 | 0 | 0 | 0 | 0 | 0 | 0 | 0 | 0 | 0 | 0 | 0 | 0 | 0 | 0 | 0 | 0 | 0 | 0 | 0 | 0 | 0 | 0 | 0 | 0 | 0 | 0 | 0 | 0 | 0 | 0
F3_Industrial_Petroleum_Existing_Process_Natural Gas_Gas Boiler - Hot Water Reset_A_Achievable Economic TRC Potential | F3 | Industrial | Petroleum | Existing | Process | Natural Gas | Gas Boiler - Hot Water Reset | A | Integrated Unit Winter Peak Savings (kW) | Achievable Economic TRC Potential | 0 | 0 | 0 | 0 | 0 | 0 | 0 | 0 | 0 | 0 | 0 | 0 | 0 | 0 | 0 | 0 | 0 | 0 | 0 | 0 | 0 | 0 | 0 | 0 | 0 | 0 | 0 | 0 | 0 | 0 | 0
F4_Industrial_Petroleum_Existing_Process_Natural Gas_Gas Boiler - Hot Water Reset_A_Achievable Economic TRC Potential | F4 | Industrial | Petroleum | Existing | Process | Natural Gas | Gas Boiler - Hot Water Reset | A | Incremental Energy Savings (MWh or mTherms) | Achievable Economic TRC Potential | 0 | 0 | 0 | 0 | 0 | 0.13572 | 0.16635 | 0.20212 | 0.23447 | 0.26735 | 0.30824 | 0.33692 | 0.34324 | 0.3181 | 0.27436 | 0.21018 | 0.13908 | 0.080323 | 0.038317 | 0.016227 | 0.0058752 | 0.0018278 | 0.00039689 | 6.501e-05 | 7.7782e-06 | 0 | 0 | 0 | 0 | 0 | 0
F5_Industrial_Petroleum_Existing_Process_Natural Gas_Gas Boiler - Hot Water Reset_A_Achievable Economic TRC Potential | F5 | Industrial | Petroleum | Existing | Process | Natural Gas | Gas Boiler - Hot Water Reset | A | Incremental Summer Peak Savings (MW) | Achievable Economic TRC Potential | 0 | 0 | 0 | 0 | 0 | 0 | 0 | 0 | 0 | 0 | 0 | 0 | 0 | 0 | 0 | 0 | 0 | 0 | 0 | 0 | 0 | 0 | 0 | 0 | 0 | 0 | 0 | 0 | 0 | 0 | 0
F6_Industrial_Petroleum_Existing_Process_Natural Gas_Gas Boiler - Hot Water Reset_A_Achievable Economic TRC Potential | F6 | Industrial | Petroleum | Existing | Process | Natural Gas | Gas Boiler - Hot Water Reset | A | Incremental Winter Peak Savings (MW) | Achievable Economic TRC Potential | 0 | 0 | 0 | 0 | 0 | 0 | 0 | 0 | 0 | 0 | 0 | 0 | 0 | 0 | 0 | 0 | 0 | 0 | 0 | 0 | 0 | 0 | 0 | 0 | 0 | 0 | 0 | 0 | 0 | 0 | 0
F7_Industrial_Petroleum_Existing_Process_Natural Gas_Gas Boiler - Hot Water Reset_A_Achievable Economic TRC Potential | F7 | Industrial | Petroleum | Existing | Process | Natural Gas | Gas Boiler - Hot Water Reset | A | Cumulative Energy Savings (MWh or mTherms) | Achievable Economic TRC Potential | 0 | 0 | 0 | 0 | 0 | 0.13572 | 0.3019 | 0.50365 | 0.73753 | 1.004 | 1.3111 | 1.6469 | 1.9889 | 2.3056 | 2.5789 | 2.7879 | 2.9261 | 3.0055 | 3.0428 | 3.0585 | 3.0637 | 3.0653 | 3.0654 | 3.0651 | 3.0649 | 3.0648 | 3.0647 | 3.0646 | 0 | 0 | 0
F8_Industrial_Petroleum_Existing_Process_Natural Gas_Gas Boiler - Hot Water Reset_A_Achievable Economic TRC Potential | F8 | Industrial | Petroleum | Existing | Process | Natural Gas | Gas Boiler - Hot Water Reset | A | Cumulative Summer Peak Savings (MW) | Achievable Economic TRC Potential | 0 | 0 | 0 | 0 | 0 | 0 | 0 | 0 | 0 | 0 | 0 | 0 | 0 | 0 | 0 | 0 | 0 | 0 | 0 | 0 | 0 | 0 | 0 | 0 | 0 | 0 | 0 | 0 | 0 | 0 | 0
F9_Industrial_Petroleum_Existing_Process_Natural Gas_Gas Boiler - Hot Water Reset_A_Achievable Economic TRC Potential | F9 | Industrial | Petroleum | Existing | Process | Natural Gas | Gas Boiler - Hot Water Reset | A | Cumulative Winter Peak Savings (MW) | Achievable Economic TRC Potential | 0 | 0 | 0 | 0 | 0 | 0 | 0 | 0 | 0 | 0 | 0 | 0 | 0 | 0 | 0 | 0 | 0 | 0 | 0 | 0 | 0 | 0 | 0 | 0 | 0 | 0 | 0 | 0 | 0 | 0 | 0
F10_Industrial_Petroleum_Existing_Process_Natural Gas_Gas Boiler - Hot Water Reset_A_Achievable Economic TRC Potential | F10 | Industrial | Petroleum | Existing | Process | Natural Gas | Gas Boiler - Hot Water Reset | A | Purchases (Incremental) | Achievable Economic TRC Potential | 0 | 0 | 0 | 0 | 0 | 0.13925 | 0.17088 | 0.20787 | 0.24144 | 0.27562 | 0.31814 | 0.34805 | 0.35483 | 0.32908 | 0.28395 | 0.21764 | 0.14406 | 0.083224 | 0.039714 | 0.016822 | 0.0060917 | 0.0018954 | 0.0004116 | 6.7426e-05 | 8.0679e-06 | 0 | 0 | 0 | 0 | 0 | 0
F11_Industrial_Petroleum_Existing_Process_Natural Gas_Gas Boiler - Hot Water Reset_A_Achievable Economic TRC Potential | F11 | Industrial | Petroleum | Existing | Process | Natural Gas | Gas Boiler - Hot Water Reset | A | Purchases (Cumulative) | Achievable Economic TRC Potential | 0 | 0 | 0 | 0 | 0 | 0.13925 | 0.31013 | 0.518 | 0.75943 | 1.0351 | 1.3532 | 1.7012 | 2.0561 | 2.3852 | 2.6691 | 2.8867 | 3.0308 | 3.114 | 3.1537 | 3.1706 | 3.1766 | 3.1785 | 3.179 | 3.179 | 3.179 | 3.179 | 3.179 | 3.179 | 3.179 | 3.179 | 3.179
F1_Industrial_Petroleum_Existing_Space Heating_Natural Gas_Steam Trap Maintenance_A_Achievable Economic TRC Potential | F1 | Industrial | Petroleum | Existing | Space Heating | Natural Gas | Steam Trap Maintenance | A | Integrated Unit Energy Savings (kWh or therms) | Achievable Economic TRC Potential | 0 | 0 | 0 | 0 | 0 | 135.166 | 134.1997 | 133.2412 | 132.2791 | 131.3195 | 130.3844 | 129.4644 | 128.5578 | 127.6591 | 126.72 | 125.8529 | 125.0016 | 124.1631 | 123.336 | 122.513 | 121.7152 | 120.8883 | 120.0889 | 119.3014 | 118.5031 | 117.7819 | 117.1186 | 116.5087 | 116.7988 | 116.319 | 115.8812
F2_Industrial_Petroleum_Existing_Space Heating_Natural Gas_Steam Trap Maintenance_A_Achievable Economic TRC Potential | F2 | Industrial | Petroleum | Existing | Space Heating | Natural Gas | Steam Trap Maintenance | A | Integrated Unit Summer Peak Savings (kW) | Achievable Economic TRC Potential | 0 | 0 | 0 | 0 | 0 | 0 | 0 | 0 | 0 | 0 | 0 | 0 | 0 | 0 | 0 | 0 | 0 | 0 | 0 | 0 | 0 | 0 | 0 | 0 | 0 | 0 | 0 | 0 | 0 | 0 | 0
F3_Industrial_Petroleum_Existing_Space Heating_Natural Gas_Steam Trap Maintenance_A_Achievable Economic TRC Potential | F3 | Industrial | Petroleum | Existing | Space Heating | Natural Gas | Steam Trap Maintenance | A | Integrated Unit Winter Peak Savings (kW) | Achievable Economic TRC Potential | 0 | 0 | 0 | 0 | 0 | 0 | 0 | 0 | 0 | 0 | 0 | 0 | 0 | 0 | 0 | 0 | 0 | 0 | 0 | 0 | 0 | 0 | 0 | 0 | 0 | 0 | 0 | 0 | 0 | 0 | 0
F4_Industrial_Petroleum_Existing_Space Heating_Natural Gas_Steam Trap Maintenance_A_Achievable Economic TRC Potential | F4 | Industrial | Petroleum | Existing | Space Heating | Natural Gas | Steam Trap Maintenance | A | Incremental Energy Savings (MWh or mTherms) | Achievable Economic TRC Potential | 0 | 0 | 0 | 0 | 0 | 0.00013228 | 0.00013126 | 0.00012956 | 0.00012869 | 0.00012786 | 0.00012534 | 0.00012412 | 0.000123 | 0.0001202 | 0.00011977 | 0.00011782 | 0.00011703 | 0.00011566 | 0.00011387 | 0.00011324 | 0.00011204 | 0.00011085 | 0.00010971 | 0.00010862 | 0.00010756 | 0 | 0 | 0 | 0 | 0 | 0
F5_Industrial_Petroleum_Existing_Space Heating_Natural Gas_Steam Trap Maintenance_A_Achievable Economic TRC Potential | F5 | Industrial | Petroleum | Existing | Space Heating | Natural Gas | Steam Trap Maintenance | A | Incremental Summer Peak Savings (MW) | Achievable Economic TRC Potential | 0 | 0 | 0 | 0 | 0 | 0 | 0 | 0 | 0 | 0 | 0 | 0 | 0 | 0 | 0 | 0 | 0 | 0 | 0 | 0 | 0 | 0 | 0 | 0 | 0 | 0 | 0 | 0 | 0 | 0 | 0
F6_Industrial_Petroleum_Existing_Space Heating_Natural Gas_Steam Trap Maintenance_A_Achievable Economic TRC Potential | F6 | Industrial | Petroleum | Existing | Space Heating | Natural Gas | Steam Trap Maintenance | A | Incremental Winter Peak Savings (MW) | Achievable Economic TRC Potential | 0 | 0 | 0 | 0 | 0 | 0 | 0 | 0 | 0 | 0 | 0 | 0 | 0 | 0 | 0 | 0 | 0 | 0 | 0 | 0 | 0 | 0 | 0 | 0 | 0 | 0 | 0 | 0 | 0 | 0 | 0
F7_Industrial_Petroleum_Existing_Space Heating_Natural Gas_Steam Trap Maintenance_A_Achievable Economic TRC Potential | F7 | Industrial | Petroleum | Existing | Space Heating | Natural Gas | Steam Trap Maintenance | A | Cumulative Energy Savings (MWh or mTherms) | Achievable Economic TRC Potential | 0 | 0 | 0 | 0 | 0 | 0.00013228 | 0.0002626 | 0.00039029 | 0.00051616 | 0.00064028 | 0.00076106 | 0.00087981 | 0.00099665 | 0.0011099 | 0.0012215 | 0.0013309 | 0.001439 | 0.001545 | 0.0016486 | 0.0017508 | 0.0018514 | 0.0019497 | 0.0020465 | 0.0021417 | 0.002235 | 0.0022214 | 0.0022088 | 0.0021973 | 0 | 0 | 0
F8_Industrial_Petroleum_Existing_Space Heating_Natural Gas_Steam Trap Maintenance_A_Achievable Economic TRC Potential | F8 | Industrial | Petroleum | Existing | Space Heating | Natural Gas | Steam Trap Maintenance | A | Cumulative Summer Peak Savings (MW) | Achievable Economic TRC Potential | 0 | 0 | 0 | 0 | 0 | 0 | 0 | 0 | 0 | 0 | 0 | 0 | 0 | 0 | 0 | 0 | 0 | 0 | 0 | 0 | 0 | 0 | 0 | 0 | 0 | 0 | 0 | 0 | 0 | 0 | 0
F9_Industrial_Petroleum_Existing_Space Heating_Natural Gas_Steam Trap Maintenance_A_Achievable Economic TRC Potential | F9 | Industrial | Petroleum | Existing | Space Heating | Natural Gas | Steam Trap Maintenance | A | Cumulative Winter Peak Savings (MW) | Achievable Economic TRC Potential | 0 | 0 | 0 | 0 | 0 | 0 | 0 | 0 | 0 | 0 | 0 | 0 | 0 | 0 | 0 | 0 | 0 | 0 | 0 | 0 | 0 | 0 | 0 | 0 | 0 | 0 | 0 | 0 | 0 | 0 | 0
F10_Industrial_Petroleum_Existing_Space Heating_Natural Gas_Steam Trap Maintenance_A_Achievable Economic TRC Potential | F10 | Industrial | Petroleum | Existing | Space Heating | Natural Gas | Steam Trap Maintenance | A | Purchases (Incremental) | Achievable Economic TRC Potential | 0 | 0 | 0 | 0 | 0 | 0.00097867 | 0.00097813 | 0.00097236 | 0.00097289 | 0.00097369 | 0.00096133 | 0.0009587 | 0.00095675 | 0.00094156 | 0.00094516 | 0.00093614 | 0.00093626 | 0.00093155 | 0.00092324 | 0.00092434 | 0.00092051 | 0.00091693 | 0.00091359 | 0.00091049 | 0.00090762 | 0 | 0 | 0 | 0 | 0 | 0
F11_Industrial_Petroleum_Existing_Space Heating_Natural Gas_Steam Trap Maintenance_A_Achievable Economic TRC Potential | F11 | Industrial | Petroleum | Existing | Space Heating | Natural Gas | Steam Trap Maintenance | A | Purchases (Cumulative) | Achievable Economic TRC Potential | 0 | 0 | 0 | 0 | 0 | 0.00097867 | 0.0019568 | 0.0029292 | 0.0039021 | 0.0048757 | 0.0058371 | 0.0067958 | 0.0077525 | 0.0086941 | 0.0096392 | 0.010575 | 0.011512 | 0.012443 | 0.013366 | 0.014291 | 0.015211 | 0.016128 | 0.017042 | 0.017952 | 0.01886 | 0.01886 | 0.01886 | 0.01886 | 0.01886 | 0.01886 | 0.01886
F1_Industrial_Petroleum_Existing_Process_Natural Gas_Steam Trap Maintenance_A_Achievable Economic TRC Potential | F1 | Industrial | Petroleum | Existing | Process | Natural Gas | Steam Trap Maintenance | A | Integrated Unit Energy Savings (kWh or therms) | Achievable Economic TRC Potential | 0 | 0 | 0 | 0 | 0 | 689.2048 | 688.8847 | 688.5818 | 688.2938 | 688.0109 | 687.7367 | 687.5266 | 687.3572 | 687.1888 | 687.0906 | 686.9808 | 686.9124 | 686.8443 | 686.7763 | 686.7448 | 686.7048 | 686.6903 | 686.6771 | 686.665 | 686.654 | 686.6455 | 686.6377 | 686.6307 | 689.554 | 689.554 | 689.554
F2_Industrial_Petroleum_Existing_Process_Natural Gas_Steam Trap Maintenance_A_Achievable Economic TRC Potential | F2 | Industrial | Petroleum | Existing | Process | Natural Gas | Steam Trap Maintenance | A | Integrated Unit Summer Peak Savings (kW) | Achievable Economic TRC Potential | 0 | 0 | 0 | 0 | 0 | 0 | 0 | 0 | 0 | 0 | 0 | 0 | 0 | 0 | 0 | 0 | 0 | 0 | 0 | 0 | 0 | 0 | 0 | 0 | 0 | 0 | 0 | 0 | 0 | 0 | 0
F3_Industrial_Petroleum_Existing_Process_Natural Gas_Steam Trap Maintenance_A_Achievable Economic TRC Potential | F3 | Industrial | Petroleum | Existing | Process | Natural Gas | Steam Trap Maintenance | A | Integrated Unit Winter Peak Savings (kW) | Achievable Economic TRC Potential | 0 | 0 | 0 | 0 | 0 | 0 | 0 | 0 | 0 | 0 | 0 | 0 | 0 | 0 | 0 | 0 | 0 | 0 | 0 | 0 | 0 | 0 | 0 | 0 | 0 | 0 | 0 | 0 | 0 | 0 | 0
F4_Industrial_Petroleum_Existing_Process_Natural Gas_Steam Trap Maintenance_A_Achievable Economic TRC Potential | F4 | Industrial | Petroleum | Existing | Process | Natural Gas | Steam Trap Maintenance | A | Incremental Energy Savings (MWh or mTherms) | Achievable Economic TRC Potential | 0 | 0 | 0 | 0 | 0 | 0.053564 | 0.05351 | 0.053171 | 0.053178 | 0.0532 | 0.052503 | 0.052344 | 0.052225 | 0.051383 | 0.051571 | 0.051071 | 0.051073 | 0.050811 | 0.050353 | 0.05041 | 0.050199 | 0.050002 | 0.049819 | 0.049649 | 0.049492 | 0 | 0 | 0 | 0 | 0 | 0
F5_Industrial_Petroleum_Existing_Process_Natural Gas_Steam Trap Maintenance_A_Achievable Economic TRC Potential | F5 | Industrial | Petroleum | Existing | Process | Natural Gas | Steam Trap Maintenance | A | Incremental Summer Peak Savings (MW) | Achievable Economic TRC Potential | 0 | 0 | 0 | 0 | 0 | 0 | 0 | 0 | 0 | 0 | 0 | 0 | 0 | 0 | 0 | 0 | 0 | 0 | 0 | 0 | 0 | 0 | 0 | 0 | 0 | 0 | 0 | 0 | 0 | 0 | 0
F6_Industrial_Petroleum_Existing_Process_Natural Gas_Steam Trap Maintenance_A_Achievable Economic TRC Potential | F6 | Industrial | Petroleum | Existing | Process | Natural Gas | Steam Trap Maintenance | A | Incremental Winter Peak Savings (MW) | Achievable Economic TRC Potential | 0 | 0 | 0 | 0 | 0 | 0 | 0 | 0 | 0 | 0 | 0 | 0 | 0 | 0 | 0 | 0 | 0 | 0 | 0 | 0 | 0 | 0 | 0 | 0 | 0 | 0 | 0 | 0 | 0 | 0 | 0
F7_Industrial_Petroleum_Existing_Process_Natural Gas_Steam Trap Maintenance_A_Achievable Economic TRC Potential | F7 | Industrial | Petroleum | Existing | Process | Natural Gas | Steam Trap Maintenance | A | Cumulative Energy Savings (MWh or mTherms) | Achievable Economic TRC Potential | 0 | 0 | 0 | 0 | 0 | 0.053564 | 0.10705 | 0.16017 | 0.21328 | 0.2664 | 0.31879 | 0.37104 | 0.42317 | 0.47445 | 0.52595 | 0.57694 | 0.62796 | 0.67871 | 0.72899 | 0.77937 | 0.82952 | 0.87951 | 0.92931 | 0.97894 | 1.0284 | 1.0284 | 1.0284 | 1.0284 | 0 | 0 | 0
F8_Industrial_Petroleum_Existing_Process_Natural Gas_Steam Trap Maintenance_A_Achievable Economic TRC Potential | F8 | Industrial | Petroleum | Existing | Process | Natural Gas | Steam Trap Maintenance | A | Cumulative Summer Peak Savings (MW) | Achievable Economic TRC Potential | 0 | 0 | 0 | 0 | 0 | 0 | 0 | 0 | 0 | 0 | 0 | 0 | 0 | 0 | 0 | 0 | 0 | 0 | 0 | 0 | 0 | 0 | 0 | 0 | 0 | 0 | 0 | 0 | 0 | 0 | 0
F9_Industrial_Petroleum_Existing_Process_Natural Gas_Steam Trap Maintenance_A_Achievable Economic TRC Potential | F9 | Industrial | Petroleum | Existing | Process | Natural Gas | Steam Trap Maintenance | A | Cumulative Winter Peak Savings (MW) | Achievable Economic TRC Potential | 0 | 0 | 0 | 0 | 0 | 0 | 0 | 0 | 0 | 0 | 0 | 0 | 0 | 0 | 0 | 0 | 0 | 0 | 0 | 0 | 0 | 0 | 0 | 0 | 0 | 0 | 0 | 0 | 0 | 0 | 0
F10_Industrial_Petroleum_Existing_Process_Natural Gas_Steam Trap Maintenance_A_Achievable Economic TRC Potential | F10 | Industrial | Petroleum | Existing | Process | Natural Gas | Steam Trap Maintenance | A | Purchases (Incremental) | Achievable Economic TRC Potential | 0 | 0 | 0 | 0 | 0 | 0.077719 | 0.077676 | 0.077218 | 0.07726 | 0.077324 | 0.076342 | 0.076133 | 0.075979 | 0.074772 | 0.075058 | 0.074342 | 0.074352 | 0.073977 | 0.073317 | 0.073404 | 0.073101 | 0.072816 | 0.072551 | 0.072305 | 0.072077 | 0 | 0 | 0 | 0 | 0 | 0
F11_Industrial_Petroleum_Existing_Process_Natural Gas_Steam Trap Maintenance_A_Achievable Economic TRC Potential | F11 | Industrial | Petroleum | Existing | Process | Natural Gas | Steam Trap Maintenance | A | Purchases (Cumulative) | Achievable Economic TRC Potential | 0 | 0 | 0 | 0 | 0 | 0.077719 | 0.1554 | 0.23261 | 0.30987 | 0.3872 | 0.46354 | 0.53967 | 0.61565 | 0.69042 | 0.76548 | 0.83982 | 0.91417 | 0.98815 | 1.0615 | 1.1349 | 1.208 | 1.2808 | 1.3533 | 1.4256 | 1.4977 | 1.4977 | 1.4977 | 1.4977 | 1.4977 | 1.4977 | 1.4977
F1_Industrial_Petroleum_Existing_Space Heating_Natural Gas_Gas Boiler - High Turndown_A_Achievable Economic TRC Potential | F1 | Industrial | Petroleum | Existing | Space Heating | Natural Gas | Gas Boiler - High Turndown | A | Integrated Unit Energy Savings (kWh or therms) | Achievable Economic TRC Potential | 0 | 0 | 0 | 0 | 0 | 142.7182 | 140.5171 | 137.7781 | 134.4563 | 130.5799 | 126.1774 | 121.6352 | 117.104 | 112.519 | 108.6565 | 104.9898 | 102.0616 | 99.45 | 97.1275 | 95.4667 | 93.9294 | 92.5953 | 91.4402 | 90.5007 | 89.6043 | 88.9595 | 88.3674 | 87.8245 | 123.9801 | 123.4708 | 123.006
F2_Industrial_Petroleum_Existing_Space Heating_Natural Gas_Gas Boiler - High Turndown_A_Achievable Economic TRC Potential | F2 | Industrial | Petroleum | Existing | Space Heating | Natural Gas | Gas Boiler - High Turndown | A | Integrated Unit Summer Peak Savings (kW) | Achievable Economic TRC Potential | 0 | 0 | 0 | 0 | 0 | 0 | 0 | 0 | 0 | 0 | 0 | 0 | 0 | 0 | 0 | 0 | 0 | 0 | 0 | 0 | 0 | 0 | 0 | 0 | 0 | 0 | 0 | 0 | 0 | 0 | 0
F3_Industrial_Petroleum_Existing_Space Heating_Natural Gas_Gas Boiler - High Turndown_A_Achievable Economic TRC Potential | F3 | Industrial | Petroleum | Existing | Space Heating | Natural Gas | Gas Boiler - High Turndown | A | Integrated Unit Winter Peak Savings (kW) | Achievable Economic TRC Potential | 0 | 0 | 0 | 0 | 0 | 0 | 0 | 0 | 0 | 0 | 0 | 0 | 0 | 0 | 0 | 0 | 0 | 0 | 0 | 0 | 0 | 0 | 0 | 0 | 0 | 0 | 0 | 0 | 0 | 0 | 0
F4_Industrial_Petroleum_Existing_Space Heating_Natural Gas_Gas Boiler - High Turndown_A_Achievable Economic TRC Potential | F4 | Industrial | Petroleum | Existing | Space Heating | Natural Gas | Gas Boiler - High Turndown | A | Incremental Energy Savings (MWh or mTherms) | Achievable Economic TRC Potential | 0 | 0 | 0 | 0 | 0 | 0.00038192 | 0.00037582 | 0.00036632 | 0.00035769 | 0.00034766 | 0.00029851 | 0.00022958 | 0.00017646 | 0.00013349 | 0.00010352 | 7.9257e-05 | 6.1645e-05 | 4.7812e-05 | 3.7023e-05 | 2.9147e-05 | 2.2847e-05 | 1.5302e-07 | 5.3773e-08 | 1.8082e-08 | 5.8194e-09 | 4.8966e-09 | 4.851e-09 | 4.8096e-09 | 6.7748e-09 | 6.7338e-09 | 6.6971e-09
F5_Industrial_Petroleum_Existing_Space Heating_Natural Gas_Gas Boiler - High Turndown_A_Achievable Economic TRC Potential | F5 | Industrial | Petroleum | Existing | Space Heating | Natural Gas | Gas Boiler - High Turndown | A | Incremental Summer Peak Savings (MW) | Achievable Economic TRC Potential | 0 | 0 | 0 | 0 | 0 | 0 | 0 | 0 | 0 | 0 | 0 | 0 | 0 | 0 | 0 | 0 | 0 | 0 | 0 | 0 | 0 | 0 | 0 | 0 | 0 | 0 | 0 | 0 | 0 | 0 | 0
F6_Industrial_Petroleum_Existing_Space Heating_Natural Gas_Gas Boiler - High Turndown_A_Achievable Economic TRC Potential | F6 | Industrial | Petroleum | Existing | Space Heating | Natural Gas | Gas Boiler - High Turndown | A | Incremental Winter Peak Savings (MW) | Achievable Economic TRC Potential | 0 | 0 | 0 | 0 | 0 | 0 | 0 | 0 | 0 | 0 | 0 | 0 | 0 | 0 | 0 | 0 | 0 | 0 | 0 | 0 | 0 | 0 | 0 | 0 | 0 | 0 | 0 | 0 | 0 | 0 | 0
F7_Industrial_Petroleum_Existing_Space Heating_Natural Gas_Gas Boiler - High Turndown_A_Achievable Economic TRC Potential | F7 | Industrial | Petroleum | Existing | Space Heating | Natural Gas | Gas Boiler - High Turndown | A | Cumulative Energy Savings (MWh or mTherms) | Achievable Economic TRC Potential | 0 | 0 | 0 | 0 | 0 | 0.00038192 | 0.00075185 | 0.0011035 | 0.0014346 | 0.0017409 | 0.0019807 | 0.002139 | 0.0022358 | 0.0022817 | 0.0023069 | 0.0023083 | 0.0023056 | 0.0022944 | 0.0022778 | 0.002268 | 0.0022544 | 0.0022225 | 0.0021948 | 0.0021723 | 0.0021508 | 0.0021353 | 0.0021211 | 0.0021081 | 0 | 0 | 0
F8_Industrial_Petroleum_Existing_Space Heating_Natural Gas_Gas Boiler - High Turndown_A_Achievable Economic TRC Potential | F8 | Industrial | Petroleum | Existing | Space Heating | Natural Gas | Gas Boiler - High Turndown | A | Cumulative Summer Peak Savings (MW) | Achievable Economic TRC Potential | 0 | 0 | 0 | 0 | 0 | 0 | 0 | 0 | 0 | 0 | 0 | 0 | 0 | 0 | 0 | 0 | 0 | 0 | 0 | 0 | 0 | 0 | 0 | 0 | 0 | 0 | 0 | 0 | 0 | 0 | 0
F9_Industrial_Petroleum_Existing_Space Heating_Natural Gas_Gas Boiler - High Turndown_A_Achievable Economic TRC Potential | F9 | Industrial | Petroleum | Existing | Space Heating | Natural Gas | Gas Boiler - High Turndown | A | Cumulative Winter Peak Savings (MW) | Achievable Economic TRC Potential | 0 | 0 | 0 | 0 | 0 | 0 | 0 | 0 | 0 | 0 | 0 | 0 | 0 | 0 | 0 | 0 | 0 | 0 | 0 | 0 | 0 | 0 | 0 | 0 | 0 | 0 | 0 | 0 | 0 | 0 | 0
F10_Industrial_Petroleum_Existing_Space Heating_Natural Gas_Gas Boiler - High Turndown_A_Achievable Economic TRC Potential | F10 | Industrial | Petroleum | Existing | Space Heating | Natural Gas | Gas Boiler - High Turndown | A | Purchases (Incremental) | Achievable Economic TRC Potential | 0 | 0 | 0 | 0 | 0 | 0.002676 | 0.0026746 | 0.0026588 | 0.0026602 | 0.0026624 | 0.0023658 | 0.0018874 | 0.0015069 | 0.0011864 | 0.00095271 | 0.0007549 | 0.000604 | 0.00048077 | 0.00038118 | 0.00030531 | 0.00024324 | 1.6526e-06 | 5.8807e-07 | 1.998e-07 | 6.4945e-08 | 5.5043e-08 | 5.4896e-08 | 5.4763e-08 | 5.4644e-08 | 5.4538e-08 | 5.4445e-08
F11_Industrial_Petroleum_Existing_Space Heating_Natural Gas_Gas Boiler - High Turndown_A_Achievable Economic TRC Potential | F11 | Industrial | Petroleum | Existing | Space Heating | Natural Gas | Gas Boiler - High Turndown | A | Purchases (Cumulative) | Achievable Economic TRC Potential | 0 | 0 | 0 | 0 | 0 | 0.002676 | 0.0053506 | 0.0080094 | 0.01067 | 0.013332 | 0.015698 | 0.017585 | 0.019092 | 0.020279 | 0.021231 | 0.021986 | 0.02259 | 0.023071 | 0.023452 | 0.023757 | 0.024001 | 0.024002 | 0.024003 | 0.024003 | 0.024003 | 0.024003 | 0.024003 | 0.024003 | 0.024003 | 0.024003 | 0.024003
F1_Industrial_Petroleum_Existing_Process_Natural Gas_Gas Boiler - High Turndown_A_Achievable Economic TRC Potential | F1 | Industrial | Petroleum | Existing | Process | Natural Gas | Gas Boiler - High Turndown | A | Integrated Unit Energy Savings (kWh or therms) | Achievable Economic TRC Potential | 0 | 0 | 0 | 0 | 0 | 729.9149 | 727.8927 | 725.8494 | 723.827 | 721.7952 | 719.6844 | 717.799 | 716.0333 | 714.1519 | 712.6999 | 711.1023 | 709.7902 | 708.4454 | 707.0639 | 705.9613 | 704.7508 | 703.6205 | 702.4956 | 701.3757 | 700.2609 | 700.17 | 700.0865 | 700.0105 | 731.9505 | 731.9505 | 731.9505
F2_Industrial_Petroleum_Existing_Process_Natural Gas_Gas Boiler - High Turndown_A_Achievable Economic TRC Potential | F2 | Industrial | Petroleum | Existing | Process | Natural Gas | Gas Boiler - High Turndown | A | Integrated Unit Summer Peak Savings (kW) | Achievable Economic TRC Potential | 0 | 0 | 0 | 0 | 0 | 0 | 0 | 0 | 0 | 0 | 0 | 0 | 0 | 0 | 0 | 0 | 0 | 0 | 0 | 0 | 0 | 0 | 0 | 0 | 0 | 0 | 0 | 0 | 0 | 0 | 0
F3_Industrial_Petroleum_Existing_Process_Natural Gas_Gas Boiler - High Turndown_A_Achievable Economic TRC Potential | F3 | Industrial | Petroleum | Existing | Process | Natural Gas | Gas Boiler - High Turndown | A | Integrated Unit Winter Peak Savings (kW) | Achievable Economic TRC Potential | 0 | 0 | 0 | 0 | 0 | 0 | 0 | 0 | 0 | 0 | 0 | 0 | 0 | 0 | 0 | 0 | 0 | 0 | 0 | 0 | 0 | 0 | 0 | 0 | 0 | 0 | 0 | 0 | 0 | 0 | 0
F4_Industrial_Petroleum_Existing_Process_Natural Gas_Gas Boiler - High Turndown_A_Achievable Economic TRC Potential | F4 | Industrial | Petroleum | Existing | Process | Natural Gas | Gas Boiler - High Turndown | A | Incremental Energy Savings (MWh or mTherms) | Achievable Economic TRC Potential | 0 | 0 | 0 | 0 | 0 | 0.15512 | 0.1546 | 0.15326 | 0.15291 | 0.15261 | 0.13521 | 0.10759 | 0.085685 | 0.067282 | 0.053921 | 0.04263 | 0.034045 | 0.027048 | 0.021404 | 0.017116 | 0.013613 | 9.2342e-05 | 3.2807e-05 | 1.1128e-05 | 3.6116e-06 | 3.0605e-06 | 3.052e-06 | 3.0443e-06 | 3.1762e-06 | 3.1701e-06 | 3.1647e-06
F5_Industrial_Petroleum_Existing_Process_Natural Gas_Gas Boiler - High Turndown_A_Achievable Economic TRC Potential | F5 | Industrial | Petroleum | Existing | Process | Natural Gas | Gas Boiler - High Turndown | A | Incremental Summer Peak Savings (MW) | Achievable Economic TRC Potential | 0 | 0 | 0 | 0 | 0 | 0 | 0 | 0 | 0 | 0 | 0 | 0 | 0 | 0 | 0 | 0 | 0 | 0 | 0 | 0 | 0 | 0 | 0 | 0 | 0 | 0 | 0 | 0 | 0 | 0 | 0
F6_Industrial_Petroleum_Existing_Process_Natural Gas_Gas Boiler - High Turndown_A_Achievable Economic TRC Potential | F6 | Industrial | Petroleum | Existing | Process | Natural Gas | Gas Boiler - High Turndown | A | Incremental Winter Peak Savings (MW) | Achievable Economic TRC Potential | 0 | 0 | 0 | 0 | 0 | 0 | 0 | 0 | 0 | 0 | 0 | 0 | 0 | 0 | 0 | 0 | 0 | 0 | 0 | 0 | 0 | 0 | 0 | 0 | 0 | 0 | 0 | 0 | 0 | 0 | 0
F7_Industrial_Petroleum_Existing_Process_Natural Gas_Gas Boiler - High Turndown_A_Achievable Economic TRC Potential | F7 | Industrial | Petroleum | Existing | Process | Natural Gas | Gas Boiler - High Turndown | A | Cumulative Energy Savings (MWh or mTherms) | Achievable Economic TRC Potential | 0 | 0 | 0 | 0 | 0 | 0.15512 | 0.30929 | 0.46168 | 0.6133 | 0.76419 | 0.89717 | 1.0024 | 1.0856 | 1.1501 | 1.2016 | 1.2416 | 1.2733 | 1.298 | 1.3168 | 1.3319 | 1.3432 | 1.3412 | 1.3391 | 1.3369 | 1.3348 | 1.3346 | 1.3345 | 1.3343 | 0 | 0 | 0
F8_Industrial_Petroleum_Existing_Process_Natural Gas_Gas Boiler - High Turndown_A_Achievable Economic TRC Potential | F8 | Industrial | Petroleum | Existing | Process | Natural Gas | Gas Boiler - High Turndown | A | Cumulative Summer Peak Savings (MW) | Achievable Economic TRC Potential | 0 | 0 | 0 | 0 | 0 | 0 | 0 | 0 | 0 | 0 | 0 | 0 | 0 | 0 | 0 | 0 | 0 | 0 | 0 | 0 | 0 | 0 | 0 | 0 | 0 | 0 | 0 | 0 | 0 | 0 | 0
F9_Industrial_Petroleum_Existing_Process_Natural Gas_Gas Boiler - High Turndown_A_Achievable Economic TRC Potential | F9 | Industrial | Petroleum | Existing | Process | Natural Gas | Gas Boiler - High Turndown | A | Cumulative Winter Peak Savings (MW) | Achievable Economic TRC Potential | 0 | 0 | 0 | 0 | 0 | 0 | 0 | 0 | 0 | 0 | 0 | 0 | 0 | 0 | 0 | 0 | 0 | 0 | 0 | 0 | 0 | 0 | 0 | 0 | 0 | 0 | 0 | 0 | 0 | 0 | 0
F10_Industrial_Petroleum_Existing_Process_Natural Gas_Gas Boiler - High Turndown_A_Achievable Economic TRC Potential | F10 | Industrial | Petroleum | Existing | Process | Natural Gas | Gas Boiler - High Turndown | A | Purchases (Incremental) | Achievable Economic TRC Potential | 0 | 0 | 0 | 0 | 0 | 0.21251 | 0.2124 | 0.21114 | 0.21126 | 0.21143 | 0.18787 | 0.14989 | 0.11967 | 0.094213 | 0.075658 | 0.059949 | 0.047965 | 0.038179 | 0.030271 | 0.024245 | 0.019316 | 0.00013124 | 4.67e-05 | 1.5866e-05 | 5.1575e-06 | 4.3711e-06 | 4.3595e-06 | 4.3489e-06 | 4.3394e-06 | 4.331e-06 | 4.3236e-06
F11_Industrial_Petroleum_Existing_Process_Natural Gas_Gas Boiler - High Turndown_A_Achievable Economic TRC Potential | F11 | Industrial | Petroleum | Existing | Process | Natural Gas | Gas Boiler - High Turndown | A | Purchases (Cumulative) | Achievable Economic TRC Potential | 0 | 0 | 0 | 0 | 0 | 0.21251 | 0.42491 | 0.63605 | 0.84731 | 1.0587 | 1.2466 | 1.3965 | 1.5162 | 1.6104 | 1.686 | 1.746 | 1.7939 | 1.8321 | 1.8624 | 1.8866 | 1.906 | 1.9061 | 1.9061 | 1.9062 | 1.9062 | 1.9062 | 1.9062 | 1.9062 | 1.9062 | 1.9062 | 1.9062
F1_Industrial_Petroleum_Existing_Space Heating_Natural Gas_Gas Boiler - Burner Control Optimization_A_Achievable Economic TRC Potential | F1 | Industrial | Petroleum | Existing | Space Heating | Natural Gas | Gas Boiler - Burner Control Optimization | A | Integrated Unit Energy Savings (kWh or therms) | Achievable Economic TRC Potential | 0 | 0 | 0 | 0 | 0 | 41.3846 | 40.7428 | 39.945 | 38.9784 | 37.8513 | 36.5719 | 35.2529 | 33.9378 | 32.6072 | 31.4869 | 30.4232 | 29.574 | 28.8166 | 28.143 | 27.6615 | 27.2156 | 26.829 | 26.4942 | 26.2218 | 25.962 | 25.7751 | 25.6034 | 25.446 | 35.9542 | 35.8065 | 35.6717
F2_Industrial_Petroleum_Existing_Space Heating_Natural Gas_Gas Boiler - Burner Control Optimization_A_Achievable Economic TRC Potential | F2 | Industrial | Petroleum | Existing | Space Heating | Natural Gas | Gas Boiler - Burner Control Optimization | A | Integrated Unit Summer Peak Savings (kW) | Achievable Economic TRC Potential | 0 | 0 | 0 | 0 | 0 | 0 | 0 | 0 | 0 | 0 | 0 | 0 | 0 | 0 | 0 | 0 | 0 | 0 | 0 | 0 | 0 | 0 | 0 | 0 | 0 | 0 | 0 | 0 | 0 | 0 | 0
F3_Industrial_Petroleum_Existing_Space Heating_Natural Gas_Gas Boiler - Burner Control Optimization_A_Achievable Economic TRC Potential | F3 | Industrial | Petroleum | Existing | Space Heating | Natural Gas | Gas Boiler - Burner Control Optimization | A | Integrated Unit Winter Peak Savings (kW) | Achievable Economic TRC Potential | 0 | 0 | 0 | 0 | 0 | 0 | 0 | 0 | 0 | 0 | 0 | 0 | 0 | 0 | 0 | 0 | 0 | 0 | 0 | 0 | 0 | 0 | 0 | 0 | 0 | 0 | 0 | 0 | 0 | 0 | 0
F4_Industrial_Petroleum_Existing_Space Heating_Natural Gas_Gas Boiler - Burner Control Optimization_A_Achievable Economic TRC Potential | F4 | Industrial | Petroleum | Existing | Space Heating | Natural Gas | Gas Boiler - Burner Control Optimization | A | Incremental Energy Savings (MWh or mTherms) | Achievable Economic TRC Potential | 0 | 0 | 0 | 0 | 0 | 2.9874e-05 | 4.6206e-05 | 9.0068e-05 | 0.00015389 | 0.00023265 | 0.00031071 | 0.00038014 | 0.00042609 | 0.00043387 | 0.00042057 | 0.00037565 | 0.00031956 | 0.00025514 | 0.00019207 | 0.00013927 | 9.5522e-05 | 6.2532e-05 | 3.9153e-05 | 2.3507e-05 | 1.5709e-05 | 0 | 0 | 0 | 0 | 0 | 0
F5_Industrial_Petroleum_Existing_Space Heating_Natural Gas_Gas Boiler - Burner Control Optimization_A_Achievable Economic TRC Potential | F5 | Industrial | Petroleum | Existing | Space Heating | Natural Gas | Gas Boiler - Burner Control Optimization | A | Incremental Summer Peak Savings (MW) | Achievable Economic TRC Potential | 0 | 0 | 0 | 0 | 0 | 0 | 0 | 0 | 0 | 0 | 0 | 0 | 0 | 0 | 0 | 0 | 0 | 0 | 0 | 0 | 0 | 0 | 0 | 0 | 0 | 0 | 0 | 0 | 0 | 0 | 0
F6_Industrial_Petroleum_Existing_Space Heating_Natural Gas_Gas Boiler - Burner Control Optimization_A_Achievable Economic TRC Potential | F6 | Industrial | Petroleum | Existing | Space Heating | Natural Gas | Gas Boiler - Burner Control Optimization | A | Incremental Winter Peak Savings (MW) | Achievable Economic TRC Potential | 0 | 0 | 0 | 0 | 0 | 0 | 0 | 0 | 0 | 0 | 0 | 0 | 0 | 0 | 0 | 0 | 0 | 0 | 0 | 0 | 0 | 0 | 0 | 0 | 0 | 0 | 0 | 0 | 0 | 0 | 0
F7_Industrial_Petroleum_Existing_Space Heating_Natural Gas_Gas Boiler - Burner Control Optimization_A_Achievable Economic TRC Potential | F7 | Industrial | Petroleum | Existing | Space Heating | Natural Gas | Gas Boiler - Burner Control Optimization | A | Cumulative Energy Savings (MWh or mTherms) | Achievable Economic TRC Potential | 0 | 0 | 0 | 0 | 0 | 2.9874e-05 | 7.5617e-05 | 0.0001642 | 0.00031412 | 0.00053769 | 0.00083022 | 0.0011804 | 0.0015625 | 0.0019351 | 0.0022892 | 0.0025875 | 0.0028348 | 0.0030174 | 0.0031389 | 0.0032245 | 0.003268 | 0.0032841 | 0.0032823 | 0.0032721 | 0.0032553 | 0.0032319 | 0.0032104 | 0.0031906 | 0 | 0 | 0
F8_Industrial_Petroleum_Existing_Space Heating_Natural Gas_Gas Boiler - Burner Control Optimization_A_Achievable Economic TRC Potential | F8 | Industrial | Petroleum | Existing | Space Heating | Natural Gas | Gas Boiler - Burner Control Optimization | A | Cumulative Summer Peak Savings (MW) | Achievable Economic TRC Potential | 0 | 0 | 0 | 0 | 0 | 0 | 0 | 0 | 0 | 0 | 0 | 0 | 0 | 0 | 0 | 0 | 0 | 0 | 0 | 0 | 0 | 0 | 0 | 0 | 0 | 0 | 0 | 0 | 0 | 0 | 0
F9_Industrial_Petroleum_Existing_Space Heating_Natural Gas_Gas Boiler - Burner Control Optimization_A_Achievable Economic TRC Potential | F9 | Industrial | Petroleum | Existing | Space Heating | Natural Gas | Gas Boiler - Burner Control Optimization | A | Cumulative Winter Peak Savings (MW) | Achievable Economic TRC Potential | 0 | 0 | 0 | 0 | 0 | 0 | 0 | 0 | 0 | 0 | 0 | 0 | 0 | 0 | 0 | 0 | 0 | 0 | 0 | 0 | 0 | 0 | 0 | 0 | 0 | 0 | 0 | 0 | 0 | 0 | 0
F10_Industrial_Petroleum_Existing_Space Heating_Natural Gas_Gas Boiler - Burner Control Optimization_A_Achievable Economic TRC Potential | F10 | Industrial | Petroleum | Existing | Space Heating | Natural Gas | Gas Boiler - Burner Control Optimization | A | Purchases (Incremental) | Achievable Economic TRC Potential | 0 | 0 | 0 | 0 | 0 | 0.00072187 | 0.0011341 | 0.0022548 | 0.0039481 | 0.0061465 | 0.0084958 | 0.010783 | 0.012555 | 0.013306 | 0.013357 | 0.012348 | 0.010805 | 0.0088538 | 0.0068249 | 0.0050348 | 0.0035098 | 0.0023308 | 0.0014778 | 0.00089648 | 0.00060508 | 0 | 0 | 0 | 0 | 0 | 0
F11_Industrial_Petroleum_Existing_Space Heating_Natural Gas_Gas Boiler - Burner Control Optimization_A_Achievable Economic TRC Potential | F11 | Industrial | Petroleum | Existing | Space Heating | Natural Gas | Gas Boiler - Burner Control Optimization | A | Purchases (Cumulative) | Achievable Economic TRC Potential | 0 | 0 | 0 | 0 | 0 | 0.00072187 | 0.001856 | 0.0041108 | 0.0080588 | 0.014205 | 0.022701 | 0.033484 | 0.046039 | 0.059345 | 0.072702 | 0.08505 | 0.095855 | 0.10471 | 0.11153 | 0.11657 | 0.12008 | 0.12241 | 0.12389 | 0.12478 | 0.12539 | 0.12539 | 0.12539 | 0.12539 | 0.12539 | 0.12539 | 0.12539
F1_Industrial_Petroleum_Existing_Process_Natural Gas_Gas Boiler - Burner Control Optimization_A_Achievable Economic TRC Potential | F1 | Industrial | Petroleum | Existing | Process | Natural Gas | Gas Boiler - Burner Control Optimization | A | Integrated Unit Energy Savings (kWh or therms) | Achievable Economic TRC Potential | 0 | 0 | 0 | 0 | 0 | 211.6451 | 211.0286 | 210.4059 | 209.7897 | 209.1711 | 208.5306 | 207.9625 | 207.4335 | 206.8713 | 206.4407 | 205.9669 | 205.58 | 205.1837 | 204.7767 | 204.4542 | 204.0997 | 203.7712 | 203.4444 | 203.1191 | 202.7954 | 202.7683 | 202.7434 | 202.7206 | 212.2656 | 212.2656 | 212.2656
F2_Industrial_Petroleum_Existing_Process_Natural Gas_Gas Boiler - Burner Control Optimization_A_Achievable Economic TRC Potential | F2 | Industrial | Petroleum | Existing | Process | Natural Gas | Gas Boiler - Burner Control Optimization | A | Integrated Unit Summer Peak Savings (kW) | Achievable Economic TRC Potential | 0 | 0 | 0 | 0 | 0 | 0 | 0 | 0 | 0 | 0 | 0 | 0 | 0 | 0 | 0 | 0 | 0 | 0 | 0 | 0 | 0 | 0 | 0 | 0 | 0 | 0 | 0 | 0 | 0 | 0 | 0
F3_Industrial_Petroleum_Existing_Process_Natural Gas_Gas Boiler - Burner Control Optimization_A_Achievable Economic TRC Potential | F3 | Industrial | Petroleum | Existing | Process | Natural Gas | Gas Boiler - Burner Control Optimization | A | Integrated Unit Winter Peak Savings (kW) | Achievable Economic TRC Potential | 0 | 0 | 0 | 0 | 0 | 0 | 0 | 0 | 0 | 0 | 0 | 0 | 0 | 0 | 0 | 0 | 0 | 0 | 0 | 0 | 0 | 0 | 0 | 0 | 0 | 0 | 0 | 0 | 0 | 0 | 0
F4_Industrial_Petroleum_Existing_Process_Natural Gas_Gas Boiler - Burner Control Optimization_A_Achievable Economic TRC Potential | F4 | Industrial | Petroleum | Existing | Process | Natural Gas | Gas Boiler - Burner Control Optimization | A | Incremental Energy Savings (MWh or mTherms) | Achievable Economic TRC Potential | 0 | 0 | 0 | 0 | 0 | 0.012133 | 0.019006 | 0.037676 | 0.065775 | 0.1021 | 0.14069 | 0.17809 | 0.20682 | 0.2186 | 0.21897 | 0.20196 | 0.17641 | 0.14427 | 0.11099 | 0.081747 | 0.056887 | 0.037717 | 0.023876 | 0.01446 | 0.0097445 | 0 | 0 | 0 | 0 | 0 | 0
F5_Industrial_Petroleum_Existing_Process_Natural Gas_Gas Boiler - Burner Control Optimization_A_Achievable Economic TRC Potential | F5 | Industrial | Petroleum | Existing | Process | Natural Gas | Gas Boiler - Burner Control Optimization | A | Incremental Summer Peak Savings (MW) | Achievable Economic TRC Potential | 0 | 0 | 0 | 0 | 0 | 0 | 0 | 0 | 0 | 0 | 0 | 0 | 0 | 0 | 0 | 0 | 0 | 0 | 0 | 0 | 0 | 0 | 0 | 0 | 0 | 0 | 0 | 0 | 0 | 0 | 0
F6_Industrial_Petroleum_Existing_Process_Natural Gas_Gas Boiler - Burner Control Optimization_A_Achievable Economic TRC Potential | F6 | Industrial | Petroleum | Existing | Process | Natural Gas | Gas Boiler - Burner Control Optimization | A | Incremental Winter Peak Savings (MW) | Achievable Economic TRC Potential | 0 | 0 | 0 | 0 | 0 | 0 | 0 | 0 | 0 | 0 | 0 | 0 | 0 | 0 | 0 | 0 | 0 | 0 | 0 | 0 | 0 | 0 | 0 | 0 | 0 | 0 | 0 | 0 | 0 | 0 | 0
F7_Industrial_Petroleum_Existing_Process_Natural Gas_Gas Boiler - Burner Control Optimization_A_Achievable Economic TRC Potential | F7 | Industrial | Petroleum | Existing | Process | Natural Gas | Gas Boiler - Burner Control Optimization | A | Cumulative Energy Savings (MWh or mTherms) | Achievable Economic TRC Potential | 0 | 0 | 0 | 0 | 0 | 0.012133 | 0.031103 | 0.068687 | 0.13426 | 0.23596 | 0.37593 | 0.55299 | 0.7584 | 0.97494 | 1.1919 | 1.3911 | 1.5649 | 1.7062 | 1.8138 | 1.8926 | 1.9463 | 1.9808 | 2.0015 | 2.0128 | 2.0193 | 2.0191 | 2.0188 | 2.0186 | 0 | 0 | 0
F8_Industrial_Petroleum_Existing_Process_Natural Gas_Gas Boiler - Burner Control Optimization_A_Achievable Economic TRC Potential | F8 | Industrial | Petroleum | Existing | Process | Natural Gas | Gas Boiler - Burner Control Optimization | A | Cumulative Summer Peak Savings (MW) | Achievable Economic TRC Potential | 0 | 0 | 0 | 0 | 0 | 0 | 0 | 0 | 0 | 0 | 0 | 0 | 0 | 0 | 0 | 0 | 0 | 0 | 0 | 0 | 0 | 0 | 0 | 0 | 0 | 0 | 0 | 0 | 0 | 0 | 0
F9_Industrial_Petroleum_Existing_Process_Natural Gas_Gas Boiler - Burner Control Optimization_A_Achievable Economic TRC Potential | F9 | Industrial | Petroleum | Existing | Process | Natural Gas | Gas Boiler - Burner Control Optimization | A | Cumulative Winter Peak Savings (MW) | Achievable Economic TRC Potential | 0 | 0 | 0 | 0 | 0 | 0 | 0 | 0 | 0 | 0 | 0 | 0 | 0 | 0 | 0 | 0 | 0 | 0 | 0 | 0 | 0 | 0 | 0 | 0 | 0 | 0 | 0 | 0 | 0 | 0 | 0
F10_Industrial_Petroleum_Existing_Process_Natural Gas_Gas Boiler - Burner Control Optimization_A_Achievable Economic TRC Potential | F10 | Industrial | Petroleum | Existing | Process | Natural Gas | Gas Boiler - Burner Control Optimization | A | Purchases (Incremental) | Achievable Economic TRC Potential | 0 | 0 | 0 | 0 | 0 | 0.057326 | 0.090062 | 0.17906 | 0.31353 | 0.48811 | 0.67468 | 0.85633 | 0.99703 | 1.0567 | 1.0607 | 0.98055 | 0.85809 | 0.70311 | 0.54198 | 0.39983 | 0.27872 | 0.18509 | 0.11736 | 0.071192 | 0.048051 | 0 | 0 | 0 | 0 | 0 | 0
F11_Industrial_Petroleum_Existing_Process_Natural Gas_Gas Boiler - Burner Control Optimization_A_Achievable Economic TRC Potential | F11 | Industrial | Petroleum | Existing | Process | Natural Gas | Gas Boiler - Burner Control Optimization | A | Purchases (Cumulative) | Achievable Economic TRC Potential | 0 | 0 | 0 | 0 | 0 | 0.057326 | 0.14739 | 0.32645 | 0.63998 | 1.1281 | 1.8028 | 2.6591 | 3.6561 | 4.7128 | 5.7735 | 6.7541 | 7.6122 | 8.3153 | 8.8572 | 9.2571 | 9.5358 | 9.7209 | 9.8382 | 9.9094 | 9.9575 | 9.9575 | 9.9575 | 9.9575 | 9.9575 | 9.9575 | 9.9575
F1_Industrial_Petroleum_Existing_Space Heating_Natural Gas_HVAC - Demand Controlled Ventilation_A_Achievable Economic TRC Potential | F1 | Industrial | Petroleum | Existing | Space Heating | Natural Gas | HVAC - Demand Controlled Ventilation | A | Integrated Unit Energy Savings (kWh or therms) | Achievable Economic TRC Potential | 0 | 0 | 0 | 0 | 0 | 0.045633 | 0.045135 | 0.044514 | 0.043876 | 0.043218 | 0.042546 | 0.041862 | 0.041184 | 0.0405 | 0.039814 | 0.039155 | 0.038529 | 0.037923 | 0.037347 | 0.036817 | 0.036316 | 0.035852 | 0.035412 | 0.035008 | 0.03463 | 0.034342 | 0.034071 | 0.033816 | 0.036718 | 0.036492 | 0.03628
F2_Industrial_Petroleum_Existing_Space Heating_Natural Gas_HVAC - Demand Controlled Ventilation_A_Achievable Economic TRC Potential | F2 | Industrial | Petroleum | Existing | Space Heating | Natural Gas | HVAC - Demand Controlled Ventilation | A | Integrated Unit Summer Peak Savings (kW) | Achievable Economic TRC Potential | 0 | 0 | 0 | 0 | 0 | 0 | 0 | 0 | 0 | 0 | 0 | 0 | 0 | 0 | 0 | 0 | 0 | 0 | 0 | 0 | 0 | 0 | 0 | 0 | 0 | 0 | 0 | 0 | 0 | 0 | 0
F3_Industrial_Petroleum_Existing_Space Heating_Natural Gas_HVAC - Demand Controlled Ventilation_A_Achievable Economic TRC Potential | F3 | Industrial | Petroleum | Existing | Space Heating | Natural Gas | HVAC - Demand Controlled Ventilation | A | Integrated Unit Winter Peak Savings (kW) | Achievable Economic TRC Potential | 0 | 0 | 0 | 0 | 0 | 0 | 0 | 0 | 0 | 0 | 0 | 0 | 0 | 0 | 0 | 0 | 0 | 0 | 0 | 0 | 0 | 0 | 0 | 0 | 0 | 0 | 0 | 0 | 0 | 0 | 0
F4_Industrial_Petroleum_Existing_Space Heating_Natural Gas_HVAC - Demand Controlled Ventilation_A_Achievable Economic TRC Potential | F4 | Industrial | Petroleum | Existing | Space Heating | Natural Gas | HVAC - Demand Controlled Ventilation | A | Incremental Energy Savings (MWh or mTherms) | Achievable Economic TRC Potential | 0 | 0 | 0 | 0 | 0 | 0 | 0 | 0 | 0 | 0 | 0 | 0 | 0 | 0 | 0 | 0 | 0 | 0 | 0 | 0 | 0 | 0 | 0 | 0 | 0 | 0 | 0 | 0 | 0 | 0 | 0
F5_Industrial_Petroleum_Existing_Space Heating_Natural Gas_HVAC - Demand Controlled Ventilation_A_Achievable Economic TRC Potential | F5 | Industrial | Petroleum | Existing | Space Heating | Natural Gas | HVAC - Demand Controlled Ventilation | A | Incremental Summer Peak Savings (MW) | Achievable Economic TRC Potential | 0 | 0 | 0 | 0 | 0 | 0 | 0 | 0 | 0 | 0 | 0 | 0 | 0 | 0 | 0 | 0 | 0 | 0 | 0 | 0 | 0 | 0 | 0 | 0 | 0 | 0 | 0 | 0 | 0 | 0 | 0
F6_Industrial_Petroleum_Existing_Space Heating_Natural Gas_HVAC - Demand Controlled Ventilation_A_Achievable Economic TRC Potential | F6 | Industrial | Petroleum | Existing | Space Heating | Natural Gas | HVAC - Demand Controlled Ventilation | A | Incremental Winter Peak Savings (MW) | Achievable Economic TRC Potential | 0 | 0 | 0 | 0 | 0 | 0 | 0 | 0 | 0 | 0 | 0 | 0 | 0 | 0 | 0 | 0 | 0 | 0 | 0 | 0 | 0 | 0 | 0 | 0 | 0 | 0 | 0 | 0 | 0 | 0 | 0
F7_Industrial_Petroleum_Existing_Space Heating_Natural Gas_HVAC - Demand Controlled Ventilation_A_Achievable Economic TRC Potential | F7 | Industrial | Petroleum | Existing | Space Heating | Natural Gas | HVAC - Demand Controlled Ventilation | A | Cumulative Energy Savings (MWh or mTherms) | Achievable Economic TRC Potential | 0 | 0 | 0 | 0 | 0 | 0 | 0 | 0 | 0 | 0 | 0 | 0 | 0 | 0 | 0 | 0 | 0 | 0 | 0 | 0 | 0 | 0 | 0 | 0 | 0 | 0 | 0 | 0 | 0 | 0 | 0
F8_Industrial_Petroleum_Existing_Space Heating_Natural Gas_HVAC - Demand Controlled Ventilation_A_Achievable Economic TRC Potential | F8 | Industrial | Petroleum | Existing | Space Heating | Natural Gas | HVAC - Demand Controlled Ventilation | A | Cumulative Summer Peak Savings (MW) | Achievable Economic TRC Potential | 0 | 0 | 0 | 0 | 0 | 0 | 0 | 0 | 0 | 0 | 0 | 0 | 0 | 0 | 0 | 0 | 0 | 0 | 0 | 0 | 0 | 0 | 0 | 0 | 0 | 0 | 0 | 0 | 0 | 0 | 0
F9_Industrial_Petroleum_Existing_Space Heating_Natural Gas_HVAC - Demand Controlled Ventilation_A_Achievable Economic TRC Potential | F9 | Industrial | Petroleum | Existing | Space Heating | Natural Gas | HVAC - Demand Controlled Ventilation | A | Cumulative Winter Peak Savings (MW) | Achievable Economic TRC Potential | 0 | 0 | 0 | 0 | 0 | 0 | 0 | 0 | 0 | 0 | 0 | 0 | 0 | 0 | 0 | 0 | 0 | 0 | 0 | 0 | 0 | 0 | 0 | 0 | 0 | 0 | 0 | 0 | 0 | 0 | 0
F10_Industrial_Petroleum_Existing_Space Heating_Natural Gas_HVAC - Demand Controlled Ventilation_A_Achievable Economic TRC Potential | F10 | Industrial | Petroleum | Existing | Space Heating | Natural Gas | HVAC - Demand Controlled Ventilation | A | Purchases (Incremental) | Achievable Economic TRC Potential | 0 | 0 | 0 | 0 | 0 | 0 | 0 | 0 | 0 | 0 | 0 | 0 | 0 | 0 | 0 | 0 | 0 | 0 | 0 | 0 | 0 | 0 | 0 | 0 | 0 | 0 | 0 | 0 | 0 | 0 | 0
F11_Industrial_Petroleum_Existing_Space Heating_Natural Gas_HVAC - Demand Controlled Ventilation_A_Achievable Economic TRC Potential | F11 | Industrial | Petroleum | Existing | Space Heating | Natural Gas | HVAC - Demand Controlled Ventilation | A | Purchases (Cumulative) | Achievable Economic TRC Potential | 0 | 0 | 0 | 0 | 0 | 0 | 0 | 0 | 0 | 0 | 0 | 0 | 0 | 0 | 0 | 0 | 0 | 0 | 0 | 0 | 0 | 0 | 0 | 0 | 0 | 0 | 0 | 0 | 0 | 0 | 0
F1_Industrial_Petroleum_Existing_Space Heating_Natural Gas_Gas Boiler - Stack Economizer_A_Achievable Economic TRC Potential | F1 | Industrial | Petroleum | Existing | Space Heating | Natural Gas | Gas Boiler - Stack Economizer | A | Integrated Unit Energy Savings (kWh or therms) | Achievable Economic TRC Potential | 0 | 0 | 0 | 0 | 0 | 104.7688 | 104.0506 | 103.3385 | 102.623 | 101.9091 | 101.2142 | 100.5261 | 99.8455 | 99.172 | 98.4606 | 97.807 | 97.1619 | 96.5272 | 95.9017 | 95.2756 | 94.6702 | 94.0404 | 93.4317 | 92.8322 | 92.2239 | 91.6641 | 91.1491 | 90.6757 | 90.5054 | 90.1337 | 89.7944
F2_Industrial_Petroleum_Existing_Space Heating_Natural Gas_Gas Boiler - Stack Economizer_A_Achievable Economic TRC Potential | F2 | Industrial | Petroleum | Existing | Space Heating | Natural Gas | Gas Boiler - Stack Economizer | A | Integrated Unit Summer Peak Savings (kW) | Achievable Economic TRC Potential | 0 | 0 | 0 | 0 | 0 | 0 | 0 | 0 | 0 | 0 | 0 | 0 | 0 | 0 | 0 | 0 | 0 | 0 | 0 | 0 | 0 | 0 | 0 | 0 | 0 | 0 | 0 | 0 | 0 | 0 | 0
F3_Industrial_Petroleum_Existing_Space Heating_Natural Gas_Gas Boiler - Stack Economizer_A_Achievable Economic TRC Potential | F3 | Industrial | Petroleum | Existing | Space Heating | Natural Gas | Gas Boiler - Stack Economizer | A | Integrated Unit Winter Peak Savings (kW) | Achievable Economic TRC Potential | 0 | 0 | 0 | 0 | 0 | 0 | 0 | 0 | 0 | 0 | 0 | 0 | 0 | 0 | 0 | 0 | 0 | 0 | 0 | 0 | 0 | 0 | 0 | 0 | 0 | 0 | 0 | 0 | 0 | 0 | 0
F4_Industrial_Petroleum_Existing_Space Heating_Natural Gas_Gas Boiler - Stack Economizer_A_Achievable Economic TRC Potential | F4 | Industrial | Petroleum | Existing | Space Heating | Natural Gas | Gas Boiler - Stack Economizer | A | Incremental Energy Savings (MWh or mTherms) | Achievable Economic TRC Potential | 0 | 0 | 0 | 0 | 0 | 0.00074764 | 0.00074211 | 0.00073268 | 0.000728 | 0.00072354 | 0.00063853 | 0.00050596 | 0.00040121 | 0.00031374 | 0.00025015 | 0.00019689 | 0.0001565 | 0.00012375 | 9.7483e-05 | 7.7569e-05 | 6.1406e-05 | 4.1443e-07 | 1.4652e-07 | 4.946e-08 | 1.5972e-08 | 1.3455e-08 | 1.3343e-08 | 1.3242e-08 | 1.3188e-08 | 1.3109e-08 | 1.3037e-08
F5_Industrial_Petroleum_Existing_Space Heating_Natural Gas_Gas Boiler - Stack Economizer_A_Achievable Economic TRC Potential | F5 | Industrial | Petroleum | Existing | Space Heating | Natural Gas | Gas Boiler - Stack Economizer | A | Incremental Summer Peak Savings (MW) | Achievable Economic TRC Potential | 0 | 0 | 0 | 0 | 0 | 0 | 0 | 0 | 0 | 0 | 0 | 0 | 0 | 0 | 0 | 0 | 0 | 0 | 0 | 0 | 0 | 0 | 0 | 0 | 0 | 0 | 0 | 0 | 0 | 0 | 0
F6_Industrial_Petroleum_Existing_Space Heating_Natural Gas_Gas Boiler - Stack Economizer_A_Achievable Economic TRC Potential | F6 | Industrial | Petroleum | Existing | Space Heating | Natural Gas | Gas Boiler - Stack Economizer | A | Incremental Winter Peak Savings (MW) | Achievable Economic TRC Potential | 0 | 0 | 0 | 0 | 0 | 0 | 0 | 0 | 0 | 0 | 0 | 0 | 0 | 0 | 0 | 0 | 0 | 0 | 0 | 0 | 0 | 0 | 0 | 0 | 0 | 0 | 0 | 0 | 0 | 0 | 0
F7_Industrial_Petroleum_Existing_Space Heating_Natural Gas_Gas Boiler - Stack Economizer_A_Achievable Economic TRC Potential | F7 | Industrial | Petroleum | Existing | Space Heating | Natural Gas | Gas Boiler - Stack Economizer | A | Cumulative Energy Savings (MWh or mTherms) | Achievable Economic TRC Potential | 0 | 0 | 0 | 0 | 0 | 0.00074764 | 0.0014846 | 0.0022071 | 0.0029199 | 0.0036231 | 0.0042369 | 0.0047141 | 0.0050834 | 0.0053628 | 0.0055745 | 0.0057344 | 0.0058531 | 0.0059386 | 0.0059976 | 0.006036 | 0.006059 | 0.0060192 | 0.0059803 | 0.005942 | 0.0059031 | 0.0058673 | 0.0058343 | 0.005804 | 0 | 0 | 0
F8_Industrial_Petroleum_Existing_Space Heating_Natural Gas_Gas Boiler - Stack Economizer_A_Achievable Economic TRC Potential | F8 | Industrial | Petroleum | Existing | Space Heating | Natural Gas | Gas Boiler - Stack Economizer | A | Cumulative Summer Peak Savings (MW) | Achievable Economic TRC Potential | 0 | 0 | 0 | 0 | 0 | 0 | 0 | 0 | 0 | 0 | 0 | 0 | 0 | 0 | 0 | 0 | 0 | 0 | 0 | 0 | 0 | 0 | 0 | 0 | 0 | 0 | 0 | 0 | 0 | 0 | 0
F9_Industrial_Petroleum_Existing_Space Heating_Natural Gas_Gas Boiler - Stack Economizer_A_Achievable Economic TRC Potential | F9 | Industrial | Petroleum | Existing | Space Heating | Natural Gas | Gas Boiler - Stack Economizer | A | Cumulative Winter Peak Savings (MW) | Achievable Economic TRC Potential | 0 | 0 | 0 | 0 | 0 | 0 | 0 | 0 | 0 | 0 | 0 | 0 | 0 | 0 | 0 | 0 | 0 | 0 | 0 | 0 | 0 | 0 | 0 | 0 | 0 | 0 | 0 | 0 | 0 | 0 | 0
F10_Industrial_Petroleum_Existing_Space Heating_Natural Gas_Gas Boiler - Stack Economizer_A_Achievable Economic TRC Potential | F10 | Industrial | Petroleum | Existing | Space Heating | Natural Gas | Gas Boiler - Stack Economizer | A | Purchases (Incremental) | Achievable Economic TRC Potential | 0 | 0 | 0 | 0 | 0 | 0.0071361 | 0.0071322 | 0.0070901 | 0.007094 | 0.0070998 | 0.0063087 | 0.0050332 | 0.0040184 | 0.0031636 | 0.0025406 | 0.0020131 | 0.0016107 | 0.001282 | 0.0010165 | 0.00081416 | 0.00064863 | 4.407e-06 | 1.5682e-06 | 5.3279e-07 | 1.7319e-07 | 1.4678e-07 | 1.4639e-07 | 1.4604e-07 | 1.4572e-07 | 1.4543e-07 | 1.4519e-07
F11_Industrial_Petroleum_Existing_Space Heating_Natural Gas_Gas Boiler - Stack Economizer_A_Achievable Economic TRC Potential | F11 | Industrial | Petroleum | Existing | Space Heating | Natural Gas | Gas Boiler - Stack Economizer | A | Purchases (Cumulative) | Achievable Economic TRC Potential | 0 | 0 | 0 | 0 | 0 | 0.0071361 | 0.014268 | 0.021358 | 0.028452 | 0.035552 | 0.041861 | 0.046894 | 0.050912 | 0.054076 | 0.056617 | 0.05863 | 0.06024 | 0.061522 | 0.062539 | 0.063353 | 0.064002 | 0.064006 | 0.064008 | 0.064008 | 0.064008 | 0.064008 | 0.064009 | 0.064009 | 0.064009 | 0.064009 | 0.064009
F1_Industrial_Petroleum_Existing_Process_Natural Gas_Gas Boiler - Stack Economizer_A_Achievable Economic TRC Potential | F1 | Industrial | Petroleum | Existing | Process | Natural Gas | Gas Boiler - Stack Economizer | A | Integrated Unit Energy Savings (kWh or therms) | Achievable Economic TRC Potential | 0 | 0 | 0 | 0 | 0 | 702.5733 | 702.5038 | 702.4547 | 702.4173 | 702.3847 | 702.3526 | 702.3274 | 702.3061 | 702.2827 | 702.2696 | 702.2535 | 702.244 | 702.2345 | 702.2247 | 702.2208 | 702.2148 | 702.2098 | 702.2053 | 702.2014 | 702.198 | 702.1966 | 702.1953 | 702.1942 | 702.6725 | 702.6725 | 702.6725
F2_Industrial_Petroleum_Existing_Process_Natural Gas_Gas Boiler - Stack Economizer_A_Achievable Economic TRC Potential | F2 | Industrial | Petroleum | Existing | Process | Natural Gas | Gas Boiler - Stack Economizer | A | Integrated Unit Summer Peak Savings (kW) | Achievable Economic TRC Potential | 0 | 0 | 0 | 0 | 0 | 0 | 0 | 0 | 0 | 0 | 0 | 0 | 0 | 0 | 0 | 0 | 0 | 0 | 0 | 0 | 0 | 0 | 0 | 0 | 0 | 0 | 0 | 0 | 0 | 0 | 0
F3_Industrial_Petroleum_Existing_Process_Natural Gas_Gas Boiler - Stack Economizer_A_Achievable Economic TRC Potential | F3 | Industrial | Petroleum | Existing | Process | Natural Gas | Gas Boiler - Stack Economizer | A | Integrated Unit Winter Peak Savings (kW) | Achievable Economic TRC Potential | 0 | 0 | 0 | 0 | 0 | 0 | 0 | 0 | 0 | 0 | 0 | 0 | 0 | 0 | 0 | 0 | 0 | 0 | 0 | 0 | 0 | 0 | 0 | 0 | 0 | 0 | 0 | 0 | 0 | 0 | 0
F4_Industrial_Petroleum_Existing_Process_Natural Gas_Gas Boiler - Stack Economizer_A_Achievable Economic TRC Potential | F4 | Industrial | Petroleum | Existing | Process | Natural Gas | Gas Boiler - Stack Economizer | A | Incremental Energy Savings (MWh or mTherms) | Achievable Economic TRC Potential | 0 | 0 | 0 | 0 | 0 | 0.39815 | 0.39789 | 0.39552 | 0.39571 | 0.39602 | 0.35187 | 0.28072 | 0.22411 | 0.17644 | 0.14169 | 0.11227 | 0.089823 | 0.071495 | 0.056685 | 0.045402 | 0.036171 | 0.00024575 | 8.7448e-05 | 2.971e-05 | 9.6576e-06 | 8.185e-06 | 8.1632e-06 | 8.1434e-06 | 8.1312e-06 | 8.1154e-06 | 8.1016e-06
F5_Industrial_Petroleum_Existing_Process_Natural Gas_Gas Boiler - Stack Economizer_A_Achievable Economic TRC Potential | F5 | Industrial | Petroleum | Existing | Process | Natural Gas | Gas Boiler - Stack Economizer | A | Incremental Summer Peak Savings (MW) | Achievable Economic TRC Potential | 0 | 0 | 0 | 0 | 0 | 0 | 0 | 0 | 0 | 0 | 0 | 0 | 0 | 0 | 0 | 0 | 0 | 0 | 0 | 0 | 0 | 0 | 0 | 0 | 0 | 0 | 0 | 0 | 0 | 0 | 0
F6_Industrial_Petroleum_Existing_Process_Natural Gas_Gas Boiler - Stack Economizer_A_Achievable Economic TRC Potential | F6 | Industrial | Petroleum | Existing | Process | Natural Gas | Gas Boiler - Stack Economizer | A | Incremental Winter Peak Savings (MW) | Achievable Economic TRC Potential | 0 | 0 | 0 | 0 | 0 | 0 | 0 | 0 | 0 | 0 | 0 | 0 | 0 | 0 | 0 | 0 | 0 | 0 | 0 | 0 | 0 | 0 | 0 | 0 | 0 | 0 | 0 | 0 | 0 | 0 | 0
F7_Industrial_Petroleum_Existing_Process_Natural Gas_Gas Boiler - Stack Economizer_A_Achievable Economic TRC Potential | F7 | Industrial | Petroleum | Existing | Process | Natural Gas | Gas Boiler - Stack Economizer | A | Cumulative Energy Savings (MWh or mTherms) | Achievable Economic TRC Potential | 0 | 0 | 0 | 0 | 0 | 0.39815 | 0.796 | 1.1915 | 1.5871 | 1.983 | 2.3348 | 2.6155 | 2.8395 | 3.0158 | 3.1575 | 3.2697 | 3.3594 | 3.4309 | 3.4875 | 3.5329 | 3.569 | 3.5693 | 3.5693 | 3.5693 | 3.5693 | 3.5693 | 3.5693 | 3.5693 | 0 | 0 | 0
F8_Industrial_Petroleum_Existing_Process_Natural Gas_Gas Boiler - Stack Economizer_A_Achievable Economic TRC Potential | F8 | Industrial | Petroleum | Existing | Process | Natural Gas | Gas Boiler - Stack Economizer | A | Cumulative Summer Peak Savings (MW) | Achievable Economic TRC Potential | 0 | 0 | 0 | 0 | 0 | 0 | 0 | 0 | 0 | 0 | 0 | 0 | 0 | 0 | 0 | 0 | 0 | 0 | 0 | 0 | 0 | 0 | 0 | 0 | 0 | 0 | 0 | 0 | 0 | 0 | 0
F9_Industrial_Petroleum_Existing_Process_Natural Gas_Gas Boiler - Stack Economizer_A_Achievable Economic TRC Potential | F9 | Industrial | Petroleum | Existing | Process | Natural Gas | Gas Boiler - Stack Economizer | A | Cumulative Winter Peak Savings (MW) | Achievable Economic TRC Potential | 0 | 0 | 0 | 0 | 0 | 0 | 0 | 0 | 0 | 0 | 0 | 0 | 0 | 0 | 0 | 0 | 0 | 0 | 0 | 0 | 0 | 0 | 0 | 0 | 0 | 0 | 0 | 0 | 0 | 0 | 0
F10_Industrial_Petroleum_Existing_Process_Natural Gas_Gas Boiler - Stack Economizer_A_Achievable Economic TRC Potential | F10 | Industrial | Petroleum | Existing | Process | Natural Gas | Gas Boiler - Stack Economizer | A | Purchases (Incremental) | Achievable Economic TRC Potential | 0 | 0 | 0 | 0 | 0 | 0.5667 | 0.56639 | 0.56305 | 0.56335 | 0.56382 | 0.50099 | 0.3997 | 0.31911 | 0.25123 | 0.20175 | 0.15986 | 0.12791 | 0.10181 | 0.080723 | 0.064655 | 0.05151 | 0.00034997 | 0.00012453 | 4.231e-05 | 1.3753e-05 | 1.1656e-05 | 1.1625e-05 | 1.1597e-05 | 1.1572e-05 | 1.1549e-05 | 1.153e-05
F11_Industrial_Petroleum_Existing_Process_Natural Gas_Gas Boiler - Stack Economizer_A_Achievable Economic TRC Potential | F11 | Industrial | Petroleum | Existing | Process | Natural Gas | Gas Boiler - Stack Economizer | A | Purchases (Cumulative) | Achievable Economic TRC Potential | 0 | 0 | 0 | 0 | 0 | 0.5667 | 1.1331 | 1.6961 | 2.2595 | 2.8233 | 3.3243 | 3.724 | 4.0431 | 4.2943 | 4.4961 | 4.656 | 4.7839 | 4.8857 | 4.9664 | 5.0311 | 5.0826 | 5.0829 | 5.083 | 5.0831 | 5.0831 | 5.0831 | 5.0831 | 5.0831 | 5.0831 | 5.0831 | 5.0832
F1_Industrial_Petroleum_Existing_Space Heating_Natural Gas_Gas Furnace Tube Inserts_A_Achievable Economic TRC Potential | F1 | Industrial | Petroleum | Existing | Space Heating | Natural Gas | Gas Furnace Tube Inserts | A | Integrated Unit Energy Savings (kWh or therms) | Achievable Economic TRC Potential | 0 | 0 | 0 | 0 | 0 | 0.08617 | 0.085371 | 0.084361 | 0.083338 | 0.08231 | 0.081305 | 0.080311 | 0.079377 | 0.078497 | 0.077613 | 0.076839 | 0.076111 | 0.075427 | 0.074783 | 0.074133 | 0.073503 | 0.072878 | 0.072234 | 0.071607 | 0.070999 | 0.070427 | 0.069889 | 0.069383 | 0.069231 | 0.068805 | 0.068405
F2_Industrial_Petroleum_Existing_Space Heating_Natural Gas_Gas Furnace Tube Inserts_A_Achievable Economic TRC Potential | F2 | Industrial | Petroleum | Existing | Space Heating | Natural Gas | Gas Furnace Tube Inserts | A | Integrated Unit Summer Peak Savings (kW) | Achievable Economic TRC Potential | 0 | 0 | 0 | 0 | 0 | 0 | 0 | 0 | 0 | 0 | 0 | 0 | 0 | 0 | 0 | 0 | 0 | 0 | 0 | 0 | 0 | 0 | 0 | 0 | 0 | 0 | 0 | 0 | 0 | 0 | 0
F3_Industrial_Petroleum_Existing_Space Heating_Natural Gas_Gas Furnace Tube Inserts_A_Achievable Economic TRC Potential | F3 | Industrial | Petroleum | Existing | Space Heating | Natural Gas | Gas Furnace Tube Inserts | A | Integrated Unit Winter Peak Savings (kW) | Achievable Economic TRC Potential | 0 | 0 | 0 | 0 | 0 | 0 | 0 | 0 | 0 | 0 | 0 | 0 | 0 | 0 | 0 | 0 | 0 | 0 | 0 | 0 | 0 | 0 | 0 | 0 | 0 | 0 | 0 | 0 | 0 | 0 | 0
F4_Industrial_Petroleum_Existing_Space Heating_Natural Gas_Gas Furnace Tube Inserts_A_Achievable Economic TRC Potential | F4 | Industrial | Petroleum | Existing | Space Heating | Natural Gas | Gas Furnace Tube Inserts | A | Incremental Energy Savings (MWh or mTherms) | Achievable Economic TRC Potential | 0 | 0 | 0 | 0 | 0 | 0 | 0 | 0 | 0 | 0 | 0 | 0 | 0 | 0 | 0 | 0 | 0 | 0 | 0 | 0 | 0 | 0 | 0 | 0 | 0 | 0 | 0 | 0 | 0 | 0 | 0
F5_Industrial_Petroleum_Existing_Space Heating_Natural Gas_Gas Furnace Tube Inserts_A_Achievable Economic TRC Potential | F5 | Industrial | Petroleum | Existing | Space Heating | Natural Gas | Gas Furnace Tube Inserts | A | Incremental Summer Peak Savings (MW) | Achievable Economic TRC Potential | 0 | 0 | 0 | 0 | 0 | 0 | 0 | 0 | 0 | 0 | 0 | 0 | 0 | 0 | 0 | 0 | 0 | 0 | 0 | 0 | 0 | 0 | 0 | 0 | 0 | 0 | 0 | 0 | 0 | 0 | 0
F6_Industrial_Petroleum_Existing_Space Heating_Natural Gas_Gas Furnace Tube Inserts_A_Achievable Economic TRC Potential | F6 | Industrial | Petroleum | Existing | Space Heating | Natural Gas | Gas Furnace Tube Inserts | A | Incremental Winter Peak Savings (MW) | Achievable Economic TRC Potential | 0 | 0 | 0 | 0 | 0 | 0 | 0 | 0 | 0 | 0 | 0 | 0 | 0 | 0 | 0 | 0 | 0 | 0 | 0 | 0 | 0 | 0 | 0 | 0 | 0 | 0 | 0 | 0 | 0 | 0 | 0
F7_Industrial_Petroleum_Existing_Space Heating_Natural Gas_Gas Furnace Tube Inserts_A_Achievable Economic TRC Potential | F7 | Industrial | Petroleum | Existing | Space Heating | Natural Gas | Gas Furnace Tube Inserts | A | Cumulative Energy Savings (MWh or mTherms) | Achievable Economic TRC Potential | 0 | 0 | 0 | 0 | 0 | 0 | 0 | 0 | 0 | 0 | 0 | 0 | 0 | 0 | 0 | 0 | 0 | 0 | 0 | 0 | 0 | 0 | 0 | 0 | 0 | 0 | 0 | 0 | 0 | 0 | 0
F8_Industrial_Petroleum_Existing_Space Heating_Natural Gas_Gas Furnace Tube Inserts_A_Achievable Economic TRC Potential | F8 | Industrial | Petroleum | Existing | Space Heating | Natural Gas | Gas Furnace Tube Inserts | A | Cumulative Summer Peak Savings (MW) | Achievable Economic TRC Potential | 0 | 0 | 0 | 0 | 0 | 0 | 0 | 0 | 0 | 0 | 0 | 0 | 0 | 0 | 0 | 0 | 0 | 0 | 0 | 0 | 0 | 0 | 0 | 0 | 0 | 0 | 0 | 0 | 0 | 0 | 0
F9_Industrial_Petroleum_Existing_Space Heating_Natural Gas_Gas Furnace Tube Inserts_A_Achievable Economic TRC Potential | F9 | Industrial | Petroleum | Existing | Space Heating | Natural Gas | Gas Furnace Tube Inserts | A | Cumulative Winter Peak Savings (MW) | Achievable Economic TRC Potential | 0 | 0 | 0 | 0 | 0 | 0 | 0 | 0 | 0 | 0 | 0 | 0 | 0 | 0 | 0 | 0 | 0 | 0 | 0 | 0 | 0 | 0 | 0 | 0 | 0 | 0 | 0 | 0 | 0 | 0 | 0
F10_Industrial_Petroleum_Existing_Space Heating_Natural Gas_Gas Furnace Tube Inserts_A_Achievable Economic TRC Potential | F10 | Industrial | Petroleum | Existing | Space Heating | Natural Gas | Gas Furnace Tube Inserts | A | Purchases (Incremental) | Achievable Economic TRC Potential | 0 | 0 | 0 | 0 | 0 | 0 | 0 | 0 | 0 | 0 | 0 | 0 | 0 | 0 | 0 | 0 | 0 | 0 | 0 | 0 | 0 | 0 | 0 | 0 | 0 | 0 | 0 | 0 | 0 | 0 | 0
F11_Industrial_Petroleum_Existing_Space Heating_Natural Gas_Gas Furnace Tube Inserts_A_Achievable Economic TRC Potential | F11 | Industrial | Petroleum | Existing | Space Heating | Natural Gas | Gas Furnace Tube Inserts | A | Purchases (Cumulative) | Achievable Economic TRC Potential | 0 | 0 | 0 | 0 | 0 | 0 | 0 | 0 | 0 | 0 | 0 | 0 | 0 | 0 | 0 | 0 | 0 | 0 | 0 | 0 | 0 | 0 | 0 | 0 | 0 | 0 | 0 | 0 | 0 | 0 | 0
F1_Industrial_Petroleum_Existing_Space Heating_Natural Gas_Space Heating - Heat Recovery Ventilator_A_Achievable Economic TRC Potential | F1 | Industrial | Petroleum | Existing | Space Heating | Natural Gas | Space Heating - Heat Recovery Ventilator | A | Integrated Unit Energy Savings (kWh or therms) | Achievable Economic TRC Potential | 0 | 0 | 0 | 0 | 0 | 0.012948 | 0.012709 | 0.012389 | 0.012009 | 0.011574 | 0.01109 | 0.010599 | 0.01012 | 0.0096474 | 0.0092535 | 0.0088882 | 0.0086004 | 0.0083479 | 0.0081268 | 0.0079681 | 0.0078211 | 0.007695 | 0.007582 | 0.0074896 | 0.0074031 | 0.0073375 | 0.0072762 | 0.0072191 | 0 | 0 | 0
F2_Industrial_Petroleum_Existing_Space Heating_Natural Gas_Space Heating - Heat Recovery Ventilator_A_Achievable Economic TRC Potential | F2 | Industrial | Petroleum | Existing | Space Heating | Natural Gas | Space Heating - Heat Recovery Ventilator | A | Integrated Unit Summer Peak Savings (kW) | Achievable Economic TRC Potential | 0 | 0 | 0 | 0 | 0 | 0 | 0 | 0 | 0 | 0 | 0 | 0 | 0 | 0 | 0 | 0 | 0 | 0 | 0 | 0 | 0 | 0 | 0 | 0 | 0 | 0 | 0 | 0 | 0 | 0 | 0
F3_Industrial_Petroleum_Existing_Space Heating_Natural Gas_Space Heating - Heat Recovery Ventilator_A_Achievable Economic TRC Potential | F3 | Industrial | Petroleum | Existing | Space Heating | Natural Gas | Space Heating - Heat Recovery Ventilator | A | Integrated Unit Winter Peak Savings (kW) | Achievable Economic TRC Potential | 0 | 0 | 0 | 0 | 0 | 0 | 0 | 0 | 0 | 0 | 0 | 0 | 0 | 0 | 0 | 0 | 0 | 0 | 0 | 0 | 0 | 0 | 0 | 0 | 0 | 0 | 0 | 0 | 0 | 0 | 0
F4_Industrial_Petroleum_Existing_Space Heating_Natural Gas_Space Heating - Heat Recovery Ventilator_A_Achievable Economic TRC Potential | F4 | Industrial | Petroleum | Existing | Space Heating | Natural Gas | Space Heating - Heat Recovery Ventilator | A | Incremental Energy Savings (MWh or mTherms) | Achievable Economic TRC Potential | 0 | 0 | 0 | 0 | 0 | 0 | 0 | 0 | 0 | 0 | 0 | 0 | 0 | 0 | 0 | 0 | 0 | 0 | 0 | 0 | 0 | 0 | 0 | 0 | 0 | 0 | 0 | 0 | 0 | 0 | 0
F5_Industrial_Petroleum_Existing_Space Heating_Natural Gas_Space Heating - Heat Recovery Ventilator_A_Achievable Economic TRC Potential | F5 | Industrial | Petroleum | Existing | Space Heating | Natural Gas | Space Heating - Heat Recovery Ventilator | A | Incremental Summer Peak Savings (MW) | Achievable Economic TRC Potential | 0 | 0 | 0 | 0 | 0 | 0 | 0 | 0 | 0 | 0 | 0 | 0 | 0 | 0 | 0 | 0 | 0 | 0 | 0 | 0 | 0 | 0 | 0 | 0 | 0 | 0 | 0 | 0 | 0 | 0 | 0
F6_Industrial_Petroleum_Existing_Space Heating_Natural Gas_Space Heating - Heat Recovery Ventilator_A_Achievable Economic TRC Potential | F6 | Industrial | Petroleum | Existing | Space Heating | Natural Gas | Space Heating - Heat Recovery Ventilator | A | Incremental Winter Peak Savings (MW) | Achievable Economic TRC Potential | 0 | 0 | 0 | 0 | 0 | 0 | 0 | 0 | 0 | 0 | 0 | 0 | 0 | 0 | 0 | 0 | 0 | 0 | 0 | 0 | 0 | 0 | 0 | 0 | 0 | 0 | 0 | 0 | 0 | 0 | 0
F7_Industrial_Petroleum_Existing_Space Heating_Natural Gas_Space Heating - Heat Recovery Ventilator_A_Achievable Economic TRC Potential | F7 | Industrial | Petroleum | Existing | Space Heating | Natural Gas | Space Heating - Heat Recovery Ventilator | A | Cumulative Energy Savings (MWh or mTherms) | Achievable Economic TRC Potential | 0 | 0 | 0 | 0 | 0 | 0 | 0 | 0 | 0 | 0 | 0 | 0 | 0 | 0 | 0 | 0 | 0 | 0 | 0 | 0 | 0 | 0 | 0 | 0 | 0 | 0 | 0 | 0 | 0 | 0 | 0
F8_Industrial_Petroleum_Existing_Space Heating_Natural Gas_Space Heating - Heat Recovery Ventilator_A_Achievable Economic TRC Potential | F8 | Industrial | Petroleum | Existing | Space Heating | Natural Gas | Space Heating - Heat Recovery Ventilator | A | Cumulative Summer Peak Savings (MW) | Achievable Economic TRC Potential | 0 | 0 | 0 | 0 | 0 | 0 | 0 | 0 | 0 | 0 | 0 | 0 | 0 | 0 | 0 | 0 | 0 | 0 | 0 | 0 | 0 | 0 | 0 | 0 | 0 | 0 | 0 | 0 | 0 | 0 | 0
F9_Industrial_Petroleum_Existing_Space Heating_Natural Gas_Space Heating - Heat Recovery Ventilator_A_Achievable Economic TRC Potential | F9 | Industrial | Petroleum | Existing | Space Heating | Natural Gas | Space Heating - Heat Recovery Ventilator | A | Cumulative Winter Peak Savings (MW) | Achievable Economic TRC Potential | 0 | 0 | 0 | 0 | 0 | 0 | 0 | 0 | 0 | 0 | 0 | 0 | 0 | 0 | 0 | 0 | 0 | 0 | 0 | 0 | 0 | 0 | 0 | 0 | 0 | 0 | 0 | 0 | 0 | 0 | 0
F10_Industrial_Petroleum_Existing_Space Heating_Natural Gas_Space Heating - Heat Recovery Ventilator_A_Achievable Economic TRC Potential | F10 | Industrial | Petroleum | Existing | Space Heating | Natural Gas | Space Heating - Heat Recovery Ventilator | A | Purchases (Incremental) | Achievable Economic TRC Potential | 0 | 0 | 0 | 0 | 0 | 0 | 0 | 0 | 0 | 0 | 0 | 0 | 0 | 0 | 0 | 0 | 0 | 0 | 0 | 0 | 0 | 0 | 0 | 0 | 0 | 0 | 0 | 0 | 0 | 0 | 0
F11_Industrial_Petroleum_Existing_Space Heating_Natural Gas_Space Heating - Heat Recovery Ventilator_A_Achievable Economic TRC Potential | F11 | Industrial | Petroleum | Existing | Space Heating | Natural Gas | Space Heating - Heat Recovery Ventilator | A | Purchases (Cumulative) | Achievable Economic TRC Potential | 0 | 0 | 0 | 0 | 0 | 0 | 0 | 0 | 0 | 0 | 0 | 0 | 0 | 0 | 0 | 0 | 0 | 0 | 0 | 0 | 0 | 0 | 0 | 0 | 0 | 0 | 0 | 0 | 0 | 0 | 0
F1_Industrial_Petroleum_Existing_Space Heating_Natural Gas_Thermostat - Programmable_A_Achievable Economic TRC Potential | F1 | Industrial | Petroleum | Existing | Space Heating | Natural Gas | Thermostat - Programmable | A | Integrated Unit Energy Savings (kWh or therms) | Achievable Economic TRC Potential | 0 | 0 | 0 | 0 | 0 | 0.0064324 | 0.0063136 | 0.0061546 | 0.0059658 | 0.0057497 | 0.0055095 | 0.0052654 | 0.0050276 | 0.0047927 | 0.004597 | 0.0044155 | 0.0042726 | 0.0041471 | 0.0040373 | 0.0039584 | 0.0038854 | 0.0038228 | 0.0037666 | 0.0037207 | 0.0036778 | 0.0036452 | 0.0036147 | 0.0035864 | 0 | 0 | 0
F2_Industrial_Petroleum_Existing_Space Heating_Natural Gas_Thermostat - Programmable_A_Achievable Economic TRC Potential | F2 | Industrial | Petroleum | Existing | Space Heating | Natural Gas | Thermostat - Programmable | A | Integrated Unit Summer Peak Savings (kW) | Achievable Economic TRC Potential | 0 | 0 | 0 | 0 | 0 | 0 | 0 | 0 | 0 | 0 | 0 | 0 | 0 | 0 | 0 | 0 | 0 | 0 | 0 | 0 | 0 | 0 | 0 | 0 | 0 | 0 | 0 | 0 | 0 | 0 | 0
F3_Industrial_Petroleum_Existing_Space Heating_Natural Gas_Thermostat - Programmable_A_Achievable Economic TRC Potential | F3 | Industrial | Petroleum | Existing | Space Heating | Natural Gas | Thermostat - Programmable | A | Integrated Unit Winter Peak Savings (kW) | Achievable Economic TRC Potential | 0 | 0 | 0 | 0 | 0 | 0 | 0 | 0 | 0 | 0 | 0 | 0 | 0 | 0 | 0 | 0 | 0 | 0 | 0 | 0 | 0 | 0 | 0 | 0 | 0 | 0 | 0 | 0 | 0 | 0 | 0
F4_Industrial_Petroleum_Existing_Space Heating_Natural Gas_Thermostat - Programmable_A_Achievable Economic TRC Potential | F4 | Industrial | Petroleum | Existing | Space Heating | Natural Gas | Thermostat - Programmable | A | Incremental Energy Savings (MWh or mTherms) | Achievable Economic TRC Potential | 0 | 0 | 0 | 0 | 0 | 0 | 0 | 0 | 0 | 0 | 0 | 0 | 0 | 0 | 0 | 0 | 0 | 0 | 0 | 0 | 0 | 0 | 0 | 0 | 0 | 0 | 0 | 0 | 0 | 0 | 0
F5_Industrial_Petroleum_Existing_Space Heating_Natural Gas_Thermostat - Programmable_A_Achievable Economic TRC Potential | F5 | Industrial | Petroleum | Existing | Space Heating | Natural Gas | Thermostat - Programmable | A | Incremental Summer Peak Savings (MW) | Achievable Economic TRC Potential | 0 | 0 | 0 | 0 | 0 | 0 | 0 | 0 | 0 | 0 | 0 | 0 | 0 | 0 | 0 | 0 | 0 | 0 | 0 | 0 | 0 | 0 | 0 | 0 | 0 | 0 | 0 | 0 | 0 | 0 | 0
F6_Industrial_Petroleum_Existing_Space Heating_Natural Gas_Thermostat - Programmable_A_Achievable Economic TRC Potential | F6 | Industrial | Petroleum | Existing | Space Heating | Natural Gas | Thermostat - Programmable | A | Incremental Winter Peak Savings (MW) | Achievable Economic TRC Potential | 0 | 0 | 0 | 0 | 0 | 0 | 0 | 0 | 0 | 0 | 0 | 0 | 0 | 0 | 0 | 0 | 0 | 0 | 0 | 0 | 0 | 0 | 0 | 0 | 0 | 0 | 0 | 0 | 0 | 0 | 0
F7_Industrial_Petroleum_Existing_Space Heating_Natural Gas_Thermostat - Programmable_A_Achievable Economic TRC Potential | F7 | Industrial | Petroleum | Existing | Space Heating | Natural Gas | Thermostat - Programmable | A | Cumulative Energy Savings (MWh or mTherms) | Achievable Economic TRC Potential | 0 | 0 | 0 | 0 | 0 | 0 | 0 | 0 | 0 | 0 | 0 | 0 | 0 | 0 | 0 | 0 | 0 | 0 | 0 | 0 | 0 | 0 | 0 | 0 | 0 | 0 | 0 | 0 | 0 | 0 | 0
F8_Industrial_Petroleum_Existing_Space Heating_Natural Gas_Thermostat - Programmable_A_Achievable Economic TRC Potential | F8 | Industrial | Petroleum | Existing | Space Heating | Natural Gas | Thermostat - Programmable | A | Cumulative Summer Peak Savings (MW) | Achievable Economic TRC Potential | 0 | 0 | 0 | 0 | 0 | 0 | 0 | 0 | 0 | 0 | 0 | 0 | 0 | 0 | 0 | 0 | 0 | 0 | 0 | 0 | 0 | 0 | 0 | 0 | 0 | 0 | 0 | 0 | 0 | 0 | 0
F9_Industrial_Petroleum_Existing_Space Heating_Natural Gas_Thermostat - Programmable_A_Achievable Economic TRC Potential | F9 | Industrial | Petroleum | Existing | Space Heating | Natural Gas | Thermostat - Programmable | A | Cumulative Winter Peak Savings (MW) | Achievable Economic TRC Potential | 0 | 0 | 0 | 0 | 0 | 0 | 0 | 0 | 0 | 0 | 0 | 0 | 0 | 0 | 0 | 0 | 0 | 0 | 0 | 0 | 0 | 0 | 0 | 0 | 0 | 0 | 0 | 0 | 0 | 0 | 0
F10_Industrial_Petroleum_Existing_Space Heating_Natural Gas_Thermostat - Programmable_A_Achievable Economic TRC Potential | F10 | Industrial | Petroleum | Existing | Space Heating | Natural Gas | Thermostat - Programmable | A | Purchases (Incremental) | Achievable Economic TRC Potential | 0 | 0 | 0 | 0 | 0 | 0 | 0 | 0 | 0 | 0 | 0 | 0 | 0 | 0 | 0 | 0 | 0 | 0 | 0 | 0 | 0 | 0 | 0 | 0 | 0 | 0 | 0 | 0 | 0 | 0 | 0
F11_Industrial_Petroleum_Existing_Space Heating_Natural Gas_Thermostat - Programmable_A_Achievable Economic TRC Potential | F11 | Industrial | Petroleum | Existing | Space Heating | Natural Gas | Thermostat - Programmable | A | Purchases (Cumulative) | Achievable Economic TRC Potential | 0 | 0 | 0 | 0 | 0 | 0 | 0 | 0 | 0 | 0 | 0 | 0 | 0 | 0 | 0 | 0 | 0 | 0 | 0 | 0 | 0 | 0 | 0 | 0 | 0 | 0 | 0 | 0 | 0 | 0 | 0
F1_Industrial_Petroleum_Existing_Space Heating_Natural Gas_ENERGY STAR Connected Thermostat_A_Achievable Economic TRC Potential | F1 | Industrial | Petroleum | Existing | Space Heating | Natural Gas | ENERGY STAR Connected Thermostat | A | Integrated Unit Energy Savings (kWh or therms) | Achievable Economic TRC Potential | 0 | 0 | 0 | 0 | 0 | 0.015142 | 0.014862 | 0.014488 | 0.014044 | 0.013535 | 0.01297 | 0.012395 | 0.011835 | 0.011282 | 0.010821 | 0.010394 | 0.010058 | 0.0097624 | 0.0095039 | 0.0093183 | 0.0091463 | 0.0089988 | 0.0088667 | 0.0087587 | 0.0086575 | 0.0085808 | 0.0085091 | 0.0084424 | 0 | 0 | 0
F2_Industrial_Petroleum_Existing_Space Heating_Natural Gas_ENERGY STAR Connected Thermostat_A_Achievable Economic TRC Potential | F2 | Industrial | Petroleum | Existing | Space Heating | Natural Gas | ENERGY STAR Connected Thermostat | A | Integrated Unit Summer Peak Savings (kW) | Achievable Economic TRC Potential | 0 | 0 | 0 | 0 | 0 | 0 | 0 | 0 | 0 | 0 | 0 | 0 | 0 | 0 | 0 | 0 | 0 | 0 | 0 | 0 | 0 | 0 | 0 | 0 | 0 | 0 | 0 | 0 | 0 | 0 | 0
F3_Industrial_Petroleum_Existing_Space Heating_Natural Gas_ENERGY STAR Connected Thermostat_A_Achievable Economic TRC Potential | F3 | Industrial | Petroleum | Existing | Space Heating | Natural Gas | ENERGY STAR Connected Thermostat | A | Integrated Unit Winter Peak Savings (kW) | Achievable Economic TRC Potential | 0 | 0 | 0 | 0 | 0 | 0 | 0 | 0 | 0 | 0 | 0 | 0 | 0 | 0 | 0 | 0 | 0 | 0 | 0 | 0 | 0 | 0 | 0 | 0 | 0 | 0 | 0 | 0 | 0 | 0 | 0
F4_Industrial_Petroleum_Existing_Space Heating_Natural Gas_ENERGY STAR Connected Thermostat_A_Achievable Economic TRC Potential | F4 | Industrial | Petroleum | Existing | Space Heating | Natural Gas | ENERGY STAR Connected Thermostat | A | Incremental Energy Savings (MWh or mTherms) | Achievable Economic TRC Potential | 0 | 0 | 0 | 0 | 0 | 0 | 0 | 0 | 0 | 0 | 0 | 0 | 0 | 0 | 0 | 0 | 0 | 0 | 0 | 0 | 0 | 0 | 0 | 0 | 0 | 0 | 0 | 0 | 0 | 0 | 0
F5_Industrial_Petroleum_Existing_Space Heating_Natural Gas_ENERGY STAR Connected Thermostat_A_Achievable Economic TRC Potential | F5 | Industrial | Petroleum | Existing | Space Heating | Natural Gas | ENERGY STAR Connected Thermostat | A | Incremental Summer Peak Savings (MW) | Achievable Economic TRC Potential | 0 | 0 | 0 | 0 | 0 | 0 | 0 | 0 | 0 | 0 | 0 | 0 | 0 | 0 | 0 | 0 | 0 | 0 | 0 | 0 | 0 | 0 | 0 | 0 | 0 | 0 | 0 | 0 | 0 | 0 | 0
F6_Industrial_Petroleum_Existing_Space Heating_Natural Gas_ENERGY STAR Connected Thermostat_A_Achievable Economic TRC Potential | F6 | Industrial | Petroleum | Existing | Space Heating | Natural Gas | ENERGY STAR Connected Thermostat | A | Incremental Winter Peak Savings (MW) | Achievable Economic TRC Potential | 0 | 0 | 0 | 0 | 0 | 0 | 0 | 0 | 0 | 0 | 0 | 0 | 0 | 0 | 0 | 0 | 0 | 0 | 0 | 0 | 0 | 0 | 0 | 0 | 0 | 0 | 0 | 0 | 0 | 0 | 0
F7_Industrial_Petroleum_Existing_Space Heating_Natural Gas_ENERGY STAR Connected Thermostat_A_Achievable Economic TRC Potential | F7 | Industrial | Petroleum | Existing | Space Heating | Natural Gas | ENERGY STAR Connected Thermostat | A | Cumulative Energy Savings (MWh or mTherms) | Achievable Economic TRC Potential | 0 | 0 | 0 | 0 | 0 | 0 | 0 | 0 | 0 | 0 | 0 | 0 | 0 | 0 | 0 | 0 | 0 | 0 | 0 | 0 | 0 | 0 | 0 | 0 | 0 | 0 | 0 | 0 | 0 | 0 | 0
F8_Industrial_Petroleum_Existing_Space Heating_Natural Gas_ENERGY STAR Connected Thermostat_A_Achievable Economic TRC Potential | F8 | Industrial | Petroleum | Existing | Space Heating | Natural Gas | ENERGY STAR Connected Thermostat | A | Cumulative Summer Peak Savings (MW) | Achievable Economic TRC Potential | 0 | 0 | 0 | 0 | 0 | 0 | 0 | 0 | 0 | 0 | 0 | 0 | 0 | 0 | 0 | 0 | 0 | 0 | 0 | 0 | 0 | 0 | 0 | 0 | 0 | 0 | 0 | 0 | 0 | 0 | 0
F9_Industrial_Petroleum_Existing_Space Heating_Natural Gas_ENERGY STAR Connected Thermostat_A_Achievable Economic TRC Potential | F9 | Industrial | Petroleum | Existing | Space Heating | Natural Gas | ENERGY STAR Connected Thermostat | A | Cumulative Winter Peak Savings (MW) | Achievable Economic TRC Potential | 0 | 0 | 0 | 0 | 0 | 0 | 0 | 0 | 0 | 0 | 0 | 0 | 0 | 0 | 0 | 0 | 0 | 0 | 0 | 0 | 0 | 0 | 0 | 0 | 0 | 0 | 0 | 0 | 0 | 0 | 0
F10_Industrial_Petroleum_Existing_Space Heating_Natural Gas_ENERGY STAR Connected Thermostat_A_Achievable Economic TRC Potential | F10 | Industrial | Petroleum | Existing | Space Heating | Natural Gas | ENERGY STAR Connected Thermostat | A | Purchases (Incremental) | Achievable Economic TRC Potential | 0 | 0 | 0 | 0 | 0 | 0 | 0 | 0 | 0 | 0 | 0 | 0 | 0 | 0 | 0 | 0 | 0 | 0 | 0 | 0 | 0 | 0 | 0 | 0 | 0 | 0 | 0 | 0 | 0 | 0 | 0
F11_Industrial_Petroleum_Existing_Space Heating_Natural Gas_ENERGY STAR Connected Thermostat_A_Achievable Economic TRC Potential | F11 | Industrial | Petroleum | Existing | Space Heating | Natural Gas | ENERGY STAR Connected Thermostat | A | Purchases (Cumulative) | Achievable Economic TRC Potential | 0 | 0 | 0 | 0 | 0 | 0 | 0 | 0 | 0 | 0 | 0 | 0 | 0 | 0 | 0 | 0 | 0 | 0 | 0 | 0 | 0 | 0 | 0 | 0 | 0 | 0 | 0 | 0 | 0 | 0 | 0
F1_Industrial_Petroleum_Existing_Space Heating_Natural Gas_Destratification Fans (HVLS)_A_Achievable Economic TRC Potential | F1 | Industrial | Petroleum | Existing | Space Heating | Natural Gas | Destratification Fans (HVLS) | A | Integrated Unit Energy Savings (kWh or therms) | Achievable Economic TRC Potential | 0 | 0 | 0 | 0 | 0 | 0.015142 | 0.014862 | 0.014488 | 0.014044 | 0.013535 | 0.01297 | 0.012395 | 0.011835 | 0.011282 | 0.010821 | 0.010394 | 0.010058 | 0.0097624 | 0.0095039 | 0.0093183 | 0.0091463 | 0.0089988 | 0.0088667 | 0.0087587 | 0.0086575 | 0.0085808 | 0.0085091 | 0.0084424 | 0 | 0 | 0
F2_Industrial_Petroleum_Existing_Space Heating_Natural Gas_Destratification Fans (HVLS)_A_Achievable Economic TRC Potential | F2 | Industrial | Petroleum | Existing | Space Heating | Natural Gas | Destratification Fans (HVLS) | A | Integrated Unit Summer Peak Savings (kW) | Achievable Economic TRC Potential | 0 | 0 | 0 | 0 | 0 | 0 | 0 | 0 | 0 | 0 | 0 | 0 | 0 | 0 | 0 | 0 | 0 | 0 | 0 | 0 | 0 | 0 | 0 | 0 | 0 | 0 | 0 | 0 | 0 | 0 | 0
F3_Industrial_Petroleum_Existing_Space Heating_Natural Gas_Destratification Fans (HVLS)_A_Achievable Economic TRC Potential | F3 | Industrial | Petroleum | Existing | Space Heating | Natural Gas | Destratification Fans (HVLS) | A | Integrated Unit Winter Peak Savings (kW) | Achievable Economic TRC Potential | 0 | 0 | 0 | 0 | 0 | 0 | 0 | 0 | 0 | 0 | 0 | 0 | 0 | 0 | 0 | 0 | 0 | 0 | 0 | 0 | 0 | 0 | 0 | 0 | 0 | 0 | 0 | 0 | 0 | 0 | 0
F4_Industrial_Petroleum_Existing_Space Heating_Natural Gas_Destratification Fans (HVLS)_A_Achievable Economic TRC Potential | F4 | Industrial | Petroleum | Existing | Space Heating | Natural Gas | Destratification Fans (HVLS) | A | Incremental Energy Savings (MWh or mTherms) | Achievable Economic TRC Potential | 0 | 0 | 0 | 0 | 0 | 0 | 0 | 0 | 0 | 0 | 0 | 0 | 0 | 0 | 0 | 0 | 0 | 0 | 0 | 0 | 0 | 0 | 0 | 0 | 0 | 0 | 0 | 0 | 0 | 0 | 0
F5_Industrial_Petroleum_Existing_Space Heating_Natural Gas_Destratification Fans (HVLS)_A_Achievable Economic TRC Potential | F5 | Industrial | Petroleum | Existing | Space Heating | Natural Gas | Destratification Fans (HVLS) | A | Incremental Summer Peak Savings (MW) | Achievable Economic TRC Potential | 0 | 0 | 0 | 0 | 0 | 0 | 0 | 0 | 0 | 0 | 0 | 0 | 0 | 0 | 0 | 0 | 0 | 0 | 0 | 0 | 0 | 0 | 0 | 0 | 0 | 0 | 0 | 0 | 0 | 0 | 0
F6_Industrial_Petroleum_Existing_Space Heating_Natural Gas_Destratification Fans (HVLS)_A_Achievable Economic TRC Potential | F6 | Industrial | Petroleum | Existing | Space Heating | Natural Gas | Destratification Fans (HVLS) | A | Incremental Winter Peak Savings (MW) | Achievable Economic TRC Potential | 0 | 0 | 0 | 0 | 0 | 0 | 0 | 0 | 0 | 0 | 0 | 0 | 0 | 0 | 0 | 0 | 0 | 0 | 0 | 0 | 0 | 0 | 0 | 0 | 0 | 0 | 0 | 0 | 0 | 0 | 0
F7_Industrial_Petroleum_Existing_Space Heating_Natural Gas_Destratification Fans (HVLS)_A_Achievable Economic TRC Potential | F7 | Industrial | Petroleum | Existing | Space Heating | Natural Gas | Destratification Fans (HVLS) | A | Cumulative Energy Savings (MWh or mTherms) | Achievable Economic TRC Potential | 0 | 0 | 0 | 0 | 0 | 0 | 0 | 0 | 0 | 0 | 0 | 0 | 0 | 0 | 0 | 0 | 0 | 0 | 0 | 0 | 0 | 0 | 0 | 0 | 0 | 0 | 0 | 0 | 0 | 0 | 0
F8_Industrial_Petroleum_Existing_Space Heating_Natural Gas_Destratification Fans (HVLS)_A_Achievable Economic TRC Potential | F8 | Industrial | Petroleum | Existing | Space Heating | Natural Gas | Destratification Fans (HVLS) | A | Cumulative Summer Peak Savings (MW) | Achievable Economic TRC Potential | 0 | 0 | 0 | 0 | 0 | 0 | 0 | 0 | 0 | 0 | 0 | 0 | 0 | 0 | 0 | 0 | 0 | 0 | 0 | 0 | 0 | 0 | 0 | 0 | 0 | 0 | 0 | 0 | 0 | 0 | 0
F9_Industrial_Petroleum_Existing_Space Heating_Natural Gas_Destratification Fans (HVLS)_A_Achievable Economic TRC Potential | F9 | Industrial | Petroleum | Existing | Space Heating | Natural Gas | Destratification Fans (HVLS) | A | Cumulative Winter Peak Savings (MW) | Achievable Economic TRC Potential | 0 | 0 | 0 | 0 | 0 | 0 | 0 | 0 | 0 | 0 | 0 | 0 | 0 | 0 | 0 | 0 | 0 | 0 | 0 | 0 | 0 | 0 | 0 | 0 | 0 | 0 | 0 | 0 | 0 | 0 | 0
F10_Industrial_Petroleum_Existing_Space Heating_Natural Gas_Destratification Fans (HVLS)_A_Achievable Economic TRC Potential | F10 | Industrial | Petroleum | Existing | Space Heating | Natural Gas | Destratification Fans (HVLS) | A | Purchases (Incremental) | Achievable Economic TRC Potential | 0 | 0 | 0 | 0 | 0 | 0 | 0 | 0 | 0 | 0 | 0 | 0 | 0 | 0 | 0 | 0 | 0 | 0 | 0 | 0 | 0 | 0 | 0 | 0 | 0 | 0 | 0 | 0 | 0 | 0 | 0
F11_Industrial_Petroleum_Existing_Space Heating_Natural Gas_Destratification Fans (HVLS)_A_Achievable Economic TRC Potential | F11 | Industrial | Petroleum | Existing | Space Heating | Natural Gas | Destratification Fans (HVLS) | A | Purchases (Cumulative) | Achievable Economic TRC Potential | 0 | 0 | 0 | 0 | 0 | 0 | 0 | 0 | 0 | 0 | 0 | 0 | 0 | 0 | 0 | 0 | 0 | 0 | 0 | 0 | 0 | 0 | 0 | 0 | 0 | 0 | 0 | 0 | 0 | 0 | 0
F1_Industrial_Petroleum_Existing_Space Heating_Natural Gas_Gas Boiler - Insulate Steam Lines/Condensate Tank_A_Achievable Economic TRC Potential | F1 | Industrial | Petroleum | Existing | Space Heating | Natural Gas | Gas Boiler - Insulate Steam Lines/Condensate Tank | A | Integrated Unit Energy Savings (kWh or therms) | Achievable Economic TRC Potential | 0 | 0 | 0 | 0 | 0 | 1137.9062 | 1128.0247 | 1117.9379 | 1107.506 | 1096.6587 | 1085.3206 | 1073.5756 | 1061.2874 | 1048.115 | 1034.5431 | 1020.7747 | 1007.3387 | 993.9252 | 980.8176 | 968.9803 | 957.8356 | 947.3509 | 937.9476 | 929.3408 | 921.0937 | 915.2529 | 909.8817 | 904.9453 | 984.6366 | 980.5921 | 976.9006
F2_Industrial_Petroleum_Existing_Space Heating_Natural Gas_Gas Boiler - Insulate Steam Lines/Condensate Tank_A_Achievable Economic TRC Potential | F2 | Industrial | Petroleum | Existing | Space Heating | Natural Gas | Gas Boiler - Insulate Steam Lines/Condensate Tank | A | Integrated Unit Summer Peak Savings (kW) | Achievable Economic TRC Potential | 0 | 0 | 0 | 0 | 0 | 0 | 0 | 0 | 0 | 0 | 0 | 0 | 0 | 0 | 0 | 0 | 0 | 0 | 0 | 0 | 0 | 0 | 0 | 0 | 0 | 0 | 0 | 0 | 0 | 0 | 0
F3_Industrial_Petroleum_Existing_Space Heating_Natural Gas_Gas Boiler - Insulate Steam Lines/Condensate Tank_A_Achievable Economic TRC Potential | F3 | Industrial | Petroleum | Existing | Space Heating | Natural Gas | Gas Boiler - Insulate Steam Lines/Condensate Tank | A | Integrated Unit Winter Peak Savings (kW) | Achievable Economic TRC Potential | 0 | 0 | 0 | 0 | 0 | 0 | 0 | 0 | 0 | 0 | 0 | 0 | 0 | 0 | 0 | 0 | 0 | 0 | 0 | 0 | 0 | 0 | 0 | 0 | 0 | 0 | 0 | 0 | 0 | 0 | 0
F4_Industrial_Petroleum_Existing_Space Heating_Natural Gas_Gas Boiler - Insulate Steam Lines/Condensate Tank_A_Achievable Economic TRC Potential | F4 | Industrial | Petroleum | Existing | Space Heating | Natural Gas | Gas Boiler - Insulate Steam Lines/Condensate Tank | A | Incremental Energy Savings (MWh or mTherms) | Achievable Economic TRC Potential | 0 | 0 | 0 | 0 | 0 | 0.00046401 | 0.00045973 | 0.00045293 | 0.00044895 | 0.00044492 | 0.00043473 | 0.00042885 | 0.00042308 | 0.00041119 | 0.00040742 | 0.00039816 | 0.00039297 | 0.00038579 | 0.00037731 | 0.00037319 | 0.00036738 | 0.00036194 | 0.00035704 | 0.00035256 | 0.00034833 | 0 | 0 | 0 | 0 | 0 | 0
F5_Industrial_Petroleum_Existing_Space Heating_Natural Gas_Gas Boiler - Insulate Steam Lines/Condensate Tank_A_Achievable Economic TRC Potential | F5 | Industrial | Petroleum | Existing | Space Heating | Natural Gas | Gas Boiler - Insulate Steam Lines/Condensate Tank | A | Incremental Summer Peak Savings (MW) | Achievable Economic TRC Potential | 0 | 0 | 0 | 0 | 0 | 0 | 0 | 0 | 0 | 0 | 0 | 0 | 0 | 0 | 0 | 0 | 0 | 0 | 0 | 0 | 0 | 0 | 0 | 0 | 0 | 0 | 0 | 0 | 0 | 0 | 0
F6_Industrial_Petroleum_Existing_Space Heating_Natural Gas_Gas Boiler - Insulate Steam Lines/Condensate Tank_A_Achievable Economic TRC Potential | F6 | Industrial | Petroleum | Existing | Space Heating | Natural Gas | Gas Boiler - Insulate Steam Lines/Condensate Tank | A | Incremental Winter Peak Savings (MW) | Achievable Economic TRC Potential | 0 | 0 | 0 | 0 | 0 | 0 | 0 | 0 | 0 | 0 | 0 | 0 | 0 | 0 | 0 | 0 | 0 | 0 | 0 | 0 | 0 | 0 | 0 | 0 | 0 | 0 | 0 | 0 | 0 | 0 | 0
F7_Industrial_Petroleum_Existing_Space Heating_Natural Gas_Gas Boiler - Insulate Steam Lines/Condensate Tank_A_Achievable Economic TRC Potential | F7 | Industrial | Petroleum | Existing | Space Heating | Natural Gas | Gas Boiler - Insulate Steam Lines/Condensate Tank | A | Cumulative Energy Savings (MWh or mTherms) | Achievable Economic TRC Potential | 0 | 0 | 0 | 0 | 0 | 0.00046401 | 0.00091972 | 0.0013644 | 0.0018006 | 0.0022279 | 0.0026396 | 0.0030399 | 0.0034282 | 0.0037968 | 0.0041551 | 0.004498 | 0.0048317 | 0.0051532 | 0.0054625 | 0.0057698 | 0.0060708 | 0.0063663 | 0.0066601 | 0.0069516 | 0.0072382 | 0.0071923 | 0.0071501 | 0.0071113 | 0 | 0 | 0
F8_Industrial_Petroleum_Existing_Space Heating_Natural Gas_Gas Boiler - Insulate Steam Lines/Condensate Tank_A_Achievable Economic TRC Potential | F8 | Industrial | Petroleum | Existing | Space Heating | Natural Gas | Gas Boiler - Insulate Steam Lines/Condensate Tank | A | Cumulative Summer Peak Savings (MW) | Achievable Economic TRC Potential | 0 | 0 | 0 | 0 | 0 | 0 | 0 | 0 | 0 | 0 | 0 | 0 | 0 | 0 | 0 | 0 | 0 | 0 | 0 | 0 | 0 | 0 | 0 | 0 | 0 | 0 | 0 | 0 | 0 | 0 | 0
F9_Industrial_Petroleum_Existing_Space Heating_Natural Gas_Gas Boiler - Insulate Steam Lines/Condensate Tank_A_Achievable Economic TRC Potential | F9 | Industrial | Petroleum | Existing | Space Heating | Natural Gas | Gas Boiler - Insulate Steam Lines/Condensate Tank | A | Cumulative Winter Peak Savings (MW) | Achievable Economic TRC Potential | 0 | 0 | 0 | 0 | 0 | 0 | 0 | 0 | 0 | 0 | 0 | 0 | 0 | 0 | 0 | 0 | 0 | 0 | 0 | 0 | 0 | 0 | 0 | 0 | 0 | 0 | 0 | 0 | 0 | 0 | 0
F10_Industrial_Petroleum_Existing_Space Heating_Natural Gas_Gas Boiler - Insulate Steam Lines/Condensate Tank_A_Achievable Economic TRC Potential | F10 | Industrial | Petroleum | Existing | Space Heating | Natural Gas | Gas Boiler - Insulate Steam Lines/Condensate Tank | A | Purchases (Incremental) | Achievable Economic TRC Potential | 0 | 0 | 0 | 0 | 0 | 0.00040778 | 0.00040755 | 0.00040515 | 0.00040537 | 0.00040571 | 0.00040055 | 0.00039946 | 0.00039865 | 0.00039232 | 0.00039382 | 0.00039006 | 0.00039011 | 0.00038815 | 0.00038468 | 0.00038514 | 0.00038355 | 0.00038206 | 0.00038066 | 0.00037937 | 0.00037817 | 0 | 0 | 0 | 0 | 0 | 0
F11_Industrial_Petroleum_Existing_Space Heating_Natural Gas_Gas Boiler - Insulate Steam Lines/Condensate Tank_A_Achievable Economic TRC Potential | F11 | Industrial | Petroleum | Existing | Space Heating | Natural Gas | Gas Boiler - Insulate Steam Lines/Condensate Tank | A | Purchases (Cumulative) | Achievable Economic TRC Potential | 0 | 0 | 0 | 0 | 0 | 0.00040778 | 0.00081533 | 0.0012205 | 0.0016259 | 0.0020316 | 0.0024321 | 0.0028316 | 0.0032302 | 0.0036225 | 0.0040164 | 0.0044064 | 0.0047965 | 0.0051847 | 0.0055694 | 0.0059545 | 0.006338 | 0.0067201 | 0.0071008 | 0.0074801 | 0.0078583 | 0.0078583 | 0.0078583 | 0.0078583 | 0.0078583 | 0.0078583 | 0.0078583
F1_Industrial_Petroleum_Existing_Process_Natural Gas_Gas Boiler - Insulate Steam Lines/Condensate Tank_A_Achievable Economic TRC Potential | F1 | Industrial | Petroleum | Existing | Process | Natural Gas | Gas Boiler - Insulate Steam Lines/Condensate Tank | A | Integrated Unit Energy Savings (kWh or therms) | Achievable Economic TRC Potential | 0 | 0 | 0 | 0 | 0 | 5797.9082 | 5782.845 | 5767.6198 | 5752.5421 | 5737.3827 | 5721.6564 | 5707.6701 | 5694.6292 | 5680.7765 | 5670.1726 | 5658.5374 | 5649.0727 | 5639.4062 | 5629.5 | 5621.6782 | 5613.0725 | 5605.1038 | 5597.1747 | 5589.2813 | 5581.4253 | 5580.7594 | 5580.1477 | 5579.5904 | 5813.0737 | 5813.0737 | 5813.0737
F2_Industrial_Petroleum_Existing_Process_Natural Gas_Gas Boiler - Insulate Steam Lines/Condensate Tank_A_Achievable Economic TRC Potential | F2 | Industrial | Petroleum | Existing | Process | Natural Gas | Gas Boiler - Insulate Steam Lines/Condensate Tank | A | Integrated Unit Summer Peak Savings (kW) | Achievable Economic TRC Potential | 0 | 0 | 0 | 0 | 0 | 0 | 0 | 0 | 0 | 0 | 0 | 0 | 0 | 0 | 0 | 0 | 0 | 0 | 0 | 0 | 0 | 0 | 0 | 0 | 0 | 0 | 0 | 0 | 0 | 0 | 0
F3_Industrial_Petroleum_Existing_Process_Natural Gas_Gas Boiler - Insulate Steam Lines/Condensate Tank_A_Achievable Economic TRC Potential | F3 | Industrial | Petroleum | Existing | Process | Natural Gas | Gas Boiler - Insulate Steam Lines/Condensate Tank | A | Integrated Unit Winter Peak Savings (kW) | Achievable Economic TRC Potential | 0 | 0 | 0 | 0 | 0 | 0 | 0 | 0 | 0 | 0 | 0 | 0 | 0 | 0 | 0 | 0 | 0 | 0 | 0 | 0 | 0 | 0 | 0 | 0 | 0 | 0 | 0 | 0 | 0 | 0 | 0
F4_Industrial_Petroleum_Existing_Process_Natural Gas_Gas Boiler - Insulate Steam Lines/Condensate Tank_A_Achievable Economic TRC Potential | F4 | Industrial | Petroleum | Existing | Process | Natural Gas | Gas Boiler - Insulate Steam Lines/Condensate Tank | A | Incremental Energy Savings (MWh or mTherms) | Achievable Economic TRC Potential | 0 | 0 | 0 | 0 | 0 | 0.18775 | 0.18716 | 0.18557 | 0.18518 | 0.18485 | 0.182 | 0.18106 | 0.18028 | 0.17699 | 0.17733 | 0.17528 | 0.17501 | 0.17383 | 0.17198 | 0.17194 | 0.17097 | 0.17006 | 0.1692 | 0.16839 | 0.16762 | 0 | 0 | 0 | 0 | 0 | 0
F5_Industrial_Petroleum_Existing_Process_Natural Gas_Gas Boiler - Insulate Steam Lines/Condensate Tank_A_Achievable Economic TRC Potential | F5 | Industrial | Petroleum | Existing | Process | Natural Gas | Gas Boiler - Insulate Steam Lines/Condensate Tank | A | Incremental Summer Peak Savings (MW) | Achievable Economic TRC Potential | 0 | 0 | 0 | 0 | 0 | 0 | 0 | 0 | 0 | 0 | 0 | 0 | 0 | 0 | 0 | 0 | 0 | 0 | 0 | 0 | 0 | 0 | 0 | 0 | 0 | 0 | 0 | 0 | 0 | 0 | 0
F6_Industrial_Petroleum_Existing_Process_Natural Gas_Gas Boiler - Insulate Steam Lines/Condensate Tank_A_Achievable Economic TRC Potential | F6 | Industrial | Petroleum | Existing | Process | Natural Gas | Gas Boiler - Insulate Steam Lines/Condensate Tank | A | Incremental Winter Peak Savings (MW) | Achievable Economic TRC Potential | 0 | 0 | 0 | 0 | 0 | 0 | 0 | 0 | 0 | 0 | 0 | 0 | 0 | 0 | 0 | 0 | 0 | 0 | 0 | 0 | 0 | 0 | 0 | 0 | 0 | 0 | 0 | 0 | 0 | 0 | 0
F7_Industrial_Petroleum_Existing_Process_Natural Gas_Gas Boiler - Insulate Steam Lines/Condensate Tank_A_Achievable Economic TRC Potential | F7 | Industrial | Petroleum | Existing | Process | Natural Gas | Gas Boiler - Insulate Steam Lines/Condensate Tank | A | Cumulative Energy Savings (MWh or mTherms) | Achievable Economic TRC Potential | 0 | 0 | 0 | 0 | 0 | 0.18775 | 0.37443 | 0.55901 | 0.74273 | 0.92562 | 1.1051 | 1.2834 | 1.4608 | 1.6342 | 1.8085 | 1.9801 | 2.1518 | 2.3219 | 2.4898 | 2.6583 | 2.8252 | 2.9912 | 3.1562 | 3.3201 | 3.4831 | 3.4827 | 3.4823 | 3.482 | 0 | 0 | 0
F8_Industrial_Petroleum_Existing_Process_Natural Gas_Gas Boiler - Insulate Steam Lines/Condensate Tank_A_Achievable Economic TRC Potential | F8 | Industrial | Petroleum | Existing | Process | Natural Gas | Gas Boiler - Insulate Steam Lines/Condensate Tank | A | Cumulative Summer Peak Savings (MW) | Achievable Economic TRC Potential | 0 | 0 | 0 | 0 | 0 | 0 | 0 | 0 | 0 | 0 | 0 | 0 | 0 | 0 | 0 | 0 | 0 | 0 | 0 | 0 | 0 | 0 | 0 | 0 | 0 | 0 | 0 | 0 | 0 | 0 | 0
F9_Industrial_Petroleum_Existing_Process_Natural Gas_Gas Boiler - Insulate Steam Lines/Condensate Tank_A_Achievable Economic TRC Potential | F9 | Industrial | Petroleum | Existing | Process | Natural Gas | Gas Boiler - Insulate Steam Lines/Condensate Tank | A | Cumulative Winter Peak Savings (MW) | Achievable Economic TRC Potential | 0 | 0 | 0 | 0 | 0 | 0 | 0 | 0 | 0 | 0 | 0 | 0 | 0 | 0 | 0 | 0 | 0 | 0 | 0 | 0 | 0 | 0 | 0 | 0 | 0 | 0 | 0 | 0 | 0 | 0 | 0
F10_Industrial_Petroleum_Existing_Process_Natural Gas_Gas Boiler - Insulate Steam Lines/Condensate Tank_A_Achievable Economic TRC Potential | F10 | Industrial | Petroleum | Existing | Process | Natural Gas | Gas Boiler - Insulate Steam Lines/Condensate Tank | A | Purchases (Incremental) | Achievable Economic TRC Potential | 0 | 0 | 0 | 0 | 0 | 0.032383 | 0.032365 | 0.032174 | 0.032192 | 0.032218 | 0.031809 | 0.031722 | 0.031658 | 0.031155 | 0.031274 | 0.030976 | 0.03098 | 0.030824 | 0.030549 | 0.030585 | 0.030459 | 0.03034 | 0.03023 | 0.030127 | 0.030032 | 0 | 0 | 0 | 0 | 0 | 0
F11_Industrial_Petroleum_Existing_Process_Natural Gas_Gas Boiler - Insulate Steam Lines/Condensate Tank_A_Achievable Economic TRC Potential | F11 | Industrial | Petroleum | Existing | Process | Natural Gas | Gas Boiler - Insulate Steam Lines/Condensate Tank | A | Purchases (Cumulative) | Achievable Economic TRC Potential | 0 | 0 | 0 | 0 | 0 | 0.032383 | 0.064748 | 0.096922 | 0.12911 | 0.16133 | 0.19314 | 0.22486 | 0.25652 | 0.28768 | 0.31895 | 0.34993 | 0.38091 | 0.41173 | 0.44228 | 0.47286 | 0.50332 | 0.53366 | 0.56389 | 0.59402 | 0.62405 | 0.62405 | 0.62405 | 0.62405 | 0.62405 | 0.62405 | 0.62405
F1_Industrial_Petroleum_Existing_Space Heating_Natural Gas_Gas Boiler - Insulate Hot Water Lines_A_Achievable Economic TRC Potential | F1 | Industrial | Petroleum | Existing | Space Heating | Natural Gas | Gas Boiler - Insulate Hot Water Lines | A | Integrated Unit Energy Savings (kWh or therms) | Achievable Economic TRC Potential | 0 | 0 | 0 | 0 | 0 | 1287.7287 | 1278.2415 | 1268.7735 | 1259.2296 | 1249.6641 | 1240.2473 | 1230.9485 | 1221.7715 | 1212.6578 | 1203.2966 | 1194.6624 | 1186.3293 | 1178.1829 | 1170.1884 | 1162.317 | 1154.6732 | 1146.7627 | 1139.1143 | 1131.582 | 1123.9494 | 1117.0863 | 1110.7729 | 1104.9672 | 1112.949 | 1108.3775 | 1104.205
F2_Industrial_Petroleum_Existing_Space Heating_Natural Gas_Gas Boiler - Insulate Hot Water Lines_A_Achievable Economic TRC Potential | F2 | Industrial | Petroleum | Existing | Space Heating | Natural Gas | Gas Boiler - Insulate Hot Water Lines | A | Integrated Unit Summer Peak Savings (kW) | Achievable Economic TRC Potential | 0 | 0 | 0 | 0 | 0 | 0 | 0 | 0 | 0 | 0 | 0 | 0 | 0 | 0 | 0 | 0 | 0 | 0 | 0 | 0 | 0 | 0 | 0 | 0 | 0 | 0 | 0 | 0 | 0 | 0 | 0
F3_Industrial_Petroleum_Existing_Space Heating_Natural Gas_Gas Boiler - Insulate Hot Water Lines_A_Achievable Economic TRC Potential | F3 | Industrial | Petroleum | Existing | Space Heating | Natural Gas | Gas Boiler - Insulate Hot Water Lines | A | Integrated Unit Winter Peak Savings (kW) | Achievable Economic TRC Potential | 0 | 0 | 0 | 0 | 0 | 0 | 0 | 0 | 0 | 0 | 0 | 0 | 0 | 0 | 0 | 0 | 0 | 0 | 0 | 0 | 0 | 0 | 0 | 0 | 0 | 0 | 0 | 0 | 0 | 0 | 0
F4_Industrial_Petroleum_Existing_Space Heating_Natural Gas_Gas Boiler - Insulate Hot Water Lines_A_Achievable Economic TRC Potential | F4 | Industrial | Petroleum | Existing | Space Heating | Natural Gas | Gas Boiler - Insulate Hot Water Lines | A | Incremental Energy Savings (MWh or mTherms) | Achievable Economic TRC Potential | 0 | 0 | 0 | 0 | 0 | 0.0010502 | 0.0010419 | 0.0010281 | 0.0010209 | 0.001014 | 0.00099357 | 0.00098343 | 0.00097411 | 0.00095149 | 0.00094775 | 0.00093198 | 0.0009256 | 0.00091462 | 0.00090031 | 0.00089531 | 0.00088574 | 0.00087625 | 0.00086724 | 0.00085858 | 0.0008501 | 0 | 0 | 0 | 0 | 0 | 0
F5_Industrial_Petroleum_Existing_Space Heating_Natural Gas_Gas Boiler - Insulate Hot Water Lines_A_Achievable Economic TRC Potential | F5 | Industrial | Petroleum | Existing | Space Heating | Natural Gas | Gas Boiler - Insulate Hot Water Lines | A | Incremental Summer Peak Savings (MW) | Achievable Economic TRC Potential | 0 | 0 | 0 | 0 | 0 | 0 | 0 | 0 | 0 | 0 | 0 | 0 | 0 | 0 | 0 | 0 | 0 | 0 | 0 | 0 | 0 | 0 | 0 | 0 | 0 | 0 | 0 | 0 | 0 | 0 | 0
F6_Industrial_Petroleum_Existing_Space Heating_Natural Gas_Gas Boiler - Insulate Hot Water Lines_A_Achievable Economic TRC Potential | F6 | Industrial | Petroleum | Existing | Space Heating | Natural Gas | Gas Boiler - Insulate Hot Water Lines | A | Incremental Winter Peak Savings (MW) | Achievable Economic TRC Potential | 0 | 0 | 0 | 0 | 0 | 0 | 0 | 0 | 0 | 0 | 0 | 0 | 0 | 0 | 0 | 0 | 0 | 0 | 0 | 0 | 0 | 0 | 0 | 0 | 0 | 0 | 0 | 0 | 0 | 0 | 0
F7_Industrial_Petroleum_Existing_Space Heating_Natural Gas_Gas Boiler - Insulate Hot Water Lines_A_Achievable Economic TRC Potential | F7 | Industrial | Petroleum | Existing | Space Heating | Natural Gas | Gas Boiler - Insulate Hot Water Lines | A | Cumulative Energy Savings (MWh or mTherms) | Achievable Economic TRC Potential | 0 | 0 | 0 | 0 | 0 | 0.0010502 | 0.0020844 | 0.003097 | 0.0040946 | 0.0050775 | 0.0060328 | 0.006971 | 0.0078932 | 0.0087858 | 0.0096657 | 0.010528 | 0.011381 | 0.012217 | 0.013034 | 0.013842 | 0.014637 | 0.015413 | 0.016177 | 0.016929 | 0.017665 | 0.017557 | 0.017458 | 0.017366 | 0 | 0 | 0
F8_Industrial_Petroleum_Existing_Space Heating_Natural Gas_Gas Boiler - Insulate Hot Water Lines_A_Achievable Economic TRC Potential | F8 | Industrial | Petroleum | Existing | Space Heating | Natural Gas | Gas Boiler - Insulate Hot Water Lines | A | Cumulative Summer Peak Savings (MW) | Achievable Economic TRC Potential | 0 | 0 | 0 | 0 | 0 | 0 | 0 | 0 | 0 | 0 | 0 | 0 | 0 | 0 | 0 | 0 | 0 | 0 | 0 | 0 | 0 | 0 | 0 | 0 | 0 | 0 | 0 | 0 | 0 | 0 | 0
F9_Industrial_Petroleum_Existing_Space Heating_Natural Gas_Gas Boiler - Insulate Hot Water Lines_A_Achievable Economic TRC Potential | F9 | Industrial | Petroleum | Existing | Space Heating | Natural Gas | Gas Boiler - Insulate Hot Water Lines | A | Cumulative Winter Peak Savings (MW) | Achievable Economic TRC Potential | 0 | 0 | 0 | 0 | 0 | 0 | 0 | 0 | 0 | 0 | 0 | 0 | 0 | 0 | 0 | 0 | 0 | 0 | 0 | 0 | 0 | 0 | 0 | 0 | 0 | 0 | 0 | 0 | 0 | 0 | 0
F10_Industrial_Petroleum_Existing_Space Heating_Natural Gas_Gas Boiler - Insulate Hot Water Lines_A_Achievable Economic TRC Potential | F10 | Industrial | Petroleum | Existing | Space Heating | Natural Gas | Gas Boiler - Insulate Hot Water Lines | A | Purchases (Incremental) | Achievable Economic TRC Potential | 0 | 0 | 0 | 0 | 0 | 0.00081556 | 0.00081511 | 0.0008103 | 0.00081074 | 0.00081141 | 0.00080111 | 0.00079892 | 0.0007973 | 0.00078463 | 0.00078763 | 0.00078012 | 0.00078022 | 0.00077629 | 0.00076937 | 0.00077028 | 0.0007671 | 0.00076411 | 0.00076133 | 0.00075874 | 0.00075635 | 0 | 0 | 0 | 0 | 0 | 0
F11_Industrial_Petroleum_Existing_Space Heating_Natural Gas_Gas Boiler - Insulate Hot Water Lines_A_Achievable Economic TRC Potential | F11 | Industrial | Petroleum | Existing | Space Heating | Natural Gas | Gas Boiler - Insulate Hot Water Lines | A | Purchases (Cumulative) | Achievable Economic TRC Potential | 0 | 0 | 0 | 0 | 0 | 0.00081556 | 0.0016307 | 0.002441 | 0.0032517 | 0.0040631 | 0.0048642 | 0.0056631 | 0.0064604 | 0.0072451 | 0.0080327 | 0.0088128 | 0.009593 | 0.010369 | 0.011139 | 0.011909 | 0.012676 | 0.01344 | 0.014202 | 0.01496 | 0.015717 | 0.015717 | 0.015717 | 0.015717 | 0.015717 | 0.015717 | 0.015717
F1_Industrial_Petroleum_Existing_Process_Natural Gas_Gas Boiler - Insulate Hot Water Lines_A_Achievable Economic TRC Potential | F1 | Industrial | Petroleum | Existing | Process | Natural Gas | Gas Boiler - Insulate Hot Water Lines | A | Integrated Unit Energy Savings (kWh or therms) | Achievable Economic TRC Potential | 0 | 0 | 0 | 0 | 0 | 6561.4149 | 6552.3219 | 6543.1088 | 6533.929 | 6524.6163 | 6515.1686 | 6507.2968 | 6500.4626 | 6493.6011 | 6489.1194 | 6484.4979 | 6481.5595 | 6478.8826 | 6476.3785 | 6475.1732 | 6473.7028 | 6472.9617 | 6472.2582 | 6471.5837 | 6470.9361 | 6470.6467 | 6470.3808 | 6470.1385 | 6570.6015 | 6570.6015 | 6570.6015
F2_Industrial_Petroleum_Existing_Process_Natural Gas_Gas Boiler - Insulate Hot Water Lines_A_Achievable Economic TRC Potential | F2 | Industrial | Petroleum | Existing | Process | Natural Gas | Gas Boiler - Insulate Hot Water Lines | A | Integrated Unit Summer Peak Savings (kW) | Achievable Economic TRC Potential | 0 | 0 | 0 | 0 | 0 | 0 | 0 | 0 | 0 | 0 | 0 | 0 | 0 | 0 | 0 | 0 | 0 | 0 | 0 | 0 | 0 | 0 | 0 | 0 | 0 | 0 | 0 | 0 | 0 | 0 | 0
F3_Industrial_Petroleum_Existing_Process_Natural Gas_Gas Boiler - Insulate Hot Water Lines_A_Achievable Economic TRC Potential | F3 | Industrial | Petroleum | Existing | Process | Natural Gas | Gas Boiler - Insulate Hot Water Lines | A | Integrated Unit Winter Peak Savings (kW) | Achievable Economic TRC Potential | 0 | 0 | 0 | 0 | 0 | 0 | 0 | 0 | 0 | 0 | 0 | 0 | 0 | 0 | 0 | 0 | 0 | 0 | 0 | 0 | 0 | 0 | 0 | 0 | 0 | 0 | 0 | 0 | 0 | 0 | 0
F4_Industrial_Petroleum_Existing_Process_Natural Gas_Gas Boiler - Insulate Hot Water Lines_A_Achievable Economic TRC Potential | F4 | Industrial | Petroleum | Existing | Process | Natural Gas | Gas Boiler - Insulate Hot Water Lines | A | Incremental Energy Savings (MWh or mTherms) | Achievable Economic TRC Potential | 0 | 0 | 0 | 0 | 0 | 0.42496 | 0.42413 | 0.42104 | 0.42068 | 0.42042 | 0.41448 | 0.41285 | 0.41158 | 0.40462 | 0.40588 | 0.40172 | 0.40159 | 0.39941 | 0.39569 | 0.39609 | 0.39436 | 0.39278 | 0.39131 | 0.38994 | 0.38867 | 0 | 0 | 0 | 0 | 0 | 0
F5_Industrial_Petroleum_Existing_Process_Natural Gas_Gas Boiler - Insulate Hot Water Lines_A_Achievable Economic TRC Potential | F5 | Industrial | Petroleum | Existing | Process | Natural Gas | Gas Boiler - Insulate Hot Water Lines | A | Incremental Summer Peak Savings (MW) | Achievable Economic TRC Potential | 0 | 0 | 0 | 0 | 0 | 0 | 0 | 0 | 0 | 0 | 0 | 0 | 0 | 0 | 0 | 0 | 0 | 0 | 0 | 0 | 0 | 0 | 0 | 0 | 0 | 0 | 0 | 0 | 0 | 0 | 0
F6_Industrial_Petroleum_Existing_Process_Natural Gas_Gas Boiler - Insulate Hot Water Lines_A_Achievable Economic TRC Potential | F6 | Industrial | Petroleum | Existing | Process | Natural Gas | Gas Boiler - Insulate Hot Water Lines | A | Incremental Winter Peak Savings (MW) | Achievable Economic TRC Potential | 0 | 0 | 0 | 0 | 0 | 0 | 0 | 0 | 0 | 0 | 0 | 0 | 0 | 0 | 0 | 0 | 0 | 0 | 0 | 0 | 0 | 0 | 0 | 0 | 0 | 0 | 0 | 0 | 0 | 0 | 0
F7_Industrial_Petroleum_Existing_Process_Natural Gas_Gas Boiler - Insulate Hot Water Lines_A_Achievable Economic TRC Potential | F7 | Industrial | Petroleum | Existing | Process | Natural Gas | Gas Boiler - Insulate Hot Water Lines | A | Cumulative Energy Savings (MWh or mTherms) | Achievable Economic TRC Potential | 0 | 0 | 0 | 0 | 0 | 0.42496 | 0.8485 | 1.2683 | 1.6872 | 2.1053 | 2.5167 | 2.9265 | 3.335 | 3.7361 | 4.1394 | 4.5382 | 4.9377 | 5.3351 | 5.7287 | 6.1238 | 6.5167 | 6.9088 | 7.2993 | 7.6885 | 8.0764 | 8.076 | 8.0757 | 8.0754 | 0 | 0 | 0
F8_Industrial_Petroleum_Existing_Process_Natural Gas_Gas Boiler - Insulate Hot Water Lines_A_Achievable Economic TRC Potential | F8 | Industrial | Petroleum | Existing | Process | Natural Gas | Gas Boiler - Insulate Hot Water Lines | A | Cumulative Summer Peak Savings (MW) | Achievable Economic TRC Potential | 0 | 0 | 0 | 0 | 0 | 0 | 0 | 0 | 0 | 0 | 0 | 0 | 0 | 0 | 0 | 0 | 0 | 0 | 0 | 0 | 0 | 0 | 0 | 0 | 0 | 0 | 0 | 0 | 0 | 0 | 0
F9_Industrial_Petroleum_Existing_Process_Natural Gas_Gas Boiler - Insulate Hot Water Lines_A_Achievable Economic TRC Potential | F9 | Industrial | Petroleum | Existing | Process | Natural Gas | Gas Boiler - Insulate Hot Water Lines | A | Cumulative Winter Peak Savings (MW) | Achievable Economic TRC Potential | 0 | 0 | 0 | 0 | 0 | 0 | 0 | 0 | 0 | 0 | 0 | 0 | 0 | 0 | 0 | 0 | 0 | 0 | 0 | 0 | 0 | 0 | 0 | 0 | 0 | 0 | 0 | 0 | 0 | 0 | 0
F10_Industrial_Petroleum_Existing_Process_Natural Gas_Gas Boiler - Insulate Hot Water Lines_A_Achievable Economic TRC Potential | F10 | Industrial | Petroleum | Existing | Process | Natural Gas | Gas Boiler - Insulate Hot Water Lines | A | Purchases (Incremental) | Achievable Economic TRC Potential | 0 | 0 | 0 | 0 | 0 | 0.064766 | 0.06473 | 0.064348 | 0.064383 | 0.064437 | 0.063618 | 0.063444 | 0.063316 | 0.06231 | 0.062548 | 0.061952 | 0.06196 | 0.061648 | 0.061098 | 0.06117 | 0.060917 | 0.06068 | 0.060459 | 0.060254 | 0.060064 | 0 | 0 | 0 | 0 | 0 | 0
F11_Industrial_Petroleum_Existing_Process_Natural Gas_Gas Boiler - Insulate Hot Water Lines_A_Achievable Economic TRC Potential | F11 | Industrial | Petroleum | Existing | Process | Natural Gas | Gas Boiler - Insulate Hot Water Lines | A | Purchases (Cumulative) | Achievable Economic TRC Potential | 0 | 0 | 0 | 0 | 0 | 0.064766 | 0.1295 | 0.19384 | 0.25823 | 0.32266 | 0.38628 | 0.44973 | 0.51304 | 0.57535 | 0.6379 | 0.69985 | 0.76181 | 0.82346 | 0.88456 | 0.94573 | 1.0066 | 1.0673 | 1.1278 | 1.188 | 1.2481 | 1.2481 | 1.2481 | 1.2481 | 1.2481 | 1.2481 | 1.2481
F1_Industrial_Petroleum_Existing_Process_Natural Gas_Process - Insulate Heated Process Fluids_A_Achievable Economic TRC Potential | F1 | Industrial | Petroleum | Existing | Process | Natural Gas | Process - Insulate Heated Process Fluids | A | Integrated Unit Energy Savings (kWh or therms) | Achievable Economic TRC Potential | 0 | 0 | 0 | 0 | 0 | 11053.5796 | 11047.9014 | 11042.4939 | 11037.334 | 11032.2571 | 11027.2825 | 11023.3633 | 11020.0981 | 11016.7841 | 11014.6884 | 11012.3321 | 11010.6956 | 11009.0287 | 11007.3318 | 11006.2946 | 11005.0771 | 11004.2693 | 11003.4809 | 11002.7111 | 11001.96 | 11001.7916 | 11001.6369 | 11001.4959 | 11059.7224 | 11059.7224 | 11059.7224
F2_Industrial_Petroleum_Existing_Process_Natural Gas_Process - Insulate Heated Process Fluids_A_Achievable Economic TRC Potential | F2 | Industrial | Petroleum | Existing | Process | Natural Gas | Process - Insulate Heated Process Fluids | A | Integrated Unit Summer Peak Savings (kW) | Achievable Economic TRC Potential | 0 | 0 | 0 | 0 | 0 | 0 | 0 | 0 | 0 | 0 | 0 | 0 | 0 | 0 | 0 | 0 | 0 | 0 | 0 | 0 | 0 | 0 | 0 | 0 | 0 | 0 | 0 | 0 | 0 | 0 | 0
F3_Industrial_Petroleum_Existing_Process_Natural Gas_Process - Insulate Heated Process Fluids_A_Achievable Economic TRC Potential | F3 | Industrial | Petroleum | Existing | Process | Natural Gas | Process - Insulate Heated Process Fluids | A | Integrated Unit Winter Peak Savings (kW) | Achievable Economic TRC Potential | 0 | 0 | 0 | 0 | 0 | 0 | 0 | 0 | 0 | 0 | 0 | 0 | 0 | 0 | 0 | 0 | 0 | 0 | 0 | 0 | 0 | 0 | 0 | 0 | 0 | 0 | 0 | 0 | 0 | 0 | 0
F4_Industrial_Petroleum_Existing_Process_Natural Gas_Process - Insulate Heated Process Fluids_A_Achievable Economic TRC Potential | F4 | Industrial | Petroleum | Existing | Process | Natural Gas | Process - Insulate Heated Process Fluids | A | Incremental Energy Savings (MWh or mTherms) | Achievable Economic TRC Potential | 0 | 0 | 0 | 0 | 0 | 0.78301 | 0.78217 | 0.77718 | 0.77724 | 0.77752 | 0.69057 | 0.55075 | 0.43958 | 0.34597 | 0.27778 | 0.22006 | 0.17604 | 0.14011 | 0.11107 | 0.088951 | 0.070859 | 0.00048139 | 0.00017129 | 5.8191e-05 | 1.8914e-05 | 1.603e-05 | 1.5987e-05 | 1.5948e-05 | 1.5998e-05 | 1.5967e-05 | 1.5939e-05
F5_Industrial_Petroleum_Existing_Process_Natural Gas_Process - Insulate Heated Process Fluids_A_Achievable Economic TRC Potential | F5 | Industrial | Petroleum | Existing | Process | Natural Gas | Process - Insulate Heated Process Fluids | A | Incremental Summer Peak Savings (MW) | Achievable Economic TRC Potential | 0 | 0 | 0 | 0 | 0 | 0 | 0 | 0 | 0 | 0 | 0 | 0 | 0 | 0 | 0 | 0 | 0 | 0 | 0 | 0 | 0 | 0 | 0 | 0 | 0 | 0 | 0 | 0 | 0 | 0 | 0
F6_Industrial_Petroleum_Existing_Process_Natural Gas_Process - Insulate Heated Process Fluids_A_Achievable Economic TRC Potential | F6 | Industrial | Petroleum | Existing | Process | Natural Gas | Process - Insulate Heated Process Fluids | A | Incremental Winter Peak Savings (MW) | Achievable Economic TRC Potential | 0 | 0 | 0 | 0 | 0 | 0 | 0 | 0 | 0 | 0 | 0 | 0 | 0 | 0 | 0 | 0 | 0 | 0 | 0 | 0 | 0 | 0 | 0 | 0 | 0 | 0 | 0 | 0 | 0 | 0 | 0
F7_Industrial_Petroleum_Existing_Process_Natural Gas_Process - Insulate Heated Process Fluids_A_Achievable Economic TRC Potential | F7 | Industrial | Petroleum | Existing | Process | Natural Gas | Process - Insulate Heated Process Fluids | A | Cumulative Energy Savings (MWh or mTherms) | Achievable Economic TRC Potential | 0 | 0 | 0 | 0 | 0 | 0.78301 | 1.5648 | 2.3412 | 3.1173 | 3.8934 | 4.5822 | 5.1314 | 5.5694 | 5.9137 | 6.1904 | 6.4091 | 6.5842 | 6.7233 | 6.8333 | 6.9217 | 6.9917 | 6.9917 | 6.9914 | 6.991 | 6.9905 | 6.9904 | 6.9903 | 6.9902 | 0 | 0 | 0
F8_Industrial_Petroleum_Existing_Process_Natural Gas_Process - Insulate Heated Process Fluids_A_Achievable Economic TRC Potential | F8 | Industrial | Petroleum | Existing | Process | Natural Gas | Process - Insulate Heated Process Fluids | A | Cumulative Summer Peak Savings (MW) | Achievable Economic TRC Potential | 0 | 0 | 0 | 0 | 0 | 0 | 0 | 0 | 0 | 0 | 0 | 0 | 0 | 0 | 0 | 0 | 0 | 0 | 0 | 0 | 0 | 0 | 0 | 0 | 0 | 0 | 0 | 0 | 0 | 0 | 0
F9_Industrial_Petroleum_Existing_Process_Natural Gas_Process - Insulate Heated Process Fluids_A_Achievable Economic TRC Potential | F9 | Industrial | Petroleum | Existing | Process | Natural Gas | Process - Insulate Heated Process Fluids | A | Cumulative Winter Peak Savings (MW) | Achievable Economic TRC Potential | 0 | 0 | 0 | 0 | 0 | 0 | 0 | 0 | 0 | 0 | 0 | 0 | 0 | 0 | 0 | 0 | 0 | 0 | 0 | 0 | 0 | 0 | 0 | 0 | 0 | 0 | 0 | 0 | 0 | 0 | 0
F10_Industrial_Petroleum_Existing_Process_Natural Gas_Process - Insulate Heated Process Fluids_A_Achievable Economic TRC Potential | F10 | Industrial | Petroleum | Existing | Process | Natural Gas | Process - Insulate Heated Process Fluids | A | Purchases (Incremental) | Achievable Economic TRC Potential | 0 | 0 | 0 | 0 | 0 | 0.070837 | 0.070798 | 0.070381 | 0.070419 | 0.070477 | 0.062624 | 0.049962 | 0.039889 | 0.031404 | 0.025219 | 0.019983 | 0.015988 | 0.012726 | 0.01009 | 0.0080818 | 0.0064387 | 4.3746e-05 | 1.5567e-05 | 5.2888e-06 | 1.7192e-06 | 1.457e-06 | 1.4532e-06 | 1.4496e-06 | 1.4465e-06 | 1.4437e-06 | 1.4412e-06
F11_Industrial_Petroleum_Existing_Process_Natural Gas_Process - Insulate Heated Process Fluids_A_Achievable Economic TRC Potential | F11 | Industrial | Petroleum | Existing | Process | Natural Gas | Process - Insulate Heated Process Fluids | A | Purchases (Cumulative) | Achievable Economic TRC Potential | 0 | 0 | 0 | 0 | 0 | 0.070837 | 0.14164 | 0.21202 | 0.28244 | 0.35291 | 0.41554 | 0.4655 | 0.50539 | 0.53679 | 0.56201 | 0.58199 | 0.59798 | 0.61071 | 0.6208 | 0.62888 | 0.63532 | 0.63536 | 0.63538 | 0.63538 | 0.63539 | 0.63539 | 0.63539 | 0.63539 | 0.63539 | 0.63539 | 0.6354
F1_Industrial_Petroleum_Existing_Process_Natural Gas_Process Heat Recovery_A_Achievable Economic TRC Potential | F1 | Industrial | Petroleum | Existing | Process | Natural Gas | Process Heat Recovery | A | Integrated Unit Energy Savings (kWh or therms) | Achievable Economic TRC Potential | 0 | 0 | 0 | 0 | 0 | 33.6759 | 33.5773 | 33.477 | 33.3769 | 33.2753 | 33.1689 | 33.0729 | 32.9821 | 32.8853 | 32.81 | 32.7278 | 32.6606 | 32.5927 | 32.5239 | 32.47 | 32.4116 | 32.358 | 32.305 | 32.2527 | 32.2007 | 32.1962 | 32.1921 | 32.1883 | 0 | 0 | 0
F2_Industrial_Petroleum_Existing_Process_Natural Gas_Process Heat Recovery_A_Achievable Economic TRC Potential | F2 | Industrial | Petroleum | Existing | Process | Natural Gas | Process Heat Recovery | A | Integrated Unit Summer Peak Savings (kW) | Achievable Economic TRC Potential | 0 | 0 | 0 | 0 | 0 | 0 | 0 | 0 | 0 | 0 | 0 | 0 | 0 | 0 | 0 | 0 | 0 | 0 | 0 | 0 | 0 | 0 | 0 | 0 | 0 | 0 | 0 | 0 | 0 | 0 | 0
F3_Industrial_Petroleum_Existing_Process_Natural Gas_Process Heat Recovery_A_Achievable Economic TRC Potential | F3 | Industrial | Petroleum | Existing | Process | Natural Gas | Process Heat Recovery | A | Integrated Unit Winter Peak Savings (kW) | Achievable Economic TRC Potential | 0 | 0 | 0 | 0 | 0 | 0 | 0 | 0 | 0 | 0 | 0 | 0 | 0 | 0 | 0 | 0 | 0 | 0 | 0 | 0 | 0 | 0 | 0 | 0 | 0 | 0 | 0 | 0 | 0 | 0 | 0
F4_Industrial_Petroleum_Existing_Process_Natural Gas_Process Heat Recovery_A_Achievable Economic TRC Potential | F4 | Industrial | Petroleum | Existing | Process | Natural Gas | Process Heat Recovery | A | Incremental Energy Savings (MWh or mTherms) | Achievable Economic TRC Potential | 0 | 0 | 0 | 0 | 0 | 0 | 0 | 0 | 0 | 0 | 0 | 0 | 0 | 0 | 0 | 0 | 0 | 0 | 0 | 0 | 0 | 0 | 0 | 0 | 0 | 0 | 0 | 0 | 0 | 0 | 0
F5_Industrial_Petroleum_Existing_Process_Natural Gas_Process Heat Recovery_A_Achievable Economic TRC Potential | F5 | Industrial | Petroleum | Existing | Process | Natural Gas | Process Heat Recovery | A | Incremental Summer Peak Savings (MW) | Achievable Economic TRC Potential | 0 | 0 | 0 | 0 | 0 | 0 | 0 | 0 | 0 | 0 | 0 | 0 | 0 | 0 | 0 | 0 | 0 | 0 | 0 | 0 | 0 | 0 | 0 | 0 | 0 | 0 | 0 | 0 | 0 | 0 | 0
F6_Industrial_Petroleum_Existing_Process_Natural Gas_Process Heat Recovery_A_Achievable Economic TRC Potential | F6 | Industrial | Petroleum | Existing | Process | Natural Gas | Process Heat Recovery | A | Incremental Winter Peak Savings (MW) | Achievable Economic TRC Potential | 0 | 0 | 0 | 0 | 0 | 0 | 0 | 0 | 0 | 0 | 0 | 0 | 0 | 0 | 0 | 0 | 0 | 0 | 0 | 0 | 0 | 0 | 0 | 0 | 0 | 0 | 0 | 0 | 0 | 0 | 0
F7_Industrial_Petroleum_Existing_Process_Natural Gas_Process Heat Recovery_A_Achievable Economic TRC Potential | F7 | Industrial | Petroleum | Existing | Process | Natural Gas | Process Heat Recovery | A | Cumulative Energy Savings (MWh or mTherms) | Achievable Economic TRC Potential | 0 | 0 | 0 | 0 | 0 | 0 | 0 | 0 | 0 | 0 | 0 | 0 | 0 | 0 | 0 | 0 | 0 | 0 | 0 | 0 | 0 | 0 | 0 | 0 | 0 | 0 | 0 | 0 | 0 | 0 | 0
F8_Industrial_Petroleum_Existing_Process_Natural Gas_Process Heat Recovery_A_Achievable Economic TRC Potential | F8 | Industrial | Petroleum | Existing | Process | Natural Gas | Process Heat Recovery | A | Cumulative Summer Peak Savings (MW) | Achievable Economic TRC Potential | 0 | 0 | 0 | 0 | 0 | 0 | 0 | 0 | 0 | 0 | 0 | 0 | 0 | 0 | 0 | 0 | 0 | 0 | 0 | 0 | 0 | 0 | 0 | 0 | 0 | 0 | 0 | 0 | 0 | 0 | 0
F9_Industrial_Petroleum_Existing_Process_Natural Gas_Process Heat Recovery_A_Achievable Economic TRC Potential | F9 | Industrial | Petroleum | Existing | Process | Natural Gas | Process Heat Recovery | A | Cumulative Winter Peak Savings (MW) | Achievable Economic TRC Potential | 0 | 0 | 0 | 0 | 0 | 0 | 0 | 0 | 0 | 0 | 0 | 0 | 0 | 0 | 0 | 0 | 0 | 0 | 0 | 0 | 0 | 0 | 0 | 0 | 0 | 0 | 0 | 0 | 0 | 0 | 0
F10_Industrial_Petroleum_Existing_Process_Natural Gas_Process Heat Recovery_A_Achievable Economic TRC Potential | F10 | Industrial | Petroleum | Existing | Process | Natural Gas | Process Heat Recovery | A | Purchases (Incremental) | Achievable Economic TRC Potential | 0 | 0 | 0 | 0 | 0 | 0 | 0 | 0 | 0 | 0 | 0 | 0 | 0 | 0 | 0 | 0 | 0 | 0 | 0 | 0 | 0 | 0 | 0 | 0 | 0 | 0 | 0 | 0 | 0 | 0 | 0
F11_Industrial_Petroleum_Existing_Process_Natural Gas_Process Heat Recovery_A_Achievable Economic TRC Potential | F11 | Industrial | Petroleum | Existing | Process | Natural Gas | Process Heat Recovery | A | Purchases (Cumulative) | Achievable Economic TRC Potential | 0 | 0 | 0 | 0 | 0 | 0 | 0 | 0 | 0 | 0 | 0 | 0 | 0 | 0 | 0 | 0 | 0 | 0 | 0 | 0 | 0 | 0 | 0 | 0 | 0 | 0 | 0 | 0 | 0 | 0 | 0
F1_Industrial_Petroleum_Existing_Space Heating_Natural Gas_Building Automation System_A_Achievable Economic TRC Potential | F1 | Industrial | Petroleum | Existing | Space Heating | Natural Gas | Building Automation System | A | Integrated Unit Energy Savings (kWh or therms) | Achievable Economic TRC Potential | 0 | 0 | 0 | 0 | 0 | 0.015215 | 0.01506 | 0.014875 | 0.014689 | 0.014502 | 0.014316 | 0.014134 | 0.01396 | 0.013793 | 0.013629 | 0.01348 | 0.013342 | 0.01321 | 0.013083 | 0.01296 | 0.012838 | 0.012717 | 0.012594 | 0.012474 | 0.012357 | 0.012261 | 0.012172 | 0.012088 | 0 | 0 | 0
F2_Industrial_Petroleum_Existing_Space Heating_Natural Gas_Building Automation System_A_Achievable Economic TRC Potential | F2 | Industrial | Petroleum | Existing | Space Heating | Natural Gas | Building Automation System | A | Integrated Unit Summer Peak Savings (kW) | Achievable Economic TRC Potential | 0 | 0 | 0 | 0 | 0 | 0 | 0 | 0 | 0 | 0 | 0 | 0 | 0 | 0 | 0 | 0 | 0 | 0 | 0 | 0 | 0 | 0 | 0 | 0 | 0 | 0 | 0 | 0 | 0 | 0 | 0
F3_Industrial_Petroleum_Existing_Space Heating_Natural Gas_Building Automation System_A_Achievable Economic TRC Potential | F3 | Industrial | Petroleum | Existing | Space Heating | Natural Gas | Building Automation System | A | Integrated Unit Winter Peak Savings (kW) | Achievable Economic TRC Potential | 0 | 0 | 0 | 0 | 0 | 0 | 0 | 0 | 0 | 0 | 0 | 0 | 0 | 0 | 0 | 0 | 0 | 0 | 0 | 0 | 0 | 0 | 0 | 0 | 0 | 0 | 0 | 0 | 0 | 0 | 0
F4_Industrial_Petroleum_Existing_Space Heating_Natural Gas_Building Automation System_A_Achievable Economic TRC Potential | F4 | Industrial | Petroleum | Existing | Space Heating | Natural Gas | Building Automation System | A | Incremental Energy Savings (MWh or mTherms) | Achievable Economic TRC Potential | 0 | 0 | 0 | 0 | 0 | 0.00057015 | 0.0011274 | 0.0019656 | 0.0031589 | 0.0047376 | 0.0066135 | 0.0088573 | 0.011318 | 0.013611 | 0.015921 | 0.017499 | 0.018426 | 0.018228 | 0.016867 | 0.014707 | 0.011998 | 0.0090533 | 0.0061845 | 0.0039003 | 0.0025118 | 0 | 0 | 0 | 0 | 0 | 0
F5_Industrial_Petroleum_Existing_Space Heating_Natural Gas_Building Automation System_A_Achievable Economic TRC Potential | F5 | Industrial | Petroleum | Existing | Space Heating | Natural Gas | Building Automation System | A | Incremental Summer Peak Savings (MW) | Achievable Economic TRC Potential | 0 | 0 | 0 | 0 | 0 | 0 | 0 | 0 | 0 | 0 | 0 | 0 | 0 | 0 | 0 | 0 | 0 | 0 | 0 | 0 | 0 | 0 | 0 | 0 | 0 | 0 | 0 | 0 | 0 | 0 | 0
F6_Industrial_Petroleum_Existing_Space Heating_Natural Gas_Building Automation System_A_Achievable Economic TRC Potential | F6 | Industrial | Petroleum | Existing | Space Heating | Natural Gas | Building Automation System | A | Incremental Winter Peak Savings (MW) | Achievable Economic TRC Potential | 0 | 0 | 0 | 0 | 0 | 0 | 0 | 0 | 0 | 0 | 0 | 0 | 0 | 0 | 0 | 0 | 0 | 0 | 0 | 0 | 0 | 0 | 0 | 0 | 0 | 0 | 0 | 0 | 0 | 0 | 0
F7_Industrial_Petroleum_Existing_Space Heating_Natural Gas_Building Automation System_A_Achievable Economic TRC Potential | F7 | Industrial | Petroleum | Existing | Space Heating | Natural Gas | Building Automation System | A | Cumulative Energy Savings (MWh or mTherms) | Achievable Economic TRC Potential | 0 | 0 | 0 | 0 | 0 | 0.00057015 | 0.0016918 | 0.0036366 | 0.0067499 | 0.011402 | 0.017869 | 0.026499 | 0.037492 | 0.050654 | 0.065972 | 0.082751 | 0.10033 | 0.11756 | 0.1333 | 0.14675 | 0.15737 | 0.16494 | 0.16953 | 0.17182 | 0.17271 | 0.17138 | 0.17013 | 0.16896 | 0 | 0 | 0
F8_Industrial_Petroleum_Existing_Space Heating_Natural Gas_Building Automation System_A_Achievable Economic TRC Potential | F8 | Industrial | Petroleum | Existing | Space Heating | Natural Gas | Building Automation System | A | Cumulative Summer Peak Savings (MW) | Achievable Economic TRC Potential | 0 | 0 | 0 | 0 | 0 | 0 | 0 | 0 | 0 | 0 | 0 | 0 | 0 | 0 | 0 | 0 | 0 | 0 | 0 | 0 | 0 | 0 | 0 | 0 | 0 | 0 | 0 | 0 | 0 | 0 | 0
F9_Industrial_Petroleum_Existing_Space Heating_Natural Gas_Building Automation System_A_Achievable Economic TRC Potential | F9 | Industrial | Petroleum | Existing | Space Heating | Natural Gas | Building Automation System | A | Cumulative Winter Peak Savings (MW) | Achievable Economic TRC Potential | 0 | 0 | 0 | 0 | 0 | 0 | 0 | 0 | 0 | 0 | 0 | 0 | 0 | 0 | 0 | 0 | 0 | 0 | 0 | 0 | 0 | 0 | 0 | 0 | 0 | 0 | 0 | 0 | 0 | 0 | 0
F10_Industrial_Petroleum_Existing_Space Heating_Natural Gas_Building Automation System_A_Achievable Economic TRC Potential | F10 | Industrial | Petroleum | Existing | Space Heating | Natural Gas | Building Automation System | A | Purchases (Incremental) | Achievable Economic TRC Potential | 0 | 0 | 0 | 0 | 0 | 37.4721 | 74.8631 | 132.1389 | 215.0582 | 326.6983 | 461.9599 | 626.6751 | 810.7478 | 986.8318 | 1168.1522 | 1298.0927 | 1381.1054 | 1379.8912 | 1289.1773 | 1134.8178 | 934.601 | 711.9152 | 491.0685 | 312.672 | 203.2735 | 0 | 0 | 0 | 0 | 0 | 0
F11_Industrial_Petroleum_Existing_Space Heating_Natural Gas_Building Automation System_A_Achievable Economic TRC Potential | F11 | Industrial | Petroleum | Existing | Space Heating | Natural Gas | Building Automation System | A | Purchases (Cumulative) | Achievable Economic TRC Potential | 0 | 0 | 0 | 0 | 0 | 37.4721 | 112.3351 | 244.474 | 459.5323 | 786.2305 | 1248.1904 | 1874.8655 | 2685.6133 | 3672.4451 | 4840.5973 | 6138.69 | 7519.7955 | 8899.6867 | 10188.8639 | 11323.6818 | 12258.2827 | 12970.1979 | 13461.2664 | 13773.9384 | 13977.2119 | 13977.2119 | 13977.2119 | 13977.2119 | 13977.2119 | 13977.2119 | 13977.2119
F1_Industrial_Petroleum_Existing_Space Heating_Natural Gas_Steam System Efficiency Improvements_A_Achievable Economic TRC Potential | F1 | Industrial | Petroleum | Existing | Space Heating | Natural Gas | Steam System Efficiency Improvements | A | Integrated Unit Energy Savings (kWh or therms) | Achievable Economic TRC Potential | 0 | 0 | 0 | 0 | 0 | 0.13691 | 0.13462 | 0.13173 | 0.1282 | 0.12407 | 0.11938 | 0.11457 | 0.10981 | 0.10503 | 0.10106 | 0.097325 | 0.094384 | 0.091787 | 0.089499 | 0.087898 | 0.08642 | 0.08515 | 0.084055 | 0.083178 | 0.082342 | 0.081738 | 0.081184 | 0.080676 | 0.11902 | 0.11854 | 0.11809
F2_Industrial_Petroleum_Existing_Space Heating_Natural Gas_Steam System Efficiency Improvements_A_Achievable Economic TRC Potential | F2 | Industrial | Petroleum | Existing | Space Heating | Natural Gas | Steam System Efficiency Improvements | A | Integrated Unit Summer Peak Savings (kW) | Achievable Economic TRC Potential | 0 | 0 | 0 | 0 | 0 | 0 | 0 | 0 | 0 | 0 | 0 | 0 | 0 | 0 | 0 | 0 | 0 | 0 | 0 | 0 | 0 | 0 | 0 | 0 | 0 | 0 | 0 | 0 | 0 | 0 | 0
F3_Industrial_Petroleum_Existing_Space Heating_Natural Gas_Steam System Efficiency Improvements_A_Achievable Economic TRC Potential | F3 | Industrial | Petroleum | Existing | Space Heating | Natural Gas | Steam System Efficiency Improvements | A | Integrated Unit Winter Peak Savings (kW) | Achievable Economic TRC Potential | 0 | 0 | 0 | 0 | 0 | 0 | 0 | 0 | 0 | 0 | 0 | 0 | 0 | 0 | 0 | 0 | 0 | 0 | 0 | 0 | 0 | 0 | 0 | 0 | 0 | 0 | 0 | 0 | 0 | 0 | 0
F4_Industrial_Petroleum_Existing_Space Heating_Natural Gas_Steam System Efficiency Improvements_A_Achievable Economic TRC Potential | F4 | Industrial | Petroleum | Existing | Space Heating | Natural Gas | Steam System Efficiency Improvements | A | Incremental Energy Savings (MWh or mTherms) | Achievable Economic TRC Potential | 0 | 0 | 0 | 0 | 0 | 7.4562e-05 | 0.00014648 | 0.000253 | 0.00040072 | 0.00058913 | 0.00080156 | 0.0010436 | 0.001294 | 0.0015064 | 0.0017159 | 0.0018362 | 0.0018946 | 0.0018408 | 0.0016769 | 0.0014498 | 0.0011739 | 0.00088105 | 0.00059992 | 0.000378 | 0.00024327 | 0 | 0 | 0 | 0 | 0 | 0
F5_Industrial_Petroleum_Existing_Space Heating_Natural Gas_Steam System Efficiency Improvements_A_Achievable Economic TRC Potential | F5 | Industrial | Petroleum | Existing | Space Heating | Natural Gas | Steam System Efficiency Improvements | A | Incremental Summer Peak Savings (MW) | Achievable Economic TRC Potential | 0 | 0 | 0 | 0 | 0 | 0 | 0 | 0 | 0 | 0 | 0 | 0 | 0 | 0 | 0 | 0 | 0 | 0 | 0 | 0 | 0 | 0 | 0 | 0 | 0 | 0 | 0 | 0 | 0 | 0 | 0
F6_Industrial_Petroleum_Existing_Space Heating_Natural Gas_Steam System Efficiency Improvements_A_Achievable Economic TRC Potential | F6 | Industrial | Petroleum | Existing | Space Heating | Natural Gas | Steam System Efficiency Improvements | A | Incremental Winter Peak Savings (MW) | Achievable Economic TRC Potential | 0 | 0 | 0 | 0 | 0 | 0 | 0 | 0 | 0 | 0 | 0 | 0 | 0 | 0 | 0 | 0 | 0 | 0 | 0 | 0 | 0 | 0 | 0 | 0 | 0 | 0 | 0 | 0 | 0 | 0 | 0
F7_Industrial_Petroleum_Existing_Space Heating_Natural Gas_Steam System Efficiency Improvements_A_Achievable Economic TRC Potential | F7 | Industrial | Petroleum | Existing | Space Heating | Natural Gas | Steam System Efficiency Improvements | A | Cumulative Energy Savings (MWh or mTherms) | Achievable Economic TRC Potential | 0 | 0 | 0 | 0 | 0 | 7.4562e-05 | 0.00021979 | 0.00046807 | 0.00085625 | 0.0014178 | 0.0021658 | 0.0031221 | 0.0042863 | 0.0056061 | 0.0071102 | 0.0086834 | 0.010316 | 0.011873 | 0.013254 | 0.014466 | 0.015397 | 0.016052 | 0.016445 | 0.016652 | 0.016727 | 0.016605 | 0.016492 | 0.016389 | 0 | 0 | 0
F8_Industrial_Petroleum_Existing_Space Heating_Natural Gas_Steam System Efficiency Improvements_A_Achievable Economic TRC Potential | F8 | Industrial | Petroleum | Existing | Space Heating | Natural Gas | Steam System Efficiency Improvements | A | Cumulative Summer Peak Savings (MW) | Achievable Economic TRC Potential | 0 | 0 | 0 | 0 | 0 | 0 | 0 | 0 | 0 | 0 | 0 | 0 | 0 | 0 | 0 | 0 | 0 | 0 | 0 | 0 | 0 | 0 | 0 | 0 | 0 | 0 | 0 | 0 | 0 | 0 | 0
F9_Industrial_Petroleum_Existing_Space Heating_Natural Gas_Steam System Efficiency Improvements_A_Achievable Economic TRC Potential | F9 | Industrial | Petroleum | Existing | Space Heating | Natural Gas | Steam System Efficiency Improvements | A | Cumulative Winter Peak Savings (MW) | Achievable Economic TRC Potential | 0 | 0 | 0 | 0 | 0 | 0 | 0 | 0 | 0 | 0 | 0 | 0 | 0 | 0 | 0 | 0 | 0 | 0 | 0 | 0 | 0 | 0 | 0 | 0 | 0 | 0 | 0 | 0 | 0 | 0 | 0
F10_Industrial_Petroleum_Existing_Space Heating_Natural Gas_Steam System Efficiency Improvements_A_Achievable Economic TRC Potential | F10 | Industrial | Petroleum | Existing | Space Heating | Natural Gas | Steam System Efficiency Improvements | A | Purchases (Incremental) | Achievable Economic TRC Potential | 0 | 0 | 0 | 0 | 0 | 0.54462 | 1.0881 | 1.9205 | 3.1257 | 4.7483 | 6.7142 | 9.1082 | 11.7835 | 14.3428 | 16.9781 | 18.8667 | 20.0732 | 20.0555 | 18.7371 | 16.4936 | 13.5836 | 10.3471 | 7.1373 | 4.5444 | 2.9544 | 0 | 0 | 0 | 0 | 0 | 0
F11_Industrial_Petroleum_Existing_Space Heating_Natural Gas_Steam System Efficiency Improvements_A_Achievable Economic TRC Potential | F11 | Industrial | Petroleum | Existing | Space Heating | Natural Gas | Steam System Efficiency Improvements | A | Purchases (Cumulative) | Achievable Economic TRC Potential | 0 | 0 | 0 | 0 | 0 | 0.54462 | 1.6327 | 3.5532 | 6.6789 | 11.4272 | 18.1414 | 27.2496 | 39.0331 | 53.3758 | 70.3539 | 89.2206 | 109.2938 | 129.3493 | 148.0864 | 164.58 | 178.1636 | 188.5107 | 195.648 | 200.1924 | 203.1468 | 203.1468 | 203.1468 | 203.1468 | 203.1468 | 203.1468 | 203.1468
F1_Industrial_Petroleum_Existing_Process_Natural Gas_Steam System Efficiency Improvements_A_Achievable Economic TRC Potential | F1 | Industrial | Petroleum | Existing | Process | Natural Gas | Steam System Efficiency Improvements | A | Integrated Unit Energy Savings (kWh or therms) | Achievable Economic TRC Potential | 0 | 0 | 0 | 0 | 0 | 0.70063 | 0.69858 | 0.69649 | 0.69441 | 0.69229 | 0.69008 | 0.68808 | 0.68619 | 0.68418 | 0.68261 | 0.6809 | 0.6795 | 0.67809 | 0.67666 | 0.67554 | 0.67432 | 0.67321 | 0.67211 | 0.67102 | 0.66994 | 0.66984 | 0.66976 | 0.66968 | 0.70269 | 0.70269 | 0.70269
F2_Industrial_Petroleum_Existing_Process_Natural Gas_Steam System Efficiency Improvements_A_Achievable Economic TRC Potential | F2 | Industrial | Petroleum | Existing | Process | Natural Gas | Steam System Efficiency Improvements | A | Integrated Unit Summer Peak Savings (kW) | Achievable Economic TRC Potential | 0 | 0 | 0 | 0 | 0 | 0 | 0 | 0 | 0 | 0 | 0 | 0 | 0 | 0 | 0 | 0 | 0 | 0 | 0 | 0 | 0 | 0 | 0 | 0 | 0 | 0 | 0 | 0 | 0 | 0 | 0
F3_Industrial_Petroleum_Existing_Process_Natural Gas_Steam System Efficiency Improvements_A_Achievable Economic TRC Potential | F3 | Industrial | Petroleum | Existing | Process | Natural Gas | Steam System Efficiency Improvements | A | Integrated Unit Winter Peak Savings (kW) | Achievable Economic TRC Potential | 0 | 0 | 0 | 0 | 0 | 0 | 0 | 0 | 0 | 0 | 0 | 0 | 0 | 0 | 0 | 0 | 0 | 0 | 0 | 0 | 0 | 0 | 0 | 0 | 0 | 0 | 0 | 0 | 0 | 0 | 0
F4_Industrial_Petroleum_Existing_Process_Natural Gas_Steam System Efficiency Improvements_A_Achievable Economic TRC Potential | F4 | Industrial | Petroleum | Existing | Process | Natural Gas | Steam System Efficiency Improvements | A | Incremental Energy Savings (MWh or mTherms) | Achievable Economic TRC Potential | 0 | 0 | 0 | 0 | 0 | 0 | 0 | 0 | 0 | 0 | 0 | 0 | 0 | 0 | 0 | 0 | 0 | 0 | 0 | 0 | 0 | 0 | 0 | 0 | 0 | 0 | 0 | 0 | 0 | 0 | 0
F5_Industrial_Petroleum_Existing_Process_Natural Gas_Steam System Efficiency Improvements_A_Achievable Economic TRC Potential | F5 | Industrial | Petroleum | Existing | Process | Natural Gas | Steam System Efficiency Improvements | A | Incremental Summer Peak Savings (MW) | Achievable Economic TRC Potential | 0 | 0 | 0 | 0 | 0 | 0 | 0 | 0 | 0 | 0 | 0 | 0 | 0 | 0 | 0 | 0 | 0 | 0 | 0 | 0 | 0 | 0 | 0 | 0 | 0 | 0 | 0 | 0 | 0 | 0 | 0
F6_Industrial_Petroleum_Existing_Process_Natural Gas_Steam System Efficiency Improvements_A_Achievable Economic TRC Potential | F6 | Industrial | Petroleum | Existing | Process | Natural Gas | Steam System Efficiency Improvements | A | Incremental Winter Peak Savings (MW) | Achievable Economic TRC Potential | 0 | 0 | 0 | 0 | 0 | 0 | 0 | 0 | 0 | 0 | 0 | 0 | 0 | 0 | 0 | 0 | 0 | 0 | 0 | 0 | 0 | 0 | 0 | 0 | 0 | 0 | 0 | 0 | 0 | 0 | 0
F7_Industrial_Petroleum_Existing_Process_Natural Gas_Steam System Efficiency Improvements_A_Achievable Economic TRC Potential | F7 | Industrial | Petroleum | Existing | Process | Natural Gas | Steam System Efficiency Improvements | A | Cumulative Energy Savings (MWh or mTherms) | Achievable Economic TRC Potential | 0 | 0 | 0 | 0 | 0 | 0 | 0 | 0 | 0 | 0 | 0 | 0 | 0 | 0 | 0 | 0 | 0 | 0 | 0 | 0 | 0 | 0 | 0 | 0 | 0 | 0 | 0 | 0 | 0 | 0 | 0
F8_Industrial_Petroleum_Existing_Process_Natural Gas_Steam System Efficiency Improvements_A_Achievable Economic TRC Potential | F8 | Industrial | Petroleum | Existing | Process | Natural Gas | Steam System Efficiency Improvements | A | Cumulative Summer Peak Savings (MW) | Achievable Economic TRC Potential | 0 | 0 | 0 | 0 | 0 | 0 | 0 | 0 | 0 | 0 | 0 | 0 | 0 | 0 | 0 | 0 | 0 | 0 | 0 | 0 | 0 | 0 | 0 | 0 | 0 | 0 | 0 | 0 | 0 | 0 | 0
F9_Industrial_Petroleum_Existing_Process_Natural Gas_Steam System Efficiency Improvements_A_Achievable Economic TRC Potential | F9 | Industrial | Petroleum | Existing | Process | Natural Gas | Steam System Efficiency Improvements | A | Cumulative Winter Peak Savings (MW) | Achievable Economic TRC Potential | 0 | 0 | 0 | 0 | 0 | 0 | 0 | 0 | 0 | 0 | 0 | 0 | 0 | 0 | 0 | 0 | 0 | 0 | 0 | 0 | 0 | 0 | 0 | 0 | 0 | 0 | 0 | 0 | 0 | 0 | 0
F10_Industrial_Petroleum_Existing_Process_Natural Gas_Steam System Efficiency Improvements_A_Achievable Economic TRC Potential | F10 | Industrial | Petroleum | Existing | Process | Natural Gas | Steam System Efficiency Improvements | A | Purchases (Incremental) | Achievable Economic TRC Potential | 0 | 0 | 0 | 0 | 0 | 0 | 0 | 0 | 0 | 0 | 0 | 0 | 0 | 0 | 0 | 0 | 0 | 0 | 0 | 0 | 0 | 0 | 0 | 0 | 0 | 0 | 0 | 0 | 0 | 0 | 0
F11_Industrial_Petroleum_Existing_Process_Natural Gas_Steam System Efficiency Improvements_A_Achievable Economic TRC Potential | F11 | Industrial | Petroleum | Existing | Process | Natural Gas | Steam System Efficiency Improvements | A | Purchases (Cumulative) | Achievable Economic TRC Potential | 0 | 0 | 0 | 0 | 0 | 0 | 0 | 0 | 0 | 0 | 0 | 0 | 0 | 0 | 0 | 0 | 0 | 0 | 0 | 0 | 0 | 0 | 0 | 0 | 0 | 0 | 0 | 0 | 0 | 0 | 0
F1_Industrial_Petroleum_Existing_Space Heating_Natural Gas_Strategic Energy Management_A_Achievable Economic TRC Potential | F1 | Industrial | Petroleum | Existing | Space Heating | Natural Gas | Strategic Energy Management | A | Integrated Unit Energy Savings (kWh or therms) | Achievable Economic TRC Potential | 0 | 0 | 0 | 0 | 0 | 797.0456 | 789.5674 | 780.5322 | 771.374 | 762.1692 | 753.0926 | 744.1238 | 735.6128 | 727.4749 | 719.3917 | 712.1894 | 705.4604 | 699.0961 | 693.0515 | 687.0622 | 681.221 | 675.3877 | 669.4535 | 663.6675 | 658.0151 | 652.9677 | 648.2362 | 643.8027 | 0 | 0 | 0
F2_Industrial_Petroleum_Existing_Space Heating_Natural Gas_Strategic Energy Management_A_Achievable Economic TRC Potential | F2 | Industrial | Petroleum | Existing | Space Heating | Natural Gas | Strategic Energy Management | A | Integrated Unit Summer Peak Savings (kW) | Achievable Economic TRC Potential | 0 | 0 | 0 | 0 | 0 | 0 | 0 | 0 | 0 | 0 | 0 | 0 | 0 | 0 | 0 | 0 | 0 | 0 | 0 | 0 | 0 | 0 | 0 | 0 | 0 | 0 | 0 | 0 | 0 | 0 | 0
F3_Industrial_Petroleum_Existing_Space Heating_Natural Gas_Strategic Energy Management_A_Achievable Economic TRC Potential | F3 | Industrial | Petroleum | Existing | Space Heating | Natural Gas | Strategic Energy Management | A | Integrated Unit Winter Peak Savings (kW) | Achievable Economic TRC Potential | 0 | 0 | 0 | 0 | 0 | 0 | 0 | 0 | 0 | 0 | 0 | 0 | 0 | 0 | 0 | 0 | 0 | 0 | 0 | 0 | 0 | 0 | 0 | 0 | 0 | 0 | 0 | 0 | 0 | 0 | 0
F4_Industrial_Petroleum_Existing_Space Heating_Natural Gas_Strategic Energy Management_A_Achievable Economic TRC Potential | F4 | Industrial | Petroleum | Existing | Space Heating | Natural Gas | Strategic Energy Management | A | Incremental Energy Savings (MWh or mTherms) | Achievable Economic TRC Potential | 0 | 0 | 0 | 0 | 0 | 0.0035881 | 0.0035524 | 0.0034911 | 0.003452 | 0.0034136 | 0.0033301 | 0.0032815 | 0.0032374 | 0.0031507 | 0.0031276 | 0.0030667 | 0.0030382 | 0.0029956 | 0.0029432 | 0.0029212 | 0.0028844 | 0.0028486 | 0.0028133 | 0.0027795 | 0.0027471 | 0 | 0 | 0 | 0 | 0 | 0
F5_Industrial_Petroleum_Existing_Space Heating_Natural Gas_Strategic Energy Management_A_Achievable Economic TRC Potential | F5 | Industrial | Petroleum | Existing | Space Heating | Natural Gas | Strategic Energy Management | A | Incremental Summer Peak Savings (MW) | Achievable Economic TRC Potential | 0 | 0 | 0 | 0 | 0 | 0 | 0 | 0 | 0 | 0 | 0 | 0 | 0 | 0 | 0 | 0 | 0 | 0 | 0 | 0 | 0 | 0 | 0 | 0 | 0 | 0 | 0 | 0 | 0 | 0 | 0
F6_Industrial_Petroleum_Existing_Space Heating_Natural Gas_Strategic Energy Management_A_Achievable Economic TRC Potential | F6 | Industrial | Petroleum | Existing | Space Heating | Natural Gas | Strategic Energy Management | A | Incremental Winter Peak Savings (MW) | Achievable Economic TRC Potential | 0 | 0 | 0 | 0 | 0 | 0 | 0 | 0 | 0 | 0 | 0 | 0 | 0 | 0 | 0 | 0 | 0 | 0 | 0 | 0 | 0 | 0 | 0 | 0 | 0 | 0 | 0 | 0 | 0 | 0 | 0
F7_Industrial_Petroleum_Existing_Space Heating_Natural Gas_Strategic Energy Management_A_Achievable Economic TRC Potential | F7 | Industrial | Petroleum | Existing | Space Heating | Natural Gas | Strategic Energy Management | A | Cumulative Energy Savings (MWh or mTherms) | Achievable Economic TRC Potential | 0 | 0 | 0 | 0 | 0 | 0.0035881 | 0.0071068 | 0.010517 | 0.013845 | 0.017094 | 0.02022 | 0.023261 | 0.026232 | 0.029093 | 0.031897 | 0.034644 | 0.037355 | 0.040014 | 0.042611 | 0.045164 | 0.047664 | 0.050105 | 0.052478 | 0.054804 | 0.057084 | 0.056646 | 0.056236 | 0.055851 | 0 | 0 | 0
F8_Industrial_Petroleum_Existing_Space Heating_Natural Gas_Strategic Energy Management_A_Achievable Economic TRC Potential | F8 | Industrial | Petroleum | Existing | Space Heating | Natural Gas | Strategic Energy Management | A | Cumulative Summer Peak Savings (MW) | Achievable Economic TRC Potential | 0 | 0 | 0 | 0 | 0 | 0 | 0 | 0 | 0 | 0 | 0 | 0 | 0 | 0 | 0 | 0 | 0 | 0 | 0 | 0 | 0 | 0 | 0 | 0 | 0 | 0 | 0 | 0 | 0 | 0 | 0
F9_Industrial_Petroleum_Existing_Space Heating_Natural Gas_Strategic Energy Management_A_Achievable Economic TRC Potential | F9 | Industrial | Petroleum | Existing | Space Heating | Natural Gas | Strategic Energy Management | A | Cumulative Winter Peak Savings (MW) | Achievable Economic TRC Potential | 0 | 0 | 0 | 0 | 0 | 0 | 0 | 0 | 0 | 0 | 0 | 0 | 0 | 0 | 0 | 0 | 0 | 0 | 0 | 0 | 0 | 0 | 0 | 0 | 0 | 0 | 0 | 0 | 0 | 0 | 0
F10_Industrial_Petroleum_Existing_Space Heating_Natural Gas_Strategic Energy Management_A_Achievable Economic TRC Potential | F10 | Industrial | Petroleum | Existing | Space Heating | Natural Gas | Strategic Energy Management | A | Purchases (Incremental) | Achievable Economic TRC Potential | 0 | 0 | 0 | 0 | 0 | 0.0045017 | 0.0044992 | 0.0044727 | 0.0044751 | 0.0044788 | 0.0044219 | 0.0044098 | 0.0044009 | 0.004331 | 0.0043475 | 0.0043061 | 0.0043066 | 0.004285 | 0.0042467 | 0.0042518 | 0.0042342 | 0.0042177 | 0.0042024 | 0.0041881 | 0.0041749 | 0 | 0 | 0 | 0 | 0 | 0
F11_Industrial_Petroleum_Existing_Space Heating_Natural Gas_Strategic Energy Management_A_Achievable Economic TRC Potential | F11 | Industrial | Petroleum | Existing | Space Heating | Natural Gas | Strategic Energy Management | A | Purchases (Cumulative) | Achievable Economic TRC Potential | 0 | 0 | 0 | 0 | 0 | 0.0045017 | 0.0090009 | 0.013474 | 0.017949 | 0.022428 | 0.026849 | 0.031259 | 0.03566 | 0.039991 | 0.044339 | 0.048645 | 0.052951 | 0.057236 | 0.061483 | 0.065735 | 0.069969 | 0.074187 | 0.078389 | 0.082577 | 0.086752 | 0.086752 | 0.086752 | 0.086752 | 0.086752 | 0.086752 | 0.086752
F1_Industrial_Petroleum_Existing_Process_Natural Gas_Strategic Energy Management_A_Achievable Economic TRC Potential | F1 | Industrial | Petroleum | Existing | Process | Natural Gas | Strategic Energy Management | A | Integrated Unit Energy Savings (kWh or therms) | Achievable Economic TRC Potential | 0 | 0 | 0 | 0 | 0 | 767.6682 | 766.3048 | 764.9249 | 763.5537 | 762.1683 | 760.7478 | 759.5264 | 758.4275 | 757.2915 | 756.4827 | 755.6186 | 754.9805 | 754.3543 | 753.7313 | 753.3002 | 752.8144 | 752.4134 | 752.0169 | 751.6241 | 751.2348 | 751.1833 | 751.1359 | 751.0928 | 0 | 0 | 0
F2_Industrial_Petroleum_Existing_Process_Natural Gas_Strategic Energy Management_A_Achievable Economic TRC Potential | F2 | Industrial | Petroleum | Existing | Process | Natural Gas | Strategic Energy Management | A | Integrated Unit Summer Peak Savings (kW) | Achievable Economic TRC Potential | 0 | 0 | 0 | 0 | 0 | 0 | 0 | 0 | 0 | 0 | 0 | 0 | 0 | 0 | 0 | 0 | 0 | 0 | 0 | 0 | 0 | 0 | 0 | 0 | 0 | 0 | 0 | 0 | 0 | 0 | 0
F3_Industrial_Petroleum_Existing_Process_Natural Gas_Strategic Energy Management_A_Achievable Economic TRC Potential | F3 | Industrial | Petroleum | Existing | Process | Natural Gas | Strategic Energy Management | A | Integrated Unit Winter Peak Savings (kW) | Achievable Economic TRC Potential | 0 | 0 | 0 | 0 | 0 | 0 | 0 | 0 | 0 | 0 | 0 | 0 | 0 | 0 | 0 | 0 | 0 | 0 | 0 | 0 | 0 | 0 | 0 | 0 | 0 | 0 | 0 | 0 | 0 | 0 | 0
F4_Industrial_Petroleum_Existing_Process_Natural Gas_Strategic Energy Management_A_Achievable Economic TRC Potential | F4 | Industrial | Petroleum | Existing | Process | Natural Gas | Strategic Energy Management | A | Incremental Energy Savings (MWh or mTherms) | Achievable Economic TRC Potential | 0 | 0 | 0 | 0 | 0 | 0.89494 | 0.89286 | 0.88599 | 0.88488 | 0.88401 | 0.87115 | 0.86738 | 0.86436 | 0.84937 | 0.8517 | 0.84261 | 0.84201 | 0.83708 | 0.82892 | 0.82943 | 0.82547 | 0.82182 | 0.8184 | 0.81519 | 0.8122 | 0 | 0 | 0 | 0 | 0 | 0
F5_Industrial_Petroleum_Existing_Process_Natural Gas_Strategic Energy Management_A_Achievable Economic TRC Potential | F5 | Industrial | Petroleum | Existing | Process | Natural Gas | Strategic Energy Management | A | Incremental Summer Peak Savings (MW) | Achievable Economic TRC Potential | 0 | 0 | 0 | 0 | 0 | 0 | 0 | 0 | 0 | 0 | 0 | 0 | 0 | 0 | 0 | 0 | 0 | 0 | 0 | 0 | 0 | 0 | 0 | 0 | 0 | 0 | 0 | 0 | 0 | 0 | 0
F6_Industrial_Petroleum_Existing_Process_Natural Gas_Strategic Energy Management_A_Achievable Economic TRC Potential | F6 | Industrial | Petroleum | Existing | Process | Natural Gas | Strategic Energy Management | A | Incremental Winter Peak Savings (MW) | Achievable Economic TRC Potential | 0 | 0 | 0 | 0 | 0 | 0 | 0 | 0 | 0 | 0 | 0 | 0 | 0 | 0 | 0 | 0 | 0 | 0 | 0 | 0 | 0 | 0 | 0 | 0 | 0 | 0 | 0 | 0 | 0 | 0 | 0
F7_Industrial_Petroleum_Existing_Process_Natural Gas_Strategic Energy Management_A_Achievable Economic TRC Potential | F7 | Industrial | Petroleum | Existing | Process | Natural Gas | Strategic Energy Management | A | Cumulative Energy Savings (MWh or mTherms) | Achievable Economic TRC Potential | 0 | 0 | 0 | 0 | 0 | 0.89494 | 1.7862 | 2.669 | 3.5491 | 4.4266 | 5.2895 | 6.1484 | 7.0039 | 7.8428 | 8.6861 | 9.5188 | 10.3528 | 11.1812 | 12.0009 | 12.8235 | 13.6407 | 14.4553 | 15.266 | 16.0733 | 16.8771 | 16.876 | 16.8749 | 16.8739 | 0 | 0 | 0
F8_Industrial_Petroleum_Existing_Process_Natural Gas_Strategic Energy Management_A_Achievable Economic TRC Potential | F8 | Industrial | Petroleum | Existing | Process | Natural Gas | Strategic Energy Management | A | Cumulative Summer Peak Savings (MW) | Achievable Economic TRC Potential | 0 | 0 | 0 | 0 | 0 | 0 | 0 | 0 | 0 | 0 | 0 | 0 | 0 | 0 | 0 | 0 | 0 | 0 | 0 | 0 | 0 | 0 | 0 | 0 | 0 | 0 | 0 | 0 | 0 | 0 | 0
F9_Industrial_Petroleum_Existing_Process_Natural Gas_Strategic Energy Management_A_Achievable Economic TRC Potential | F9 | Industrial | Petroleum | Existing | Process | Natural Gas | Strategic Energy Management | A | Cumulative Winter Peak Savings (MW) | Achievable Economic TRC Potential | 0 | 0 | 0 | 0 | 0 | 0 | 0 | 0 | 0 | 0 | 0 | 0 | 0 | 0 | 0 | 0 | 0 | 0 | 0 | 0 | 0 | 0 | 0 | 0 | 0 | 0 | 0 | 0 | 0 | 0 | 0
F10_Industrial_Petroleum_Existing_Process_Natural Gas_Strategic Energy Management_A_Achievable Economic TRC Potential | F10 | Industrial | Petroleum | Existing | Process | Natural Gas | Strategic Energy Management | A | Purchases (Incremental) | Achievable Economic TRC Potential | 0 | 0 | 0 | 0 | 0 | 1.1658 | 1.1651 | 1.1583 | 1.1589 | 1.1599 | 1.1451 | 1.142 | 1.1397 | 1.1216 | 1.1259 | 1.1151 | 1.1153 | 1.1097 | 1.0998 | 1.1011 | 1.0965 | 1.0922 | 1.0883 | 1.0846 | 1.0811 | 0 | 0 | 0 | 0 | 0 | 0
F11_Industrial_Petroleum_Existing_Process_Natural Gas_Strategic Energy Management_A_Achievable Economic TRC Potential | F11 | Industrial | Petroleum | Existing | Process | Natural Gas | Strategic Energy Management | A | Purchases (Cumulative) | Achievable Economic TRC Potential | 0 | 0 | 0 | 0 | 0 | 1.1658 | 2.3309 | 3.4892 | 4.6481 | 5.808 | 6.9531 | 8.0951 | 9.2348 | 10.3563 | 11.4822 | 12.5973 | 13.7126 | 14.8223 | 15.922 | 17.0231 | 18.1196 | 19.2119 | 20.3001 | 21.3847 | 22.4658 | 22.4658 | 22.4658 | 22.4658 | 22.4658 | 22.4658 | 22.4658
F1_Industrial_Petroleum_Existing_Miscellaneous_Natural Gas_Strategic Energy Management_A_Achievable Economic TRC Potential | F1 | Industrial | Petroleum | Existing | Miscellaneous | Natural Gas | Strategic Energy Management | A | Integrated Unit Energy Savings (kWh or therms) | Achievable Economic TRC Potential | 0 | 0 | 0 | 0 | 0 | 160.7723 | 160.7723 | 160.7723 | 160.7723 | 160.7723 | 160.7723 | 160.7723 | 160.7723 | 160.7723 | 160.7723 | 160.7723 | 160.7723 | 160.7723 | 160.7723 | 160.7723 | 160.7723 | 160.7723 | 160.7723 | 160.7723 | 160.7723 | 160.7723 | 160.7723 | 160.7723 | 0 | 0 | 0
F2_Industrial_Petroleum_Existing_Miscellaneous_Natural Gas_Strategic Energy Management_A_Achievable Economic TRC Potential | F2 | Industrial | Petroleum | Existing | Miscellaneous | Natural Gas | Strategic Energy Management | A | Integrated Unit Summer Peak Savings (kW) | Achievable Economic TRC Potential | 0 | 0 | 0 | 0 | 0 | 0 | 0 | 0 | 0 | 0 | 0 | 0 | 0 | 0 | 0 | 0 | 0 | 0 | 0 | 0 | 0 | 0 | 0 | 0 | 0 | 0 | 0 | 0 | 0 | 0 | 0
F3_Industrial_Petroleum_Existing_Miscellaneous_Natural Gas_Strategic Energy Management_A_Achievable Economic TRC Potential | F3 | Industrial | Petroleum | Existing | Miscellaneous | Natural Gas | Strategic Energy Management | A | Integrated Unit Winter Peak Savings (kW) | Achievable Economic TRC Potential | 0 | 0 | 0 | 0 | 0 | 0 | 0 | 0 | 0 | 0 | 0 | 0 | 0 | 0 | 0 | 0 | 0 | 0 | 0 | 0 | 0 | 0 | 0 | 0 | 0 | 0 | 0 | 0 | 0 | 0 | 0
F4_Industrial_Petroleum_Existing_Miscellaneous_Natural Gas_Strategic Energy Management_A_Achievable Economic TRC Potential | F4 | Industrial | Petroleum | Existing | Miscellaneous | Natural Gas | Strategic Energy Management | A | Incremental Energy Savings (MWh or mTherms) | Achievable Economic TRC Potential | 0 | 0 | 0 | 0 | 0 | 0.046856 | 0.046831 | 0.046555 | 0.04658 | 0.046618 | 0.046026 | 0.0459 | 0.045807 | 0.04508 | 0.045252 | 0.04482 | 0.044826 | 0.044601 | 0.044203 | 0.044255 | 0.044072 | 0.043901 | 0.043741 | 0.043592 | 0.043455 | 0 | 0 | 0 | 0 | 0 | 0
F5_Industrial_Petroleum_Existing_Miscellaneous_Natural Gas_Strategic Energy Management_A_Achievable Economic TRC Potential | F5 | Industrial | Petroleum | Existing | Miscellaneous | Natural Gas | Strategic Energy Management | A | Incremental Summer Peak Savings (MW) | Achievable Economic TRC Potential | 0 | 0 | 0 | 0 | 0 | 0 | 0 | 0 | 0 | 0 | 0 | 0 | 0 | 0 | 0 | 0 | 0 | 0 | 0 | 0 | 0 | 0 | 0 | 0 | 0 | 0 | 0 | 0 | 0 | 0 | 0
F6_Industrial_Petroleum_Existing_Miscellaneous_Natural Gas_Strategic Energy Management_A_Achievable Economic TRC Potential | F6 | Industrial | Petroleum | Existing | Miscellaneous | Natural Gas | Strategic Energy Management | A | Incremental Winter Peak Savings (MW) | Achievable Economic TRC Potential | 0 | 0 | 0 | 0 | 0 | 0 | 0 | 0 | 0 | 0 | 0 | 0 | 0 | 0 | 0 | 0 | 0 | 0 | 0 | 0 | 0 | 0 | 0 | 0 | 0 | 0 | 0 | 0 | 0 | 0 | 0
F7_Industrial_Petroleum_Existing_Miscellaneous_Natural Gas_Strategic Energy Management_A_Achievable Economic TRC Potential | F7 | Industrial | Petroleum | Existing | Miscellaneous | Natural Gas | Strategic Energy Management | A | Cumulative Energy Savings (MWh or mTherms) | Achievable Economic TRC Potential | 0 | 0 | 0 | 0 | 0 | 0.046856 | 0.093687 | 0.14024 | 0.18682 | 0.23344 | 0.27947 | 0.32537 | 0.37117 | 0.41625 | 0.46151 | 0.50633 | 0.55115 | 0.59575 | 0.63996 | 0.68421 | 0.72828 | 0.77218 | 0.81592 | 0.85952 | 0.90297 | 0.90297 | 0.90297 | 0.90297 | 0 | 0 | 0
F8_Industrial_Petroleum_Existing_Miscellaneous_Natural Gas_Strategic Energy Management_A_Achievable Economic TRC Potential | F8 | Industrial | Petroleum | Existing | Miscellaneous | Natural Gas | Strategic Energy Management | A | Cumulative Summer Peak Savings (MW) | Achievable Economic TRC Potential | 0 | 0 | 0 | 0 | 0 | 0 | 0 | 0 | 0 | 0 | 0 | 0 | 0 | 0 | 0 | 0 | 0 | 0 | 0 | 0 | 0 | 0 | 0 | 0 | 0 | 0 | 0 | 0 | 0 | 0 | 0
F9_Industrial_Petroleum_Existing_Miscellaneous_Natural Gas_Strategic Energy Management_A_Achievable Economic TRC Potential | F9 | Industrial | Petroleum | Existing | Miscellaneous | Natural Gas | Strategic Energy Management | A | Cumulative Winter Peak Savings (MW) | Achievable Economic TRC Potential | 0 | 0 | 0 | 0 | 0 | 0 | 0 | 0 | 0 | 0 | 0 | 0 | 0 | 0 | 0 | 0 | 0 | 0 | 0 | 0 | 0 | 0 | 0 | 0 | 0 | 0 | 0 | 0 | 0 | 0 | 0
F10_Industrial_Petroleum_Existing_Miscellaneous_Natural Gas_Strategic Energy Management_A_Achievable Economic TRC Potential | F10 | Industrial | Petroleum | Existing | Miscellaneous | Natural Gas | Strategic Energy Management | A | Purchases (Incremental) | Achievable Economic TRC Potential | 0 | 0 | 0 | 0 | 0 | 0.29145 | 0.29129 | 0.28957 | 0.28972 | 0.28996 | 0.28628 | 0.2855 | 0.28492 | 0.2804 | 0.28147 | 0.27878 | 0.27882 | 0.27741 | 0.27494 | 0.27527 | 0.27413 | 0.27306 | 0.27207 | 0.27114 | 0.27029 | 0 | 0 | 0 | 0 | 0 | 0
F11_Industrial_Petroleum_Existing_Miscellaneous_Natural Gas_Strategic Energy Management_A_Achievable Economic TRC Potential | F11 | Industrial | Petroleum | Existing | Miscellaneous | Natural Gas | Strategic Energy Management | A | Purchases (Cumulative) | Achievable Economic TRC Potential | 0 | 0 | 0 | 0 | 0 | 0.29145 | 0.58273 | 0.8723 | 1.162 | 1.452 | 1.7383 | 2.0238 | 2.3087 | 2.5891 | 2.8706 | 3.1493 | 3.4282 | 3.7056 | 3.9805 | 4.2558 | 4.5299 | 4.803 | 5.075 | 5.3462 | 5.6165 | 5.6165 | 5.6165 | 5.6165 | 5.6165 | 5.6165 | 5.6165
F1_Industrial_Petroleum_Existing_Space Heating_Natural Gas_Commissioning_A_Achievable Economic TRC Potential | F1 | Industrial | Petroleum | Existing | Space Heating | Natural Gas | Commissioning | A | Integrated Unit Energy Savings (kWh or therms) | Achievable Economic TRC Potential | 0 | 0 | 0 | 0 | 0 | 17.1923 | 17.045 | 16.8644 | 16.6812 | 16.4974 | 16.3175 | 16.139 | 15.9699 | 15.8095 | 15.6465 | 15.5028 | 15.3663 | 15.2371 | 15.1145 | 14.9907 | 14.8708 | 14.7505 | 14.628 | 14.5085 | 14.3918 | 14.2823 | 14.1796 | 14.0834 | 0 | 0 | 0
F2_Industrial_Petroleum_Existing_Space Heating_Natural Gas_Commissioning_A_Achievable Economic TRC Potential | F2 | Industrial | Petroleum | Existing | Space Heating | Natural Gas | Commissioning | A | Integrated Unit Summer Peak Savings (kW) | Achievable Economic TRC Potential | 0 | 0 | 0 | 0 | 0 | 0 | 0 | 0 | 0 | 0 | 0 | 0 | 0 | 0 | 0 | 0 | 0 | 0 | 0 | 0 | 0 | 0 | 0 | 0 | 0 | 0 | 0 | 0 | 0 | 0 | 0
F3_Industrial_Petroleum_Existing_Space Heating_Natural Gas_Commissioning_A_Achievable Economic TRC Potential | F3 | Industrial | Petroleum | Existing | Space Heating | Natural Gas | Commissioning | A | Integrated Unit Winter Peak Savings (kW) | Achievable Economic TRC Potential | 0 | 0 | 0 | 0 | 0 | 0 | 0 | 0 | 0 | 0 | 0 | 0 | 0 | 0 | 0 | 0 | 0 | 0 | 0 | 0 | 0 | 0 | 0 | 0 | 0 | 0 | 0 | 0 | 0 | 0 | 0
F4_Industrial_Petroleum_Existing_Space Heating_Natural Gas_Commissioning_A_Achievable Economic TRC Potential | F4 | Industrial | Petroleum | Existing | Space Heating | Natural Gas | Commissioning | A | Incremental Energy Savings (MWh or mTherms) | Achievable Economic TRC Potential | 0 | 0 | 0 | 0 | 0 | 0 | 0 | 0 | 0 | 0 | 0 | 0 | 0 | 0 | 0 | 0 | 0 | 0 | 0 | 0 | 0 | 0 | 0 | 0 | 0 | 0 | 0 | 0 | 0 | 0 | 0
F5_Industrial_Petroleum_Existing_Space Heating_Natural Gas_Commissioning_A_Achievable Economic TRC Potential | F5 | Industrial | Petroleum | Existing | Space Heating | Natural Gas | Commissioning | A | Incremental Summer Peak Savings (MW) | Achievable Economic TRC Potential | 0 | 0 | 0 | 0 | 0 | 0 | 0 | 0 | 0 | 0 | 0 | 0 | 0 | 0 | 0 | 0 | 0 | 0 | 0 | 0 | 0 | 0 | 0 | 0 | 0 | 0 | 0 | 0 | 0 | 0 | 0
F6_Industrial_Petroleum_Existing_Space Heating_Natural Gas_Commissioning_A_Achievable Economic TRC Potential | F6 | Industrial | Petroleum | Existing | Space Heating | Natural Gas | Commissioning | A | Incremental Winter Peak Savings (MW) | Achievable Economic TRC Potential | 0 | 0 | 0 | 0 | 0 | 0 | 0 | 0 | 0 | 0 | 0 | 0 | 0 | 0 | 0 | 0 | 0 | 0 | 0 | 0 | 0 | 0 | 0 | 0 | 0 | 0 | 0 | 0 | 0 | 0 | 0
F7_Industrial_Petroleum_Existing_Space Heating_Natural Gas_Commissioning_A_Achievable Economic TRC Potential | F7 | Industrial | Petroleum | Existing | Space Heating | Natural Gas | Commissioning | A | Cumulative Energy Savings (MWh or mTherms) | Achievable Economic TRC Potential | 0 | 0 | 0 | 0 | 0 | 0 | 0 | 0 | 0 | 0 | 0 | 0 | 0 | 0 | 0 | 0 | 0 | 0 | 0 | 0 | 0 | 0 | 0 | 0 | 0 | 0 | 0 | 0 | 0 | 0 | 0
F8_Industrial_Petroleum_Existing_Space Heating_Natural Gas_Commissioning_A_Achievable Economic TRC Potential | F8 | Industrial | Petroleum | Existing | Space Heating | Natural Gas | Commissioning | A | Cumulative Summer Peak Savings (MW) | Achievable Economic TRC Potential | 0 | 0 | 0 | 0 | 0 | 0 | 0 | 0 | 0 | 0 | 0 | 0 | 0 | 0 | 0 | 0 | 0 | 0 | 0 | 0 | 0 | 0 | 0 | 0 | 0 | 0 | 0 | 0 | 0 | 0 | 0
F9_Industrial_Petroleum_Existing_Space Heating_Natural Gas_Commissioning_A_Achievable Economic TRC Potential | F9 | Industrial | Petroleum | Existing | Space Heating | Natural Gas | Commissioning | A | Cumulative Winter Peak Savings (MW) | Achievable Economic TRC Potential | 0 | 0 | 0 | 0 | 0 | 0 | 0 | 0 | 0 | 0 | 0 | 0 | 0 | 0 | 0 | 0 | 0 | 0 | 0 | 0 | 0 | 0 | 0 | 0 | 0 | 0 | 0 | 0 | 0 | 0 | 0
F10_Industrial_Petroleum_Existing_Space Heating_Natural Gas_Commissioning_A_Achievable Economic TRC Potential | F10 | Industrial | Petroleum | Existing | Space Heating | Natural Gas | Commissioning | A | Purchases (Incremental) | Achievable Economic TRC Potential | 0 | 0 | 0 | 0 | 0 | 0 | 0 | 0 | 0 | 0 | 0 | 0 | 0 | 0 | 0 | 0 | 0 | 0 | 0 | 0 | 0 | 0 | 0 | 0 | 0 | 0 | 0 | 0 | 0 | 0 | 0
F11_Industrial_Petroleum_Existing_Space Heating_Natural Gas_Commissioning_A_Achievable Economic TRC Potential | F11 | Industrial | Petroleum | Existing | Space Heating | Natural Gas | Commissioning | A | Purchases (Cumulative) | Achievable Economic TRC Potential | 0 | 0 | 0 | 0 | 0 | 0 | 0 | 0 | 0 | 0 | 0 | 0 | 0 | 0 | 0 | 0 | 0 | 0 | 0 | 0 | 0 | 0 | 0 | 0 | 0 | 0 | 0 | 0 | 0 | 0 | 0
F1_Industrial_Petroleum_Existing_Process_Natural Gas_Commissioning_A_Achievable Economic TRC Potential | F1 | Industrial | Petroleum | Existing | Process | Natural Gas | Commissioning | A | Integrated Unit Energy Savings (kWh or therms) | Achievable Economic TRC Potential | 0 | 0 | 0 | 0 | 0 | 4292.3343 | 4292.3343 | 4292.3343 | 4292.3343 | 4292.3343 | 4292.3343 | 4292.3343 | 4292.3343 | 4292.3343 | 4292.3343 | 4292.3343 | 4292.3343 | 4292.3343 | 4292.3343 | 4292.3343 | 4292.3343 | 4292.3343 | 4292.3343 | 4292.3343 | 4292.3343 | 4292.3343 | 4292.3343 | 4292.3343 | 0 | 0 | 0
F2_Industrial_Petroleum_Existing_Process_Natural Gas_Commissioning_A_Achievable Economic TRC Potential | F2 | Industrial | Petroleum | Existing | Process | Natural Gas | Commissioning | A | Integrated Unit Summer Peak Savings (kW) | Achievable Economic TRC Potential | 0 | 0 | 0 | 0 | 0 | 0 | 0 | 0 | 0 | 0 | 0 | 0 | 0 | 0 | 0 | 0 | 0 | 0 | 0 | 0 | 0 | 0 | 0 | 0 | 0 | 0 | 0 | 0 | 0 | 0 | 0
F3_Industrial_Petroleum_Existing_Process_Natural Gas_Commissioning_A_Achievable Economic TRC Potential | F3 | Industrial | Petroleum | Existing | Process | Natural Gas | Commissioning | A | Integrated Unit Winter Peak Savings (kW) | Achievable Economic TRC Potential | 0 | 0 | 0 | 0 | 0 | 0 | 0 | 0 | 0 | 0 | 0 | 0 | 0 | 0 | 0 | 0 | 0 | 0 | 0 | 0 | 0 | 0 | 0 | 0 | 0 | 0 | 0 | 0 | 0 | 0 | 0
F4_Industrial_Petroleum_Existing_Process_Natural Gas_Commissioning_A_Achievable Economic TRC Potential | F4 | Industrial | Petroleum | Existing | Process | Natural Gas | Commissioning | A | Incremental Energy Savings (MWh or mTherms) | Achievable Economic TRC Potential | 0 | 0 | 0 | 0 | 0 | 0 | 0 | 0 | 0 | 0 | 0 | 0 | 0 | 0 | 0 | 0 | 0 | 0 | 0 | 0 | 0 | 0 | 0 | 0 | 0 | 0 | 0 | 0 | 0 | 0 | 0
F5_Industrial_Petroleum_Existing_Process_Natural Gas_Commissioning_A_Achievable Economic TRC Potential | F5 | Industrial | Petroleum | Existing | Process | Natural Gas | Commissioning | A | Incremental Summer Peak Savings (MW) | Achievable Economic TRC Potential | 0 | 0 | 0 | 0 | 0 | 0 | 0 | 0 | 0 | 0 | 0 | 0 | 0 | 0 | 0 | 0 | 0 | 0 | 0 | 0 | 0 | 0 | 0 | 0 | 0 | 0 | 0 | 0 | 0 | 0 | 0
F6_Industrial_Petroleum_Existing_Process_Natural Gas_Commissioning_A_Achievable Economic TRC Potential | F6 | Industrial | Petroleum | Existing | Process | Natural Gas | Commissioning | A | Incremental Winter Peak Savings (MW) | Achievable Economic TRC Potential | 0 | 0 | 0 | 0 | 0 | 0 | 0 | 0 | 0 | 0 | 0 | 0 | 0 | 0 | 0 | 0 | 0 | 0 | 0 | 0 | 0 | 0 | 0 | 0 | 0 | 0 | 0 | 0 | 0 | 0 | 0
F7_Industrial_Petroleum_Existing_Process_Natural Gas_Commissioning_A_Achievable Economic TRC Potential | F7 | Industrial | Petroleum | Existing | Process | Natural Gas | Commissioning | A | Cumulative Energy Savings (MWh or mTherms) | Achievable Economic TRC Potential | 0 | 0 | 0 | 0 | 0 | 0 | 0 | 0 | 0 | 0 | 0 | 0 | 0 | 0 | 0 | 0 | 0 | 0 | 0 | 0 | 0 | 0 | 0 | 0 | 0 | 0 | 0 | 0 | 0 | 0 | 0
F8_Industrial_Petroleum_Existing_Process_Natural Gas_Commissioning_A_Achievable Economic TRC Potential | F8 | Industrial | Petroleum | Existing | Process | Natural Gas | Commissioning | A | Cumulative Summer Peak Savings (MW) | Achievable Economic TRC Potential | 0 | 0 | 0 | 0 | 0 | 0 | 0 | 0 | 0 | 0 | 0 | 0 | 0 | 0 | 0 | 0 | 0 | 0 | 0 | 0 | 0 | 0 | 0 | 0 | 0 | 0 | 0 | 0 | 0 | 0 | 0
F9_Industrial_Petroleum_Existing_Process_Natural Gas_Commissioning_A_Achievable Economic TRC Potential | F9 | Industrial | Petroleum | Existing | Process | Natural Gas | Commissioning | A | Cumulative Winter Peak Savings (MW) | Achievable Economic TRC Potential | 0 | 0 | 0 | 0 | 0 | 0 | 0 | 0 | 0 | 0 | 0 | 0 | 0 | 0 | 0 | 0 | 0 | 0 | 0 | 0 | 0 | 0 | 0 | 0 | 0 | 0 | 0 | 0 | 0 | 0 | 0
F10_Industrial_Petroleum_Existing_Process_Natural Gas_Commissioning_A_Achievable Economic TRC Potential | F10 | Industrial | Petroleum | Existing | Process | Natural Gas | Commissioning | A | Purchases (Incremental) | Achievable Economic TRC Potential | 0 | 0 | 0 | 0 | 0 | 0 | 0 | 0 | 0 | 0 | 0 | 0 | 0 | 0 | 0 | 0 | 0 | 0 | 0 | 0 | 0 | 0 | 0 | 0 | 0 | 0 | 0 | 0 | 0 | 0 | 0
F11_Industrial_Petroleum_Existing_Process_Natural Gas_Commissioning_A_Achievable Economic TRC Potential | F11 | Industrial | Petroleum | Existing | Process | Natural Gas | Commissioning | A | Purchases (Cumulative) | Achievable Economic TRC Potential | 0 | 0 | 0 | 0 | 0 | 0 | 0 | 0 | 0 | 0 | 0 | 0 | 0 | 0 | 0 | 0 | 0 | 0 | 0 | 0 | 0 | 0 | 0 | 0 | 0 | 0 | 0 | 0 | 0 | 0 | 0
F1_Industrial_Petroleum_Existing_Space Heating_Natural Gas_Retrocommissioning_A_Achievable Economic TRC Potential | F1 | Industrial | Petroleum | Existing | Space Heating | Natural Gas | Retrocommissioning | A | Integrated Unit Energy Savings (kWh or therms) | Achievable Economic TRC Potential | 0 | 0 | 0 | 0 | 0 | 2.3873 | 2.3663 | 2.3407 | 2.3148 | 2.2888 | 2.2634 | 2.2383 | 2.2145 | 2.192 | 2.1692 | 2.1491 | 2.1301 | 2.1121 | 2.095 | 2.0778 | 2.0611 | 2.0444 | 2.0273 | 2.0108 | 1.9946 | 1.9794 | 1.9651 | 1.9518 | 0 | 0 | 0
F2_Industrial_Petroleum_Existing_Space Heating_Natural Gas_Retrocommissioning_A_Achievable Economic TRC Potential | F2 | Industrial | Petroleum | Existing | Space Heating | Natural Gas | Retrocommissioning | A | Integrated Unit Summer Peak Savings (kW) | Achievable Economic TRC Potential | 0 | 0 | 0 | 0 | 0 | 0 | 0 | 0 | 0 | 0 | 0 | 0 | 0 | 0 | 0 | 0 | 0 | 0 | 0 | 0 | 0 | 0 | 0 | 0 | 0 | 0 | 0 | 0 | 0 | 0 | 0
F3_Industrial_Petroleum_Existing_Space Heating_Natural Gas_Retrocommissioning_A_Achievable Economic TRC Potential | F3 | Industrial | Petroleum | Existing | Space Heating | Natural Gas | Retrocommissioning | A | Integrated Unit Winter Peak Savings (kW) | Achievable Economic TRC Potential | 0 | 0 | 0 | 0 | 0 | 0 | 0 | 0 | 0 | 0 | 0 | 0 | 0 | 0 | 0 | 0 | 0 | 0 | 0 | 0 | 0 | 0 | 0 | 0 | 0 | 0 | 0 | 0 | 0 | 0 | 0
F4_Industrial_Petroleum_Existing_Space Heating_Natural Gas_Retrocommissioning_A_Achievable Economic TRC Potential | F4 | Industrial | Petroleum | Existing | Space Heating | Natural Gas | Retrocommissioning | A | Incremental Energy Savings (MWh or mTherms) | Achievable Economic TRC Potential | 0 | 0 | 0 | 0 | 0 | 0.00054115 | 0.00053609 | 0.00052717 | 0.00052161 | 0.00051619 | 0.00050397 | 0.00049702 | 0.00049075 | 0.00047804 | 0.00047489 | 0.000466 | 0.00046193 | 0.00045572 | 0.00044799 | 0.00044484 | 0.00043944 | 0.00043418 | 0.000429 | 0.00042405 | 0.0004193 | 0 | 0 | 0 | 0 | 0 | 0
F5_Industrial_Petroleum_Existing_Space Heating_Natural Gas_Retrocommissioning_A_Achievable Economic TRC Potential | F5 | Industrial | Petroleum | Existing | Space Heating | Natural Gas | Retrocommissioning | A | Incremental Summer Peak Savings (MW) | Achievable Economic TRC Potential | 0 | 0 | 0 | 0 | 0 | 0 | 0 | 0 | 0 | 0 | 0 | 0 | 0 | 0 | 0 | 0 | 0 | 0 | 0 | 0 | 0 | 0 | 0 | 0 | 0 | 0 | 0 | 0 | 0 | 0 | 0
F6_Industrial_Petroleum_Existing_Space Heating_Natural Gas_Retrocommissioning_A_Achievable Economic TRC Potential | F6 | Industrial | Petroleum | Existing | Space Heating | Natural Gas | Retrocommissioning | A | Incremental Winter Peak Savings (MW) | Achievable Economic TRC Potential | 0 | 0 | 0 | 0 | 0 | 0 | 0 | 0 | 0 | 0 | 0 | 0 | 0 | 0 | 0 | 0 | 0 | 0 | 0 | 0 | 0 | 0 | 0 | 0 | 0 | 0 | 0 | 0 | 0 | 0 | 0
F7_Industrial_Petroleum_Existing_Space Heating_Natural Gas_Retrocommissioning_A_Achievable Economic TRC Potential | F7 | Industrial | Petroleum | Existing | Space Heating | Natural Gas | Retrocommissioning | A | Cumulative Energy Savings (MWh or mTherms) | Achievable Economic TRC Potential | 0 | 0 | 0 | 0 | 0 | 0.00054115 | 0.0010725 | 0.001588 | 0.0020921 | 0.0025848 | 0.0030601 | 0.0035231 | 0.0039765 | 0.0044141 | 0.0048432 | 0.0052643 | 0.0056796 | 0.0060872 | 0.0064859 | 0.0068775 | 0.0072616 | 0.007637 | 0.0080024 | 0.008361 | 0.008713 | 0.0086466 | 0.0085843 | 0.008526 | 0 | 0 | 0
F8_Industrial_Petroleum_Existing_Space Heating_Natural Gas_Retrocommissioning_A_Achievable Economic TRC Potential | F8 | Industrial | Petroleum | Existing | Space Heating | Natural Gas | Retrocommissioning | A | Cumulative Summer Peak Savings (MW) | Achievable Economic TRC Potential | 0 | 0 | 0 | 0 | 0 | 0 | 0 | 0 | 0 | 0 | 0 | 0 | 0 | 0 | 0 | 0 | 0 | 0 | 0 | 0 | 0 | 0 | 0 | 0 | 0 | 0 | 0 | 0 | 0 | 0 | 0
F9_Industrial_Petroleum_Existing_Space Heating_Natural Gas_Retrocommissioning_A_Achievable Economic TRC Potential | F9 | Industrial | Petroleum | Existing | Space Heating | Natural Gas | Retrocommissioning | A | Cumulative Winter Peak Savings (MW) | Achievable Economic TRC Potential | 0 | 0 | 0 | 0 | 0 | 0 | 0 | 0 | 0 | 0 | 0 | 0 | 0 | 0 | 0 | 0 | 0 | 0 | 0 | 0 | 0 | 0 | 0 | 0 | 0 | 0 | 0 | 0 | 0 | 0 | 0
F10_Industrial_Petroleum_Existing_Space Heating_Natural Gas_Retrocommissioning_A_Achievable Economic TRC Potential | F10 | Industrial | Petroleum | Existing | Space Heating | Natural Gas | Retrocommissioning | A | Purchases (Incremental) | Achievable Economic TRC Potential | 0 | 0 | 0 | 0 | 0 | 0.22668 | 0.22656 | 0.22522 | 0.22534 | 0.22553 | 0.22266 | 0.22206 | 0.2216 | 0.21809 | 0.21892 | 0.21683 | 0.21686 | 0.21577 | 0.21384 | 0.2141 | 0.21321 | 0.21238 | 0.21161 | 0.21089 | 0.21022 | 0 | 0 | 0 | 0 | 0 | 0
F11_Industrial_Petroleum_Existing_Space Heating_Natural Gas_Retrocommissioning_A_Achievable Economic TRC Potential | F11 | Industrial | Petroleum | Existing | Space Heating | Natural Gas | Retrocommissioning | A | Purchases (Cumulative) | Achievable Economic TRC Potential | 0 | 0 | 0 | 0 | 0 | 0.22668 | 0.45324 | 0.67846 | 0.9038 | 1.1293 | 1.352 | 1.574 | 1.7956 | 2.0137 | 2.2327 | 2.4495 | 2.6663 | 2.8821 | 3.096 | 3.31 | 3.5233 | 3.7356 | 3.9472 | 4.1581 | 4.3684 | 4.3684 | 4.3684 | 4.3684 | 4.3684 | 4.3684 | 4.3684
F1_Industrial_Petroleum_Existing_Process_Natural Gas_Retrocommissioning_A_Achievable Economic TRC Potential | F1 | Industrial | Petroleum | Existing | Process | Natural Gas | Retrocommissioning | A | Integrated Unit Energy Savings (kWh or therms) | Achievable Economic TRC Potential | 0 | 0 | 0 | 0 | 0 | 0 | 0 | 0 | 0 | 0 | 0 | 0 | 0 | 0 | 0 | 0 | 0 | 0 | 0 | 0 | 0 | 0 | 0 | 0 | 0 | 0 | 0 | 0 | 0 | 0 | 0
F2_Industrial_Petroleum_Existing_Process_Natural Gas_Retrocommissioning_A_Achievable Economic TRC Potential | F2 | Industrial | Petroleum | Existing | Process | Natural Gas | Retrocommissioning | A | Integrated Unit Summer Peak Savings (kW) | Achievable Economic TRC Potential | 0 | 0 | 0 | 0 | 0 | 0 | 0 | 0 | 0 | 0 | 0 | 0 | 0 | 0 | 0 | 0 | 0 | 0 | 0 | 0 | 0 | 0 | 0 | 0 | 0 | 0 | 0 | 0 | 0 | 0 | 0
F3_Industrial_Petroleum_Existing_Process_Natural Gas_Retrocommissioning_A_Achievable Economic TRC Potential | F3 | Industrial | Petroleum | Existing | Process | Natural Gas | Retrocommissioning | A | Integrated Unit Winter Peak Savings (kW) | Achievable Economic TRC Potential | 0 | 0 | 0 | 0 | 0 | 0 | 0 | 0 | 0 | 0 | 0 | 0 | 0 | 0 | 0 | 0 | 0 | 0 | 0 | 0 | 0 | 0 | 0 | 0 | 0 | 0 | 0 | 0 | 0 | 0 | 0
F4_Industrial_Petroleum_Existing_Process_Natural Gas_Retrocommissioning_A_Achievable Economic TRC Potential | F4 | Industrial | Petroleum | Existing | Process | Natural Gas | Retrocommissioning | A | Incremental Energy Savings (MWh or mTherms) | Achievable Economic TRC Potential | 0 | 0 | 0 | 0 | 0 | 0 | 0 | 0 | 0 | 0 | 0 | 0 | 0 | 0 | 0 | 0 | 0 | 0 | 0 | 0 | 0 | 0 | 0 | 0 | 0 | 0 | 0 | 0 | 0 | 0 | 0
F5_Industrial_Petroleum_Existing_Process_Natural Gas_Retrocommissioning_A_Achievable Economic TRC Potential | F5 | Industrial | Petroleum | Existing | Process | Natural Gas | Retrocommissioning | A | Incremental Summer Peak Savings (MW) | Achievable Economic TRC Potential | 0 | 0 | 0 | 0 | 0 | 0 | 0 | 0 | 0 | 0 | 0 | 0 | 0 | 0 | 0 | 0 | 0 | 0 | 0 | 0 | 0 | 0 | 0 | 0 | 0 | 0 | 0 | 0 | 0 | 0 | 0
F6_Industrial_Petroleum_Existing_Process_Natural Gas_Retrocommissioning_A_Achievable Economic TRC Potential | F6 | Industrial | Petroleum | Existing | Process | Natural Gas | Retrocommissioning | A | Incremental Winter Peak Savings (MW) | Achievable Economic TRC Potential | 0 | 0 | 0 | 0 | 0 | 0 | 0 | 0 | 0 | 0 | 0 | 0 | 0 | 0 | 0 | 0 | 0 | 0 | 0 | 0 | 0 | 0 | 0 | 0 | 0 | 0 | 0 | 0 | 0 | 0 | 0
F7_Industrial_Petroleum_Existing_Process_Natural Gas_Retrocommissioning_A_Achievable Economic TRC Potential | F7 | Industrial | Petroleum | Existing | Process | Natural Gas | Retrocommissioning | A | Cumulative Energy Savings (MWh or mTherms) | Achievable Economic TRC Potential | 0 | 0 | 0 | 0 | 0 | 0 | 0 | 0 | 0 | 0 | 0 | 0 | 0 | 0 | 0 | 0 | 0 | 0 | 0 | 0 | 0 | 0 | 0 | 0 | 0 | 0 | 0 | 0 | 0 | 0 | 0
F8_Industrial_Petroleum_Existing_Process_Natural Gas_Retrocommissioning_A_Achievable Economic TRC Potential | F8 | Industrial | Petroleum | Existing | Process | Natural Gas | Retrocommissioning | A | Cumulative Summer Peak Savings (MW) | Achievable Economic TRC Potential | 0 | 0 | 0 | 0 | 0 | 0 | 0 | 0 | 0 | 0 | 0 | 0 | 0 | 0 | 0 | 0 | 0 | 0 | 0 | 0 | 0 | 0 | 0 | 0 | 0 | 0 | 0 | 0 | 0 | 0 | 0
F9_Industrial_Petroleum_Existing_Process_Natural Gas_Retrocommissioning_A_Achievable Economic TRC Potential | F9 | Industrial | Petroleum | Existing | Process | Natural Gas | Retrocommissioning | A | Cumulative Winter Peak Savings (MW) | Achievable Economic TRC Potential | 0 | 0 | 0 | 0 | 0 | 0 | 0 | 0 | 0 | 0 | 0 | 0 | 0 | 0 | 0 | 0 | 0 | 0 | 0 | 0 | 0 | 0 | 0 | 0 | 0 | 0 | 0 | 0 | 0 | 0 | 0
F10_Industrial_Petroleum_Existing_Process_Natural Gas_Retrocommissioning_A_Achievable Economic TRC Potential | F10 | Industrial | Petroleum | Existing | Process | Natural Gas | Retrocommissioning | A | Purchases (Incremental) | Achievable Economic TRC Potential | 0 | 0 | 0 | 0 | 0 | 0.22668 | 0.22656 | 0.22522 | 0.22534 | 0.22553 | 0.22266 | 0.22206 | 0.2216 | 0.21809 | 0.21892 | 0.21683 | 0.21686 | 0.21577 | 0.21384 | 0.2141 | 0.21321 | 0.21238 | 0.21161 | 0.21089 | 0.21022 | 0 | 0 | 0 | 0 | 0 | 0
F11_Industrial_Petroleum_Existing_Process_Natural Gas_Retrocommissioning_A_Achievable Economic TRC Potential | F11 | Industrial | Petroleum | Existing | Process | Natural Gas | Retrocommissioning | A | Purchases (Cumulative) | Achievable Economic TRC Potential | 0 | 0 | 0 | 0 | 0 | 0.22668 | 0.45324 | 0.67846 | 0.9038 | 1.1293 | 1.352 | 1.574 | 1.7956 | 2.0137 | 2.2327 | 2.4495 | 2.6663 | 2.8821 | 3.096 | 3.31 | 3.5233 | 3.7356 | 3.9472 | 4.1581 | 4.3684 | 4.3684 | 4.3684 | 4.3684 | 4.3684 | 4.3684 | 4.3684
F1_Industrial_Petroleum_New_Space Heating_Natural Gas_Insulation - Roof/Ceiling_A_Achievable Economic TRC Potential | F1 | Industrial | Petroleum | New | Space Heating | Natural Gas | Insulation - Roof/Ceiling | A | Integrated Unit Energy Savings (kWh or therms) | Achievable Economic TRC Potential | 0 | 0 | 0 | 0 | 0 | 0 | 0 | 0 | 0 | 0 | 0 | 0 | 0 | 0 | 0 | 0 | 0 | 0 | 0 | 0 | 0 | 0 | 0 | 0 | 0 | 0 | 0 | 0 | 0 | 0 | 0
F2_Industrial_Petroleum_New_Space Heating_Natural Gas_Insulation - Roof/Ceiling_A_Achievable Economic TRC Potential | F2 | Industrial | Petroleum | New | Space Heating | Natural Gas | Insulation - Roof/Ceiling | A | Integrated Unit Summer Peak Savings (kW) | Achievable Economic TRC Potential | 0 | 0 | 0 | 0 | 0 | 0 | 0 | 0 | 0 | 0 | 0 | 0 | 0 | 0 | 0 | 0 | 0 | 0 | 0 | 0 | 0 | 0 | 0 | 0 | 0 | 0 | 0 | 0 | 0 | 0 | 0
F3_Industrial_Petroleum_New_Space Heating_Natural Gas_Insulation - Roof/Ceiling_A_Achievable Economic TRC Potential | F3 | Industrial | Petroleum | New | Space Heating | Natural Gas | Insulation - Roof/Ceiling | A | Integrated Unit Winter Peak Savings (kW) | Achievable Economic TRC Potential | 0 | 0 | 0 | 0 | 0 | 0 | 0 | 0 | 0 | 0 | 0 | 0 | 0 | 0 | 0 | 0 | 0 | 0 | 0 | 0 | 0 | 0 | 0 | 0 | 0 | 0 | 0 | 0 | 0 | 0 | 0
F4_Industrial_Petroleum_New_Space Heating_Natural Gas_Insulation - Roof/Ceiling_A_Achievable Economic TRC Potential | F4 | Industrial | Petroleum | New | Space Heating | Natural Gas | Insulation - Roof/Ceiling | A | Incremental Energy Savings (MWh or mTherms) | Achievable Economic TRC Potential | 0 | 0 | 0 | 0 | 0 | 0 | 0 | 0 | 0 | 0 | 0 | 0 | 0 | 0 | 0 | 0 | 0 | 0 | 0 | 0 | 0 | 0 | 0 | 0 | 0 | 0 | 0 | 0 | 0 | 0 | 0
F5_Industrial_Petroleum_New_Space Heating_Natural Gas_Insulation - Roof/Ceiling_A_Achievable Economic TRC Potential | F5 | Industrial | Petroleum | New | Space Heating | Natural Gas | Insulation - Roof/Ceiling | A | Incremental Summer Peak Savings (MW) | Achievable Economic TRC Potential | 0 | 0 | 0 | 0 | 0 | 0 | 0 | 0 | 0 | 0 | 0 | 0 | 0 | 0 | 0 | 0 | 0 | 0 | 0 | 0 | 0 | 0 | 0 | 0 | 0 | 0 | 0 | 0 | 0 | 0 | 0
F6_Industrial_Petroleum_New_Space Heating_Natural Gas_Insulation - Roof/Ceiling_A_Achievable Economic TRC Potential | F6 | Industrial | Petroleum | New | Space Heating | Natural Gas | Insulation - Roof/Ceiling | A | Incremental Winter Peak Savings (MW) | Achievable Economic TRC Potential | 0 | 0 | 0 | 0 | 0 | 0 | 0 | 0 | 0 | 0 | 0 | 0 | 0 | 0 | 0 | 0 | 0 | 0 | 0 | 0 | 0 | 0 | 0 | 0 | 0 | 0 | 0 | 0 | 0 | 0 | 0
F7_Industrial_Petroleum_New_Space Heating_Natural Gas_Insulation - Roof/Ceiling_A_Achievable Economic TRC Potential | F7 | Industrial | Petroleum | New | Space Heating | Natural Gas | Insulation - Roof/Ceiling | A | Cumulative Energy Savings (MWh or mTherms) | Achievable Economic TRC Potential | 0 | 0 | 0 | 0 | 0 | 0 | 0 | 0 | 0 | 0 | 0 | 0 | 0 | 0 | 0 | 0 | 0 | 0 | 0 | 0 | 0 | 0 | 0 | 0 | 0 | 0 | 0 | 0 | 0 | 0 | 0
F8_Industrial_Petroleum_New_Space Heating_Natural Gas_Insulation - Roof/Ceiling_A_Achievable Economic TRC Potential | F8 | Industrial | Petroleum | New | Space Heating | Natural Gas | Insulation - Roof/Ceiling | A | Cumulative Summer Peak Savings (MW) | Achievable Economic TRC Potential | 0 | 0 | 0 | 0 | 0 | 0 | 0 | 0 | 0 | 0 | 0 | 0 | 0 | 0 | 0 | 0 | 0 | 0 | 0 | 0 | 0 | 0 | 0 | 0 | 0 | 0 | 0 | 0 | 0 | 0 | 0
F9_Industrial_Petroleum_New_Space Heating_Natural Gas_Insulation - Roof/Ceiling_A_Achievable Economic TRC Potential | F9 | Industrial | Petroleum | New | Space Heating | Natural Gas | Insulation - Roof/Ceiling | A | Cumulative Winter Peak Savings (MW) | Achievable Economic TRC Potential | 0 | 0 | 0 | 0 | 0 | 0 | 0 | 0 | 0 | 0 | 0 | 0 | 0 | 0 | 0 | 0 | 0 | 0 | 0 | 0 | 0 | 0 | 0 | 0 | 0 | 0 | 0 | 0 | 0 | 0 | 0
F10_Industrial_Petroleum_New_Space Heating_Natural Gas_Insulation - Roof/Ceiling_A_Achievable Economic TRC Potential | F10 | Industrial | Petroleum | New | Space Heating | Natural Gas | Insulation - Roof/Ceiling | A | Purchases (Incremental) | Achievable Economic TRC Potential | 0 | 0 | 0 | 0 | 0 | 0 | 0 | 0 | 0 | 0 | 0 | 0 | 0 | 0 | 0 | 0 | 0 | 0 | 0 | 0 | 0 | 0 | 0 | 0 | 0 | 0 | 0 | 0 | 0 | 0 | 0
F11_Industrial_Petroleum_New_Space Heating_Natural Gas_Insulation - Roof/Ceiling_A_Achievable Economic TRC Potential | F11 | Industrial | Petroleum | New | Space Heating | Natural Gas | Insulation - Roof/Ceiling | A | Purchases (Cumulative) | Achievable Economic TRC Potential | 0 | 0 | 0 | 0 | 0 | 0 | 0 | 0 | 0 | 0 | 0 | 0 | 0 | 0 | 0 | 0 | 0 | 0 | 0 | 0 | 0 | 0 | 0 | 0 | 0 | 0 | 0 | 0 | 0 | 0 | 0
F1_Industrial_Petroleum_New_Space Heating_Natural Gas_Insulation - Wall Cavity_A_Achievable Economic TRC Potential | F1 | Industrial | Petroleum | New | Space Heating | Natural Gas | Insulation - Wall Cavity | A | Integrated Unit Energy Savings (kWh or therms) | Achievable Economic TRC Potential | 0 | 0 | 0 | 0 | 0 | 0 | 0 | 0 | 0 | 0 | 0 | 0 | 0 | 0 | 0 | 0 | 0 | 0 | 0 | 0 | 0 | 0 | 0 | 0 | 0 | 0 | 0 | 0 | 0 | 0 | 0
F2_Industrial_Petroleum_New_Space Heating_Natural Gas_Insulation - Wall Cavity_A_Achievable Economic TRC Potential | F2 | Industrial | Petroleum | New | Space Heating | Natural Gas | Insulation - Wall Cavity | A | Integrated Unit Summer Peak Savings (kW) | Achievable Economic TRC Potential | 0 | 0 | 0 | 0 | 0 | 0 | 0 | 0 | 0 | 0 | 0 | 0 | 0 | 0 | 0 | 0 | 0 | 0 | 0 | 0 | 0 | 0 | 0 | 0 | 0 | 0 | 0 | 0 | 0 | 0 | 0
F3_Industrial_Petroleum_New_Space Heating_Natural Gas_Insulation - Wall Cavity_A_Achievable Economic TRC Potential | F3 | Industrial | Petroleum | New | Space Heating | Natural Gas | Insulation - Wall Cavity | A | Integrated Unit Winter Peak Savings (kW) | Achievable Economic TRC Potential | 0 | 0 | 0 | 0 | 0 | 0 | 0 | 0 | 0 | 0 | 0 | 0 | 0 | 0 | 0 | 0 | 0 | 0 | 0 | 0 | 0 | 0 | 0 | 0 | 0 | 0 | 0 | 0 | 0 | 0 | 0
F4_Industrial_Petroleum_New_Space Heating_Natural Gas_Insulation - Wall Cavity_A_Achievable Economic TRC Potential | F4 | Industrial | Petroleum | New | Space Heating | Natural Gas | Insulation - Wall Cavity | A | Incremental Energy Savings (MWh or mTherms) | Achievable Economic TRC Potential | 0 | 0 | 0 | 0 | 0 | 0 | 0 | 0 | 0 | 0 | 0 | 0 | 0 | 0 | 0 | 0 | 0 | 0 | 0 | 0 | 0 | 0 | 0 | 0 | 0 | 0 | 0 | 0 | 0 | 0 | 0
F5_Industrial_Petroleum_New_Space Heating_Natural Gas_Insulation - Wall Cavity_A_Achievable Economic TRC Potential | F5 | Industrial | Petroleum | New | Space Heating | Natural Gas | Insulation - Wall Cavity | A | Incremental Summer Peak Savings (MW) | Achievable Economic TRC Potential | 0 | 0 | 0 | 0 | 0 | 0 | 0 | 0 | 0 | 0 | 0 | 0 | 0 | 0 | 0 | 0 | 0 | 0 | 0 | 0 | 0 | 0 | 0 | 0 | 0 | 0 | 0 | 0 | 0 | 0 | 0
F6_Industrial_Petroleum_New_Space Heating_Natural Gas_Insulation - Wall Cavity_A_Achievable Economic TRC Potential | F6 | Industrial | Petroleum | New | Space Heating | Natural Gas | Insulation - Wall Cavity | A | Incremental Winter Peak Savings (MW) | Achievable Economic TRC Potential | 0 | 0 | 0 | 0 | 0 | 0 | 0 | 0 | 0 | 0 | 0 | 0 | 0 | 0 | 0 | 0 | 0 | 0 | 0 | 0 | 0 | 0 | 0 | 0 | 0 | 0 | 0 | 0 | 0 | 0 | 0
F7_Industrial_Petroleum_New_Space Heating_Natural Gas_Insulation - Wall Cavity_A_Achievable Economic TRC Potential | F7 | Industrial | Petroleum | New | Space Heating | Natural Gas | Insulation - Wall Cavity | A | Cumulative Energy Savings (MWh or mTherms) | Achievable Economic TRC Potential | 0 | 0 | 0 | 0 | 0 | 0 | 0 | 0 | 0 | 0 | 0 | 0 | 0 | 0 | 0 | 0 | 0 | 0 | 0 | 0 | 0 | 0 | 0 | 0 | 0 | 0 | 0 | 0 | 0 | 0 | 0
F8_Industrial_Petroleum_New_Space Heating_Natural Gas_Insulation - Wall Cavity_A_Achievable Economic TRC Potential | F8 | Industrial | Petroleum | New | Space Heating | Natural Gas | Insulation - Wall Cavity | A | Cumulative Summer Peak Savings (MW) | Achievable Economic TRC Potential | 0 | 0 | 0 | 0 | 0 | 0 | 0 | 0 | 0 | 0 | 0 | 0 | 0 | 0 | 0 | 0 | 0 | 0 | 0 | 0 | 0 | 0 | 0 | 0 | 0 | 0 | 0 | 0 | 0 | 0 | 0
F9_Industrial_Petroleum_New_Space Heating_Natural Gas_Insulation - Wall Cavity_A_Achievable Economic TRC Potential | F9 | Industrial | Petroleum | New | Space Heating | Natural Gas | Insulation - Wall Cavity | A | Cumulative Winter Peak Savings (MW) | Achievable Economic TRC Potential | 0 | 0 | 0 | 0 | 0 | 0 | 0 | 0 | 0 | 0 | 0 | 0 | 0 | 0 | 0 | 0 | 0 | 0 | 0 | 0 | 0 | 0 | 0 | 0 | 0 | 0 | 0 | 0 | 0 | 0 | 0
F10_Industrial_Petroleum_New_Space Heating_Natural Gas_Insulation - Wall Cavity_A_Achievable Economic TRC Potential | F10 | Industrial | Petroleum | New | Space Heating | Natural Gas | Insulation - Wall Cavity | A | Purchases (Incremental) | Achievable Economic TRC Potential | 0 | 0 | 0 | 0 | 0 | 0 | 0 | 0 | 0 | 0 | 0 | 0 | 0 | 0 | 0 | 0 | 0 | 0 | 0 | 0 | 0 | 0 | 0 | 0 | 0 | 0 | 0 | 0 | 0 | 0 | 0
F11_Industrial_Petroleum_New_Space Heating_Natural Gas_Insulation - Wall Cavity_A_Achievable Economic TRC Potential | F11 | Industrial | Petroleum | New | Space Heating | Natural Gas | Insulation - Wall Cavity | A | Purchases (Cumulative) | Achievable Economic TRC Potential | 0 | 0 | 0 | 0 | 0 | 0 | 0 | 0 | 0 | 0 | 0 | 0 | 0 | 0 | 0 | 0 | 0 | 0 | 0 | 0 | 0 | 0 | 0 | 0 | 0 | 0 | 0 | 0 | 0 | 0 | 0
F1_Industrial_Petroleum_New_Space Heating_Natural Gas_Insulation - Ducting_A_Achievable Economic TRC Potential | F1 | Industrial | Petroleum | New | Space Heating | Natural Gas | Insulation - Ducting | A | Integrated Unit Energy Savings (kWh or therms) | Achievable Economic TRC Potential | 0 | 0 | 0 | 0 | 0 | 0 | 0 | 0 | 0 | 0 | 0 | 0 | 0 | 0 | 0 | 0 | 0 | 0 | 0 | 0 | 0 | 0 | 0 | 0 | 0 | 0 | 0 | 0 | 0 | 0 | 0
F2_Industrial_Petroleum_New_Space Heating_Natural Gas_Insulation - Ducting_A_Achievable Economic TRC Potential | F2 | Industrial | Petroleum | New | Space Heating | Natural Gas | Insulation - Ducting | A | Integrated Unit Summer Peak Savings (kW) | Achievable Economic TRC Potential | 0 | 0 | 0 | 0 | 0 | 0 | 0 | 0 | 0 | 0 | 0 | 0 | 0 | 0 | 0 | 0 | 0 | 0 | 0 | 0 | 0 | 0 | 0 | 0 | 0 | 0 | 0 | 0 | 0 | 0 | 0
F3_Industrial_Petroleum_New_Space Heating_Natural Gas_Insulation - Ducting_A_Achievable Economic TRC Potential | F3 | Industrial | Petroleum | New | Space Heating | Natural Gas | Insulation - Ducting | A | Integrated Unit Winter Peak Savings (kW) | Achievable Economic TRC Potential | 0 | 0 | 0 | 0 | 0 | 0 | 0 | 0 | 0 | 0 | 0 | 0 | 0 | 0 | 0 | 0 | 0 | 0 | 0 | 0 | 0 | 0 | 0 | 0 | 0 | 0 | 0 | 0 | 0 | 0 | 0
F4_Industrial_Petroleum_New_Space Heating_Natural Gas_Insulation - Ducting_A_Achievable Economic TRC Potential | F4 | Industrial | Petroleum | New | Space Heating | Natural Gas | Insulation - Ducting | A | Incremental Energy Savings (MWh or mTherms) | Achievable Economic TRC Potential | 0 | 0 | 0 | 0 | 0 | 0 | 0 | 0 | 0 | 0 | 0 | 0 | 0 | 0 | 0 | 0 | 0 | 0 | 0 | 0 | 0 | 0 | 0 | 0 | 0 | 0 | 0 | 0 | 0 | 0 | 0
F5_Industrial_Petroleum_New_Space Heating_Natural Gas_Insulation - Ducting_A_Achievable Economic TRC Potential | F5 | Industrial | Petroleum | New | Space Heating | Natural Gas | Insulation - Ducting | A | Incremental Summer Peak Savings (MW) | Achievable Economic TRC Potential | 0 | 0 | 0 | 0 | 0 | 0 | 0 | 0 | 0 | 0 | 0 | 0 | 0 | 0 | 0 | 0 | 0 | 0 | 0 | 0 | 0 | 0 | 0 | 0 | 0 | 0 | 0 | 0 | 0 | 0 | 0
F6_Industrial_Petroleum_New_Space Heating_Natural Gas_Insulation - Ducting_A_Achievable Economic TRC Potential | F6 | Industrial | Petroleum | New | Space Heating | Natural Gas | Insulation - Ducting | A | Incremental Winter Peak Savings (MW) | Achievable Economic TRC Potential | 0 | 0 | 0 | 0 | 0 | 0 | 0 | 0 | 0 | 0 | 0 | 0 | 0 | 0 | 0 | 0 | 0 | 0 | 0 | 0 | 0 | 0 | 0 | 0 | 0 | 0 | 0 | 0 | 0 | 0 | 0
F7_Industrial_Petroleum_New_Space Heating_Natural Gas_Insulation - Ducting_A_Achievable Economic TRC Potential | F7 | Industrial | Petroleum | New | Space Heating | Natural Gas | Insulation - Ducting | A | Cumulative Energy Savings (MWh or mTherms) | Achievable Economic TRC Potential | 0 | 0 | 0 | 0 | 0 | 0 | 0 | 0 | 0 | 0 | 0 | 0 | 0 | 0 | 0 | 0 | 0 | 0 | 0 | 0 | 0 | 0 | 0 | 0 | 0 | 0 | 0 | 0 | 0 | 0 | 0
F8_Industrial_Petroleum_New_Space Heating_Natural Gas_Insulation - Ducting_A_Achievable Economic TRC Potential | F8 | Industrial | Petroleum | New | Space Heating | Natural Gas | Insulation - Ducting | A | Cumulative Summer Peak Savings (MW) | Achievable Economic TRC Potential | 0 | 0 | 0 | 0 | 0 | 0 | 0 | 0 | 0 | 0 | 0 | 0 | 0 | 0 | 0 | 0 | 0 | 0 | 0 | 0 | 0 | 0 | 0 | 0 | 0 | 0 | 0 | 0 | 0 | 0 | 0
F9_Industrial_Petroleum_New_Space Heating_Natural Gas_Insulation - Ducting_A_Achievable Economic TRC Potential | F9 | Industrial | Petroleum | New | Space Heating | Natural Gas | Insulation - Ducting | A | Cumulative Winter Peak Savings (MW) | Achievable Economic TRC Potential | 0 | 0 | 0 | 0 | 0 | 0 | 0 | 0 | 0 | 0 | 0 | 0 | 0 | 0 | 0 | 0 | 0 | 0 | 0 | 0 | 0 | 0 | 0 | 0 | 0 | 0 | 0 | 0 | 0 | 0 | 0
F10_Industrial_Petroleum_New_Space Heating_Natural Gas_Insulation - Ducting_A_Achievable Economic TRC Potential | F10 | Industrial | Petroleum | New | Space Heating | Natural Gas | Insulation - Ducting | A | Purchases (Incremental) | Achievable Economic TRC Potential | 0 | 0 | 0 | 0 | 0 | 0 | 0 | 0 | 0 | 0 | 0 | 0 | 0 | 0 | 0 | 0 | 0 | 0 | 0 | 0 | 0 | 0 | 0 | 0 | 0 | 0 | 0 | 0 | 0 | 0 | 0
F11_Industrial_Petroleum_New_Space Heating_Natural Gas_Insulation - Ducting_A_Achievable Economic TRC Potential | F11 | Industrial | Petroleum | New | Space Heating | Natural Gas | Insulation - Ducting | A | Purchases (Cumulative) | Achievable Economic TRC Potential | 0 | 0 | 0 | 0 | 0 | 0 | 0 | 0 | 0 | 0 | 0 | 0 | 0 | 0 | 0 | 0 | 0 | 0 | 0 | 0 | 0 | 0 | 0 | 0 | 0 | 0 | 0 | 0 | 0 | 0 | 0
F1_Industrial_Petroleum_New_Space Heating_Natural Gas_HVAC - Duct Repair and Sealing_A_Achievable Economic TRC Potential | F1 | Industrial | Petroleum | New | Space Heating | Natural Gas | HVAC - Duct Repair and Sealing | A | Integrated Unit Energy Savings (kWh or therms) | Achievable Economic TRC Potential | 0 | 0 | 0 | 0 | 0 | 0 | 0 | 0 | 0 | 0 | 0 | 0 | 0 | 0 | 0 | 0 | 0 | 0 | 0 | 0 | 0 | 0 | 0 | 0 | 0 | 0 | 0 | 0 | 0 | 0 | 0
F2_Industrial_Petroleum_New_Space Heating_Natural Gas_HVAC - Duct Repair and Sealing_A_Achievable Economic TRC Potential | F2 | Industrial | Petroleum | New | Space Heating | Natural Gas | HVAC - Duct Repair and Sealing | A | Integrated Unit Summer Peak Savings (kW) | Achievable Economic TRC Potential | 0 | 0 | 0 | 0 | 0 | 0 | 0 | 0 | 0 | 0 | 0 | 0 | 0 | 0 | 0 | 0 | 0 | 0 | 0 | 0 | 0 | 0 | 0 | 0 | 0 | 0 | 0 | 0 | 0 | 0 | 0
F3_Industrial_Petroleum_New_Space Heating_Natural Gas_HVAC - Duct Repair and Sealing_A_Achievable Economic TRC Potential | F3 | Industrial | Petroleum | New | Space Heating | Natural Gas | HVAC - Duct Repair and Sealing | A | Integrated Unit Winter Peak Savings (kW) | Achievable Economic TRC Potential | 0 | 0 | 0 | 0 | 0 | 0 | 0 | 0 | 0 | 0 | 0 | 0 | 0 | 0 | 0 | 0 | 0 | 0 | 0 | 0 | 0 | 0 | 0 | 0 | 0 | 0 | 0 | 0 | 0 | 0 | 0
F4_Industrial_Petroleum_New_Space Heating_Natural Gas_HVAC - Duct Repair and Sealing_A_Achievable Economic TRC Potential | F4 | Industrial | Petroleum | New | Space Heating | Natural Gas | HVAC - Duct Repair and Sealing | A | Incremental Energy Savings (MWh or mTherms) | Achievable Economic TRC Potential | 0 | 0 | 0 | 0 | 0 | 0 | 0 | 0 | 0 | 0 | 0 | 0 | 0 | 0 | 0 | 0 | 0 | 0 | 0 | 0 | 0 | 0 | 0 | 0 | 0 | 0 | 0 | 0 | 0 | 0 | 0
F5_Industrial_Petroleum_New_Space Heating_Natural Gas_HVAC - Duct Repair and Sealing_A_Achievable Economic TRC Potential | F5 | Industrial | Petroleum | New | Space Heating | Natural Gas | HVAC - Duct Repair and Sealing | A | Incremental Summer Peak Savings (MW) | Achievable Economic TRC Potential | 0 | 0 | 0 | 0 | 0 | 0 | 0 | 0 | 0 | 0 | 0 | 0 | 0 | 0 | 0 | 0 | 0 | 0 | 0 | 0 | 0 | 0 | 0 | 0 | 0 | 0 | 0 | 0 | 0 | 0 | 0
F6_Industrial_Petroleum_New_Space Heating_Natural Gas_HVAC - Duct Repair and Sealing_A_Achievable Economic TRC Potential | F6 | Industrial | Petroleum | New | Space Heating | Natural Gas | HVAC - Duct Repair and Sealing | A | Incremental Winter Peak Savings (MW) | Achievable Economic TRC Potential | 0 | 0 | 0 | 0 | 0 | 0 | 0 | 0 | 0 | 0 | 0 | 0 | 0 | 0 | 0 | 0 | 0 | 0 | 0 | 0 | 0 | 0 | 0 | 0 | 0 | 0 | 0 | 0 | 0 | 0 | 0
F7_Industrial_Petroleum_New_Space Heating_Natural Gas_HVAC - Duct Repair and Sealing_A_Achievable Economic TRC Potential | F7 | Industrial | Petroleum | New | Space Heating | Natural Gas | HVAC - Duct Repair and Sealing | A | Cumulative Energy Savings (MWh or mTherms) | Achievable Economic TRC Potential | 0 | 0 | 0 | 0 | 0 | 0 | 0 | 0 | 0 | 0 | 0 | 0 | 0 | 0 | 0 | 0 | 0 | 0 | 0 | 0 | 0 | 0 | 0 | 0 | 0 | 0 | 0 | 0 | 0 | 0 | 0
F8_Industrial_Petroleum_New_Space Heating_Natural Gas_HVAC - Duct Repair and Sealing_A_Achievable Economic TRC Potential | F8 | Industrial | Petroleum | New | Space Heating | Natural Gas | HVAC - Duct Repair and Sealing | A | Cumulative Summer Peak Savings (MW) | Achievable Economic TRC Potential | 0 | 0 | 0 | 0 | 0 | 0 | 0 | 0 | 0 | 0 | 0 | 0 | 0 | 0 | 0 | 0 | 0 | 0 | 0 | 0 | 0 | 0 | 0 | 0 | 0 | 0 | 0 | 0 | 0 | 0 | 0
F9_Industrial_Petroleum_New_Space Heating_Natural Gas_HVAC - Duct Repair and Sealing_A_Achievable Economic TRC Potential | F9 | Industrial | Petroleum | New | Space Heating | Natural Gas | HVAC - Duct Repair and Sealing | A | Cumulative Winter Peak Savings (MW) | Achievable Economic TRC Potential | 0 | 0 | 0 | 0 | 0 | 0 | 0 | 0 | 0 | 0 | 0 | 0 | 0 | 0 | 0 | 0 | 0 | 0 | 0 | 0 | 0 | 0 | 0 | 0 | 0 | 0 | 0 | 0 | 0 | 0 | 0
F10_Industrial_Petroleum_New_Space Heating_Natural Gas_HVAC - Duct Repair and Sealing_A_Achievable Economic TRC Potential | F10 | Industrial | Petroleum | New | Space Heating | Natural Gas | HVAC - Duct Repair and Sealing | A | Purchases (Incremental) | Achievable Economic TRC Potential | 0 | 0 | 0 | 0 | 0 | 0 | 0 | 0 | 0 | 0 | 0 | 0 | 0 | 0 | 0 | 0 | 0 | 0 | 0 | 0 | 0 | 0 | 0 | 0 | 0 | 0 | 0 | 0 | 0 | 0 | 0
F11_Industrial_Petroleum_New_Space Heating_Natural Gas_HVAC - Duct Repair and Sealing_A_Achievable Economic TRC Potential | F11 | Industrial | Petroleum | New | Space Heating | Natural Gas | HVAC - Duct Repair and Sealing | A | Purchases (Cumulative) | Achievable Economic TRC Potential | 0 | 0 | 0 | 0 | 0 | 0 | 0 | 0 | 0 | 0 | 0 | 0 | 0 | 0 | 0 | 0 | 0 | 0 | 0 | 0 | 0 | 0 | 0 | 0 | 0 | 0 | 0 | 0 | 0 | 0 | 0
F1_Industrial_Petroleum_New_Space Heating_Natural Gas_Windows - High Efficiency_A_Achievable Economic TRC Potential | F1 | Industrial | Petroleum | New | Space Heating | Natural Gas | Windows - High Efficiency | A | Integrated Unit Energy Savings (kWh or therms) | Achievable Economic TRC Potential | 0 | 0 | 0 | 0 | 0 | 0 | 0 | 0 | 0 | 0 | 0 | 0 | 0 | 0 | 0 | 0 | 0 | 0 | 0 | 0 | 0 | 0 | 0 | 0 | 0 | 0 | 0 | 0 | 0 | 0 | 0
F2_Industrial_Petroleum_New_Space Heating_Natural Gas_Windows - High Efficiency_A_Achievable Economic TRC Potential | F2 | Industrial | Petroleum | New | Space Heating | Natural Gas | Windows - High Efficiency | A | Integrated Unit Summer Peak Savings (kW) | Achievable Economic TRC Potential | 0 | 0 | 0 | 0 | 0 | 0 | 0 | 0 | 0 | 0 | 0 | 0 | 0 | 0 | 0 | 0 | 0 | 0 | 0 | 0 | 0 | 0 | 0 | 0 | 0 | 0 | 0 | 0 | 0 | 0 | 0
F3_Industrial_Petroleum_New_Space Heating_Natural Gas_Windows - High Efficiency_A_Achievable Economic TRC Potential | F3 | Industrial | Petroleum | New | Space Heating | Natural Gas | Windows - High Efficiency | A | Integrated Unit Winter Peak Savings (kW) | Achievable Economic TRC Potential | 0 | 0 | 0 | 0 | 0 | 0 | 0 | 0 | 0 | 0 | 0 | 0 | 0 | 0 | 0 | 0 | 0 | 0 | 0 | 0 | 0 | 0 | 0 | 0 | 0 | 0 | 0 | 0 | 0 | 0 | 0
F4_Industrial_Petroleum_New_Space Heating_Natural Gas_Windows - High Efficiency_A_Achievable Economic TRC Potential | F4 | Industrial | Petroleum | New | Space Heating | Natural Gas | Windows - High Efficiency | A | Incremental Energy Savings (MWh or mTherms) | Achievable Economic TRC Potential | 0 | 0 | 0 | 0 | 0 | 0 | 0 | 0 | 0 | 0 | 0 | 0 | 0 | 0 | 0 | 0 | 0 | 0 | 0 | 0 | 0 | 0 | 0 | 0 | 0 | 0 | 0 | 0 | 0 | 0 | 0
F5_Industrial_Petroleum_New_Space Heating_Natural Gas_Windows - High Efficiency_A_Achievable Economic TRC Potential | F5 | Industrial | Petroleum | New | Space Heating | Natural Gas | Windows - High Efficiency | A | Incremental Summer Peak Savings (MW) | Achievable Economic TRC Potential | 0 | 0 | 0 | 0 | 0 | 0 | 0 | 0 | 0 | 0 | 0 | 0 | 0 | 0 | 0 | 0 | 0 | 0 | 0 | 0 | 0 | 0 | 0 | 0 | 0 | 0 | 0 | 0 | 0 | 0 | 0
F6_Industrial_Petroleum_New_Space Heating_Natural Gas_Windows - High Efficiency_A_Achievable Economic TRC Potential | F6 | Industrial | Petroleum | New | Space Heating | Natural Gas | Windows - High Efficiency | A | Incremental Winter Peak Savings (MW) | Achievable Economic TRC Potential | 0 | 0 | 0 | 0 | 0 | 0 | 0 | 0 | 0 | 0 | 0 | 0 | 0 | 0 | 0 | 0 | 0 | 0 | 0 | 0 | 0 | 0 | 0 | 0 | 0 | 0 | 0 | 0 | 0 | 0 | 0
F7_Industrial_Petroleum_New_Space Heating_Natural Gas_Windows - High Efficiency_A_Achievable Economic TRC Potential | F7 | Industrial | Petroleum | New | Space Heating | Natural Gas | Windows - High Efficiency | A | Cumulative Energy Savings (MWh or mTherms) | Achievable Economic TRC Potential | 0 | 0 | 0 | 0 | 0 | 0 | 0 | 0 | 0 | 0 | 0 | 0 | 0 | 0 | 0 | 0 | 0 | 0 | 0 | 0 | 0 | 0 | 0 | 0 | 0 | 0 | 0 | 0 | 0 | 0 | 0
F8_Industrial_Petroleum_New_Space Heating_Natural Gas_Windows - High Efficiency_A_Achievable Economic TRC Potential | F8 | Industrial | Petroleum | New | Space Heating | Natural Gas | Windows - High Efficiency | A | Cumulative Summer Peak Savings (MW) | Achievable Economic TRC Potential | 0 | 0 | 0 | 0 | 0 | 0 | 0 | 0 | 0 | 0 | 0 | 0 | 0 | 0 | 0 | 0 | 0 | 0 | 0 | 0 | 0 | 0 | 0 | 0 | 0 | 0 | 0 | 0 | 0 | 0 | 0
F9_Industrial_Petroleum_New_Space Heating_Natural Gas_Windows - High Efficiency_A_Achievable Economic TRC Potential | F9 | Industrial | Petroleum | New | Space Heating | Natural Gas | Windows - High Efficiency | A | Cumulative Winter Peak Savings (MW) | Achievable Economic TRC Potential | 0 | 0 | 0 | 0 | 0 | 0 | 0 | 0 | 0 | 0 | 0 | 0 | 0 | 0 | 0 | 0 | 0 | 0 | 0 | 0 | 0 | 0 | 0 | 0 | 0 | 0 | 0 | 0 | 0 | 0 | 0
F10_Industrial_Petroleum_New_Space Heating_Natural Gas_Windows - High Efficiency_A_Achievable Economic TRC Potential | F10 | Industrial | Petroleum | New | Space Heating | Natural Gas | Windows - High Efficiency | A | Purchases (Incremental) | Achievable Economic TRC Potential | 0 | 0 | 0 | 0 | 0 | 0 | 0 | 0 | 0 | 0 | 0 | 0 | 0 | 0 | 0 | 0 | 0 | 0 | 0 | 0 | 0 | 0 | 0 | 0 | 0 | 0 | 0 | 0 | 0 | 0 | 0
F11_Industrial_Petroleum_New_Space Heating_Natural Gas_Windows - High Efficiency_A_Achievable Economic TRC Potential | F11 | Industrial | Petroleum | New | Space Heating | Natural Gas | Windows - High Efficiency | A | Purchases (Cumulative) | Achievable Economic TRC Potential | 0 | 0 | 0 | 0 | 0 | 0 | 0 | 0 | 0 | 0 | 0 | 0 | 0 | 0 | 0 | 0 | 0 | 0 | 0 | 0 | 0 | 0 | 0 | 0 | 0 | 0 | 0 | 0 | 0 | 0 | 0
F1_Industrial_Petroleum_New_Space Heating_Natural Gas_Gas Boiler - Maintenance_A_Achievable Economic TRC Potential | F1 | Industrial | Petroleum | New | Space Heating | Natural Gas | Gas Boiler - Maintenance | A | Integrated Unit Energy Savings (kWh or therms) | Achievable Economic TRC Potential | 0 | 0 | 0 | 0 | 0 | 0 | 0 | 0 | 0 | 0 | 0 | 0 | 0 | 0 | 0 | 0 | 0 | 0 | 0 | 0 | 0 | 0 | 0 | 0 | 0 | 0 | 0 | 0 | 0 | 0 | 0
F2_Industrial_Petroleum_New_Space Heating_Natural Gas_Gas Boiler - Maintenance_A_Achievable Economic TRC Potential | F2 | Industrial | Petroleum | New | Space Heating | Natural Gas | Gas Boiler - Maintenance | A | Integrated Unit Summer Peak Savings (kW) | Achievable Economic TRC Potential | 0 | 0 | 0 | 0 | 0 | 0 | 0 | 0 | 0 | 0 | 0 | 0 | 0 | 0 | 0 | 0 | 0 | 0 | 0 | 0 | 0 | 0 | 0 | 0 | 0 | 0 | 0 | 0 | 0 | 0 | 0
F3_Industrial_Petroleum_New_Space Heating_Natural Gas_Gas Boiler - Maintenance_A_Achievable Economic TRC Potential | F3 | Industrial | Petroleum | New | Space Heating | Natural Gas | Gas Boiler - Maintenance | A | Integrated Unit Winter Peak Savings (kW) | Achievable Economic TRC Potential | 0 | 0 | 0 | 0 | 0 | 0 | 0 | 0 | 0 | 0 | 0 | 0 | 0 | 0 | 0 | 0 | 0 | 0 | 0 | 0 | 0 | 0 | 0 | 0 | 0 | 0 | 0 | 0 | 0 | 0 | 0
F4_Industrial_Petroleum_New_Space Heating_Natural Gas_Gas Boiler - Maintenance_A_Achievable Economic TRC Potential | F4 | Industrial | Petroleum | New | Space Heating | Natural Gas | Gas Boiler - Maintenance | A | Incremental Energy Savings (MWh or mTherms) | Achievable Economic TRC Potential | 0 | 0 | 0 | 0 | 0 | 0 | 0 | 0 | 0 | 0 | 0 | 0 | 0 | 0 | 0 | 0 | 0 | 0 | 0 | 0 | 0 | 0 | 0 | 0 | 0 | 0 | 0 | 0 | 0 | 0 | 0
F5_Industrial_Petroleum_New_Space Heating_Natural Gas_Gas Boiler - Maintenance_A_Achievable Economic TRC Potential | F5 | Industrial | Petroleum | New | Space Heating | Natural Gas | Gas Boiler - Maintenance | A | Incremental Summer Peak Savings (MW) | Achievable Economic TRC Potential | 0 | 0 | 0 | 0 | 0 | 0 | 0 | 0 | 0 | 0 | 0 | 0 | 0 | 0 | 0 | 0 | 0 | 0 | 0 | 0 | 0 | 0 | 0 | 0 | 0 | 0 | 0 | 0 | 0 | 0 | 0
F6_Industrial_Petroleum_New_Space Heating_Natural Gas_Gas Boiler - Maintenance_A_Achievable Economic TRC Potential | F6 | Industrial | Petroleum | New | Space Heating | Natural Gas | Gas Boiler - Maintenance | A | Incremental Winter Peak Savings (MW) | Achievable Economic TRC Potential | 0 | 0 | 0 | 0 | 0 | 0 | 0 | 0 | 0 | 0 | 0 | 0 | 0 | 0 | 0 | 0 | 0 | 0 | 0 | 0 | 0 | 0 | 0 | 0 | 0 | 0 | 0 | 0 | 0 | 0 | 0
F7_Industrial_Petroleum_New_Space Heating_Natural Gas_Gas Boiler - Maintenance_A_Achievable Economic TRC Potential | F7 | Industrial | Petroleum | New | Space Heating | Natural Gas | Gas Boiler - Maintenance | A | Cumulative Energy Savings (MWh or mTherms) | Achievable Economic TRC Potential | 0 | 0 | 0 | 0 | 0 | 0 | 0 | 0 | 0 | 0 | 0 | 0 | 0 | 0 | 0 | 0 | 0 | 0 | 0 | 0 | 0 | 0 | 0 | 0 | 0 | 0 | 0 | 0 | 0 | 0 | 0
F8_Industrial_Petroleum_New_Space Heating_Natural Gas_Gas Boiler - Maintenance_A_Achievable Economic TRC Potential | F8 | Industrial | Petroleum | New | Space Heating | Natural Gas | Gas Boiler - Maintenance | A | Cumulative Summer Peak Savings (MW) | Achievable Economic TRC Potential | 0 | 0 | 0 | 0 | 0 | 0 | 0 | 0 | 0 | 0 | 0 | 0 | 0 | 0 | 0 | 0 | 0 | 0 | 0 | 0 | 0 | 0 | 0 | 0 | 0 | 0 | 0 | 0 | 0 | 0 | 0
F9_Industrial_Petroleum_New_Space Heating_Natural Gas_Gas Boiler - Maintenance_A_Achievable Economic TRC Potential | F9 | Industrial | Petroleum | New | Space Heating | Natural Gas | Gas Boiler - Maintenance | A | Cumulative Winter Peak Savings (MW) | Achievable Economic TRC Potential | 0 | 0 | 0 | 0 | 0 | 0 | 0 | 0 | 0 | 0 | 0 | 0 | 0 | 0 | 0 | 0 | 0 | 0 | 0 | 0 | 0 | 0 | 0 | 0 | 0 | 0 | 0 | 0 | 0 | 0 | 0
F10_Industrial_Petroleum_New_Space Heating_Natural Gas_Gas Boiler - Maintenance_A_Achievable Economic TRC Potential | F10 | Industrial | Petroleum | New | Space Heating | Natural Gas | Gas Boiler - Maintenance | A | Purchases (Incremental) | Achievable Economic TRC Potential | 0 | 0 | 0 | 0 | 0 | 0 | 0 | 0 | 0 | 0 | 0 | 0 | 0 | 0 | 0 | 0 | 0 | 0 | 0 | 0 | 0 | 0 | 0 | 0 | 0 | 0 | 0 | 0 | 0 | 0 | 0
F11_Industrial_Petroleum_New_Space Heating_Natural Gas_Gas Boiler - Maintenance_A_Achievable Economic TRC Potential | F11 | Industrial | Petroleum | New | Space Heating | Natural Gas | Gas Boiler - Maintenance | A | Purchases (Cumulative) | Achievable Economic TRC Potential | 0 | 0 | 0 | 0 | 0 | 0 | 0 | 0 | 0 | 0 | 0 | 0 | 0 | 0 | 0 | 0 | 0 | 0 | 0 | 0 | 0 | 0 | 0 | 0 | 0 | 0 | 0 | 0 | 0 | 0 | 0
F1_Industrial_Petroleum_New_Process_Natural Gas_Gas Boiler - Maintenance_A_Achievable Economic TRC Potential | F1 | Industrial | Petroleum | New | Process | Natural Gas | Gas Boiler - Maintenance | A | Integrated Unit Energy Savings (kWh or therms) | Achievable Economic TRC Potential | 0 | 0 | 0 | 0 | 0 | 536.7637 | 536.7637 | 536.7637 | 536.7637 | 536.7637 | 536.7637 | 536.7637 | 536.7637 | 536.7637 | 536.7637 | 536.7637 | 536.7637 | 536.7637 | 536.7637 | 536.7637 | 536.7637 | 536.7637 | 536.7637 | 536.7637 | 536.7637 | 536.7637 | 536.7637 | 536.7637 | 536.7637 | 536.7637 | 536.7637
F2_Industrial_Petroleum_New_Process_Natural Gas_Gas Boiler - Maintenance_A_Achievable Economic TRC Potential | F2 | Industrial | Petroleum | New | Process | Natural Gas | Gas Boiler - Maintenance | A | Integrated Unit Summer Peak Savings (kW) | Achievable Economic TRC Potential | 0 | 0 | 0 | 0 | 0 | 0 | 0 | 0 | 0 | 0 | 0 | 0 | 0 | 0 | 0 | 0 | 0 | 0 | 0 | 0 | 0 | 0 | 0 | 0 | 0 | 0 | 0 | 0 | 0 | 0 | 0
F3_Industrial_Petroleum_New_Process_Natural Gas_Gas Boiler - Maintenance_A_Achievable Economic TRC Potential | F3 | Industrial | Petroleum | New | Process | Natural Gas | Gas Boiler - Maintenance | A | Integrated Unit Winter Peak Savings (kW) | Achievable Economic TRC Potential | 0 | 0 | 0 | 0 | 0 | 0 | 0 | 0 | 0 | 0 | 0 | 0 | 0 | 0 | 0 | 0 | 0 | 0 | 0 | 0 | 0 | 0 | 0 | 0 | 0 | 0 | 0 | 0 | 0 | 0 | 0
F4_Industrial_Petroleum_New_Process_Natural Gas_Gas Boiler - Maintenance_A_Achievable Economic TRC Potential | F4 | Industrial | Petroleum | New | Process | Natural Gas | Gas Boiler - Maintenance | A | Incremental Energy Savings (MWh or mTherms) | Achievable Economic TRC Potential | 0 | 0 | 0 | 0 | 0 | 0.0083255 | 0.0069135 | 0.0055318 | 0.0083255 | 0.0069135 | 0.0055318 | 0.0083255 | 0.0069135 | 0.0055318 | 0.0083255 | 0.0069135 | 0.0055318 | 0.0083255 | 0.0069135 | 0.0055318 | 0.0083255 | 0.0069135 | 0.0055318 | 0.0083255 | 0.0069135 | 0.0055318 | 0.0083255 | 0.0069135 | 0.0055318 | 0.0083255 | 0.0069135
F5_Industrial_Petroleum_New_Process_Natural Gas_Gas Boiler - Maintenance_A_Achievable Economic TRC Potential | F5 | Industrial | Petroleum | New | Process | Natural Gas | Gas Boiler - Maintenance | A | Incremental Summer Peak Savings (MW) | Achievable Economic TRC Potential | 0 | 0 | 0 | 0 | 0 | 0 | 0 | 0 | 0 | 0 | 0 | 0 | 0 | 0 | 0 | 0 | 0 | 0 | 0 | 0 | 0 | 0 | 0 | 0 | 0 | 0 | 0 | 0 | 0 | 0 | 0
F6_Industrial_Petroleum_New_Process_Natural Gas_Gas Boiler - Maintenance_A_Achievable Economic TRC Potential | F6 | Industrial | Petroleum | New | Process | Natural Gas | Gas Boiler - Maintenance | A | Incremental Winter Peak Savings (MW) | Achievable Economic TRC Potential | 0 | 0 | 0 | 0 | 0 | 0 | 0 | 0 | 0 | 0 | 0 | 0 | 0 | 0 | 0 | 0 | 0 | 0 | 0 | 0 | 0 | 0 | 0 | 0 | 0 | 0 | 0 | 0 | 0 | 0 | 0
F7_Industrial_Petroleum_New_Process_Natural Gas_Gas Boiler - Maintenance_A_Achievable Economic TRC Potential | F7 | Industrial | Petroleum | New | Process | Natural Gas | Gas Boiler - Maintenance | A | Cumulative Energy Savings (MWh or mTherms) | Achievable Economic TRC Potential | 0 | 0 | 0 | 0 | 0 | 0.0083255 | 0.015239 | 0.020771 | 0.020771 | 0.020771 | 0.020771 | 0.020771 | 0.020771 | 0.020771 | 0.020771 | 0.020771 | 0.020771 | 0.020771 | 0.020771 | 0.020771 | 0.020771 | 0.020771 | 0.020771 | 0.020771 | 0.020771 | 0.020771 | 0.020771 | 0.020771 | 0 | 0 | 0
F8_Industrial_Petroleum_New_Process_Natural Gas_Gas Boiler - Maintenance_A_Achievable Economic TRC Potential | F8 | Industrial | Petroleum | New | Process | Natural Gas | Gas Boiler - Maintenance | A | Cumulative Summer Peak Savings (MW) | Achievable Economic TRC Potential | 0 | 0 | 0 | 0 | 0 | 0 | 0 | 0 | 0 | 0 | 0 | 0 | 0 | 0 | 0 | 0 | 0 | 0 | 0 | 0 | 0 | 0 | 0 | 0 | 0 | 0 | 0 | 0 | 0 | 0 | 0
F9_Industrial_Petroleum_New_Process_Natural Gas_Gas Boiler - Maintenance_A_Achievable Economic TRC Potential | F9 | Industrial | Petroleum | New | Process | Natural Gas | Gas Boiler - Maintenance | A | Cumulative Winter Peak Savings (MW) | Achievable Economic TRC Potential | 0 | 0 | 0 | 0 | 0 | 0 | 0 | 0 | 0 | 0 | 0 | 0 | 0 | 0 | 0 | 0 | 0 | 0 | 0 | 0 | 0 | 0 | 0 | 0 | 0 | 0 | 0 | 0 | 0 | 0 | 0
F10_Industrial_Petroleum_New_Process_Natural Gas_Gas Boiler - Maintenance_A_Achievable Economic TRC Potential | F10 | Industrial | Petroleum | New | Process | Natural Gas | Gas Boiler - Maintenance | A | Purchases (Incremental) | Achievable Economic TRC Potential | 0 | 0 | 0 | 0 | 0 | 0.015511 | 0.01288 | 0.010306 | 0.015511 | 0.01288 | 0.010306 | 0.015511 | 0.01288 | 0.010306 | 0.015511 | 0.01288 | 0.010306 | 0.015511 | 0.01288 | 0.010306 | 0.015511 | 0.01288 | 0.010306 | 0.015511 | 0.01288 | 0.010306 | 0.015511 | 0.01288 | 0.010306 | 0.015511 | 0.01288
F11_Industrial_Petroleum_New_Process_Natural Gas_Gas Boiler - Maintenance_A_Achievable Economic TRC Potential | F11 | Industrial | Petroleum | New | Process | Natural Gas | Gas Boiler - Maintenance | A | Purchases (Cumulative) | Achievable Economic TRC Potential | 0 | 0 | 0 | 0 | 0 | 0.015511 | 0.028391 | 0.038697 | 0.038697 | 0.038697 | 0.038697 | 0.038697 | 0.038697 | 0.038697 | 0.038697 | 0.038697 | 0.038697 | 0.038697 | 0.038697 | 0.038697 | 0.038697 | 0.038697 | 0.038697 | 0.038697 | 0.038697 | 0.038697 | 0.038697 | 0.038697 | 0.038697 | 0.038697 | 0.038697
F1_Industrial_Petroleum_New_Space Heating_Natural Gas_Gas Furnace - Maintenance_A_Achievable Economic TRC Potential | F1 | Industrial | Petroleum | New | Space Heating | Natural Gas | Gas Furnace - Maintenance | A | Integrated Unit Energy Savings (kWh or therms) | Achievable Economic TRC Potential | 0 | 0 | 0 | 0 | 0 | 0 | 0 | 0 | 0 | 0 | 0 | 0 | 0 | 0 | 0 | 0 | 0 | 0 | 0 | 0 | 0 | 0 | 0 | 0 | 0 | 0 | 0 | 0 | 0 | 0 | 0
F2_Industrial_Petroleum_New_Space Heating_Natural Gas_Gas Furnace - Maintenance_A_Achievable Economic TRC Potential | F2 | Industrial | Petroleum | New | Space Heating | Natural Gas | Gas Furnace - Maintenance | A | Integrated Unit Summer Peak Savings (kW) | Achievable Economic TRC Potential | 0 | 0 | 0 | 0 | 0 | 0 | 0 | 0 | 0 | 0 | 0 | 0 | 0 | 0 | 0 | 0 | 0 | 0 | 0 | 0 | 0 | 0 | 0 | 0 | 0 | 0 | 0 | 0 | 0 | 0 | 0
F3_Industrial_Petroleum_New_Space Heating_Natural Gas_Gas Furnace - Maintenance_A_Achievable Economic TRC Potential | F3 | Industrial | Petroleum | New | Space Heating | Natural Gas | Gas Furnace - Maintenance | A | Integrated Unit Winter Peak Savings (kW) | Achievable Economic TRC Potential | 0 | 0 | 0 | 0 | 0 | 0 | 0 | 0 | 0 | 0 | 0 | 0 | 0 | 0 | 0 | 0 | 0 | 0 | 0 | 0 | 0 | 0 | 0 | 0 | 0 | 0 | 0 | 0 | 0 | 0 | 0
F4_Industrial_Petroleum_New_Space Heating_Natural Gas_Gas Furnace - Maintenance_A_Achievable Economic TRC Potential | F4 | Industrial | Petroleum | New | Space Heating | Natural Gas | Gas Furnace - Maintenance | A | Incremental Energy Savings (MWh or mTherms) | Achievable Economic TRC Potential | 0 | 0 | 0 | 0 | 0 | 0 | 0 | 0 | 0 | 0 | 0 | 0 | 0 | 0 | 0 | 0 | 0 | 0 | 0 | 0 | 0 | 0 | 0 | 0 | 0 | 0 | 0 | 0 | 0 | 0 | 0
F5_Industrial_Petroleum_New_Space Heating_Natural Gas_Gas Furnace - Maintenance_A_Achievable Economic TRC Potential | F5 | Industrial | Petroleum | New | Space Heating | Natural Gas | Gas Furnace - Maintenance | A | Incremental Summer Peak Savings (MW) | Achievable Economic TRC Potential | 0 | 0 | 0 | 0 | 0 | 0 | 0 | 0 | 0 | 0 | 0 | 0 | 0 | 0 | 0 | 0 | 0 | 0 | 0 | 0 | 0 | 0 | 0 | 0 | 0 | 0 | 0 | 0 | 0 | 0 | 0
F6_Industrial_Petroleum_New_Space Heating_Natural Gas_Gas Furnace - Maintenance_A_Achievable Economic TRC Potential | F6 | Industrial | Petroleum | New | Space Heating | Natural Gas | Gas Furnace - Maintenance | A | Incremental Winter Peak Savings (MW) | Achievable Economic TRC Potential | 0 | 0 | 0 | 0 | 0 | 0 | 0 | 0 | 0 | 0 | 0 | 0 | 0 | 0 | 0 | 0 | 0 | 0 | 0 | 0 | 0 | 0 | 0 | 0 | 0 | 0 | 0 | 0 | 0 | 0 | 0
F7_Industrial_Petroleum_New_Space Heating_Natural Gas_Gas Furnace - Maintenance_A_Achievable Economic TRC Potential | F7 | Industrial | Petroleum | New | Space Heating | Natural Gas | Gas Furnace - Maintenance | A | Cumulative Energy Savings (MWh or mTherms) | Achievable Economic TRC Potential | 0 | 0 | 0 | 0 | 0 | 0 | 0 | 0 | 0 | 0 | 0 | 0 | 0 | 0 | 0 | 0 | 0 | 0 | 0 | 0 | 0 | 0 | 0 | 0 | 0 | 0 | 0 | 0 | 0 | 0 | 0
F8_Industrial_Petroleum_New_Space Heating_Natural Gas_Gas Furnace - Maintenance_A_Achievable Economic TRC Potential | F8 | Industrial | Petroleum | New | Space Heating | Natural Gas | Gas Furnace - Maintenance | A | Cumulative Summer Peak Savings (MW) | Achievable Economic TRC Potential | 0 | 0 | 0 | 0 | 0 | 0 | 0 | 0 | 0 | 0 | 0 | 0 | 0 | 0 | 0 | 0 | 0 | 0 | 0 | 0 | 0 | 0 | 0 | 0 | 0 | 0 | 0 | 0 | 0 | 0 | 0
F9_Industrial_Petroleum_New_Space Heating_Natural Gas_Gas Furnace - Maintenance_A_Achievable Economic TRC Potential | F9 | Industrial | Petroleum | New | Space Heating | Natural Gas | Gas Furnace - Maintenance | A | Cumulative Winter Peak Savings (MW) | Achievable Economic TRC Potential | 0 | 0 | 0 | 0 | 0 | 0 | 0 | 0 | 0 | 0 | 0 | 0 | 0 | 0 | 0 | 0 | 0 | 0 | 0 | 0 | 0 | 0 | 0 | 0 | 0 | 0 | 0 | 0 | 0 | 0 | 0
F10_Industrial_Petroleum_New_Space Heating_Natural Gas_Gas Furnace - Maintenance_A_Achievable Economic TRC Potential | F10 | Industrial | Petroleum | New | Space Heating | Natural Gas | Gas Furnace - Maintenance | A | Purchases (Incremental) | Achievable Economic TRC Potential | 0 | 0 | 0 | 0 | 0 | 0 | 0 | 0 | 0 | 0 | 0 | 0 | 0 | 0 | 0 | 0 | 0 | 0 | 0 | 0 | 0 | 0 | 0 | 0 | 0 | 0 | 0 | 0 | 0 | 0 | 0
F11_Industrial_Petroleum_New_Space Heating_Natural Gas_Gas Furnace - Maintenance_A_Achievable Economic TRC Potential | F11 | Industrial | Petroleum | New | Space Heating | Natural Gas | Gas Furnace - Maintenance | A | Purchases (Cumulative) | Achievable Economic TRC Potential | 0 | 0 | 0 | 0 | 0 | 0 | 0 | 0 | 0 | 0 | 0 | 0 | 0 | 0 | 0 | 0 | 0 | 0 | 0 | 0 | 0 | 0 | 0 | 0 | 0 | 0 | 0 | 0 | 0 | 0 | 0
F1_Industrial_Petroleum_New_Space Heating_Natural Gas_Gas Boiler - Hot Water Reset_A_Achievable Economic TRC Potential | F1 | Industrial | Petroleum | New | Space Heating | Natural Gas | Gas Boiler - Hot Water Reset | A | Integrated Unit Energy Savings (kWh or therms) | Achievable Economic TRC Potential | 0 | 0 | 0 | 0 | 0 | 0 | 0 | 0 | 0 | 0 | 0 | 0 | 0 | 0 | 0 | 0 | 0 | 0 | 0 | 0 | 0 | 0 | 0 | 0 | 0 | 0 | 0 | 0 | 0 | 0 | 0
F2_Industrial_Petroleum_New_Space Heating_Natural Gas_Gas Boiler - Hot Water Reset_A_Achievable Economic TRC Potential | F2 | Industrial | Petroleum | New | Space Heating | Natural Gas | Gas Boiler - Hot Water Reset | A | Integrated Unit Summer Peak Savings (kW) | Achievable Economic TRC Potential | 0 | 0 | 0 | 0 | 0 | 0 | 0 | 0 | 0 | 0 | 0 | 0 | 0 | 0 | 0 | 0 | 0 | 0 | 0 | 0 | 0 | 0 | 0 | 0 | 0 | 0 | 0 | 0 | 0 | 0 | 0
F3_Industrial_Petroleum_New_Space Heating_Natural Gas_Gas Boiler - Hot Water Reset_A_Achievable Economic TRC Potential | F3 | Industrial | Petroleum | New | Space Heating | Natural Gas | Gas Boiler - Hot Water Reset | A | Integrated Unit Winter Peak Savings (kW) | Achievable Economic TRC Potential | 0 | 0 | 0 | 0 | 0 | 0 | 0 | 0 | 0 | 0 | 0 | 0 | 0 | 0 | 0 | 0 | 0 | 0 | 0 | 0 | 0 | 0 | 0 | 0 | 0 | 0 | 0 | 0 | 0 | 0 | 0
F4_Industrial_Petroleum_New_Space Heating_Natural Gas_Gas Boiler - Hot Water Reset_A_Achievable Economic TRC Potential | F4 | Industrial | Petroleum | New | Space Heating | Natural Gas | Gas Boiler - Hot Water Reset | A | Incremental Energy Savings (MWh or mTherms) | Achievable Economic TRC Potential | 0 | 0 | 0 | 0 | 0 | 0 | 0 | 0 | 0 | 0 | 0 | 0 | 0 | 0 | 0 | 0 | 0 | 0 | 0 | 0 | 0 | 0 | 0 | 0 | 0 | 0 | 0 | 0 | 0 | 0 | 0
F5_Industrial_Petroleum_New_Space Heating_Natural Gas_Gas Boiler - Hot Water Reset_A_Achievable Economic TRC Potential | F5 | Industrial | Petroleum | New | Space Heating | Natural Gas | Gas Boiler - Hot Water Reset | A | Incremental Summer Peak Savings (MW) | Achievable Economic TRC Potential | 0 | 0 | 0 | 0 | 0 | 0 | 0 | 0 | 0 | 0 | 0 | 0 | 0 | 0 | 0 | 0 | 0 | 0 | 0 | 0 | 0 | 0 | 0 | 0 | 0 | 0 | 0 | 0 | 0 | 0 | 0
F6_Industrial_Petroleum_New_Space Heating_Natural Gas_Gas Boiler - Hot Water Reset_A_Achievable Economic TRC Potential | F6 | Industrial | Petroleum | New | Space Heating | Natural Gas | Gas Boiler - Hot Water Reset | A | Incremental Winter Peak Savings (MW) | Achievable Economic TRC Potential | 0 | 0 | 0 | 0 | 0 | 0 | 0 | 0 | 0 | 0 | 0 | 0 | 0 | 0 | 0 | 0 | 0 | 0 | 0 | 0 | 0 | 0 | 0 | 0 | 0 | 0 | 0 | 0 | 0 | 0 | 0
F7_Industrial_Petroleum_New_Space Heating_Natural Gas_Gas Boiler - Hot Water Reset_A_Achievable Economic TRC Potential | F7 | Industrial | Petroleum | New | Space Heating | Natural Gas | Gas Boiler - Hot Water Reset | A | Cumulative Energy Savings (MWh or mTherms) | Achievable Economic TRC Potential | 0 | 0 | 0 | 0 | 0 | 0 | 0 | 0 | 0 | 0 | 0 | 0 | 0 | 0 | 0 | 0 | 0 | 0 | 0 | 0 | 0 | 0 | 0 | 0 | 0 | 0 | 0 | 0 | 0 | 0 | 0
F8_Industrial_Petroleum_New_Space Heating_Natural Gas_Gas Boiler - Hot Water Reset_A_Achievable Economic TRC Potential | F8 | Industrial | Petroleum | New | Space Heating | Natural Gas | Gas Boiler - Hot Water Reset | A | Cumulative Summer Peak Savings (MW) | Achievable Economic TRC Potential | 0 | 0 | 0 | 0 | 0 | 0 | 0 | 0 | 0 | 0 | 0 | 0 | 0 | 0 | 0 | 0 | 0 | 0 | 0 | 0 | 0 | 0 | 0 | 0 | 0 | 0 | 0 | 0 | 0 | 0 | 0
F9_Industrial_Petroleum_New_Space Heating_Natural Gas_Gas Boiler - Hot Water Reset_A_Achievable Economic TRC Potential | F9 | Industrial | Petroleum | New | Space Heating | Natural Gas | Gas Boiler - Hot Water Reset | A | Cumulative Winter Peak Savings (MW) | Achievable Economic TRC Potential | 0 | 0 | 0 | 0 | 0 | 0 | 0 | 0 | 0 | 0 | 0 | 0 | 0 | 0 | 0 | 0 | 0 | 0 | 0 | 0 | 0 | 0 | 0 | 0 | 0 | 0 | 0 | 0 | 0 | 0 | 0
F10_Industrial_Petroleum_New_Space Heating_Natural Gas_Gas Boiler - Hot Water Reset_A_Achievable Economic TRC Potential | F10 | Industrial | Petroleum | New | Space Heating | Natural Gas | Gas Boiler - Hot Water Reset | A | Purchases (Incremental) | Achievable Economic TRC Potential | 0 | 0 | 0 | 0 | 0 | 0 | 0 | 0 | 0 | 0 | 0 | 0 | 0 | 0 | 0 | 0 | 0 | 0 | 0 | 0 | 0 | 0 | 0 | 0 | 0 | 0 | 0 | 0 | 0 | 0 | 0
F11_Industrial_Petroleum_New_Space Heating_Natural Gas_Gas Boiler - Hot Water Reset_A_Achievable Economic TRC Potential | F11 | Industrial | Petroleum | New | Space Heating | Natural Gas | Gas Boiler - Hot Water Reset | A | Purchases (Cumulative) | Achievable Economic TRC Potential | 0 | 0 | 0 | 0 | 0 | 0 | 0 | 0 | 0 | 0 | 0 | 0 | 0 | 0 | 0 | 0 | 0 | 0 | 0 | 0 | 0 | 0 | 0 | 0 | 0 | 0 | 0 | 0 | 0 | 0 | 0
F1_Industrial_Petroleum_New_Process_Natural Gas_Gas Boiler - Hot Water Reset_A_Achievable Economic TRC Potential | F1 | Industrial | Petroleum | New | Process | Natural Gas | Gas Boiler - Hot Water Reset | A | Integrated Unit Energy Savings (kWh or therms) | Achievable Economic TRC Potential | 0 | 0 | 0 | 0 | 0 | 974.8076 | 973.878 | 973.0651 | 972.3477 | 971.6707 | 971.1283 | 970.7828 | 970.5828 | 970.4884 | 970.4654 | 970.4998 | 970.571 | 970.6701 | 970.7869 | 970.9137 | 971.0827 | 971.2997 | 971.4977 | 971.6788 | 971.8453 | 971.9988 | 972.1407 | 972.2725 | 975.934 | 975.934 | 975.934
F2_Industrial_Petroleum_New_Process_Natural Gas_Gas Boiler - Hot Water Reset_A_Achievable Economic TRC Potential | F2 | Industrial | Petroleum | New | Process | Natural Gas | Gas Boiler - Hot Water Reset | A | Integrated Unit Summer Peak Savings (kW) | Achievable Economic TRC Potential | 0 | 0 | 0 | 0 | 0 | 0 | 0 | 0 | 0 | 0 | 0 | 0 | 0 | 0 | 0 | 0 | 0 | 0 | 0 | 0 | 0 | 0 | 0 | 0 | 0 | 0 | 0 | 0 | 0 | 0 | 0
F3_Industrial_Petroleum_New_Process_Natural Gas_Gas Boiler - Hot Water Reset_A_Achievable Economic TRC Potential | F3 | Industrial | Petroleum | New | Process | Natural Gas | Gas Boiler - Hot Water Reset | A | Integrated Unit Winter Peak Savings (kW) | Achievable Economic TRC Potential | 0 | 0 | 0 | 0 | 0 | 0 | 0 | 0 | 0 | 0 | 0 | 0 | 0 | 0 | 0 | 0 | 0 | 0 | 0 | 0 | 0 | 0 | 0 | 0 | 0 | 0 | 0 | 0 | 0 | 0 | 0
F4_Industrial_Petroleum_New_Process_Natural Gas_Gas Boiler - Hot Water Reset_A_Achievable Economic TRC Potential | F4 | Industrial | Petroleum | New | Process | Natural Gas | Gas Boiler - Hot Water Reset | A | Incremental Energy Savings (MWh or mTherms) | Achievable Economic TRC Potential | 0 | 0 | 0 | 0 | 0 | 0.014696 | 0.021357 | 0.030183 | 0.039704 | 0.050608 | 0.065392 | 0.078487 | 0.087066 | 0.088531 | 0.081589 | 0.067404 | 0.047409 | 0.029154 | 0.014817 | 0.0065958 | 0.0025177 | 0.014643 | 0.021305 | 0.03014 | 0.039684 | 0.050625 | 0.065461 | 0.078608 | 0.087546 | 0.089028 | 0.082048
F5_Industrial_Petroleum_New_Process_Natural Gas_Gas Boiler - Hot Water Reset_A_Achievable Economic TRC Potential | F5 | Industrial | Petroleum | New | Process | Natural Gas | Gas Boiler - Hot Water Reset | A | Incremental Summer Peak Savings (MW) | Achievable Economic TRC Potential | 0 | 0 | 0 | 0 | 0 | 0 | 0 | 0 | 0 | 0 | 0 | 0 | 0 | 0 | 0 | 0 | 0 | 0 | 0 | 0 | 0 | 0 | 0 | 0 | 0 | 0 | 0 | 0 | 0 | 0 | 0
F6_Industrial_Petroleum_New_Process_Natural Gas_Gas Boiler - Hot Water Reset_A_Achievable Economic TRC Potential | F6 | Industrial | Petroleum | New | Process | Natural Gas | Gas Boiler - Hot Water Reset | A | Incremental Winter Peak Savings (MW) | Achievable Economic TRC Potential | 0 | 0 | 0 | 0 | 0 | 0 | 0 | 0 | 0 | 0 | 0 | 0 | 0 | 0 | 0 | 0 | 0 | 0 | 0 | 0 | 0 | 0 | 0 | 0 | 0 | 0 | 0 | 0 | 0 | 0 | 0
F7_Industrial_Petroleum_New_Process_Natural Gas_Gas Boiler - Hot Water Reset_A_Achievable Economic TRC Potential | F7 | Industrial | Petroleum | New | Process | Natural Gas | Gas Boiler - Hot Water Reset | A | Cumulative Energy Savings (MWh or mTherms) | Achievable Economic TRC Potential | 0 | 0 | 0 | 0 | 0 | 0.014696 | 0.036039 | 0.066192 | 0.10585 | 0.15638 | 0.22169 | 0.3001 | 0.3871 | 0.47559 | 0.55717 | 0.62459 | 0.67205 | 0.70127 | 0.71617 | 0.72286 | 0.72551 | 0.72567 | 0.72582 | 0.72595 | 0.72608 | 0.72619 | 0.7263 | 0.72639 | 0 | 0 | 0
F8_Industrial_Petroleum_New_Process_Natural Gas_Gas Boiler - Hot Water Reset_A_Achievable Economic TRC Potential | F8 | Industrial | Petroleum | New | Process | Natural Gas | Gas Boiler - Hot Water Reset | A | Cumulative Summer Peak Savings (MW) | Achievable Economic TRC Potential | 0 | 0 | 0 | 0 | 0 | 0 | 0 | 0 | 0 | 0 | 0 | 0 | 0 | 0 | 0 | 0 | 0 | 0 | 0 | 0 | 0 | 0 | 0 | 0 | 0 | 0 | 0 | 0 | 0 | 0 | 0
F9_Industrial_Petroleum_New_Process_Natural Gas_Gas Boiler - Hot Water Reset_A_Achievable Economic TRC Potential | F9 | Industrial | Petroleum | New | Process | Natural Gas | Gas Boiler - Hot Water Reset | A | Cumulative Winter Peak Savings (MW) | Achievable Economic TRC Potential | 0 | 0 | 0 | 0 | 0 | 0 | 0 | 0 | 0 | 0 | 0 | 0 | 0 | 0 | 0 | 0 | 0 | 0 | 0 | 0 | 0 | 0 | 0 | 0 | 0 | 0 | 0 | 0 | 0 | 0 | 0
F10_Industrial_Petroleum_New_Process_Natural Gas_Gas Boiler - Hot Water Reset_A_Achievable Economic TRC Potential | F10 | Industrial | Petroleum | New | Process | Natural Gas | Gas Boiler - Hot Water Reset | A | Purchases (Incremental) | Achievable Economic TRC Potential | 0 | 0 | 0 | 0 | 0 | 0.015076 | 0.02193 | 0.031018 | 0.040834 | 0.052084 | 0.067337 | 0.080849 | 0.089704 | 0.091223 | 0.084072 | 0.069453 | 0.048846 | 0.030035 | 0.015263 | 0.0067934 | 0.0025927 | 0.015076 | 0.02193 | 0.031018 | 0.040834 | 0.052084 | 0.067337 | 0.080849 | 0.089704 | 0.091223 | 0.084072
F11_Industrial_Petroleum_New_Process_Natural Gas_Gas Boiler - Hot Water Reset_A_Achievable Economic TRC Potential | F11 | Industrial | Petroleum | New | Process | Natural Gas | Gas Boiler - Hot Water Reset | A | Purchases (Cumulative) | Achievable Economic TRC Potential | 0 | 0 | 0 | 0 | 0 | 0.015076 | 0.037006 | 0.068024 | 0.10886 | 0.16094 | 0.22828 | 0.30913 | 0.39883 | 0.49006 | 0.57413 | 0.64358 | 0.69243 | 0.72246 | 0.73772 | 0.74452 | 0.74711 | 0.74711 | 0.74711 | 0.74711 | 0.74711 | 0.74711 | 0.74711 | 0.74711 | 0.74711 | 0.74711 | 0.74711
F1_Industrial_Petroleum_New_Space Heating_Natural Gas_Steam Trap Maintenance_A_Achievable Economic TRC Potential | F1 | Industrial | Petroleum | New | Space Heating | Natural Gas | Steam Trap Maintenance | A | Integrated Unit Energy Savings (kWh or therms) | Achievable Economic TRC Potential | 0 | 0 | 0 | 0 | 0 | 0 | 0 | 0 | 0 | 0 | 0 | 0 | 0 | 0 | 0 | 0 | 0 | 0 | 0 | 0 | 0 | 0 | 0 | 0 | 0 | 0 | 0 | 0 | 0 | 0 | 0
F2_Industrial_Petroleum_New_Space Heating_Natural Gas_Steam Trap Maintenance_A_Achievable Economic TRC Potential | F2 | Industrial | Petroleum | New | Space Heating | Natural Gas | Steam Trap Maintenance | A | Integrated Unit Summer Peak Savings (kW) | Achievable Economic TRC Potential | 0 | 0 | 0 | 0 | 0 | 0 | 0 | 0 | 0 | 0 | 0 | 0 | 0 | 0 | 0 | 0 | 0 | 0 | 0 | 0 | 0 | 0 | 0 | 0 | 0 | 0 | 0 | 0 | 0 | 0 | 0
F3_Industrial_Petroleum_New_Space Heating_Natural Gas_Steam Trap Maintenance_A_Achievable Economic TRC Potential | F3 | Industrial | Petroleum | New | Space Heating | Natural Gas | Steam Trap Maintenance | A | Integrated Unit Winter Peak Savings (kW) | Achievable Economic TRC Potential | 0 | 0 | 0 | 0 | 0 | 0 | 0 | 0 | 0 | 0 | 0 | 0 | 0 | 0 | 0 | 0 | 0 | 0 | 0 | 0 | 0 | 0 | 0 | 0 | 0 | 0 | 0 | 0 | 0 | 0 | 0
F4_Industrial_Petroleum_New_Space Heating_Natural Gas_Steam Trap Maintenance_A_Achievable Economic TRC Potential | F4 | Industrial | Petroleum | New | Space Heating | Natural Gas | Steam Trap Maintenance | A | Incremental Energy Savings (MWh or mTherms) | Achievable Economic TRC Potential | 0 | 0 | 0 | 0 | 0 | 0 | 0 | 0 | 0 | 0 | 0 | 0 | 0 | 0 | 0 | 0 | 0 | 0 | 0 | 0 | 0 | 0 | 0 | 0 | 0 | 0 | 0 | 0 | 0 | 0 | 0
F5_Industrial_Petroleum_New_Space Heating_Natural Gas_Steam Trap Maintenance_A_Achievable Economic TRC Potential | F5 | Industrial | Petroleum | New | Space Heating | Natural Gas | Steam Trap Maintenance | A | Incremental Summer Peak Savings (MW) | Achievable Economic TRC Potential | 0 | 0 | 0 | 0 | 0 | 0 | 0 | 0 | 0 | 0 | 0 | 0 | 0 | 0 | 0 | 0 | 0 | 0 | 0 | 0 | 0 | 0 | 0 | 0 | 0 | 0 | 0 | 0 | 0 | 0 | 0
F6_Industrial_Petroleum_New_Space Heating_Natural Gas_Steam Trap Maintenance_A_Achievable Economic TRC Potential | F6 | Industrial | Petroleum | New | Space Heating | Natural Gas | Steam Trap Maintenance | A | Incremental Winter Peak Savings (MW) | Achievable Economic TRC Potential | 0 | 0 | 0 | 0 | 0 | 0 | 0 | 0 | 0 | 0 | 0 | 0 | 0 | 0 | 0 | 0 | 0 | 0 | 0 | 0 | 0 | 0 | 0 | 0 | 0 | 0 | 0 | 0 | 0 | 0 | 0
F7_Industrial_Petroleum_New_Space Heating_Natural Gas_Steam Trap Maintenance_A_Achievable Economic TRC Potential | F7 | Industrial | Petroleum | New | Space Heating | Natural Gas | Steam Trap Maintenance | A | Cumulative Energy Savings (MWh or mTherms) | Achievable Economic TRC Potential | 0 | 0 | 0 | 0 | 0 | 0 | 0 | 0 | 0 | 0 | 0 | 0 | 0 | 0 | 0 | 0 | 0 | 0 | 0 | 0 | 0 | 0 | 0 | 0 | 0 | 0 | 0 | 0 | 0 | 0 | 0
F8_Industrial_Petroleum_New_Space Heating_Natural Gas_Steam Trap Maintenance_A_Achievable Economic TRC Potential | F8 | Industrial | Petroleum | New | Space Heating | Natural Gas | Steam Trap Maintenance | A | Cumulative Summer Peak Savings (MW) | Achievable Economic TRC Potential | 0 | 0 | 0 | 0 | 0 | 0 | 0 | 0 | 0 | 0 | 0 | 0 | 0 | 0 | 0 | 0 | 0 | 0 | 0 | 0 | 0 | 0 | 0 | 0 | 0 | 0 | 0 | 0 | 0 | 0 | 0
F9_Industrial_Petroleum_New_Space Heating_Natural Gas_Steam Trap Maintenance_A_Achievable Economic TRC Potential | F9 | Industrial | Petroleum | New | Space Heating | Natural Gas | Steam Trap Maintenance | A | Cumulative Winter Peak Savings (MW) | Achievable Economic TRC Potential | 0 | 0 | 0 | 0 | 0 | 0 | 0 | 0 | 0 | 0 | 0 | 0 | 0 | 0 | 0 | 0 | 0 | 0 | 0 | 0 | 0 | 0 | 0 | 0 | 0 | 0 | 0 | 0 | 0 | 0 | 0
F10_Industrial_Petroleum_New_Space Heating_Natural Gas_Steam Trap Maintenance_A_Achievable Economic TRC Potential | F10 | Industrial | Petroleum | New | Space Heating | Natural Gas | Steam Trap Maintenance | A | Purchases (Incremental) | Achievable Economic TRC Potential | 0 | 0 | 0 | 0 | 0 | 0 | 0 | 0 | 0 | 0 | 0 | 0 | 0 | 0 | 0 | 0 | 0 | 0 | 0 | 0 | 0 | 0 | 0 | 0 | 0 | 0 | 0 | 0 | 0 | 0 | 0
F11_Industrial_Petroleum_New_Space Heating_Natural Gas_Steam Trap Maintenance_A_Achievable Economic TRC Potential | F11 | Industrial | Petroleum | New | Space Heating | Natural Gas | Steam Trap Maintenance | A | Purchases (Cumulative) | Achievable Economic TRC Potential | 0 | 0 | 0 | 0 | 0 | 0 | 0 | 0 | 0 | 0 | 0 | 0 | 0 | 0 | 0 | 0 | 0 | 0 | 0 | 0 | 0 | 0 | 0 | 0 | 0 | 0 | 0 | 0 | 0 | 0 | 0
F1_Industrial_Petroleum_New_Process_Natural Gas_Steam Trap Maintenance_A_Achievable Economic TRC Potential | F1 | Industrial | Petroleum | New | Process | Natural Gas | Steam Trap Maintenance | A | Integrated Unit Energy Savings (kWh or therms) | Achievable Economic TRC Potential | 0 | 0 | 0 | 0 | 0 | 689.2535 | 689.0144 | 688.8117 | 688.6476 | 688.4916 | 688.3666 | 688.2878 | 688.2431 | 688.2231 | 688.2198 | 688.23 | 688.2486 | 688.2738 | 688.303 | 688.3344 | 688.392 | 688.4441 | 688.4916 | 688.5351 | 688.575 | 688.6117 | 688.6458 | 688.6773 | 689.554 | 689.554 | 689.554
F2_Industrial_Petroleum_New_Process_Natural Gas_Steam Trap Maintenance_A_Achievable Economic TRC Potential | F2 | Industrial | Petroleum | New | Process | Natural Gas | Steam Trap Maintenance | A | Integrated Unit Summer Peak Savings (kW) | Achievable Economic TRC Potential | 0 | 0 | 0 | 0 | 0 | 0 | 0 | 0 | 0 | 0 | 0 | 0 | 0 | 0 | 0 | 0 | 0 | 0 | 0 | 0 | 0 | 0 | 0 | 0 | 0 | 0 | 0 | 0 | 0 | 0 | 0
F3_Industrial_Petroleum_New_Process_Natural Gas_Steam Trap Maintenance_A_Achievable Economic TRC Potential | F3 | Industrial | Petroleum | New | Process | Natural Gas | Steam Trap Maintenance | A | Integrated Unit Winter Peak Savings (kW) | Achievable Economic TRC Potential | 0 | 0 | 0 | 0 | 0 | 0 | 0 | 0 | 0 | 0 | 0 | 0 | 0 | 0 | 0 | 0 | 0 | 0 | 0 | 0 | 0 | 0 | 0 | 0 | 0 | 0 | 0 | 0 | 0 | 0 | 0
F4_Industrial_Petroleum_New_Process_Natural Gas_Steam Trap Maintenance_A_Achievable Economic TRC Potential | F4 | Industrial | Petroleum | New | Process | Natural Gas | Steam Trap Maintenance | A | Incremental Energy Savings (MWh or mTherms) | Achievable Economic TRC Potential | 0 | 0 | 0 | 0 | 0 | 0 | 0 | 0 | 0 | 0 | 0 | 0 | 0 | 0 | 0 | 0 | 0 | 0 | 0 | 0 | 0 | 0 | 0 | 0 | 0 | 0 | 0 | 0 | 0 | 0 | 0
F5_Industrial_Petroleum_New_Process_Natural Gas_Steam Trap Maintenance_A_Achievable Economic TRC Potential | F5 | Industrial | Petroleum | New | Process | Natural Gas | Steam Trap Maintenance | A | Incremental Summer Peak Savings (MW) | Achievable Economic TRC Potential | 0 | 0 | 0 | 0 | 0 | 0 | 0 | 0 | 0 | 0 | 0 | 0 | 0 | 0 | 0 | 0 | 0 | 0 | 0 | 0 | 0 | 0 | 0 | 0 | 0 | 0 | 0 | 0 | 0 | 0 | 0
F6_Industrial_Petroleum_New_Process_Natural Gas_Steam Trap Maintenance_A_Achievable Economic TRC Potential | F6 | Industrial | Petroleum | New | Process | Natural Gas | Steam Trap Maintenance | A | Incremental Winter Peak Savings (MW) | Achievable Economic TRC Potential | 0 | 0 | 0 | 0 | 0 | 0 | 0 | 0 | 0 | 0 | 0 | 0 | 0 | 0 | 0 | 0 | 0 | 0 | 0 | 0 | 0 | 0 | 0 | 0 | 0 | 0 | 0 | 0 | 0 | 0 | 0
F7_Industrial_Petroleum_New_Process_Natural Gas_Steam Trap Maintenance_A_Achievable Economic TRC Potential | F7 | Industrial | Petroleum | New | Process | Natural Gas | Steam Trap Maintenance | A | Cumulative Energy Savings (MWh or mTherms) | Achievable Economic TRC Potential | 0 | 0 | 0 | 0 | 0 | 0 | 0 | 0 | 0 | 0 | 0 | 0 | 0 | 0 | 0 | 0 | 0 | 0 | 0 | 0 | 0 | 0 | 0 | 0 | 0 | 0 | 0 | 0 | 0 | 0 | 0
F8_Industrial_Petroleum_New_Process_Natural Gas_Steam Trap Maintenance_A_Achievable Economic TRC Potential | F8 | Industrial | Petroleum | New | Process | Natural Gas | Steam Trap Maintenance | A | Cumulative Summer Peak Savings (MW) | Achievable Economic TRC Potential | 0 | 0 | 0 | 0 | 0 | 0 | 0 | 0 | 0 | 0 | 0 | 0 | 0 | 0 | 0 | 0 | 0 | 0 | 0 | 0 | 0 | 0 | 0 | 0 | 0 | 0 | 0 | 0 | 0 | 0 | 0
F9_Industrial_Petroleum_New_Process_Natural Gas_Steam Trap Maintenance_A_Achievable Economic TRC Potential | F9 | Industrial | Petroleum | New | Process | Natural Gas | Steam Trap Maintenance | A | Cumulative Winter Peak Savings (MW) | Achievable Economic TRC Potential | 0 | 0 | 0 | 0 | 0 | 0 | 0 | 0 | 0 | 0 | 0 | 0 | 0 | 0 | 0 | 0 | 0 | 0 | 0 | 0 | 0 | 0 | 0 | 0 | 0 | 0 | 0 | 0 | 0 | 0 | 0
F10_Industrial_Petroleum_New_Process_Natural Gas_Steam Trap Maintenance_A_Achievable Economic TRC Potential | F10 | Industrial | Petroleum | New | Process | Natural Gas | Steam Trap Maintenance | A | Purchases (Incremental) | Achievable Economic TRC Potential | 0 | 0 | 0 | 0 | 0 | 0 | 0 | 0 | 0 | 0 | 0 | 0 | 0 | 0 | 0 | 0 | 0 | 0 | 0 | 0 | 0 | 0 | 0 | 0 | 0 | 0 | 0 | 0 | 0 | 0 | 0
F11_Industrial_Petroleum_New_Process_Natural Gas_Steam Trap Maintenance_A_Achievable Economic TRC Potential | F11 | Industrial | Petroleum | New | Process | Natural Gas | Steam Trap Maintenance | A | Purchases (Cumulative) | Achievable Economic TRC Potential | 0 | 0 | 0 | 0 | 0 | 0 | 0 | 0 | 0 | 0 | 0 | 0 | 0 | 0 | 0 | 0 | 0 | 0 | 0 | 0 | 0 | 0 | 0 | 0 | 0 | 0 | 0 | 0 | 0 | 0 | 0
F1_Industrial_Petroleum_New_Space Heating_Natural Gas_Gas Boiler - High Turndown_A_Achievable Economic TRC Potential | F1 | Industrial | Petroleum | New | Space Heating | Natural Gas | Gas Boiler - High Turndown | A | Integrated Unit Energy Savings (kWh or therms) | Achievable Economic TRC Potential | 0 | 0 | 0 | 0 | 0 | 0 | 0 | 0 | 0 | 0 | 0 | 0 | 0 | 0 | 0 | 0 | 0 | 0 | 0 | 0 | 0 | 0 | 0 | 0 | 0 | 0 | 0 | 0 | 0 | 0 | 0
F2_Industrial_Petroleum_New_Space Heating_Natural Gas_Gas Boiler - High Turndown_A_Achievable Economic TRC Potential | F2 | Industrial | Petroleum | New | Space Heating | Natural Gas | Gas Boiler - High Turndown | A | Integrated Unit Summer Peak Savings (kW) | Achievable Economic TRC Potential | 0 | 0 | 0 | 0 | 0 | 0 | 0 | 0 | 0 | 0 | 0 | 0 | 0 | 0 | 0 | 0 | 0 | 0 | 0 | 0 | 0 | 0 | 0 | 0 | 0 | 0 | 0 | 0 | 0 | 0 | 0
F3_Industrial_Petroleum_New_Space Heating_Natural Gas_Gas Boiler - High Turndown_A_Achievable Economic TRC Potential | F3 | Industrial | Petroleum | New | Space Heating | Natural Gas | Gas Boiler - High Turndown | A | Integrated Unit Winter Peak Savings (kW) | Achievable Economic TRC Potential | 0 | 0 | 0 | 0 | 0 | 0 | 0 | 0 | 0 | 0 | 0 | 0 | 0 | 0 | 0 | 0 | 0 | 0 | 0 | 0 | 0 | 0 | 0 | 0 | 0 | 0 | 0 | 0 | 0 | 0 | 0
F4_Industrial_Petroleum_New_Space Heating_Natural Gas_Gas Boiler - High Turndown_A_Achievable Economic TRC Potential | F4 | Industrial | Petroleum | New | Space Heating | Natural Gas | Gas Boiler - High Turndown | A | Incremental Energy Savings (MWh or mTherms) | Achievable Economic TRC Potential | 0 | 0 | 0 | 0 | 0 | 0 | 0 | 0 | 0 | 0 | 0 | 0 | 0 | 0 | 0 | 0 | 0 | 0 | 0 | 0 | 0 | 0 | 0 | 0 | 0 | 0 | 0 | 0 | 0 | 0 | 0
F5_Industrial_Petroleum_New_Space Heating_Natural Gas_Gas Boiler - High Turndown_A_Achievable Economic TRC Potential | F5 | Industrial | Petroleum | New | Space Heating | Natural Gas | Gas Boiler - High Turndown | A | Incremental Summer Peak Savings (MW) | Achievable Economic TRC Potential | 0 | 0 | 0 | 0 | 0 | 0 | 0 | 0 | 0 | 0 | 0 | 0 | 0 | 0 | 0 | 0 | 0 | 0 | 0 | 0 | 0 | 0 | 0 | 0 | 0 | 0 | 0 | 0 | 0 | 0 | 0
F6_Industrial_Petroleum_New_Space Heating_Natural Gas_Gas Boiler - High Turndown_A_Achievable Economic TRC Potential | F6 | Industrial | Petroleum | New | Space Heating | Natural Gas | Gas Boiler - High Turndown | A | Incremental Winter Peak Savings (MW) | Achievable Economic TRC Potential | 0 | 0 | 0 | 0 | 0 | 0 | 0 | 0 | 0 | 0 | 0 | 0 | 0 | 0 | 0 | 0 | 0 | 0 | 0 | 0 | 0 | 0 | 0 | 0 | 0 | 0 | 0 | 0 | 0 | 0 | 0
F7_Industrial_Petroleum_New_Space Heating_Natural Gas_Gas Boiler - High Turndown_A_Achievable Economic TRC Potential | F7 | Industrial | Petroleum | New | Space Heating | Natural Gas | Gas Boiler - High Turndown | A | Cumulative Energy Savings (MWh or mTherms) | Achievable Economic TRC Potential | 0 | 0 | 0 | 0 | 0 | 0 | 0 | 0 | 0 | 0 | 0 | 0 | 0 | 0 | 0 | 0 | 0 | 0 | 0 | 0 | 0 | 0 | 0 | 0 | 0 | 0 | 0 | 0 | 0 | 0 | 0
F8_Industrial_Petroleum_New_Space Heating_Natural Gas_Gas Boiler - High Turndown_A_Achievable Economic TRC Potential | F8 | Industrial | Petroleum | New | Space Heating | Natural Gas | Gas Boiler - High Turndown | A | Cumulative Summer Peak Savings (MW) | Achievable Economic TRC Potential | 0 | 0 | 0 | 0 | 0 | 0 | 0 | 0 | 0 | 0 | 0 | 0 | 0 | 0 | 0 | 0 | 0 | 0 | 0 | 0 | 0 | 0 | 0 | 0 | 0 | 0 | 0 | 0 | 0 | 0 | 0
F9_Industrial_Petroleum_New_Space Heating_Natural Gas_Gas Boiler - High Turndown_A_Achievable Economic TRC Potential | F9 | Industrial | Petroleum | New | Space Heating | Natural Gas | Gas Boiler - High Turndown | A | Cumulative Winter Peak Savings (MW) | Achievable Economic TRC Potential | 0 | 0 | 0 | 0 | 0 | 0 | 0 | 0 | 0 | 0 | 0 | 0 | 0 | 0 | 0 | 0 | 0 | 0 | 0 | 0 | 0 | 0 | 0 | 0 | 0 | 0 | 0 | 0 | 0 | 0 | 0
F10_Industrial_Petroleum_New_Space Heating_Natural Gas_Gas Boiler - High Turndown_A_Achievable Economic TRC Potential | F10 | Industrial | Petroleum | New | Space Heating | Natural Gas | Gas Boiler - High Turndown | A | Purchases (Incremental) | Achievable Economic TRC Potential | 0 | 0 | 0 | 0 | 0 | 0 | 0 | 0 | 0 | 0 | 0 | 0 | 0 | 0 | 0 | 0 | 0 | 0 | 0 | 0 | 0 | 0 | 0 | 0 | 0 | 0 | 0 | 0 | 0 | 0 | 0
F11_Industrial_Petroleum_New_Space Heating_Natural Gas_Gas Boiler - High Turndown_A_Achievable Economic TRC Potential | F11 | Industrial | Petroleum | New | Space Heating | Natural Gas | Gas Boiler - High Turndown | A | Purchases (Cumulative) | Achievable Economic TRC Potential | 0 | 0 | 0 | 0 | 0 | 0 | 0 | 0 | 0 | 0 | 0 | 0 | 0 | 0 | 0 | 0 | 0 | 0 | 0 | 0 | 0 | 0 | 0 | 0 | 0 | 0 | 0 | 0 | 0 | 0 | 0
F1_Industrial_Petroleum_New_Process_Natural Gas_Gas Boiler - High Turndown_A_Achievable Economic TRC Potential | F1 | Industrial | Petroleum | New | Process | Natural Gas | Gas Boiler - High Turndown | A | Integrated Unit Energy Savings (kWh or therms) | Achievable Economic TRC Potential | 0 | 0 | 0 | 0 | 0 | 730.1448 | 728.618 | 727.2472 | 725.9879 | 724.7827 | 723.9941 | 723.3541 | 722.8391 | 722.4335 | 722.1204 | 721.9041 | 721.7669 | 721.6931 | 721.6595 | 721.6443 | 721.666 | 721.724 | 721.7646 | 721.79 | 721.802 | 722.1812 | 722.5321 | 722.8578 | 731.9505 | 731.9505 | 731.9505
F2_Industrial_Petroleum_New_Process_Natural Gas_Gas Boiler - High Turndown_A_Achievable Economic TRC Potential | F2 | Industrial | Petroleum | New | Process | Natural Gas | Gas Boiler - High Turndown | A | Integrated Unit Summer Peak Savings (kW) | Achievable Economic TRC Potential | 0 | 0 | 0 | 0 | 0 | 0 | 0 | 0 | 0 | 0 | 0 | 0 | 0 | 0 | 0 | 0 | 0 | 0 | 0 | 0 | 0 | 0 | 0 | 0 | 0 | 0 | 0 | 0 | 0 | 0 | 0
F3_Industrial_Petroleum_New_Process_Natural Gas_Gas Boiler - High Turndown_A_Achievable Economic TRC Potential | F3 | Industrial | Petroleum | New | Process | Natural Gas | Gas Boiler - High Turndown | A | Integrated Unit Winter Peak Savings (kW) | Achievable Economic TRC Potential | 0 | 0 | 0 | 0 | 0 | 0 | 0 | 0 | 0 | 0 | 0 | 0 | 0 | 0 | 0 | 0 | 0 | 0 | 0 | 0 | 0 | 0 | 0 | 0 | 0 | 0 | 0 | 0 | 0 | 0 | 0
F4_Industrial_Petroleum_New_Process_Natural Gas_Gas Boiler - High Turndown_A_Achievable Economic TRC Potential | F4 | Industrial | Petroleum | New | Process | Natural Gas | Gas Boiler - High Turndown | A | Incremental Energy Savings (MWh or mTherms) | Achievable Economic TRC Potential | 0 | 0 | 0 | 0 | 0 | 0 | 0 | 0 | 0.025939 | 0.028958 | 0.031988 | 0.03498 | 0.037965 | 0.03685 | 0.031594 | 0.026974 | 0.022927 | 0.019422 | 0.016398 | 0.013801 | 0.011588 | 0.0097064 | 0.0081128 | 0.025789 | 0.028839 | 0.031908 | 0.03494 | 0.037966 | 0.037336 | 0.032024 | 0.02735
F5_Industrial_Petroleum_New_Process_Natural Gas_Gas Boiler - High Turndown_A_Achievable Economic TRC Potential | F5 | Industrial | Petroleum | New | Process | Natural Gas | Gas Boiler - High Turndown | A | Incremental Summer Peak Savings (MW) | Achievable Economic TRC Potential | 0 | 0 | 0 | 0 | 0 | 0 | 0 | 0 | 0 | 0 | 0 | 0 | 0 | 0 | 0 | 0 | 0 | 0 | 0 | 0 | 0 | 0 | 0 | 0 | 0 | 0 | 0 | 0 | 0 | 0 | 0
F6_Industrial_Petroleum_New_Process_Natural Gas_Gas Boiler - High Turndown_A_Achievable Economic TRC Potential | F6 | Industrial | Petroleum | New | Process | Natural Gas | Gas Boiler - High Turndown | A | Incremental Winter Peak Savings (MW) | Achievable Economic TRC Potential | 0 | 0 | 0 | 0 | 0 | 0 | 0 | 0 | 0 | 0 | 0 | 0 | 0 | 0 | 0 | 0 | 0 | 0 | 0 | 0 | 0 | 0 | 0 | 0 | 0 | 0 | 0 | 0 | 0 | 0 | 0
F7_Industrial_Petroleum_New_Process_Natural Gas_Gas Boiler - High Turndown_A_Achievable Economic TRC Potential | F7 | Industrial | Petroleum | New | Process | Natural Gas | Gas Boiler - High Turndown | A | Cumulative Energy Savings (MWh or mTherms) | Achievable Economic TRC Potential | 0 | 0 | 0 | 0 | 0 | 0 | 0 | 0 | 0.025939 | 0.054854 | 0.086783 | 0.12169 | 0.15956 | 0.19632 | 0.22783 | 0.25474 | 0.27762 | 0.29701 | 0.3134 | 0.32719 | 0.33879 | 0.34852 | 0.35665 | 0.35667 | 0.35667 | 0.35686 | 0.35703 | 0.35719 | 0 | 0 | 0
F8_Industrial_Petroleum_New_Process_Natural Gas_Gas Boiler - High Turndown_A_Achievable Economic TRC Potential | F8 | Industrial | Petroleum | New | Process | Natural Gas | Gas Boiler - High Turndown | A | Cumulative Summer Peak Savings (MW) | Achievable Economic TRC Potential | 0 | 0 | 0 | 0 | 0 | 0 | 0 | 0 | 0 | 0 | 0 | 0 | 0 | 0 | 0 | 0 | 0 | 0 | 0 | 0 | 0 | 0 | 0 | 0 | 0 | 0 | 0 | 0 | 0 | 0 | 0
F9_Industrial_Petroleum_New_Process_Natural Gas_Gas Boiler - High Turndown_A_Achievable Economic TRC Potential | F9 | Industrial | Petroleum | New | Process | Natural Gas | Gas Boiler - High Turndown | A | Cumulative Winter Peak Savings (MW) | Achievable Economic TRC Potential | 0 | 0 | 0 | 0 | 0 | 0 | 0 | 0 | 0 | 0 | 0 | 0 | 0 | 0 | 0 | 0 | 0 | 0 | 0 | 0 | 0 | 0 | 0 | 0 | 0 | 0 | 0 | 0 | 0 | 0 | 0
F10_Industrial_Petroleum_New_Process_Natural Gas_Gas Boiler - High Turndown_A_Achievable Economic TRC Potential | F10 | Industrial | Petroleum | New | Process | Natural Gas | Gas Boiler - High Turndown | A | Purchases (Incremental) | Achievable Economic TRC Potential | 0 | 0 | 0 | 0 | 0 | 0 | 0 | 0 | 0.035729 | 0.039954 | 0.044183 | 0.048358 | 0.052521 | 0.051009 | 0.043751 | 0.037365 | 0.031766 | 0.026911 | 0.022722 | 0.019124 | 0.016057 | 0.013449 | 0.01124 | 0.035729 | 0.039954 | 0.044183 | 0.048358 | 0.052521 | 0.051009 | 0.043751 | 0.037365
F11_Industrial_Petroleum_New_Process_Natural Gas_Gas Boiler - High Turndown_A_Achievable Economic TRC Potential | F11 | Industrial | Petroleum | New | Process | Natural Gas | Gas Boiler - High Turndown | A | Purchases (Cumulative) | Achievable Economic TRC Potential | 0 | 0 | 0 | 0 | 0 | 0 | 0 | 0 | 0.035729 | 0.075684 | 0.11987 | 0.16822 | 0.22075 | 0.27175 | 0.31551 | 0.35287 | 0.38464 | 0.41155 | 0.43427 | 0.45339 | 0.46945 | 0.4829 | 0.49414 | 0.49414 | 0.49414 | 0.49414 | 0.49414 | 0.49414 | 0.49414 | 0.49414 | 0.49414
F1_Industrial_Petroleum_New_Space Heating_Natural Gas_Gas Boiler - Burner Control Optimization_A_Achievable Economic TRC Potential | F1 | Industrial | Petroleum | New | Space Heating | Natural Gas | Gas Boiler - Burner Control Optimization | A | Integrated Unit Energy Savings (kWh or therms) | Achievable Economic TRC Potential | 0 | 0 | 0 | 0 | 0 | 0 | 0 | 0 | 0 | 0 | 0 | 0 | 0 | 0 | 0 | 0 | 0 | 0 | 0 | 0 | 0 | 0 | 0 | 0 | 0 | 0 | 0 | 0 | 0 | 0 | 0
F2_Industrial_Petroleum_New_Space Heating_Natural Gas_Gas Boiler - Burner Control Optimization_A_Achievable Economic TRC Potential | F2 | Industrial | Petroleum | New | Space Heating | Natural Gas | Gas Boiler - Burner Control Optimization | A | Integrated Unit Summer Peak Savings (kW) | Achievable Economic TRC Potential | 0 | 0 | 0 | 0 | 0 | 0 | 0 | 0 | 0 | 0 | 0 | 0 | 0 | 0 | 0 | 0 | 0 | 0 | 0 | 0 | 0 | 0 | 0 | 0 | 0 | 0 | 0 | 0 | 0 | 0 | 0
F3_Industrial_Petroleum_New_Space Heating_Natural Gas_Gas Boiler - Burner Control Optimization_A_Achievable Economic TRC Potential | F3 | Industrial | Petroleum | New | Space Heating | Natural Gas | Gas Boiler - Burner Control Optimization | A | Integrated Unit Winter Peak Savings (kW) | Achievable Economic TRC Potential | 0 | 0 | 0 | 0 | 0 | 0 | 0 | 0 | 0 | 0 | 0 | 0 | 0 | 0 | 0 | 0 | 0 | 0 | 0 | 0 | 0 | 0 | 0 | 0 | 0 | 0 | 0 | 0 | 0 | 0 | 0
F4_Industrial_Petroleum_New_Space Heating_Natural Gas_Gas Boiler - Burner Control Optimization_A_Achievable Economic TRC Potential | F4 | Industrial | Petroleum | New | Space Heating | Natural Gas | Gas Boiler - Burner Control Optimization | A | Incremental Energy Savings (MWh or mTherms) | Achievable Economic TRC Potential | 0 | 0 | 0 | 0 | 0 | 0 | 0 | 0 | 0 | 0 | 0 | 0 | 0 | 0 | 0 | 0 | 0 | 0 | 0 | 0 | 0 | 0 | 0 | 0 | 0 | 0 | 0 | 0 | 0 | 0 | 0
F5_Industrial_Petroleum_New_Space Heating_Natural Gas_Gas Boiler - Burner Control Optimization_A_Achievable Economic TRC Potential | F5 | Industrial | Petroleum | New | Space Heating | Natural Gas | Gas Boiler - Burner Control Optimization | A | Incremental Summer Peak Savings (MW) | Achievable Economic TRC Potential | 0 | 0 | 0 | 0 | 0 | 0 | 0 | 0 | 0 | 0 | 0 | 0 | 0 | 0 | 0 | 0 | 0 | 0 | 0 | 0 | 0 | 0 | 0 | 0 | 0 | 0 | 0 | 0 | 0 | 0 | 0
F6_Industrial_Petroleum_New_Space Heating_Natural Gas_Gas Boiler - Burner Control Optimization_A_Achievable Economic TRC Potential | F6 | Industrial | Petroleum | New | Space Heating | Natural Gas | Gas Boiler - Burner Control Optimization | A | Incremental Winter Peak Savings (MW) | Achievable Economic TRC Potential | 0 | 0 | 0 | 0 | 0 | 0 | 0 | 0 | 0 | 0 | 0 | 0 | 0 | 0 | 0 | 0 | 0 | 0 | 0 | 0 | 0 | 0 | 0 | 0 | 0 | 0 | 0 | 0 | 0 | 0 | 0
F7_Industrial_Petroleum_New_Space Heating_Natural Gas_Gas Boiler - Burner Control Optimization_A_Achievable Economic TRC Potential | F7 | Industrial | Petroleum | New | Space Heating | Natural Gas | Gas Boiler - Burner Control Optimization | A | Cumulative Energy Savings (MWh or mTherms) | Achievable Economic TRC Potential | 0 | 0 | 0 | 0 | 0 | 0 | 0 | 0 | 0 | 0 | 0 | 0 | 0 | 0 | 0 | 0 | 0 | 0 | 0 | 0 | 0 | 0 | 0 | 0 | 0 | 0 | 0 | 0 | 0 | 0 | 0
F8_Industrial_Petroleum_New_Space Heating_Natural Gas_Gas Boiler - Burner Control Optimization_A_Achievable Economic TRC Potential | F8 | Industrial | Petroleum | New | Space Heating | Natural Gas | Gas Boiler - Burner Control Optimization | A | Cumulative Summer Peak Savings (MW) | Achievable Economic TRC Potential | 0 | 0 | 0 | 0 | 0 | 0 | 0 | 0 | 0 | 0 | 0 | 0 | 0 | 0 | 0 | 0 | 0 | 0 | 0 | 0 | 0 | 0 | 0 | 0 | 0 | 0 | 0 | 0 | 0 | 0 | 0
F9_Industrial_Petroleum_New_Space Heating_Natural Gas_Gas Boiler - Burner Control Optimization_A_Achievable Economic TRC Potential | F9 | Industrial | Petroleum | New | Space Heating | Natural Gas | Gas Boiler - Burner Control Optimization | A | Cumulative Winter Peak Savings (MW) | Achievable Economic TRC Potential | 0 | 0 | 0 | 0 | 0 | 0 | 0 | 0 | 0 | 0 | 0 | 0 | 0 | 0 | 0 | 0 | 0 | 0 | 0 | 0 | 0 | 0 | 0 | 0 | 0 | 0 | 0 | 0 | 0 | 0 | 0
F10_Industrial_Petroleum_New_Space Heating_Natural Gas_Gas Boiler - Burner Control Optimization_A_Achievable Economic TRC Potential | F10 | Industrial | Petroleum | New | Space Heating | Natural Gas | Gas Boiler - Burner Control Optimization | A | Purchases (Incremental) | Achievable Economic TRC Potential | 0 | 0 | 0 | 0 | 0 | 0 | 0 | 0 | 0 | 0 | 0 | 0 | 0 | 0 | 0 | 0 | 0 | 0 | 0 | 0 | 0 | 0 | 0 | 0 | 0 | 0 | 0 | 0 | 0 | 0 | 0
F11_Industrial_Petroleum_New_Space Heating_Natural Gas_Gas Boiler - Burner Control Optimization_A_Achievable Economic TRC Potential | F11 | Industrial | Petroleum | New | Space Heating | Natural Gas | Gas Boiler - Burner Control Optimization | A | Purchases (Cumulative) | Achievable Economic TRC Potential | 0 | 0 | 0 | 0 | 0 | 0 | 0 | 0 | 0 | 0 | 0 | 0 | 0 | 0 | 0 | 0 | 0 | 0 | 0 | 0 | 0 | 0 | 0 | 0 | 0 | 0 | 0 | 0 | 0 | 0 | 0
F1_Industrial_Petroleum_New_Process_Natural Gas_Gas Boiler - Burner Control Optimization_A_Achievable Economic TRC Potential | F1 | Industrial | Petroleum | New | Process | Natural Gas | Gas Boiler - Burner Control Optimization | A | Integrated Unit Energy Savings (kWh or therms) | Achievable Economic TRC Potential | 0 | 0 | 0 | 0 | 0 | 211.742 | 211.2992 | 210.9017 | 210.5064 | 210.1302 | 209.877 | 209.6686 | 209.4976 | 209.3624 | 209.2598 | 209.1897 | 209.1458 | 209.1227 | 209.113 | 209.1098 | 209.1184 | 209.138 | 209.1531 | 209.167 | 209.1764 | 209.2918 | 209.3986 | 209.4977 | 212.2656 | 212.2656 | 212.2656
F2_Industrial_Petroleum_New_Process_Natural Gas_Gas Boiler - Burner Control Optimization_A_Achievable Economic TRC Potential | F2 | Industrial | Petroleum | New | Process | Natural Gas | Gas Boiler - Burner Control Optimization | A | Integrated Unit Summer Peak Savings (kW) | Achievable Economic TRC Potential | 0 | 0 | 0 | 0 | 0 | 0 | 0 | 0 | 0 | 0 | 0 | 0 | 0 | 0 | 0 | 0 | 0 | 0 | 0 | 0 | 0 | 0 | 0 | 0 | 0 | 0 | 0 | 0 | 0 | 0 | 0
F3_Industrial_Petroleum_New_Process_Natural Gas_Gas Boiler - Burner Control Optimization_A_Achievable Economic TRC Potential | F3 | Industrial | Petroleum | New | Process | Natural Gas | Gas Boiler - Burner Control Optimization | A | Integrated Unit Winter Peak Savings (kW) | Achievable Economic TRC Potential | 0 | 0 | 0 | 0 | 0 | 0 | 0 | 0 | 0 | 0 | 0 | 0 | 0 | 0 | 0 | 0 | 0 | 0 | 0 | 0 | 0 | 0 | 0 | 0 | 0 | 0 | 0 | 0 | 0 | 0 | 0
F4_Industrial_Petroleum_New_Process_Natural Gas_Gas Boiler - Burner Control Optimization_A_Achievable Economic TRC Potential | F4 | Industrial | Petroleum | New | Process | Natural Gas | Gas Boiler - Burner Control Optimization | A | Incremental Energy Savings (MWh or mTherms) | Achievable Economic TRC Potential | 0 | 0 | 0 | 0 | 0 | 0 | 0 | 0 | 0 | 0 | 0 | 0 | 0 | 0 | 0 | 0 | 0 | 0 | 0 | 0 | 0 | 0 | 0 | 0 | 0 | 0 | 0 | 0 | 0 | 0 | 0
F5_Industrial_Petroleum_New_Process_Natural Gas_Gas Boiler - Burner Control Optimization_A_Achievable Economic TRC Potential | F5 | Industrial | Petroleum | New | Process | Natural Gas | Gas Boiler - Burner Control Optimization | A | Incremental Summer Peak Savings (MW) | Achievable Economic TRC Potential | 0 | 0 | 0 | 0 | 0 | 0 | 0 | 0 | 0 | 0 | 0 | 0 | 0 | 0 | 0 | 0 | 0 | 0 | 0 | 0 | 0 | 0 | 0 | 0 | 0 | 0 | 0 | 0 | 0 | 0 | 0
F6_Industrial_Petroleum_New_Process_Natural Gas_Gas Boiler - Burner Control Optimization_A_Achievable Economic TRC Potential | F6 | Industrial | Petroleum | New | Process | Natural Gas | Gas Boiler - Burner Control Optimization | A | Incremental Winter Peak Savings (MW) | Achievable Economic TRC Potential | 0 | 0 | 0 | 0 | 0 | 0 | 0 | 0 | 0 | 0 | 0 | 0 | 0 | 0 | 0 | 0 | 0 | 0 | 0 | 0 | 0 | 0 | 0 | 0 | 0 | 0 | 0 | 0 | 0 | 0 | 0
F7_Industrial_Petroleum_New_Process_Natural Gas_Gas Boiler - Burner Control Optimization_A_Achievable Economic TRC Potential | F7 | Industrial | Petroleum | New | Process | Natural Gas | Gas Boiler - Burner Control Optimization | A | Cumulative Energy Savings (MWh or mTherms) | Achievable Economic TRC Potential | 0 | 0 | 0 | 0 | 0 | 0 | 0 | 0 | 0 | 0 | 0 | 0 | 0 | 0 | 0 | 0 | 0 | 0 | 0 | 0 | 0 | 0 | 0 | 0 | 0 | 0 | 0 | 0 | 0 | 0 | 0
F8_Industrial_Petroleum_New_Process_Natural Gas_Gas Boiler - Burner Control Optimization_A_Achievable Economic TRC Potential | F8 | Industrial | Petroleum | New | Process | Natural Gas | Gas Boiler - Burner Control Optimization | A | Cumulative Summer Peak Savings (MW) | Achievable Economic TRC Potential | 0 | 0 | 0 | 0 | 0 | 0 | 0 | 0 | 0 | 0 | 0 | 0 | 0 | 0 | 0 | 0 | 0 | 0 | 0 | 0 | 0 | 0 | 0 | 0 | 0 | 0 | 0 | 0 | 0 | 0 | 0
F9_Industrial_Petroleum_New_Process_Natural Gas_Gas Boiler - Burner Control Optimization_A_Achievable Economic TRC Potential | F9 | Industrial | Petroleum | New | Process | Natural Gas | Gas Boiler - Burner Control Optimization | A | Cumulative Winter Peak Savings (MW) | Achievable Economic TRC Potential | 0 | 0 | 0 | 0 | 0 | 0 | 0 | 0 | 0 | 0 | 0 | 0 | 0 | 0 | 0 | 0 | 0 | 0 | 0 | 0 | 0 | 0 | 0 | 0 | 0 | 0 | 0 | 0 | 0 | 0 | 0
F10_Industrial_Petroleum_New_Process_Natural Gas_Gas Boiler - Burner Control Optimization_A_Achievable Economic TRC Potential | F10 | Industrial | Petroleum | New | Process | Natural Gas | Gas Boiler - Burner Control Optimization | A | Purchases (Incremental) | Achievable Economic TRC Potential | 0 | 0 | 0 | 0 | 0 | 0 | 0 | 0 | 0 | 0 | 0 | 0 | 0 | 0 | 0 | 0 | 0 | 0 | 0 | 0 | 0 | 0 | 0 | 0 | 0 | 0 | 0 | 0 | 0 | 0 | 0
F11_Industrial_Petroleum_New_Process_Natural Gas_Gas Boiler - Burner Control Optimization_A_Achievable Economic TRC Potential | F11 | Industrial | Petroleum | New | Process | Natural Gas | Gas Boiler - Burner Control Optimization | A | Purchases (Cumulative) | Achievable Economic TRC Potential | 0 | 0 | 0 | 0 | 0 | 0 | 0 | 0 | 0 | 0 | 0 | 0 | 0 | 0 | 0 | 0 | 0 | 0 | 0 | 0 | 0 | 0 | 0 | 0 | 0 | 0 | 0 | 0 | 0 | 0 | 0
F1_Industrial_Petroleum_New_Space Heating_Natural Gas_HVAC - Demand Controlled Ventilation_A_Achievable Economic TRC Potential | F1 | Industrial | Petroleum | New | Space Heating | Natural Gas | HVAC - Demand Controlled Ventilation | A | Integrated Unit Energy Savings (kWh or therms) | Achievable Economic TRC Potential | 0 | 0 | 0 | 0 | 0 | 0 | 0 | 0 | 0 | 0 | 0 | 0 | 0 | 0 | 0 | 0 | 0 | 0 | 0 | 0 | 0 | 0 | 0 | 0 | 0 | 0 | 0 | 0 | 0 | 0 | 0
F2_Industrial_Petroleum_New_Space Heating_Natural Gas_HVAC - Demand Controlled Ventilation_A_Achievable Economic TRC Potential | F2 | Industrial | Petroleum | New | Space Heating | Natural Gas | HVAC - Demand Controlled Ventilation | A | Integrated Unit Summer Peak Savings (kW) | Achievable Economic TRC Potential | 0 | 0 | 0 | 0 | 0 | 0 | 0 | 0 | 0 | 0 | 0 | 0 | 0 | 0 | 0 | 0 | 0 | 0 | 0 | 0 | 0 | 0 | 0 | 0 | 0 | 0 | 0 | 0 | 0 | 0 | 0
F3_Industrial_Petroleum_New_Space Heating_Natural Gas_HVAC - Demand Controlled Ventilation_A_Achievable Economic TRC Potential | F3 | Industrial | Petroleum | New | Space Heating | Natural Gas | HVAC - Demand Controlled Ventilation | A | Integrated Unit Winter Peak Savings (kW) | Achievable Economic TRC Potential | 0 | 0 | 0 | 0 | 0 | 0 | 0 | 0 | 0 | 0 | 0 | 0 | 0 | 0 | 0 | 0 | 0 | 0 | 0 | 0 | 0 | 0 | 0 | 0 | 0 | 0 | 0 | 0 | 0 | 0 | 0
F4_Industrial_Petroleum_New_Space Heating_Natural Gas_HVAC - Demand Controlled Ventilation_A_Achievable Economic TRC Potential | F4 | Industrial | Petroleum | New | Space Heating | Natural Gas | HVAC - Demand Controlled Ventilation | A | Incremental Energy Savings (MWh or mTherms) | Achievable Economic TRC Potential | 0 | 0 | 0 | 0 | 0 | 0 | 0 | 0 | 0 | 0 | 0 | 0 | 0 | 0 | 0 | 0 | 0 | 0 | 0 | 0 | 0 | 0 | 0 | 0 | 0 | 0 | 0 | 0 | 0 | 0 | 0
F5_Industrial_Petroleum_New_Space Heating_Natural Gas_HVAC - Demand Controlled Ventilation_A_Achievable Economic TRC Potential | F5 | Industrial | Petroleum | New | Space Heating | Natural Gas | HVAC - Demand Controlled Ventilation | A | Incremental Summer Peak Savings (MW) | Achievable Economic TRC Potential | 0 | 0 | 0 | 0 | 0 | 0 | 0 | 0 | 0 | 0 | 0 | 0 | 0 | 0 | 0 | 0 | 0 | 0 | 0 | 0 | 0 | 0 | 0 | 0 | 0 | 0 | 0 | 0 | 0 | 0 | 0
F6_Industrial_Petroleum_New_Space Heating_Natural Gas_HVAC - Demand Controlled Ventilation_A_Achievable Economic TRC Potential | F6 | Industrial | Petroleum | New | Space Heating | Natural Gas | HVAC - Demand Controlled Ventilation | A | Incremental Winter Peak Savings (MW) | Achievable Economic TRC Potential | 0 | 0 | 0 | 0 | 0 | 0 | 0 | 0 | 0 | 0 | 0 | 0 | 0 | 0 | 0 | 0 | 0 | 0 | 0 | 0 | 0 | 0 | 0 | 0 | 0 | 0 | 0 | 0 | 0 | 0 | 0
F7_Industrial_Petroleum_New_Space Heating_Natural Gas_HVAC - Demand Controlled Ventilation_A_Achievable Economic TRC Potential | F7 | Industrial | Petroleum | New | Space Heating | Natural Gas | HVAC - Demand Controlled Ventilation | A | Cumulative Energy Savings (MWh or mTherms) | Achievable Economic TRC Potential | 0 | 0 | 0 | 0 | 0 | 0 | 0 | 0 | 0 | 0 | 0 | 0 | 0 | 0 | 0 | 0 | 0 | 0 | 0 | 0 | 0 | 0 | 0 | 0 | 0 | 0 | 0 | 0 | 0 | 0 | 0
F8_Industrial_Petroleum_New_Space Heating_Natural Gas_HVAC - Demand Controlled Ventilation_A_Achievable Economic TRC Potential | F8 | Industrial | Petroleum | New | Space Heating | Natural Gas | HVAC - Demand Controlled Ventilation | A | Cumulative Summer Peak Savings (MW) | Achievable Economic TRC Potential | 0 | 0 | 0 | 0 | 0 | 0 | 0 | 0 | 0 | 0 | 0 | 0 | 0 | 0 | 0 | 0 | 0 | 0 | 0 | 0 | 0 | 0 | 0 | 0 | 0 | 0 | 0 | 0 | 0 | 0 | 0
F9_Industrial_Petroleum_New_Space Heating_Natural Gas_HVAC - Demand Controlled Ventilation_A_Achievable Economic TRC Potential | F9 | Industrial | Petroleum | New | Space Heating | Natural Gas | HVAC - Demand Controlled Ventilation | A | Cumulative Winter Peak Savings (MW) | Achievable Economic TRC Potential | 0 | 0 | 0 | 0 | 0 | 0 | 0 | 0 | 0 | 0 | 0 | 0 | 0 | 0 | 0 | 0 | 0 | 0 | 0 | 0 | 0 | 0 | 0 | 0 | 0 | 0 | 0 | 0 | 0 | 0 | 0
F10_Industrial_Petroleum_New_Space Heating_Natural Gas_HVAC - Demand Controlled Ventilation_A_Achievable Economic TRC Potential | F10 | Industrial | Petroleum | New | Space Heating | Natural Gas | HVAC - Demand Controlled Ventilation | A | Purchases (Incremental) | Achievable Economic TRC Potential | 0 | 0 | 0 | 0 | 0 | 0 | 0 | 0 | 0 | 0 | 0 | 0 | 0 | 0 | 0 | 0 | 0 | 0 | 0 | 0 | 0 | 0 | 0 | 0 | 0 | 0 | 0 | 0 | 0 | 0 | 0
F11_Industrial_Petroleum_New_Space Heating_Natural Gas_HVAC - Demand Controlled Ventilation_A_Achievable Economic TRC Potential | F11 | Industrial | Petroleum | New | Space Heating | Natural Gas | HVAC - Demand Controlled Ventilation | A | Purchases (Cumulative) | Achievable Economic TRC Potential | 0 | 0 | 0 | 0 | 0 | 0 | 0 | 0 | 0 | 0 | 0 | 0 | 0 | 0 | 0 | 0 | 0 | 0 | 0 | 0 | 0 | 0 | 0 | 0 | 0 | 0 | 0 | 0 | 0 | 0 | 0
F1_Industrial_Petroleum_New_Space Heating_Natural Gas_Gas Boiler - Stack Economizer_A_Achievable Economic TRC Potential | F1 | Industrial | Petroleum | New | Space Heating | Natural Gas | Gas Boiler - Stack Economizer | A | Integrated Unit Energy Savings (kWh or therms) | Achievable Economic TRC Potential | 0 | 0 | 0 | 0 | 0 | 0 | 0 | 0 | 0 | 0 | 0 | 0 | 0 | 0 | 0 | 0 | 0 | 0 | 0 | 0 | 0 | 0 | 0 | 0 | 0 | 0 | 0 | 0 | 0 | 0 | 0
F2_Industrial_Petroleum_New_Space Heating_Natural Gas_Gas Boiler - Stack Economizer_A_Achievable Economic TRC Potential | F2 | Industrial | Petroleum | New | Space Heating | Natural Gas | Gas Boiler - Stack Economizer | A | Integrated Unit Summer Peak Savings (kW) | Achievable Economic TRC Potential | 0 | 0 | 0 | 0 | 0 | 0 | 0 | 0 | 0 | 0 | 0 | 0 | 0 | 0 | 0 | 0 | 0 | 0 | 0 | 0 | 0 | 0 | 0 | 0 | 0 | 0 | 0 | 0 | 0 | 0 | 0
F3_Industrial_Petroleum_New_Space Heating_Natural Gas_Gas Boiler - Stack Economizer_A_Achievable Economic TRC Potential | F3 | Industrial | Petroleum | New | Space Heating | Natural Gas | Gas Boiler - Stack Economizer | A | Integrated Unit Winter Peak Savings (kW) | Achievable Economic TRC Potential | 0 | 0 | 0 | 0 | 0 | 0 | 0 | 0 | 0 | 0 | 0 | 0 | 0 | 0 | 0 | 0 | 0 | 0 | 0 | 0 | 0 | 0 | 0 | 0 | 0 | 0 | 0 | 0 | 0 | 0 | 0
F4_Industrial_Petroleum_New_Space Heating_Natural Gas_Gas Boiler - Stack Economizer_A_Achievable Economic TRC Potential | F4 | Industrial | Petroleum | New | Space Heating | Natural Gas | Gas Boiler - Stack Economizer | A | Incremental Energy Savings (MWh or mTherms) | Achievable Economic TRC Potential | 0 | 0 | 0 | 0 | 0 | 0 | 0 | 0 | 0 | 0 | 0 | 0 | 0 | 0 | 0 | 0 | 0 | 0 | 0 | 0 | 0 | 0 | 0 | 0 | 0 | 0 | 0 | 0 | 0 | 0 | 0
F5_Industrial_Petroleum_New_Space Heating_Natural Gas_Gas Boiler - Stack Economizer_A_Achievable Economic TRC Potential | F5 | Industrial | Petroleum | New | Space Heating | Natural Gas | Gas Boiler - Stack Economizer | A | Incremental Summer Peak Savings (MW) | Achievable Economic TRC Potential | 0 | 0 | 0 | 0 | 0 | 0 | 0 | 0 | 0 | 0 | 0 | 0 | 0 | 0 | 0 | 0 | 0 | 0 | 0 | 0 | 0 | 0 | 0 | 0 | 0 | 0 | 0 | 0 | 0 | 0 | 0
F6_Industrial_Petroleum_New_Space Heating_Natural Gas_Gas Boiler - Stack Economizer_A_Achievable Economic TRC Potential | F6 | Industrial | Petroleum | New | Space Heating | Natural Gas | Gas Boiler - Stack Economizer | A | Incremental Winter Peak Savings (MW) | Achievable Economic TRC Potential | 0 | 0 | 0 | 0 | 0 | 0 | 0 | 0 | 0 | 0 | 0 | 0 | 0 | 0 | 0 | 0 | 0 | 0 | 0 | 0 | 0 | 0 | 0 | 0 | 0 | 0 | 0 | 0 | 0 | 0 | 0
F7_Industrial_Petroleum_New_Space Heating_Natural Gas_Gas Boiler - Stack Economizer_A_Achievable Economic TRC Potential | F7 | Industrial | Petroleum | New | Space Heating | Natural Gas | Gas Boiler - Stack Economizer | A | Cumulative Energy Savings (MWh or mTherms) | Achievable Economic TRC Potential | 0 | 0 | 0 | 0 | 0 | 0 | 0 | 0 | 0 | 0 | 0 | 0 | 0 | 0 | 0 | 0 | 0 | 0 | 0 | 0 | 0 | 0 | 0 | 0 | 0 | 0 | 0 | 0 | 0 | 0 | 0
F8_Industrial_Petroleum_New_Space Heating_Natural Gas_Gas Boiler - Stack Economizer_A_Achievable Economic TRC Potential | F8 | Industrial | Petroleum | New | Space Heating | Natural Gas | Gas Boiler - Stack Economizer | A | Cumulative Summer Peak Savings (MW) | Achievable Economic TRC Potential | 0 | 0 | 0 | 0 | 0 | 0 | 0 | 0 | 0 | 0 | 0 | 0 | 0 | 0 | 0 | 0 | 0 | 0 | 0 | 0 | 0 | 0 | 0 | 0 | 0 | 0 | 0 | 0 | 0 | 0 | 0
F9_Industrial_Petroleum_New_Space Heating_Natural Gas_Gas Boiler - Stack Economizer_A_Achievable Economic TRC Potential | F9 | Industrial | Petroleum | New | Space Heating | Natural Gas | Gas Boiler - Stack Economizer | A | Cumulative Winter Peak Savings (MW) | Achievable Economic TRC Potential | 0 | 0 | 0 | 0 | 0 | 0 | 0 | 0 | 0 | 0 | 0 | 0 | 0 | 0 | 0 | 0 | 0 | 0 | 0 | 0 | 0 | 0 | 0 | 0 | 0 | 0 | 0 | 0 | 0 | 0 | 0
F10_Industrial_Petroleum_New_Space Heating_Natural Gas_Gas Boiler - Stack Economizer_A_Achievable Economic TRC Potential | F10 | Industrial | Petroleum | New | Space Heating | Natural Gas | Gas Boiler - Stack Economizer | A | Purchases (Incremental) | Achievable Economic TRC Potential | 0 | 0 | 0 | 0 | 0 | 0 | 0 | 0 | 0 | 0 | 0 | 0 | 0 | 0 | 0 | 0 | 0 | 0 | 0 | 0 | 0 | 0 | 0 | 0 | 0 | 0 | 0 | 0 | 0 | 0 | 0
F11_Industrial_Petroleum_New_Space Heating_Natural Gas_Gas Boiler - Stack Economizer_A_Achievable Economic TRC Potential | F11 | Industrial | Petroleum | New | Space Heating | Natural Gas | Gas Boiler - Stack Economizer | A | Purchases (Cumulative) | Achievable Economic TRC Potential | 0 | 0 | 0 | 0 | 0 | 0 | 0 | 0 | 0 | 0 | 0 | 0 | 0 | 0 | 0 | 0 | 0 | 0 | 0 | 0 | 0 | 0 | 0 | 0 | 0 | 0 | 0 | 0 | 0 | 0 | 0
F1_Industrial_Petroleum_New_Process_Natural Gas_Gas Boiler - Stack Economizer_A_Achievable Economic TRC Potential | F1 | Industrial | Petroleum | New | Process | Natural Gas | Gas Boiler - Stack Economizer | A | Integrated Unit Energy Savings (kWh or therms) | Achievable Economic TRC Potential | 0 | 0 | 0 | 0 | 0 | 702.6229 | 702.5959 | 702.5821 | 702.5928 | 702.6012 | 702.6081 | 702.6136 | 702.6183 | 702.6223 | 702.6256 | 702.6286 | 702.6312 | 702.6335 | 702.6355 | 702.6374 | 702.639 | 702.6405 | 702.6419 | 702.6431 | 702.6443 | 702.6453 | 702.6463 | 702.6472 | 702.6725 | 702.6725 | 702.6725
F2_Industrial_Petroleum_New_Process_Natural Gas_Gas Boiler - Stack Economizer_A_Achievable Economic TRC Potential | F2 | Industrial | Petroleum | New | Process | Natural Gas | Gas Boiler - Stack Economizer | A | Integrated Unit Summer Peak Savings (kW) | Achievable Economic TRC Potential | 0 | 0 | 0 | 0 | 0 | 0 | 0 | 0 | 0 | 0 | 0 | 0 | 0 | 0 | 0 | 0 | 0 | 0 | 0 | 0 | 0 | 0 | 0 | 0 | 0 | 0 | 0 | 0 | 0 | 0 | 0
F3_Industrial_Petroleum_New_Process_Natural Gas_Gas Boiler - Stack Economizer_A_Achievable Economic TRC Potential | F3 | Industrial | Petroleum | New | Process | Natural Gas | Gas Boiler - Stack Economizer | A | Integrated Unit Winter Peak Savings (kW) | Achievable Economic TRC Potential | 0 | 0 | 0 | 0 | 0 | 0 | 0 | 0 | 0 | 0 | 0 | 0 | 0 | 0 | 0 | 0 | 0 | 0 | 0 | 0 | 0 | 0 | 0 | 0 | 0 | 0 | 0 | 0 | 0 | 0 | 0
F4_Industrial_Petroleum_New_Process_Natural Gas_Gas Boiler - Stack Economizer_A_Achievable Economic TRC Potential | F4 | Industrial | Petroleum | New | Process | Natural Gas | Gas Boiler - Stack Economizer | A | Incremental Energy Savings (MWh or mTherms) | Achievable Economic TRC Potential | 0 | 0 | 0 | 0 | 0 | 0.04311 | 0.051071 | 0.059029 | 0.066942 | 0.074859 | 0.074504 | 0.065236 | 0.056682 | 0.048933 | 0.041971 | 0.035845 | 0.030474 | 0.025817 | 0.021798 | 0.018346 | 0.043111 | 0.051074 | 0.059034 | 0.066946 | 0.074863 | 0.074508 | 0.065239 | 0.056685 | 0.048937 | 0.041974 | 0.035848
F5_Industrial_Petroleum_New_Process_Natural Gas_Gas Boiler - Stack Economizer_A_Achievable Economic TRC Potential | F5 | Industrial | Petroleum | New | Process | Natural Gas | Gas Boiler - Stack Economizer | A | Incremental Summer Peak Savings (MW) | Achievable Economic TRC Potential | 0 | 0 | 0 | 0 | 0 | 0 | 0 | 0 | 0 | 0 | 0 | 0 | 0 | 0 | 0 | 0 | 0 | 0 | 0 | 0 | 0 | 0 | 0 | 0 | 0 | 0 | 0 | 0 | 0 | 0 | 0
F6_Industrial_Petroleum_New_Process_Natural Gas_Gas Boiler - Stack Economizer_A_Achievable Economic TRC Potential | F6 | Industrial | Petroleum | New | Process | Natural Gas | Gas Boiler - Stack Economizer | A | Incremental Winter Peak Savings (MW) | Achievable Economic TRC Potential | 0 | 0 | 0 | 0 | 0 | 0 | 0 | 0 | 0 | 0 | 0 | 0 | 0 | 0 | 0 | 0 | 0 | 0 | 0 | 0 | 0 | 0 | 0 | 0 | 0 | 0 | 0 | 0 | 0 | 0 | 0
F7_Industrial_Petroleum_New_Process_Natural Gas_Gas Boiler - Stack Economizer_A_Achievable Economic TRC Potential | F7 | Industrial | Petroleum | New | Process | Natural Gas | Gas Boiler - Stack Economizer | A | Cumulative Energy Savings (MWh or mTherms) | Achievable Economic TRC Potential | 0 | 0 | 0 | 0 | 0 | 0.04311 | 0.094179 | 0.15321 | 0.22015 | 0.29501 | 0.36952 | 0.43476 | 0.49144 | 0.54038 | 0.58235 | 0.6182 | 0.64868 | 0.67449 | 0.69629 | 0.71464 | 0.71464 | 0.71465 | 0.71465 | 0.71465 | 0.71465 | 0.71465 | 0.71465 | 0.71465 | 0 | 0 | 0
F8_Industrial_Petroleum_New_Process_Natural Gas_Gas Boiler - Stack Economizer_A_Achievable Economic TRC Potential | F8 | Industrial | Petroleum | New | Process | Natural Gas | Gas Boiler - Stack Economizer | A | Cumulative Summer Peak Savings (MW) | Achievable Economic TRC Potential | 0 | 0 | 0 | 0 | 0 | 0 | 0 | 0 | 0 | 0 | 0 | 0 | 0 | 0 | 0 | 0 | 0 | 0 | 0 | 0 | 0 | 0 | 0 | 0 | 0 | 0 | 0 | 0 | 0 | 0 | 0
F9_Industrial_Petroleum_New_Process_Natural Gas_Gas Boiler - Stack Economizer_A_Achievable Economic TRC Potential | F9 | Industrial | Petroleum | New | Process | Natural Gas | Gas Boiler - Stack Economizer | A | Cumulative Winter Peak Savings (MW) | Achievable Economic TRC Potential | 0 | 0 | 0 | 0 | 0 | 0 | 0 | 0 | 0 | 0 | 0 | 0 | 0 | 0 | 0 | 0 | 0 | 0 | 0 | 0 | 0 | 0 | 0 | 0 | 0 | 0 | 0 | 0 | 0 | 0 | 0
F10_Industrial_Petroleum_New_Process_Natural Gas_Gas Boiler - Stack Economizer_A_Achievable Economic TRC Potential | F10 | Industrial | Petroleum | New | Process | Natural Gas | Gas Boiler - Stack Economizer | A | Purchases (Incremental) | Achievable Economic TRC Potential | 0 | 0 | 0 | 0 | 0 | 0.061355 | 0.072689 | 0.084017 | 0.095278 | 0.10654 | 0.10604 | 0.092847 | 0.080673 | 0.069644 | 0.059735 | 0.051016 | 0.043371 | 0.036743 | 0.031023 | 0.02611 | 0.061355 | 0.072689 | 0.084017 | 0.095278 | 0.10654 | 0.10604 | 0.092847 | 0.080673 | 0.069644 | 0.059735 | 0.051016
F11_Industrial_Petroleum_New_Process_Natural Gas_Gas Boiler - Stack Economizer_A_Achievable Economic TRC Potential | F11 | Industrial | Petroleum | New | Process | Natural Gas | Gas Boiler - Stack Economizer | A | Purchases (Cumulative) | Achievable Economic TRC Potential | 0 | 0 | 0 | 0 | 0 | 0.061355 | 0.13404 | 0.21806 | 0.31334 | 0.41988 | 0.52592 | 0.61877 | 0.69944 | 0.76909 | 0.82882 | 0.87984 | 0.92321 | 0.95995 | 0.99098 | 1.0171 | 1.0171 | 1.0171 | 1.0171 | 1.0171 | 1.0171 | 1.0171 | 1.0171 | 1.0171 | 1.0171 | 1.0171 | 1.0171
F1_Industrial_Petroleum_New_Space Heating_Natural Gas_Gas Furnace Tube Inserts_A_Achievable Economic TRC Potential | F1 | Industrial | Petroleum | New | Space Heating | Natural Gas | Gas Furnace Tube Inserts | A | Integrated Unit Energy Savings (kWh or therms) | Achievable Economic TRC Potential | 0 | 0 | 0 | 0 | 0 | 0 | 0 | 0 | 0 | 0 | 0 | 0 | 0 | 0 | 0 | 0 | 0 | 0 | 0 | 0 | 0 | 0 | 0 | 0 | 0 | 0 | 0 | 0 | 0 | 0 | 0
F2_Industrial_Petroleum_New_Space Heating_Natural Gas_Gas Furnace Tube Inserts_A_Achievable Economic TRC Potential | F2 | Industrial | Petroleum | New | Space Heating | Natural Gas | Gas Furnace Tube Inserts | A | Integrated Unit Summer Peak Savings (kW) | Achievable Economic TRC Potential | 0 | 0 | 0 | 0 | 0 | 0 | 0 | 0 | 0 | 0 | 0 | 0 | 0 | 0 | 0 | 0 | 0 | 0 | 0 | 0 | 0 | 0 | 0 | 0 | 0 | 0 | 0 | 0 | 0 | 0 | 0
F3_Industrial_Petroleum_New_Space Heating_Natural Gas_Gas Furnace Tube Inserts_A_Achievable Economic TRC Potential | F3 | Industrial | Petroleum | New | Space Heating | Natural Gas | Gas Furnace Tube Inserts | A | Integrated Unit Winter Peak Savings (kW) | Achievable Economic TRC Potential | 0 | 0 | 0 | 0 | 0 | 0 | 0 | 0 | 0 | 0 | 0 | 0 | 0 | 0 | 0 | 0 | 0 | 0 | 0 | 0 | 0 | 0 | 0 | 0 | 0 | 0 | 0 | 0 | 0 | 0 | 0
F4_Industrial_Petroleum_New_Space Heating_Natural Gas_Gas Furnace Tube Inserts_A_Achievable Economic TRC Potential | F4 | Industrial | Petroleum | New | Space Heating | Natural Gas | Gas Furnace Tube Inserts | A | Incremental Energy Savings (MWh or mTherms) | Achievable Economic TRC Potential | 0 | 0 | 0 | 0 | 0 | 0 | 0 | 0 | 0 | 0 | 0 | 0 | 0 | 0 | 0 | 0 | 0 | 0 | 0 | 0 | 0 | 0 | 0 | 0 | 0 | 0 | 0 | 0 | 0 | 0 | 0
F5_Industrial_Petroleum_New_Space Heating_Natural Gas_Gas Furnace Tube Inserts_A_Achievable Economic TRC Potential | F5 | Industrial | Petroleum | New | Space Heating | Natural Gas | Gas Furnace Tube Inserts | A | Incremental Summer Peak Savings (MW) | Achievable Economic TRC Potential | 0 | 0 | 0 | 0 | 0 | 0 | 0 | 0 | 0 | 0 | 0 | 0 | 0 | 0 | 0 | 0 | 0 | 0 | 0 | 0 | 0 | 0 | 0 | 0 | 0 | 0 | 0 | 0 | 0 | 0 | 0
F6_Industrial_Petroleum_New_Space Heating_Natural Gas_Gas Furnace Tube Inserts_A_Achievable Economic TRC Potential | F6 | Industrial | Petroleum | New | Space Heating | Natural Gas | Gas Furnace Tube Inserts | A | Incremental Winter Peak Savings (MW) | Achievable Economic TRC Potential | 0 | 0 | 0 | 0 | 0 | 0 | 0 | 0 | 0 | 0 | 0 | 0 | 0 | 0 | 0 | 0 | 0 | 0 | 0 | 0 | 0 | 0 | 0 | 0 | 0 | 0 | 0 | 0 | 0 | 0 | 0
F7_Industrial_Petroleum_New_Space Heating_Natural Gas_Gas Furnace Tube Inserts_A_Achievable Economic TRC Potential | F7 | Industrial | Petroleum | New | Space Heating | Natural Gas | Gas Furnace Tube Inserts | A | Cumulative Energy Savings (MWh or mTherms) | Achievable Economic TRC Potential | 0 | 0 | 0 | 0 | 0 | 0 | 0 | 0 | 0 | 0 | 0 | 0 | 0 | 0 | 0 | 0 | 0 | 0 | 0 | 0 | 0 | 0 | 0 | 0 | 0 | 0 | 0 | 0 | 0 | 0 | 0
F8_Industrial_Petroleum_New_Space Heating_Natural Gas_Gas Furnace Tube Inserts_A_Achievable Economic TRC Potential | F8 | Industrial | Petroleum | New | Space Heating | Natural Gas | Gas Furnace Tube Inserts | A | Cumulative Summer Peak Savings (MW) | Achievable Economic TRC Potential | 0 | 0 | 0 | 0 | 0 | 0 | 0 | 0 | 0 | 0 | 0 | 0 | 0 | 0 | 0 | 0 | 0 | 0 | 0 | 0 | 0 | 0 | 0 | 0 | 0 | 0 | 0 | 0 | 0 | 0 | 0
F9_Industrial_Petroleum_New_Space Heating_Natural Gas_Gas Furnace Tube Inserts_A_Achievable Economic TRC Potential | F9 | Industrial | Petroleum | New | Space Heating | Natural Gas | Gas Furnace Tube Inserts | A | Cumulative Winter Peak Savings (MW) | Achievable Economic TRC Potential | 0 | 0 | 0 | 0 | 0 | 0 | 0 | 0 | 0 | 0 | 0 | 0 | 0 | 0 | 0 | 0 | 0 | 0 | 0 | 0 | 0 | 0 | 0 | 0 | 0 | 0 | 0 | 0 | 0 | 0 | 0
F10_Industrial_Petroleum_New_Space Heating_Natural Gas_Gas Furnace Tube Inserts_A_Achievable Economic TRC Potential | F10 | Industrial | Petroleum | New | Space Heating | Natural Gas | Gas Furnace Tube Inserts | A | Purchases (Incremental) | Achievable Economic TRC Potential | 0 | 0 | 0 | 0 | 0 | 0 | 0 | 0 | 0 | 0 | 0 | 0 | 0 | 0 | 0 | 0 | 0 | 0 | 0 | 0 | 0 | 0 | 0 | 0 | 0 | 0 | 0 | 0 | 0 | 0 | 0
F11_Industrial_Petroleum_New_Space Heating_Natural Gas_Gas Furnace Tube Inserts_A_Achievable Economic TRC Potential | F11 | Industrial | Petroleum | New | Space Heating | Natural Gas | Gas Furnace Tube Inserts | A | Purchases (Cumulative) | Achievable Economic TRC Potential | 0 | 0 | 0 | 0 | 0 | 0 | 0 | 0 | 0 | 0 | 0 | 0 | 0 | 0 | 0 | 0 | 0 | 0 | 0 | 0 | 0 | 0 | 0 | 0 | 0 | 0 | 0 | 0 | 0 | 0 | 0
F1_Industrial_Petroleum_New_Space Heating_Natural Gas_Space Heating - Heat Recovery Ventilator_A_Achievable Economic TRC Potential | F1 | Industrial | Petroleum | New | Space Heating | Natural Gas | Space Heating - Heat Recovery Ventilator | A | Integrated Unit Energy Savings (kWh or therms) | Achievable Economic TRC Potential | 0 | 0 | 0 | 0 | 0 | 0 | 0 | 0 | 0 | 0 | 0 | 0 | 0 | 0 | 0 | 0 | 0 | 0 | 0 | 0 | 0 | 0 | 0 | 0 | 0 | 0 | 0 | 0 | 0 | 0 | 0
F2_Industrial_Petroleum_New_Space Heating_Natural Gas_Space Heating - Heat Recovery Ventilator_A_Achievable Economic TRC Potential | F2 | Industrial | Petroleum | New | Space Heating | Natural Gas | Space Heating - Heat Recovery Ventilator | A | Integrated Unit Summer Peak Savings (kW) | Achievable Economic TRC Potential | 0 | 0 | 0 | 0 | 0 | 0 | 0 | 0 | 0 | 0 | 0 | 0 | 0 | 0 | 0 | 0 | 0 | 0 | 0 | 0 | 0 | 0 | 0 | 0 | 0 | 0 | 0 | 0 | 0 | 0 | 0
F3_Industrial_Petroleum_New_Space Heating_Natural Gas_Space Heating - Heat Recovery Ventilator_A_Achievable Economic TRC Potential | F3 | Industrial | Petroleum | New | Space Heating | Natural Gas | Space Heating - Heat Recovery Ventilator | A | Integrated Unit Winter Peak Savings (kW) | Achievable Economic TRC Potential | 0 | 0 | 0 | 0 | 0 | 0 | 0 | 0 | 0 | 0 | 0 | 0 | 0 | 0 | 0 | 0 | 0 | 0 | 0 | 0 | 0 | 0 | 0 | 0 | 0 | 0 | 0 | 0 | 0 | 0 | 0
F4_Industrial_Petroleum_New_Space Heating_Natural Gas_Space Heating - Heat Recovery Ventilator_A_Achievable Economic TRC Potential | F4 | Industrial | Petroleum | New | Space Heating | Natural Gas | Space Heating - Heat Recovery Ventilator | A | Incremental Energy Savings (MWh or mTherms) | Achievable Economic TRC Potential | 0 | 0 | 0 | 0 | 0 | 0 | 0 | 0 | 0 | 0 | 0 | 0 | 0 | 0 | 0 | 0 | 0 | 0 | 0 | 0 | 0 | 0 | 0 | 0 | 0 | 0 | 0 | 0 | 0 | 0 | 0
F5_Industrial_Petroleum_New_Space Heating_Natural Gas_Space Heating - Heat Recovery Ventilator_A_Achievable Economic TRC Potential | F5 | Industrial | Petroleum | New | Space Heating | Natural Gas | Space Heating - Heat Recovery Ventilator | A | Incremental Summer Peak Savings (MW) | Achievable Economic TRC Potential | 0 | 0 | 0 | 0 | 0 | 0 | 0 | 0 | 0 | 0 | 0 | 0 | 0 | 0 | 0 | 0 | 0 | 0 | 0 | 0 | 0 | 0 | 0 | 0 | 0 | 0 | 0 | 0 | 0 | 0 | 0
F6_Industrial_Petroleum_New_Space Heating_Natural Gas_Space Heating - Heat Recovery Ventilator_A_Achievable Economic TRC Potential | F6 | Industrial | Petroleum | New | Space Heating | Natural Gas | Space Heating - Heat Recovery Ventilator | A | Incremental Winter Peak Savings (MW) | Achievable Economic TRC Potential | 0 | 0 | 0 | 0 | 0 | 0 | 0 | 0 | 0 | 0 | 0 | 0 | 0 | 0 | 0 | 0 | 0 | 0 | 0 | 0 | 0 | 0 | 0 | 0 | 0 | 0 | 0 | 0 | 0 | 0 | 0
F7_Industrial_Petroleum_New_Space Heating_Natural Gas_Space Heating - Heat Recovery Ventilator_A_Achievable Economic TRC Potential | F7 | Industrial | Petroleum | New | Space Heating | Natural Gas | Space Heating - Heat Recovery Ventilator | A | Cumulative Energy Savings (MWh or mTherms) | Achievable Economic TRC Potential | 0 | 0 | 0 | 0 | 0 | 0 | 0 | 0 | 0 | 0 | 0 | 0 | 0 | 0 | 0 | 0 | 0 | 0 | 0 | 0 | 0 | 0 | 0 | 0 | 0 | 0 | 0 | 0 | 0 | 0 | 0
F8_Industrial_Petroleum_New_Space Heating_Natural Gas_Space Heating - Heat Recovery Ventilator_A_Achievable Economic TRC Potential | F8 | Industrial | Petroleum | New | Space Heating | Natural Gas | Space Heating - Heat Recovery Ventilator | A | Cumulative Summer Peak Savings (MW) | Achievable Economic TRC Potential | 0 | 0 | 0 | 0 | 0 | 0 | 0 | 0 | 0 | 0 | 0 | 0 | 0 | 0 | 0 | 0 | 0 | 0 | 0 | 0 | 0 | 0 | 0 | 0 | 0 | 0 | 0 | 0 | 0 | 0 | 0
F9_Industrial_Petroleum_New_Space Heating_Natural Gas_Space Heating - Heat Recovery Ventilator_A_Achievable Economic TRC Potential | F9 | Industrial | Petroleum | New | Space Heating | Natural Gas | Space Heating - Heat Recovery Ventilator | A | Cumulative Winter Peak Savings (MW) | Achievable Economic TRC Potential | 0 | 0 | 0 | 0 | 0 | 0 | 0 | 0 | 0 | 0 | 0 | 0 | 0 | 0 | 0 | 0 | 0 | 0 | 0 | 0 | 0 | 0 | 0 | 0 | 0 | 0 | 0 | 0 | 0 | 0 | 0
F10_Industrial_Petroleum_New_Space Heating_Natural Gas_Space Heating - Heat Recovery Ventilator_A_Achievable Economic TRC Potential | F10 | Industrial | Petroleum | New | Space Heating | Natural Gas | Space Heating - Heat Recovery Ventilator | A | Purchases (Incremental) | Achievable Economic TRC Potential | 0 | 0 | 0 | 0 | 0 | 0 | 0 | 0 | 0 | 0 | 0 | 0 | 0 | 0 | 0 | 0 | 0 | 0 | 0 | 0 | 0 | 0 | 0 | 0 | 0 | 0 | 0 | 0 | 0 | 0 | 0
F11_Industrial_Petroleum_New_Space Heating_Natural Gas_Space Heating - Heat Recovery Ventilator_A_Achievable Economic TRC Potential | F11 | Industrial | Petroleum | New | Space Heating | Natural Gas | Space Heating - Heat Recovery Ventilator | A | Purchases (Cumulative) | Achievable Economic TRC Potential | 0 | 0 | 0 | 0 | 0 | 0 | 0 | 0 | 0 | 0 | 0 | 0 | 0 | 0 | 0 | 0 | 0 | 0 | 0 | 0 | 0 | 0 | 0 | 0 | 0 | 0 | 0 | 0 | 0 | 0 | 0
F1_Industrial_Petroleum_New_Space Heating_Natural Gas_Thermostat - Programmable_A_Achievable Economic TRC Potential | F1 | Industrial | Petroleum | New | Space Heating | Natural Gas | Thermostat - Programmable | A | Integrated Unit Energy Savings (kWh or therms) | Achievable Economic TRC Potential | 0 | 0 | 0 | 0 | 0 | 0 | 0 | 0 | 0 | 0 | 0 | 0 | 0 | 0 | 0 | 0 | 0 | 0 | 0 | 0 | 0 | 0 | 0 | 0 | 0 | 0 | 0 | 0 | 0 | 0 | 0
F2_Industrial_Petroleum_New_Space Heating_Natural Gas_Thermostat - Programmable_A_Achievable Economic TRC Potential | F2 | Industrial | Petroleum | New | Space Heating | Natural Gas | Thermostat - Programmable | A | Integrated Unit Summer Peak Savings (kW) | Achievable Economic TRC Potential | 0 | 0 | 0 | 0 | 0 | 0 | 0 | 0 | 0 | 0 | 0 | 0 | 0 | 0 | 0 | 0 | 0 | 0 | 0 | 0 | 0 | 0 | 0 | 0 | 0 | 0 | 0 | 0 | 0 | 0 | 0
F3_Industrial_Petroleum_New_Space Heating_Natural Gas_Thermostat - Programmable_A_Achievable Economic TRC Potential | F3 | Industrial | Petroleum | New | Space Heating | Natural Gas | Thermostat - Programmable | A | Integrated Unit Winter Peak Savings (kW) | Achievable Economic TRC Potential | 0 | 0 | 0 | 0 | 0 | 0 | 0 | 0 | 0 | 0 | 0 | 0 | 0 | 0 | 0 | 0 | 0 | 0 | 0 | 0 | 0 | 0 | 0 | 0 | 0 | 0 | 0 | 0 | 0 | 0 | 0
F4_Industrial_Petroleum_New_Space Heating_Natural Gas_Thermostat - Programmable_A_Achievable Economic TRC Potential | F4 | Industrial | Petroleum | New | Space Heating | Natural Gas | Thermostat - Programmable | A | Incremental Energy Savings (MWh or mTherms) | Achievable Economic TRC Potential | 0 | 0 | 0 | 0 | 0 | 0 | 0 | 0 | 0 | 0 | 0 | 0 | 0 | 0 | 0 | 0 | 0 | 0 | 0 | 0 | 0 | 0 | 0 | 0 | 0 | 0 | 0 | 0 | 0 | 0 | 0
F5_Industrial_Petroleum_New_Space Heating_Natural Gas_Thermostat - Programmable_A_Achievable Economic TRC Potential | F5 | Industrial | Petroleum | New | Space Heating | Natural Gas | Thermostat - Programmable | A | Incremental Summer Peak Savings (MW) | Achievable Economic TRC Potential | 0 | 0 | 0 | 0 | 0 | 0 | 0 | 0 | 0 | 0 | 0 | 0 | 0 | 0 | 0 | 0 | 0 | 0 | 0 | 0 | 0 | 0 | 0 | 0 | 0 | 0 | 0 | 0 | 0 | 0 | 0
F6_Industrial_Petroleum_New_Space Heating_Natural Gas_Thermostat - Programmable_A_Achievable Economic TRC Potential | F6 | Industrial | Petroleum | New | Space Heating | Natural Gas | Thermostat - Programmable | A | Incremental Winter Peak Savings (MW) | Achievable Economic TRC Potential | 0 | 0 | 0 | 0 | 0 | 0 | 0 | 0 | 0 | 0 | 0 | 0 | 0 | 0 | 0 | 0 | 0 | 0 | 0 | 0 | 0 | 0 | 0 | 0 | 0 | 0 | 0 | 0 | 0 | 0 | 0
F7_Industrial_Petroleum_New_Space Heating_Natural Gas_Thermostat - Programmable_A_Achievable Economic TRC Potential | F7 | Industrial | Petroleum | New | Space Heating | Natural Gas | Thermostat - Programmable | A | Cumulative Energy Savings (MWh or mTherms) | Achievable Economic TRC Potential | 0 | 0 | 0 | 0 | 0 | 0 | 0 | 0 | 0 | 0 | 0 | 0 | 0 | 0 | 0 | 0 | 0 | 0 | 0 | 0 | 0 | 0 | 0 | 0 | 0 | 0 | 0 | 0 | 0 | 0 | 0
F8_Industrial_Petroleum_New_Space Heating_Natural Gas_Thermostat - Programmable_A_Achievable Economic TRC Potential | F8 | Industrial | Petroleum | New | Space Heating | Natural Gas | Thermostat - Programmable | A | Cumulative Summer Peak Savings (MW) | Achievable Economic TRC Potential | 0 | 0 | 0 | 0 | 0 | 0 | 0 | 0 | 0 | 0 | 0 | 0 | 0 | 0 | 0 | 0 | 0 | 0 | 0 | 0 | 0 | 0 | 0 | 0 | 0 | 0 | 0 | 0 | 0 | 0 | 0
F9_Industrial_Petroleum_New_Space Heating_Natural Gas_Thermostat - Programmable_A_Achievable Economic TRC Potential | F9 | Industrial | Petroleum | New | Space Heating | Natural Gas | Thermostat - Programmable | A | Cumulative Winter Peak Savings (MW) | Achievable Economic TRC Potential | 0 | 0 | 0 | 0 | 0 | 0 | 0 | 0 | 0 | 0 | 0 | 0 | 0 | 0 | 0 | 0 | 0 | 0 | 0 | 0 | 0 | 0 | 0 | 0 | 0 | 0 | 0 | 0 | 0 | 0 | 0
F10_Industrial_Petroleum_New_Space Heating_Natural Gas_Thermostat - Programmable_A_Achievable Economic TRC Potential | F10 | Industrial | Petroleum | New | Space Heating | Natural Gas | Thermostat - Programmable | A | Purchases (Incremental) | Achievable Economic TRC Potential | 0 | 0 | 0 | 0 | 0 | 0 | 0 | 0 | 0 | 0 | 0 | 0 | 0 | 0 | 0 | 0 | 0 | 0 | 0 | 0 | 0 | 0 | 0 | 0 | 0 | 0 | 0 | 0 | 0 | 0 | 0
F11_Industrial_Petroleum_New_Space Heating_Natural Gas_Thermostat - Programmable_A_Achievable Economic TRC Potential | F11 | Industrial | Petroleum | New | Space Heating | Natural Gas | Thermostat - Programmable | A | Purchases (Cumulative) | Achievable Economic TRC Potential | 0 | 0 | 0 | 0 | 0 | 0 | 0 | 0 | 0 | 0 | 0 | 0 | 0 | 0 | 0 | 0 | 0 | 0 | 0 | 0 | 0 | 0 | 0 | 0 | 0 | 0 | 0 | 0 | 0 | 0 | 0
F1_Industrial_Petroleum_New_Space Heating_Natural Gas_ENERGY STAR Connected Thermostat_A_Achievable Economic TRC Potential | F1 | Industrial | Petroleum | New | Space Heating | Natural Gas | ENERGY STAR Connected Thermostat | A | Integrated Unit Energy Savings (kWh or therms) | Achievable Economic TRC Potential | 0 | 0 | 0 | 0 | 0 | 0 | 0 | 0 | 0 | 0 | 0 | 0 | 0 | 0 | 0 | 0 | 0 | 0 | 0 | 0 | 0 | 0 | 0 | 0 | 0 | 0 | 0 | 0 | 0 | 0 | 0
F2_Industrial_Petroleum_New_Space Heating_Natural Gas_ENERGY STAR Connected Thermostat_A_Achievable Economic TRC Potential | F2 | Industrial | Petroleum | New | Space Heating | Natural Gas | ENERGY STAR Connected Thermostat | A | Integrated Unit Summer Peak Savings (kW) | Achievable Economic TRC Potential | 0 | 0 | 0 | 0 | 0 | 0 | 0 | 0 | 0 | 0 | 0 | 0 | 0 | 0 | 0 | 0 | 0 | 0 | 0 | 0 | 0 | 0 | 0 | 0 | 0 | 0 | 0 | 0 | 0 | 0 | 0
F3_Industrial_Petroleum_New_Space Heating_Natural Gas_ENERGY STAR Connected Thermostat_A_Achievable Economic TRC Potential | F3 | Industrial | Petroleum | New | Space Heating | Natural Gas | ENERGY STAR Connected Thermostat | A | Integrated Unit Winter Peak Savings (kW) | Achievable Economic TRC Potential | 0 | 0 | 0 | 0 | 0 | 0 | 0 | 0 | 0 | 0 | 0 | 0 | 0 | 0 | 0 | 0 | 0 | 0 | 0 | 0 | 0 | 0 | 0 | 0 | 0 | 0 | 0 | 0 | 0 | 0 | 0
F4_Industrial_Petroleum_New_Space Heating_Natural Gas_ENERGY STAR Connected Thermostat_A_Achievable Economic TRC Potential | F4 | Industrial | Petroleum | New | Space Heating | Natural Gas | ENERGY STAR Connected Thermostat | A | Incremental Energy Savings (MWh or mTherms) | Achievable Economic TRC Potential | 0 | 0 | 0 | 0 | 0 | 0 | 0 | 0 | 0 | 0 | 0 | 0 | 0 | 0 | 0 | 0 | 0 | 0 | 0 | 0 | 0 | 0 | 0 | 0 | 0 | 0 | 0 | 0 | 0 | 0 | 0
F5_Industrial_Petroleum_New_Space Heating_Natural Gas_ENERGY STAR Connected Thermostat_A_Achievable Economic TRC Potential | F5 | Industrial | Petroleum | New | Space Heating | Natural Gas | ENERGY STAR Connected Thermostat | A | Incremental Summer Peak Savings (MW) | Achievable Economic TRC Potential | 0 | 0 | 0 | 0 | 0 | 0 | 0 | 0 | 0 | 0 | 0 | 0 | 0 | 0 | 0 | 0 | 0 | 0 | 0 | 0 | 0 | 0 | 0 | 0 | 0 | 0 | 0 | 0 | 0 | 0 | 0
F6_Industrial_Petroleum_New_Space Heating_Natural Gas_ENERGY STAR Connected Thermostat_A_Achievable Economic TRC Potential | F6 | Industrial | Petroleum | New | Space Heating | Natural Gas | ENERGY STAR Connected Thermostat | A | Incremental Winter Peak Savings (MW) | Achievable Economic TRC Potential | 0 | 0 | 0 | 0 | 0 | 0 | 0 | 0 | 0 | 0 | 0 | 0 | 0 | 0 | 0 | 0 | 0 | 0 | 0 | 0 | 0 | 0 | 0 | 0 | 0 | 0 | 0 | 0 | 0 | 0 | 0
F7_Industrial_Petroleum_New_Space Heating_Natural Gas_ENERGY STAR Connected Thermostat_A_Achievable Economic TRC Potential | F7 | Industrial | Petroleum | New | Space Heating | Natural Gas | ENERGY STAR Connected Thermostat | A | Cumulative Energy Savings (MWh or mTherms) | Achievable Economic TRC Potential | 0 | 0 | 0 | 0 | 0 | 0 | 0 | 0 | 0 | 0 | 0 | 0 | 0 | 0 | 0 | 0 | 0 | 0 | 0 | 0 | 0 | 0 | 0 | 0 | 0 | 0 | 0 | 0 | 0 | 0 | 0
F8_Industrial_Petroleum_New_Space Heating_Natural Gas_ENERGY STAR Connected Thermostat_A_Achievable Economic TRC Potential | F8 | Industrial | Petroleum | New | Space Heating | Natural Gas | ENERGY STAR Connected Thermostat | A | Cumulative Summer Peak Savings (MW) | Achievable Economic TRC Potential | 0 | 0 | 0 | 0 | 0 | 0 | 0 | 0 | 0 | 0 | 0 | 0 | 0 | 0 | 0 | 0 | 0 | 0 | 0 | 0 | 0 | 0 | 0 | 0 | 0 | 0 | 0 | 0 | 0 | 0 | 0
F9_Industrial_Petroleum_New_Space Heating_Natural Gas_ENERGY STAR Connected Thermostat_A_Achievable Economic TRC Potential | F9 | Industrial | Petroleum | New | Space Heating | Natural Gas | ENERGY STAR Connected Thermostat | A | Cumulative Winter Peak Savings (MW) | Achievable Economic TRC Potential | 0 | 0 | 0 | 0 | 0 | 0 | 0 | 0 | 0 | 0 | 0 | 0 | 0 | 0 | 0 | 0 | 0 | 0 | 0 | 0 | 0 | 0 | 0 | 0 | 0 | 0 | 0 | 0 | 0 | 0 | 0
F10_Industrial_Petroleum_New_Space Heating_Natural Gas_ENERGY STAR Connected Thermostat_A_Achievable Economic TRC Potential | F10 | Industrial | Petroleum | New | Space Heating | Natural Gas | ENERGY STAR Connected Thermostat | A | Purchases (Incremental) | Achievable Economic TRC Potential | 0 | 0 | 0 | 0 | 0 | 0 | 0 | 0 | 0 | 0 | 0 | 0 | 0 | 0 | 0 | 0 | 0 | 0 | 0 | 0 | 0 | 0 | 0 | 0 | 0 | 0 | 0 | 0 | 0 | 0 | 0
F11_Industrial_Petroleum_New_Space Heating_Natural Gas_ENERGY STAR Connected Thermostat_A_Achievable Economic TRC Potential | F11 | Industrial | Petroleum | New | Space Heating | Natural Gas | ENERGY STAR Connected Thermostat | A | Purchases (Cumulative) | Achievable Economic TRC Potential | 0 | 0 | 0 | 0 | 0 | 0 | 0 | 0 | 0 | 0 | 0 | 0 | 0 | 0 | 0 | 0 | 0 | 0 | 0 | 0 | 0 | 0 | 0 | 0 | 0 | 0 | 0 | 0 | 0 | 0 | 0
F1_Industrial_Petroleum_New_Space Heating_Natural Gas_Destratification Fans (HVLS)_A_Achievable Economic TRC Potential | F1 | Industrial | Petroleum | New | Space Heating | Natural Gas | Destratification Fans (HVLS) | A | Integrated Unit Energy Savings (kWh or therms) | Achievable Economic TRC Potential | 0 | 0 | 0 | 0 | 0 | 0 | 0 | 0 | 0 | 0 | 0 | 0 | 0 | 0 | 0 | 0 | 0 | 0 | 0 | 0 | 0 | 0 | 0 | 0 | 0 | 0 | 0 | 0 | 0 | 0 | 0
F2_Industrial_Petroleum_New_Space Heating_Natural Gas_Destratification Fans (HVLS)_A_Achievable Economic TRC Potential | F2 | Industrial | Petroleum | New | Space Heating | Natural Gas | Destratification Fans (HVLS) | A | Integrated Unit Summer Peak Savings (kW) | Achievable Economic TRC Potential | 0 | 0 | 0 | 0 | 0 | 0 | 0 | 0 | 0 | 0 | 0 | 0 | 0 | 0 | 0 | 0 | 0 | 0 | 0 | 0 | 0 | 0 | 0 | 0 | 0 | 0 | 0 | 0 | 0 | 0 | 0
F3_Industrial_Petroleum_New_Space Heating_Natural Gas_Destratification Fans (HVLS)_A_Achievable Economic TRC Potential | F3 | Industrial | Petroleum | New | Space Heating | Natural Gas | Destratification Fans (HVLS) | A | Integrated Unit Winter Peak Savings (kW) | Achievable Economic TRC Potential | 0 | 0 | 0 | 0 | 0 | 0 | 0 | 0 | 0 | 0 | 0 | 0 | 0 | 0 | 0 | 0 | 0 | 0 | 0 | 0 | 0 | 0 | 0 | 0 | 0 | 0 | 0 | 0 | 0 | 0 | 0
F4_Industrial_Petroleum_New_Space Heating_Natural Gas_Destratification Fans (HVLS)_A_Achievable Economic TRC Potential | F4 | Industrial | Petroleum | New | Space Heating | Natural Gas | Destratification Fans (HVLS) | A | Incremental Energy Savings (MWh or mTherms) | Achievable Economic TRC Potential | 0 | 0 | 0 | 0 | 0 | 0 | 0 | 0 | 0 | 0 | 0 | 0 | 0 | 0 | 0 | 0 | 0 | 0 | 0 | 0 | 0 | 0 | 0 | 0 | 0 | 0 | 0 | 0 | 0 | 0 | 0
F5_Industrial_Petroleum_New_Space Heating_Natural Gas_Destratification Fans (HVLS)_A_Achievable Economic TRC Potential | F5 | Industrial | Petroleum | New | Space Heating | Natural Gas | Destratification Fans (HVLS) | A | Incremental Summer Peak Savings (MW) | Achievable Economic TRC Potential | 0 | 0 | 0 | 0 | 0 | 0 | 0 | 0 | 0 | 0 | 0 | 0 | 0 | 0 | 0 | 0 | 0 | 0 | 0 | 0 | 0 | 0 | 0 | 0 | 0 | 0 | 0 | 0 | 0 | 0 | 0
F6_Industrial_Petroleum_New_Space Heating_Natural Gas_Destratification Fans (HVLS)_A_Achievable Economic TRC Potential | F6 | Industrial | Petroleum | New | Space Heating | Natural Gas | Destratification Fans (HVLS) | A | Incremental Winter Peak Savings (MW) | Achievable Economic TRC Potential | 0 | 0 | 0 | 0 | 0 | 0 | 0 | 0 | 0 | 0 | 0 | 0 | 0 | 0 | 0 | 0 | 0 | 0 | 0 | 0 | 0 | 0 | 0 | 0 | 0 | 0 | 0 | 0 | 0 | 0 | 0
F7_Industrial_Petroleum_New_Space Heating_Natural Gas_Destratification Fans (HVLS)_A_Achievable Economic TRC Potential | F7 | Industrial | Petroleum | New | Space Heating | Natural Gas | Destratification Fans (HVLS) | A | Cumulative Energy Savings (MWh or mTherms) | Achievable Economic TRC Potential | 0 | 0 | 0 | 0 | 0 | 0 | 0 | 0 | 0 | 0 | 0 | 0 | 0 | 0 | 0 | 0 | 0 | 0 | 0 | 0 | 0 | 0 | 0 | 0 | 0 | 0 | 0 | 0 | 0 | 0 | 0
F8_Industrial_Petroleum_New_Space Heating_Natural Gas_Destratification Fans (HVLS)_A_Achievable Economic TRC Potential | F8 | Industrial | Petroleum | New | Space Heating | Natural Gas | Destratification Fans (HVLS) | A | Cumulative Summer Peak Savings (MW) | Achievable Economic TRC Potential | 0 | 0 | 0 | 0 | 0 | 0 | 0 | 0 | 0 | 0 | 0 | 0 | 0 | 0 | 0 | 0 | 0 | 0 | 0 | 0 | 0 | 0 | 0 | 0 | 0 | 0 | 0 | 0 | 0 | 0 | 0
F9_Industrial_Petroleum_New_Space Heating_Natural Gas_Destratification Fans (HVLS)_A_Achievable Economic TRC Potential | F9 | Industrial | Petroleum | New | Space Heating | Natural Gas | Destratification Fans (HVLS) | A | Cumulative Winter Peak Savings (MW) | Achievable Economic TRC Potential | 0 | 0 | 0 | 0 | 0 | 0 | 0 | 0 | 0 | 0 | 0 | 0 | 0 | 0 | 0 | 0 | 0 | 0 | 0 | 0 | 0 | 0 | 0 | 0 | 0 | 0 | 0 | 0 | 0 | 0 | 0
F10_Industrial_Petroleum_New_Space Heating_Natural Gas_Destratification Fans (HVLS)_A_Achievable Economic TRC Potential | F10 | Industrial | Petroleum | New | Space Heating | Natural Gas | Destratification Fans (HVLS) | A | Purchases (Incremental) | Achievable Economic TRC Potential | 0 | 0 | 0 | 0 | 0 | 0 | 0 | 0 | 0 | 0 | 0 | 0 | 0 | 0 | 0 | 0 | 0 | 0 | 0 | 0 | 0 | 0 | 0 | 0 | 0 | 0 | 0 | 0 | 0 | 0 | 0
F11_Industrial_Petroleum_New_Space Heating_Natural Gas_Destratification Fans (HVLS)_A_Achievable Economic TRC Potential | F11 | Industrial | Petroleum | New | Space Heating | Natural Gas | Destratification Fans (HVLS) | A | Purchases (Cumulative) | Achievable Economic TRC Potential | 0 | 0 | 0 | 0 | 0 | 0 | 0 | 0 | 0 | 0 | 0 | 0 | 0 | 0 | 0 | 0 | 0 | 0 | 0 | 0 | 0 | 0 | 0 | 0 | 0 | 0 | 0 | 0 | 0 | 0 | 0
F1_Industrial_Petroleum_New_Space Heating_Natural Gas_Gas Boiler - Insulate Steam Lines/Condensate Tank_A_Achievable Economic TRC Potential | F1 | Industrial | Petroleum | New | Space Heating | Natural Gas | Gas Boiler - Insulate Steam Lines/Condensate Tank | A | Integrated Unit Energy Savings (kWh or therms) | Achievable Economic TRC Potential | 0 | 0 | 0 | 0 | 0 | 0 | 0 | 0 | 0 | 0 | 0 | 0 | 0 | 0 | 0 | 0 | 0 | 0 | 0 | 0 | 0 | 0 | 0 | 0 | 0 | 0 | 0 | 0 | 0 | 0 | 0
F2_Industrial_Petroleum_New_Space Heating_Natural Gas_Gas Boiler - Insulate Steam Lines/Condensate Tank_A_Achievable Economic TRC Potential | F2 | Industrial | Petroleum | New | Space Heating | Natural Gas | Gas Boiler - Insulate Steam Lines/Condensate Tank | A | Integrated Unit Summer Peak Savings (kW) | Achievable Economic TRC Potential | 0 | 0 | 0 | 0 | 0 | 0 | 0 | 0 | 0 | 0 | 0 | 0 | 0 | 0 | 0 | 0 | 0 | 0 | 0 | 0 | 0 | 0 | 0 | 0 | 0 | 0 | 0 | 0 | 0 | 0 | 0
F3_Industrial_Petroleum_New_Space Heating_Natural Gas_Gas Boiler - Insulate Steam Lines/Condensate Tank_A_Achievable Economic TRC Potential | F3 | Industrial | Petroleum | New | Space Heating | Natural Gas | Gas Boiler - Insulate Steam Lines/Condensate Tank | A | Integrated Unit Winter Peak Savings (kW) | Achievable Economic TRC Potential | 0 | 0 | 0 | 0 | 0 | 0 | 0 | 0 | 0 | 0 | 0 | 0 | 0 | 0 | 0 | 0 | 0 | 0 | 0 | 0 | 0 | 0 | 0 | 0 | 0 | 0 | 0 | 0 | 0 | 0 | 0
F4_Industrial_Petroleum_New_Space Heating_Natural Gas_Gas Boiler - Insulate Steam Lines/Condensate Tank_A_Achievable Economic TRC Potential | F4 | Industrial | Petroleum | New | Space Heating | Natural Gas | Gas Boiler - Insulate Steam Lines/Condensate Tank | A | Incremental Energy Savings (MWh or mTherms) | Achievable Economic TRC Potential | 0 | 0 | 0 | 0 | 0 | 0 | 0 | 0 | 0 | 0 | 0 | 0 | 0 | 0 | 0 | 0 | 0 | 0 | 0 | 0 | 0 | 0 | 0 | 0 | 0 | 0 | 0 | 0 | 0 | 0 | 0
F5_Industrial_Petroleum_New_Space Heating_Natural Gas_Gas Boiler - Insulate Steam Lines/Condensate Tank_A_Achievable Economic TRC Potential | F5 | Industrial | Petroleum | New | Space Heating | Natural Gas | Gas Boiler - Insulate Steam Lines/Condensate Tank | A | Incremental Summer Peak Savings (MW) | Achievable Economic TRC Potential | 0 | 0 | 0 | 0 | 0 | 0 | 0 | 0 | 0 | 0 | 0 | 0 | 0 | 0 | 0 | 0 | 0 | 0 | 0 | 0 | 0 | 0 | 0 | 0 | 0 | 0 | 0 | 0 | 0 | 0 | 0
F6_Industrial_Petroleum_New_Space Heating_Natural Gas_Gas Boiler - Insulate Steam Lines/Condensate Tank_A_Achievable Economic TRC Potential | F6 | Industrial | Petroleum | New | Space Heating | Natural Gas | Gas Boiler - Insulate Steam Lines/Condensate Tank | A | Incremental Winter Peak Savings (MW) | Achievable Economic TRC Potential | 0 | 0 | 0 | 0 | 0 | 0 | 0 | 0 | 0 | 0 | 0 | 0 | 0 | 0 | 0 | 0 | 0 | 0 | 0 | 0 | 0 | 0 | 0 | 0 | 0 | 0 | 0 | 0 | 0 | 0 | 0
F7_Industrial_Petroleum_New_Space Heating_Natural Gas_Gas Boiler - Insulate Steam Lines/Condensate Tank_A_Achievable Economic TRC Potential | F7 | Industrial | Petroleum | New | Space Heating | Natural Gas | Gas Boiler - Insulate Steam Lines/Condensate Tank | A | Cumulative Energy Savings (MWh or mTherms) | Achievable Economic TRC Potential | 0 | 0 | 0 | 0 | 0 | 0 | 0 | 0 | 0 | 0 | 0 | 0 | 0 | 0 | 0 | 0 | 0 | 0 | 0 | 0 | 0 | 0 | 0 | 0 | 0 | 0 | 0 | 0 | 0 | 0 | 0
F8_Industrial_Petroleum_New_Space Heating_Natural Gas_Gas Boiler - Insulate Steam Lines/Condensate Tank_A_Achievable Economic TRC Potential | F8 | Industrial | Petroleum | New | Space Heating | Natural Gas | Gas Boiler - Insulate Steam Lines/Condensate Tank | A | Cumulative Summer Peak Savings (MW) | Achievable Economic TRC Potential | 0 | 0 | 0 | 0 | 0 | 0 | 0 | 0 | 0 | 0 | 0 | 0 | 0 | 0 | 0 | 0 | 0 | 0 | 0 | 0 | 0 | 0 | 0 | 0 | 0 | 0 | 0 | 0 | 0 | 0 | 0
F9_Industrial_Petroleum_New_Space Heating_Natural Gas_Gas Boiler - Insulate Steam Lines/Condensate Tank_A_Achievable Economic TRC Potential | F9 | Industrial | Petroleum | New | Space Heating | Natural Gas | Gas Boiler - Insulate Steam Lines/Condensate Tank | A | Cumulative Winter Peak Savings (MW) | Achievable Economic TRC Potential | 0 | 0 | 0 | 0 | 0 | 0 | 0 | 0 | 0 | 0 | 0 | 0 | 0 | 0 | 0 | 0 | 0 | 0 | 0 | 0 | 0 | 0 | 0 | 0 | 0 | 0 | 0 | 0 | 0 | 0 | 0
F10_Industrial_Petroleum_New_Space Heating_Natural Gas_Gas Boiler - Insulate Steam Lines/Condensate Tank_A_Achievable Economic TRC Potential | F10 | Industrial | Petroleum | New | Space Heating | Natural Gas | Gas Boiler - Insulate Steam Lines/Condensate Tank | A | Purchases (Incremental) | Achievable Economic TRC Potential | 0 | 0 | 0 | 0 | 0 | 0 | 0 | 0 | 0 | 0 | 0 | 0 | 0 | 0 | 0 | 0 | 0 | 0 | 0 | 0 | 0 | 0 | 0 | 0 | 0 | 0 | 0 | 0 | 0 | 0 | 0
F11_Industrial_Petroleum_New_Space Heating_Natural Gas_Gas Boiler - Insulate Steam Lines/Condensate Tank_A_Achievable Economic TRC Potential | F11 | Industrial | Petroleum | New | Space Heating | Natural Gas | Gas Boiler - Insulate Steam Lines/Condensate Tank | A | Purchases (Cumulative) | Achievable Economic TRC Potential | 0 | 0 | 0 | 0 | 0 | 0 | 0 | 0 | 0 | 0 | 0 | 0 | 0 | 0 | 0 | 0 | 0 | 0 | 0 | 0 | 0 | 0 | 0 | 0 | 0 | 0 | 0 | 0 | 0 | 0 | 0
F1_Industrial_Petroleum_New_Process_Natural Gas_Gas Boiler - Insulate Steam Lines/Condensate Tank_A_Achievable Economic TRC Potential | F1 | Industrial | Petroleum | New | Process | Natural Gas | Gas Boiler - Insulate Steam Lines/Condensate Tank | A | Integrated Unit Energy Savings (kWh or therms) | Achievable Economic TRC Potential | 0 | 0 | 0 | 0 | 0 | 5799.7344 | 5788.4504 | 5778.3104 | 5768.9954 | 5760.068 | 5754.4196 | 5749.9349 | 5746.4276 | 5743.7763 | 5741.8561 | 5740.695 | 5740.1587 | 5740.1208 | 5740.3987 | 5740.822 | 5741.5336 | 5742.5322 | 5743.3912 | 5744.1278 | 5744.7562 | 5747.3117 | 5749.6762 | 5751.8709 | 5813.0737 | 5813.0737 | 5813.0737
F2_Industrial_Petroleum_New_Process_Natural Gas_Gas Boiler - Insulate Steam Lines/Condensate Tank_A_Achievable Economic TRC Potential | F2 | Industrial | Petroleum | New | Process | Natural Gas | Gas Boiler - Insulate Steam Lines/Condensate Tank | A | Integrated Unit Summer Peak Savings (kW) | Achievable Economic TRC Potential | 0 | 0 | 0 | 0 | 0 | 0 | 0 | 0 | 0 | 0 | 0 | 0 | 0 | 0 | 0 | 0 | 0 | 0 | 0 | 0 | 0 | 0 | 0 | 0 | 0 | 0 | 0 | 0 | 0 | 0 | 0
F3_Industrial_Petroleum_New_Process_Natural Gas_Gas Boiler - Insulate Steam Lines/Condensate Tank_A_Achievable Economic TRC Potential | F3 | Industrial | Petroleum | New | Process | Natural Gas | Gas Boiler - Insulate Steam Lines/Condensate Tank | A | Integrated Unit Winter Peak Savings (kW) | Achievable Economic TRC Potential | 0 | 0 | 0 | 0 | 0 | 0 | 0 | 0 | 0 | 0 | 0 | 0 | 0 | 0 | 0 | 0 | 0 | 0 | 0 | 0 | 0 | 0 | 0 | 0 | 0 | 0 | 0 | 0 | 0 | 0 | 0
F4_Industrial_Petroleum_New_Process_Natural Gas_Gas Boiler - Insulate Steam Lines/Condensate Tank_A_Achievable Economic TRC Potential | F4 | Industrial | Petroleum | New | Process | Natural Gas | Gas Boiler - Insulate Steam Lines/Condensate Tank | A | Incremental Energy Savings (MWh or mTherms) | Achievable Economic TRC Potential | 0 | 0 | 0 | 0 | 0 | 0.020334 | 0.024043 | 0.027742 | 0.031409 | 0.035069 | 0.038743 | 0.04237 | 0.04599 | 0.049606 | 0.053167 | 0.056747 | 0.060298 | 0.063854 | 0.067396 | 0.070908 | 0.074429 | 0.07794 | 0.081437 | 0.08492 | 0.088391 | 0.02015 | 0.023882 | 0.027615 | 0.031649 | 0.035392 | 0.039137
F5_Industrial_Petroleum_New_Process_Natural Gas_Gas Boiler - Insulate Steam Lines/Condensate Tank_A_Achievable Economic TRC Potential | F5 | Industrial | Petroleum | New | Process | Natural Gas | Gas Boiler - Insulate Steam Lines/Condensate Tank | A | Incremental Summer Peak Savings (MW) | Achievable Economic TRC Potential | 0 | 0 | 0 | 0 | 0 | 0 | 0 | 0 | 0 | 0 | 0 | 0 | 0 | 0 | 0 | 0 | 0 | 0 | 0 | 0 | 0 | 0 | 0 | 0 | 0 | 0 | 0 | 0 | 0 | 0 | 0
F6_Industrial_Petroleum_New_Process_Natural Gas_Gas Boiler - Insulate Steam Lines/Condensate Tank_A_Achievable Economic TRC Potential | F6 | Industrial | Petroleum | New | Process | Natural Gas | Gas Boiler - Insulate Steam Lines/Condensate Tank | A | Incremental Winter Peak Savings (MW) | Achievable Economic TRC Potential | 0 | 0 | 0 | 0 | 0 | 0 | 0 | 0 | 0 | 0 | 0 | 0 | 0 | 0 | 0 | 0 | 0 | 0 | 0 | 0 | 0 | 0 | 0 | 0 | 0 | 0 | 0 | 0 | 0 | 0 | 0
F7_Industrial_Petroleum_New_Process_Natural Gas_Gas Boiler - Insulate Steam Lines/Condensate Tank_A_Achievable Economic TRC Potential | F7 | Industrial | Petroleum | New | Process | Natural Gas | Gas Boiler - Insulate Steam Lines/Condensate Tank | A | Cumulative Energy Savings (MWh or mTherms) | Achievable Economic TRC Potential | 0 | 0 | 0 | 0 | 0 | 0.020334 | 0.044338 | 0.072002 | 0.10329 | 0.1382 | 0.17681 | 0.21904 | 0.2649 | 0.31438 | 0.36745 | 0.42412 | 0.48438 | 0.54823 | 0.61565 | 0.6866 | 0.76112 | 0.83919 | 0.92075 | 1.0058 | 1.0943 | 1.0948 | 1.0952 | 1.0956 | 0 | 0 | 0
F8_Industrial_Petroleum_New_Process_Natural Gas_Gas Boiler - Insulate Steam Lines/Condensate Tank_A_Achievable Economic TRC Potential | F8 | Industrial | Petroleum | New | Process | Natural Gas | Gas Boiler - Insulate Steam Lines/Condensate Tank | A | Cumulative Summer Peak Savings (MW) | Achievable Economic TRC Potential | 0 | 0 | 0 | 0 | 0 | 0 | 0 | 0 | 0 | 0 | 0 | 0 | 0 | 0 | 0 | 0 | 0 | 0 | 0 | 0 | 0 | 0 | 0 | 0 | 0 | 0 | 0 | 0 | 0 | 0 | 0
F9_Industrial_Petroleum_New_Process_Natural Gas_Gas Boiler - Insulate Steam Lines/Condensate Tank_A_Achievable Economic TRC Potential | F9 | Industrial | Petroleum | New | Process | Natural Gas | Gas Boiler - Insulate Steam Lines/Condensate Tank | A | Cumulative Winter Peak Savings (MW) | Achievable Economic TRC Potential | 0 | 0 | 0 | 0 | 0 | 0 | 0 | 0 | 0 | 0 | 0 | 0 | 0 | 0 | 0 | 0 | 0 | 0 | 0 | 0 | 0 | 0 | 0 | 0 | 0 | 0 | 0 | 0 | 0 | 0 | 0
F10_Industrial_Petroleum_New_Process_Natural Gas_Gas Boiler - Insulate Steam Lines/Condensate Tank_A_Achievable Economic TRC Potential | F10 | Industrial | Petroleum | New | Process | Natural Gas | Gas Boiler - Insulate Steam Lines/Condensate Tank | A | Purchases (Incremental) | Achievable Economic TRC Potential | 0 | 0 | 0 | 0 | 0 | 0.003506 | 0.0041537 | 0.004801 | 0.0054445 | 0.0060883 | 0.0067327 | 0.0073688 | 0.0080033 | 0.0086364 | 0.0092596 | 0.009885 | 0.010505 | 0.011124 | 0.011741 | 0.012352 | 0.012963 | 0.013572 | 0.014179 | 0.014784 | 0.015386 | 0.003506 | 0.0041537 | 0.004801 | 0.0054445 | 0.0060883 | 0.0067327
F11_Industrial_Petroleum_New_Process_Natural Gas_Gas Boiler - Insulate Steam Lines/Condensate Tank_A_Achievable Economic TRC Potential | F11 | Industrial | Petroleum | New | Process | Natural Gas | Gas Boiler - Insulate Steam Lines/Condensate Tank | A | Purchases (Cumulative) | Achievable Economic TRC Potential | 0 | 0 | 0 | 0 | 0 | 0.003506 | 0.0076597 | 0.012461 | 0.017905 | 0.023993 | 0.030726 | 0.038095 | 0.046098 | 0.054735 | 0.063994 | 0.073879 | 0.084384 | 0.095508 | 0.10725 | 0.1196 | 0.13256 | 0.14614 | 0.16032 | 0.1751 | 0.19049 | 0.19049 | 0.19049 | 0.19049 | 0.19049 | 0.19049 | 0.19049
F1_Industrial_Petroleum_New_Space Heating_Natural Gas_Gas Boiler - Insulate Hot Water Lines_A_Achievable Economic TRC Potential | F1 | Industrial | Petroleum | New | Space Heating | Natural Gas | Gas Boiler - Insulate Hot Water Lines | A | Integrated Unit Energy Savings (kWh or therms) | Achievable Economic TRC Potential | 0 | 0 | 0 | 0 | 0 | 0 | 0 | 0 | 0 | 0 | 0 | 0 | 0 | 0 | 0 | 0 | 0 | 0 | 0 | 0 | 0 | 0 | 0 | 0 | 0 | 0 | 0 | 0 | 0 | 0 | 0
F2_Industrial_Petroleum_New_Space Heating_Natural Gas_Gas Boiler - Insulate Hot Water Lines_A_Achievable Economic TRC Potential | F2 | Industrial | Petroleum | New | Space Heating | Natural Gas | Gas Boiler - Insulate Hot Water Lines | A | Integrated Unit Summer Peak Savings (kW) | Achievable Economic TRC Potential | 0 | 0 | 0 | 0 | 0 | 0 | 0 | 0 | 0 | 0 | 0 | 0 | 0 | 0 | 0 | 0 | 0 | 0 | 0 | 0 | 0 | 0 | 0 | 0 | 0 | 0 | 0 | 0 | 0 | 0 | 0
F3_Industrial_Petroleum_New_Space Heating_Natural Gas_Gas Boiler - Insulate Hot Water Lines_A_Achievable Economic TRC Potential | F3 | Industrial | Petroleum | New | Space Heating | Natural Gas | Gas Boiler - Insulate Hot Water Lines | A | Integrated Unit Winter Peak Savings (kW) | Achievable Economic TRC Potential | 0 | 0 | 0 | 0 | 0 | 0 | 0 | 0 | 0 | 0 | 0 | 0 | 0 | 0 | 0 | 0 | 0 | 0 | 0 | 0 | 0 | 0 | 0 | 0 | 0 | 0 | 0 | 0 | 0 | 0 | 0
F4_Industrial_Petroleum_New_Space Heating_Natural Gas_Gas Boiler - Insulate Hot Water Lines_A_Achievable Economic TRC Potential | F4 | Industrial | Petroleum | New | Space Heating | Natural Gas | Gas Boiler - Insulate Hot Water Lines | A | Incremental Energy Savings (MWh or mTherms) | Achievable Economic TRC Potential | 0 | 0 | 0 | 0 | 0 | 0 | 0 | 0 | 0 | 0 | 0 | 0 | 0 | 0 | 0 | 0 | 0 | 0 | 0 | 0 | 0 | 0 | 0 | 0 | 0 | 0 | 0 | 0 | 0 | 0 | 0
F5_Industrial_Petroleum_New_Space Heating_Natural Gas_Gas Boiler - Insulate Hot Water Lines_A_Achievable Economic TRC Potential | F5 | Industrial | Petroleum | New | Space Heating | Natural Gas | Gas Boiler - Insulate Hot Water Lines | A | Incremental Summer Peak Savings (MW) | Achievable Economic TRC Potential | 0 | 0 | 0 | 0 | 0 | 0 | 0 | 0 | 0 | 0 | 0 | 0 | 0 | 0 | 0 | 0 | 0 | 0 | 0 | 0 | 0 | 0 | 0 | 0 | 0 | 0 | 0 | 0 | 0 | 0 | 0
F6_Industrial_Petroleum_New_Space Heating_Natural Gas_Gas Boiler - Insulate Hot Water Lines_A_Achievable Economic TRC Potential | F6 | Industrial | Petroleum | New | Space Heating | Natural Gas | Gas Boiler - Insulate Hot Water Lines | A | Incremental Winter Peak Savings (MW) | Achievable Economic TRC Potential | 0 | 0 | 0 | 0 | 0 | 0 | 0 | 0 | 0 | 0 | 0 | 0 | 0 | 0 | 0 | 0 | 0 | 0 | 0 | 0 | 0 | 0 | 0 | 0 | 0 | 0 | 0 | 0 | 0 | 0 | 0
F7_Industrial_Petroleum_New_Space Heating_Natural Gas_Gas Boiler - Insulate Hot Water Lines_A_Achievable Economic TRC Potential | F7 | Industrial | Petroleum | New | Space Heating | Natural Gas | Gas Boiler - Insulate Hot Water Lines | A | Cumulative Energy Savings (MWh or mTherms) | Achievable Economic TRC Potential | 0 | 0 | 0 | 0 | 0 | 0 | 0 | 0 | 0 | 0 | 0 | 0 | 0 | 0 | 0 | 0 | 0 | 0 | 0 | 0 | 0 | 0 | 0 | 0 | 0 | 0 | 0 | 0 | 0 | 0 | 0
F8_Industrial_Petroleum_New_Space Heating_Natural Gas_Gas Boiler - Insulate Hot Water Lines_A_Achievable Economic TRC Potential | F8 | Industrial | Petroleum | New | Space Heating | Natural Gas | Gas Boiler - Insulate Hot Water Lines | A | Cumulative Summer Peak Savings (MW) | Achievable Economic TRC Potential | 0 | 0 | 0 | 0 | 0 | 0 | 0 | 0 | 0 | 0 | 0 | 0 | 0 | 0 | 0 | 0 | 0 | 0 | 0 | 0 | 0 | 0 | 0 | 0 | 0 | 0 | 0 | 0 | 0 | 0 | 0
F9_Industrial_Petroleum_New_Space Heating_Natural Gas_Gas Boiler - Insulate Hot Water Lines_A_Achievable Economic TRC Potential | F9 | Industrial | Petroleum | New | Space Heating | Natural Gas | Gas Boiler - Insulate Hot Water Lines | A | Cumulative Winter Peak Savings (MW) | Achievable Economic TRC Potential | 0 | 0 | 0 | 0 | 0 | 0 | 0 | 0 | 0 | 0 | 0 | 0 | 0 | 0 | 0 | 0 | 0 | 0 | 0 | 0 | 0 | 0 | 0 | 0 | 0 | 0 | 0 | 0 | 0 | 0 | 0
F10_Industrial_Petroleum_New_Space Heating_Natural Gas_Gas Boiler - Insulate Hot Water Lines_A_Achievable Economic TRC Potential | F10 | Industrial | Petroleum | New | Space Heating | Natural Gas | Gas Boiler - Insulate Hot Water Lines | A | Purchases (Incremental) | Achievable Economic TRC Potential | 0 | 0 | 0 | 0 | 0 | 0 | 0 | 0 | 0 | 0 | 0 | 0 | 0 | 0 | 0 | 0 | 0 | 0 | 0 | 0 | 0 | 0 | 0 | 0 | 0 | 0 | 0 | 0 | 0 | 0 | 0
F11_Industrial_Petroleum_New_Space Heating_Natural Gas_Gas Boiler - Insulate Hot Water Lines_A_Achievable Economic TRC Potential | F11 | Industrial | Petroleum | New | Space Heating | Natural Gas | Gas Boiler - Insulate Hot Water Lines | A | Purchases (Cumulative) | Achievable Economic TRC Potential | 0 | 0 | 0 | 0 | 0 | 0 | 0 | 0 | 0 | 0 | 0 | 0 | 0 | 0 | 0 | 0 | 0 | 0 | 0 | 0 | 0 | 0 | 0 | 0 | 0 | 0 | 0 | 0 | 0 | 0 | 0
F1_Industrial_Petroleum_New_Process_Natural Gas_Gas Boiler - Insulate Hot Water Lines_A_Achievable Economic TRC Potential | F1 | Industrial | Petroleum | New | Process | Natural Gas | Gas Boiler - Insulate Hot Water Lines | A | Integrated Unit Energy Savings (kWh or therms) | Achievable Economic TRC Potential | 0 | 0 | 0 | 0 | 0 | 6562.2003 | 6555.0661 | 6548.5958 | 6542.6622 | 6536.8855 | 6531.8201 | 6527.9723 | 6525.1342 | 6523.1908 | 6522.0398 | 6521.6833 | 6522.0078 | 6522.8583 | 6524.0425 | 6525.3796 | 6527.0164 | 6528.9656 | 6530.7428 | 6532.3695 | 6533.8639 | 6535.2418 | 6536.5165 | 6537.6994 | 6570.6015 | 6570.6015 | 6570.6015
F2_Industrial_Petroleum_New_Process_Natural Gas_Gas Boiler - Insulate Hot Water Lines_A_Achievable Economic TRC Potential | F2 | Industrial | Petroleum | New | Process | Natural Gas | Gas Boiler - Insulate Hot Water Lines | A | Integrated Unit Summer Peak Savings (kW) | Achievable Economic TRC Potential | 0 | 0 | 0 | 0 | 0 | 0 | 0 | 0 | 0 | 0 | 0 | 0 | 0 | 0 | 0 | 0 | 0 | 0 | 0 | 0 | 0 | 0 | 0 | 0 | 0 | 0 | 0 | 0 | 0 | 0 | 0
F3_Industrial_Petroleum_New_Process_Natural Gas_Gas Boiler - Insulate Hot Water Lines_A_Achievable Economic TRC Potential | F3 | Industrial | Petroleum | New | Process | Natural Gas | Gas Boiler - Insulate Hot Water Lines | A | Integrated Unit Winter Peak Savings (kW) | Achievable Economic TRC Potential | 0 | 0 | 0 | 0 | 0 | 0 | 0 | 0 | 0 | 0 | 0 | 0 | 0 | 0 | 0 | 0 | 0 | 0 | 0 | 0 | 0 | 0 | 0 | 0 | 0 | 0 | 0 | 0 | 0 | 0 | 0
F4_Industrial_Petroleum_New_Process_Natural Gas_Gas Boiler - Insulate Hot Water Lines_A_Achievable Economic TRC Potential | F4 | Industrial | Petroleum | New | Process | Natural Gas | Gas Boiler - Insulate Hot Water Lines | A | Incremental Energy Savings (MWh or mTherms) | Achievable Economic TRC Potential | 0 | 0 | 0 | 0 | 0 | 0.023007 | 0.027228 | 0.03144 | 0.035621 | 0.039799 | 0.043977 | 0.048104 | 0.052223 | 0.056337 | 0.060391 | 0.064467 | 0.068511 | 0.072561 | 0.076596 | 0.080599 | 0.084612 | 0.088614 | 0.092601 | 0.096574 | 0.10053 | 0.022913 | 0.027151 | 0.031387 | 0.035773 | 0.040004 | 0.044238
F5_Industrial_Petroleum_New_Process_Natural Gas_Gas Boiler - Insulate Hot Water Lines_A_Achievable Economic TRC Potential | F5 | Industrial | Petroleum | New | Process | Natural Gas | Gas Boiler - Insulate Hot Water Lines | A | Incremental Summer Peak Savings (MW) | Achievable Economic TRC Potential | 0 | 0 | 0 | 0 | 0 | 0 | 0 | 0 | 0 | 0 | 0 | 0 | 0 | 0 | 0 | 0 | 0 | 0 | 0 | 0 | 0 | 0 | 0 | 0 | 0 | 0 | 0 | 0 | 0 | 0 | 0
F6_Industrial_Petroleum_New_Process_Natural Gas_Gas Boiler - Insulate Hot Water Lines_A_Achievable Economic TRC Potential | F6 | Industrial | Petroleum | New | Process | Natural Gas | Gas Boiler - Insulate Hot Water Lines | A | Incremental Winter Peak Savings (MW) | Achievable Economic TRC Potential | 0 | 0 | 0 | 0 | 0 | 0 | 0 | 0 | 0 | 0 | 0 | 0 | 0 | 0 | 0 | 0 | 0 | 0 | 0 | 0 | 0 | 0 | 0 | 0 | 0 | 0 | 0 | 0 | 0 | 0 | 0
F7_Industrial_Petroleum_New_Process_Natural Gas_Gas Boiler - Insulate Hot Water Lines_A_Achievable Economic TRC Potential | F7 | Industrial | Petroleum | New | Process | Natural Gas | Gas Boiler - Insulate Hot Water Lines | A | Cumulative Energy Savings (MWh or mTherms) | Achievable Economic TRC Potential | 0 | 0 | 0 | 0 | 0 | 0.023007 | 0.05021 | 0.0816 | 0.11715 | 0.15684 | 0.2007 | 0.24868 | 0.3008 | 0.35705 | 0.41737 | 0.48182 | 0.55035 | 0.62299 | 0.69969 | 0.78044 | 0.86524 | 0.95412 | 1.047 | 1.1438 | 1.2446 | 1.2449 | 1.2451 | 1.2453 | 0 | 0 | 0
F8_Industrial_Petroleum_New_Process_Natural Gas_Gas Boiler - Insulate Hot Water Lines_A_Achievable Economic TRC Potential | F8 | Industrial | Petroleum | New | Process | Natural Gas | Gas Boiler - Insulate Hot Water Lines | A | Cumulative Summer Peak Savings (MW) | Achievable Economic TRC Potential | 0 | 0 | 0 | 0 | 0 | 0 | 0 | 0 | 0 | 0 | 0 | 0 | 0 | 0 | 0 | 0 | 0 | 0 | 0 | 0 | 0 | 0 | 0 | 0 | 0 | 0 | 0 | 0 | 0 | 0 | 0
F9_Industrial_Petroleum_New_Process_Natural Gas_Gas Boiler - Insulate Hot Water Lines_A_Achievable Economic TRC Potential | F9 | Industrial | Petroleum | New | Process | Natural Gas | Gas Boiler - Insulate Hot Water Lines | A | Cumulative Winter Peak Savings (MW) | Achievable Economic TRC Potential | 0 | 0 | 0 | 0 | 0 | 0 | 0 | 0 | 0 | 0 | 0 | 0 | 0 | 0 | 0 | 0 | 0 | 0 | 0 | 0 | 0 | 0 | 0 | 0 | 0 | 0 | 0 | 0 | 0 | 0 | 0
F10_Industrial_Petroleum_New_Process_Natural Gas_Gas Boiler - Insulate Hot Water Lines_A_Achievable Economic TRC Potential | F10 | Industrial | Petroleum | New | Process | Natural Gas | Gas Boiler - Insulate Hot Water Lines | A | Purchases (Incremental) | Achievable Economic TRC Potential | 0 | 0 | 0 | 0 | 0 | 0.003506 | 0.0041537 | 0.004801 | 0.0054445 | 0.0060883 | 0.0067327 | 0.0073688 | 0.0080033 | 0.0086364 | 0.0092596 | 0.009885 | 0.010505 | 0.011124 | 0.011741 | 0.012352 | 0.012963 | 0.013572 | 0.014179 | 0.014784 | 0.015386 | 0.003506 | 0.0041537 | 0.004801 | 0.0054445 | 0.0060883 | 0.0067327
F11_Industrial_Petroleum_New_Process_Natural Gas_Gas Boiler - Insulate Hot Water Lines_A_Achievable Economic TRC Potential | F11 | Industrial | Petroleum | New | Process | Natural Gas | Gas Boiler - Insulate Hot Water Lines | A | Purchases (Cumulative) | Achievable Economic TRC Potential | 0 | 0 | 0 | 0 | 0 | 0.003506 | 0.0076597 | 0.012461 | 0.017905 | 0.023993 | 0.030726 | 0.038095 | 0.046098 | 0.054735 | 0.063994 | 0.073879 | 0.084384 | 0.095508 | 0.10725 | 0.1196 | 0.13256 | 0.14614 | 0.16032 | 0.1751 | 0.19049 | 0.19049 | 0.19049 | 0.19049 | 0.19049 | 0.19049 | 0.19049
F1_Industrial_Petroleum_New_Process_Natural Gas_Process - Insulate Heated Process Fluids_A_Achievable Economic TRC Potential | F1 | Industrial | Petroleum | New | Process | Natural Gas | Process - Insulate Heated Process Fluids | A | Integrated Unit Energy Savings (kWh or therms) | Achievable Economic TRC Potential | 0 | 0 | 0 | 0 | 0 | 11054.9028 | 11051.0684 | 11047.8176 | 11045.1852 | 11042.6831 | 11040.6783 | 11039.414 | 11038.6971 | 11038.377 | 11038.3242 | 11038.4868 | 11038.7861 | 11039.1897 | 11039.6579 | 11040.1624 | 11041.0853 | 11041.9218 | 11042.6835 | 11043.3803 | 11044.0202 | 11044.6101 | 11045.1558 | 11045.6621 | 11059.7224 | 11059.7224 | 11059.7224
F2_Industrial_Petroleum_New_Process_Natural Gas_Process - Insulate Heated Process Fluids_A_Achievable Economic TRC Potential | F2 | Industrial | Petroleum | New | Process | Natural Gas | Process - Insulate Heated Process Fluids | A | Integrated Unit Summer Peak Savings (kW) | Achievable Economic TRC Potential | 0 | 0 | 0 | 0 | 0 | 0 | 0 | 0 | 0 | 0 | 0 | 0 | 0 | 0 | 0 | 0 | 0 | 0 | 0 | 0 | 0 | 0 | 0 | 0 | 0 | 0 | 0 | 0 | 0 | 0 | 0
F3_Industrial_Petroleum_New_Process_Natural Gas_Process - Insulate Heated Process Fluids_A_Achievable Economic TRC Potential | F3 | Industrial | Petroleum | New | Process | Natural Gas | Process - Insulate Heated Process Fluids | A | Integrated Unit Winter Peak Savings (kW) | Achievable Economic TRC Potential | 0 | 0 | 0 | 0 | 0 | 0 | 0 | 0 | 0 | 0 | 0 | 0 | 0 | 0 | 0 | 0 | 0 | 0 | 0 | 0 | 0 | 0 | 0 | 0 | 0 | 0 | 0 | 0 | 0 | 0 | 0
F4_Industrial_Petroleum_New_Process_Natural Gas_Process - Insulate Heated Process Fluids_A_Achievable Economic TRC Potential | F4 | Industrial | Petroleum | New | Process | Natural Gas | Process - Insulate Heated Process Fluids | A | Incremental Energy Savings (MWh or mTherms) | Achievable Economic TRC Potential | 0 | 0 | 0 | 0 | 0 | 0.084784 | 0.10041 | 0.11603 | 0.13155 | 0.14707 | 0.14634 | 0.12812 | 0.11132 | 0.096095 | 0.082422 | 0.070393 | 0.059845 | 0.050702 | 0.042811 | 0.036033 | 0.030256 | 0.00021609 | 8.0629e-05 | 2.8661e-05 | 9.7275e-06 | 0.084706 | 0.10036 | 0.116 | 0.13172 | 0.14729 | 0.1466
F5_Industrial_Petroleum_New_Process_Natural Gas_Process - Insulate Heated Process Fluids_A_Achievable Economic TRC Potential | F5 | Industrial | Petroleum | New | Process | Natural Gas | Process - Insulate Heated Process Fluids | A | Incremental Summer Peak Savings (MW) | Achievable Economic TRC Potential | 0 | 0 | 0 | 0 | 0 | 0 | 0 | 0 | 0 | 0 | 0 | 0 | 0 | 0 | 0 | 0 | 0 | 0 | 0 | 0 | 0 | 0 | 0 | 0 | 0 | 0 | 0 | 0 | 0 | 0 | 0
F6_Industrial_Petroleum_New_Process_Natural Gas_Process - Insulate Heated Process Fluids_A_Achievable Economic TRC Potential | F6 | Industrial | Petroleum | New | Process | Natural Gas | Process - Insulate Heated Process Fluids | A | Incremental Winter Peak Savings (MW) | Achievable Economic TRC Potential | 0 | 0 | 0 | 0 | 0 | 0 | 0 | 0 | 0 | 0 | 0 | 0 | 0 | 0 | 0 | 0 | 0 | 0 | 0 | 0 | 0 | 0 | 0 | 0 | 0 | 0 | 0 | 0 | 0 | 0 | 0
F7_Industrial_Petroleum_New_Process_Natural Gas_Process - Insulate Heated Process Fluids_A_Achievable Economic TRC Potential | F7 | Industrial | Petroleum | New | Process | Natural Gas | Process - Insulate Heated Process Fluids | A | Cumulative Energy Savings (MWh or mTherms) | Achievable Economic TRC Potential | 0 | 0 | 0 | 0 | 0 | 0.084784 | 0.18517 | 0.30114 | 0.43261 | 0.57958 | 0.72582 | 0.85386 | 0.96512 | 1.0612 | 1.1436 | 1.214 | 1.2739 | 1.3246 | 1.3675 | 1.4036 | 1.434 | 1.4343 | 1.4345 | 1.4346 | 1.4347 | 1.4348 | 1.4348 | 1.4349 | 0 | 0 | 0
F8_Industrial_Petroleum_New_Process_Natural Gas_Process - Insulate Heated Process Fluids_A_Achievable Economic TRC Potential | F8 | Industrial | Petroleum | New | Process | Natural Gas | Process - Insulate Heated Process Fluids | A | Cumulative Summer Peak Savings (MW) | Achievable Economic TRC Potential | 0 | 0 | 0 | 0 | 0 | 0 | 0 | 0 | 0 | 0 | 0 | 0 | 0 | 0 | 0 | 0 | 0 | 0 | 0 | 0 | 0 | 0 | 0 | 0 | 0 | 0 | 0 | 0 | 0 | 0 | 0
F9_Industrial_Petroleum_New_Process_Natural Gas_Process - Insulate Heated Process Fluids_A_Achievable Economic TRC Potential | F9 | Industrial | Petroleum | New | Process | Natural Gas | Process - Insulate Heated Process Fluids | A | Cumulative Winter Peak Savings (MW) | Achievable Economic TRC Potential | 0 | 0 | 0 | 0 | 0 | 0 | 0 | 0 | 0 | 0 | 0 | 0 | 0 | 0 | 0 | 0 | 0 | 0 | 0 | 0 | 0 | 0 | 0 | 0 | 0 | 0 | 0 | 0 | 0 | 0 | 0
F10_Industrial_Petroleum_New_Process_Natural Gas_Process - Insulate Heated Process Fluids_A_Achievable Economic TRC Potential | F10 | Industrial | Petroleum | New | Process | Natural Gas | Process - Insulate Heated Process Fluids | A | Purchases (Incremental) | Achievable Economic TRC Potential | 0 | 0 | 0 | 0 | 0 | 0.0076694 | 0.0090861 | 0.010502 | 0.01191 | 0.013318 | 0.013255 | 0.011606 | 0.010084 | 0.0087055 | 0.0074669 | 0.006377 | 0.0054213 | 0.0045929 | 0.0038779 | 0.0032638 | 0.0027403 | 1.957e-05 | 7.3016e-06 | 2.5953e-06 | 8.8079e-07 | 0.0076694 | 0.0090861 | 0.010502 | 0.01191 | 0.013318 | 0.013255
F11_Industrial_Petroleum_New_Process_Natural Gas_Process - Insulate Heated Process Fluids_A_Achievable Economic TRC Potential | F11 | Industrial | Petroleum | New | Process | Natural Gas | Process - Insulate Heated Process Fluids | A | Purchases (Cumulative) | Achievable Economic TRC Potential | 0 | 0 | 0 | 0 | 0 | 0.0076694 | 0.016756 | 0.027258 | 0.039167 | 0.052486 | 0.06574 | 0.077346 | 0.08743 | 0.096136 | 0.1036 | 0.10998 | 0.1154 | 0.11999 | 0.12387 | 0.12714 | 0.12988 | 0.1299 | 0.1299 | 0.12991 | 0.12991 | 0.12991 | 0.12991 | 0.12991 | 0.12991 | 0.12991 | 0.12991
F1_Industrial_Petroleum_New_Process_Natural Gas_Process Heat Recovery_A_Achievable Economic TRC Potential | F1 | Industrial | Petroleum | New | Process | Natural Gas | Process Heat Recovery | A | Integrated Unit Energy Savings (kWh or therms) | Achievable Economic TRC Potential | 0 | 0 | 0 | 0 | 0 | 33.6917 | 33.6213 | 33.558 | 33.4951 | 33.4353 | 33.395 | 33.3618 | 33.3346 | 33.3131 | 33.2968 | 33.2856 | 33.2786 | 33.275 | 33.2734 | 33.2729 | 33.2743 | 33.2774 | 33.2798 | 33.282 | 33.2835 | 33.3019 | 33.3189 | 33.3346 | 0 | 0 | 0
F2_Industrial_Petroleum_New_Process_Natural Gas_Process Heat Recovery_A_Achievable Economic TRC Potential | F2 | Industrial | Petroleum | New | Process | Natural Gas | Process Heat Recovery | A | Integrated Unit Summer Peak Savings (kW) | Achievable Economic TRC Potential | 0 | 0 | 0 | 0 | 0 | 0 | 0 | 0 | 0 | 0 | 0 | 0 | 0 | 0 | 0 | 0 | 0 | 0 | 0 | 0 | 0 | 0 | 0 | 0 | 0 | 0 | 0 | 0 | 0 | 0 | 0
F3_Industrial_Petroleum_New_Process_Natural Gas_Process Heat Recovery_A_Achievable Economic TRC Potential | F3 | Industrial | Petroleum | New | Process | Natural Gas | Process Heat Recovery | A | Integrated Unit Winter Peak Savings (kW) | Achievable Economic TRC Potential | 0 | 0 | 0 | 0 | 0 | 0 | 0 | 0 | 0 | 0 | 0 | 0 | 0 | 0 | 0 | 0 | 0 | 0 | 0 | 0 | 0 | 0 | 0 | 0 | 0 | 0 | 0 | 0 | 0 | 0 | 0
F4_Industrial_Petroleum_New_Process_Natural Gas_Process Heat Recovery_A_Achievable Economic TRC Potential | F4 | Industrial | Petroleum | New | Process | Natural Gas | Process Heat Recovery | A | Incremental Energy Savings (MWh or mTherms) | Achievable Economic TRC Potential | 0 | 0 | 0 | 0 | 0 | 0 | 0 | 0 | 0 | 0 | 0 | 0 | 0 | 0 | 0 | 0 | 0 | 0 | 0 | 0 | 0 | 0 | 0 | 0 | 0 | 0 | 0 | 0 | 0 | 0 | 0
F5_Industrial_Petroleum_New_Process_Natural Gas_Process Heat Recovery_A_Achievable Economic TRC Potential | F5 | Industrial | Petroleum | New | Process | Natural Gas | Process Heat Recovery | A | Incremental Summer Peak Savings (MW) | Achievable Economic TRC Potential | 0 | 0 | 0 | 0 | 0 | 0 | 0 | 0 | 0 | 0 | 0 | 0 | 0 | 0 | 0 | 0 | 0 | 0 | 0 | 0 | 0 | 0 | 0 | 0 | 0 | 0 | 0 | 0 | 0 | 0 | 0
F6_Industrial_Petroleum_New_Process_Natural Gas_Process Heat Recovery_A_Achievable Economic TRC Potential | F6 | Industrial | Petroleum | New | Process | Natural Gas | Process Heat Recovery | A | Incremental Winter Peak Savings (MW) | Achievable Economic TRC Potential | 0 | 0 | 0 | 0 | 0 | 0 | 0 | 0 | 0 | 0 | 0 | 0 | 0 | 0 | 0 | 0 | 0 | 0 | 0 | 0 | 0 | 0 | 0 | 0 | 0 | 0 | 0 | 0 | 0 | 0 | 0
F7_Industrial_Petroleum_New_Process_Natural Gas_Process Heat Recovery_A_Achievable Economic TRC Potential | F7 | Industrial | Petroleum | New | Process | Natural Gas | Process Heat Recovery | A | Cumulative Energy Savings (MWh or mTherms) | Achievable Economic TRC Potential | 0 | 0 | 0 | 0 | 0 | 0 | 0 | 0 | 0 | 0 | 0 | 0 | 0 | 0 | 0 | 0 | 0 | 0 | 0 | 0 | 0 | 0 | 0 | 0 | 0 | 0 | 0 | 0 | 0 | 0 | 0
F8_Industrial_Petroleum_New_Process_Natural Gas_Process Heat Recovery_A_Achievable Economic TRC Potential | F8 | Industrial | Petroleum | New | Process | Natural Gas | Process Heat Recovery | A | Cumulative Summer Peak Savings (MW) | Achievable Economic TRC Potential | 0 | 0 | 0 | 0 | 0 | 0 | 0 | 0 | 0 | 0 | 0 | 0 | 0 | 0 | 0 | 0 | 0 | 0 | 0 | 0 | 0 | 0 | 0 | 0 | 0 | 0 | 0 | 0 | 0 | 0 | 0
F9_Industrial_Petroleum_New_Process_Natural Gas_Process Heat Recovery_A_Achievable Economic TRC Potential | F9 | Industrial | Petroleum | New | Process | Natural Gas | Process Heat Recovery | A | Cumulative Winter Peak Savings (MW) | Achievable Economic TRC Potential | 0 | 0 | 0 | 0 | 0 | 0 | 0 | 0 | 0 | 0 | 0 | 0 | 0 | 0 | 0 | 0 | 0 | 0 | 0 | 0 | 0 | 0 | 0 | 0 | 0 | 0 | 0 | 0 | 0 | 0 | 0
F10_Industrial_Petroleum_New_Process_Natural Gas_Process Heat Recovery_A_Achievable Economic TRC Potential | F10 | Industrial | Petroleum | New | Process | Natural Gas | Process Heat Recovery | A | Purchases (Incremental) | Achievable Economic TRC Potential | 0 | 0 | 0 | 0 | 0 | 0 | 0 | 0 | 0 | 0 | 0 | 0 | 0 | 0 | 0 | 0 | 0 | 0 | 0 | 0 | 0 | 0 | 0 | 0 | 0 | 0 | 0 | 0 | 0 | 0 | 0
F11_Industrial_Petroleum_New_Process_Natural Gas_Process Heat Recovery_A_Achievable Economic TRC Potential | F11 | Industrial | Petroleum | New | Process | Natural Gas | Process Heat Recovery | A | Purchases (Cumulative) | Achievable Economic TRC Potential | 0 | 0 | 0 | 0 | 0 | 0 | 0 | 0 | 0 | 0 | 0 | 0 | 0 | 0 | 0 | 0 | 0 | 0 | 0 | 0 | 0 | 0 | 0 | 0 | 0 | 0 | 0 | 0 | 0 | 0 | 0
F1_Industrial_Petroleum_New_Space Heating_Natural Gas_Building Automation System_A_Achievable Economic TRC Potential | F1 | Industrial | Petroleum | New | Space Heating | Natural Gas | Building Automation System | A | Integrated Unit Energy Savings (kWh or therms) | Achievable Economic TRC Potential | 0 | 0 | 0 | 0 | 0 | 0 | 0 | 0 | 0 | 0 | 0 | 0 | 0 | 0 | 0 | 0 | 0 | 0 | 0 | 0 | 0 | 0 | 0 | 0 | 0 | 0 | 0 | 0 | 0 | 0 | 0
F2_Industrial_Petroleum_New_Space Heating_Natural Gas_Building Automation System_A_Achievable Economic TRC Potential | F2 | Industrial | Petroleum | New | Space Heating | Natural Gas | Building Automation System | A | Integrated Unit Summer Peak Savings (kW) | Achievable Economic TRC Potential | 0 | 0 | 0 | 0 | 0 | 0 | 0 | 0 | 0 | 0 | 0 | 0 | 0 | 0 | 0 | 0 | 0 | 0 | 0 | 0 | 0 | 0 | 0 | 0 | 0 | 0 | 0 | 0 | 0 | 0 | 0
F3_Industrial_Petroleum_New_Space Heating_Natural Gas_Building Automation System_A_Achievable Economic TRC Potential | F3 | Industrial | Petroleum | New | Space Heating | Natural Gas | Building Automation System | A | Integrated Unit Winter Peak Savings (kW) | Achievable Economic TRC Potential | 0 | 0 | 0 | 0 | 0 | 0 | 0 | 0 | 0 | 0 | 0 | 0 | 0 | 0 | 0 | 0 | 0 | 0 | 0 | 0 | 0 | 0 | 0 | 0 | 0 | 0 | 0 | 0 | 0 | 0 | 0
F4_Industrial_Petroleum_New_Space Heating_Natural Gas_Building Automation System_A_Achievable Economic TRC Potential | F4 | Industrial | Petroleum | New | Space Heating | Natural Gas | Building Automation System | A | Incremental Energy Savings (MWh or mTherms) | Achievable Economic TRC Potential | 0 | 0 | 0 | 0 | 0 | 0 | 0 | 0 | 0 | 0 | 0 | 0 | 0 | 0 | 0 | 0 | 0 | 0 | 0 | 0 | 0 | 0 | 0 | 0 | 0 | 0 | 0 | 0 | 0 | 0 | 0
F5_Industrial_Petroleum_New_Space Heating_Natural Gas_Building Automation System_A_Achievable Economic TRC Potential | F5 | Industrial | Petroleum | New | Space Heating | Natural Gas | Building Automation System | A | Incremental Summer Peak Savings (MW) | Achievable Economic TRC Potential | 0 | 0 | 0 | 0 | 0 | 0 | 0 | 0 | 0 | 0 | 0 | 0 | 0 | 0 | 0 | 0 | 0 | 0 | 0 | 0 | 0 | 0 | 0 | 0 | 0 | 0 | 0 | 0 | 0 | 0 | 0
F6_Industrial_Petroleum_New_Space Heating_Natural Gas_Building Automation System_A_Achievable Economic TRC Potential | F6 | Industrial | Petroleum | New | Space Heating | Natural Gas | Building Automation System | A | Incremental Winter Peak Savings (MW) | Achievable Economic TRC Potential | 0 | 0 | 0 | 0 | 0 | 0 | 0 | 0 | 0 | 0 | 0 | 0 | 0 | 0 | 0 | 0 | 0 | 0 | 0 | 0 | 0 | 0 | 0 | 0 | 0 | 0 | 0 | 0 | 0 | 0 | 0
F7_Industrial_Petroleum_New_Space Heating_Natural Gas_Building Automation System_A_Achievable Economic TRC Potential | F7 | Industrial | Petroleum | New | Space Heating | Natural Gas | Building Automation System | A | Cumulative Energy Savings (MWh or mTherms) | Achievable Economic TRC Potential | 0 | 0 | 0 | 0 | 0 | 0 | 0 | 0 | 0 | 0 | 0 | 0 | 0 | 0 | 0 | 0 | 0 | 0 | 0 | 0 | 0 | 0 | 0 | 0 | 0 | 0 | 0 | 0 | 0 | 0 | 0
F8_Industrial_Petroleum_New_Space Heating_Natural Gas_Building Automation System_A_Achievable Economic TRC Potential | F8 | Industrial | Petroleum | New | Space Heating | Natural Gas | Building Automation System | A | Cumulative Summer Peak Savings (MW) | Achievable Economic TRC Potential | 0 | 0 | 0 | 0 | 0 | 0 | 0 | 0 | 0 | 0 | 0 | 0 | 0 | 0 | 0 | 0 | 0 | 0 | 0 | 0 | 0 | 0 | 0 | 0 | 0 | 0 | 0 | 0 | 0 | 0 | 0
F9_Industrial_Petroleum_New_Space Heating_Natural Gas_Building Automation System_A_Achievable Economic TRC Potential | F9 | Industrial | Petroleum | New | Space Heating | Natural Gas | Building Automation System | A | Cumulative Winter Peak Savings (MW) | Achievable Economic TRC Potential | 0 | 0 | 0 | 0 | 0 | 0 | 0 | 0 | 0 | 0 | 0 | 0 | 0 | 0 | 0 | 0 | 0 | 0 | 0 | 0 | 0 | 0 | 0 | 0 | 0 | 0 | 0 | 0 | 0 | 0 | 0
F10_Industrial_Petroleum_New_Space Heating_Natural Gas_Building Automation System_A_Achievable Economic TRC Potential | F10 | Industrial | Petroleum | New | Space Heating | Natural Gas | Building Automation System | A | Purchases (Incremental) | Achievable Economic TRC Potential | 0 | 0 | 0 | 0 | 0 | 0 | 0 | 0 | 0 | 0 | 0 | 0 | 0 | 0 | 0 | 0 | 0 | 0 | 0 | 0 | 0 | 0 | 0 | 0 | 0 | 0 | 0 | 0 | 0 | 0 | 0
F11_Industrial_Petroleum_New_Space Heating_Natural Gas_Building Automation System_A_Achievable Economic TRC Potential | F11 | Industrial | Petroleum | New | Space Heating | Natural Gas | Building Automation System | A | Purchases (Cumulative) | Achievable Economic TRC Potential | 0 | 0 | 0 | 0 | 0 | 0 | 0 | 0 | 0 | 0 | 0 | 0 | 0 | 0 | 0 | 0 | 0 | 0 | 0 | 0 | 0 | 0 | 0 | 0 | 0 | 0 | 0 | 0 | 0 | 0 | 0
F1_Industrial_Petroleum_New_Space Heating_Natural Gas_Steam System Efficiency Improvements_A_Achievable Economic TRC Potential | F1 | Industrial | Petroleum | New | Space Heating | Natural Gas | Steam System Efficiency Improvements | A | Integrated Unit Energy Savings (kWh or therms) | Achievable Economic TRC Potential | 0 | 0 | 0 | 0 | 0 | 0 | 0 | 0 | 0 | 0 | 0 | 0 | 0 | 0 | 0 | 0 | 0 | 0 | 0 | 0 | 0 | 0 | 0 | 0 | 0 | 0 | 0 | 0 | 0 | 0 | 0
F2_Industrial_Petroleum_New_Space Heating_Natural Gas_Steam System Efficiency Improvements_A_Achievable Economic TRC Potential | F2 | Industrial | Petroleum | New | Space Heating | Natural Gas | Steam System Efficiency Improvements | A | Integrated Unit Summer Peak Savings (kW) | Achievable Economic TRC Potential | 0 | 0 | 0 | 0 | 0 | 0 | 0 | 0 | 0 | 0 | 0 | 0 | 0 | 0 | 0 | 0 | 0 | 0 | 0 | 0 | 0 | 0 | 0 | 0 | 0 | 0 | 0 | 0 | 0 | 0 | 0
F3_Industrial_Petroleum_New_Space Heating_Natural Gas_Steam System Efficiency Improvements_A_Achievable Economic TRC Potential | F3 | Industrial | Petroleum | New | Space Heating | Natural Gas | Steam System Efficiency Improvements | A | Integrated Unit Winter Peak Savings (kW) | Achievable Economic TRC Potential | 0 | 0 | 0 | 0 | 0 | 0 | 0 | 0 | 0 | 0 | 0 | 0 | 0 | 0 | 0 | 0 | 0 | 0 | 0 | 0 | 0 | 0 | 0 | 0 | 0 | 0 | 0 | 0 | 0 | 0 | 0
F4_Industrial_Petroleum_New_Space Heating_Natural Gas_Steam System Efficiency Improvements_A_Achievable Economic TRC Potential | F4 | Industrial | Petroleum | New | Space Heating | Natural Gas | Steam System Efficiency Improvements | A | Incremental Energy Savings (MWh or mTherms) | Achievable Economic TRC Potential | 0 | 0 | 0 | 0 | 0 | 0 | 0 | 0 | 0 | 0 | 0 | 0 | 0 | 0 | 0 | 0 | 0 | 0 | 0 | 0 | 0 | 0 | 0 | 0 | 0 | 0 | 0 | 0 | 0 | 0 | 0
F5_Industrial_Petroleum_New_Space Heating_Natural Gas_Steam System Efficiency Improvements_A_Achievable Economic TRC Potential | F5 | Industrial | Petroleum | New | Space Heating | Natural Gas | Steam System Efficiency Improvements | A | Incremental Summer Peak Savings (MW) | Achievable Economic TRC Potential | 0 | 0 | 0 | 0 | 0 | 0 | 0 | 0 | 0 | 0 | 0 | 0 | 0 | 0 | 0 | 0 | 0 | 0 | 0 | 0 | 0 | 0 | 0 | 0 | 0 | 0 | 0 | 0 | 0 | 0 | 0
F6_Industrial_Petroleum_New_Space Heating_Natural Gas_Steam System Efficiency Improvements_A_Achievable Economic TRC Potential | F6 | Industrial | Petroleum | New | Space Heating | Natural Gas | Steam System Efficiency Improvements | A | Incremental Winter Peak Savings (MW) | Achievable Economic TRC Potential | 0 | 0 | 0 | 0 | 0 | 0 | 0 | 0 | 0 | 0 | 0 | 0 | 0 | 0 | 0 | 0 | 0 | 0 | 0 | 0 | 0 | 0 | 0 | 0 | 0 | 0 | 0 | 0 | 0 | 0 | 0
F7_Industrial_Petroleum_New_Space Heating_Natural Gas_Steam System Efficiency Improvements_A_Achievable Economic TRC Potential | F7 | Industrial | Petroleum | New | Space Heating | Natural Gas | Steam System Efficiency Improvements | A | Cumulative Energy Savings (MWh or mTherms) | Achievable Economic TRC Potential | 0 | 0 | 0 | 0 | 0 | 0 | 0 | 0 | 0 | 0 | 0 | 0 | 0 | 0 | 0 | 0 | 0 | 0 | 0 | 0 | 0 | 0 | 0 | 0 | 0 | 0 | 0 | 0 | 0 | 0 | 0
F8_Industrial_Petroleum_New_Space Heating_Natural Gas_Steam System Efficiency Improvements_A_Achievable Economic TRC Potential | F8 | Industrial | Petroleum | New | Space Heating | Natural Gas | Steam System Efficiency Improvements | A | Cumulative Summer Peak Savings (MW) | Achievable Economic TRC Potential | 0 | 0 | 0 | 0 | 0 | 0 | 0 | 0 | 0 | 0 | 0 | 0 | 0 | 0 | 0 | 0 | 0 | 0 | 0 | 0 | 0 | 0 | 0 | 0 | 0 | 0 | 0 | 0 | 0 | 0 | 0
F9_Industrial_Petroleum_New_Space Heating_Natural Gas_Steam System Efficiency Improvements_A_Achievable Economic TRC Potential | F9 | Industrial | Petroleum | New | Space Heating | Natural Gas | Steam System Efficiency Improvements | A | Cumulative Winter Peak Savings (MW) | Achievable Economic TRC Potential | 0 | 0 | 0 | 0 | 0 | 0 | 0 | 0 | 0 | 0 | 0 | 0 | 0 | 0 | 0 | 0 | 0 | 0 | 0 | 0 | 0 | 0 | 0 | 0 | 0 | 0 | 0 | 0 | 0 | 0 | 0
F10_Industrial_Petroleum_New_Space Heating_Natural Gas_Steam System Efficiency Improvements_A_Achievable Economic TRC Potential | F10 | Industrial | Petroleum | New | Space Heating | Natural Gas | Steam System Efficiency Improvements | A | Purchases (Incremental) | Achievable Economic TRC Potential | 0 | 0 | 0 | 0 | 0 | 0 | 0 | 0 | 0 | 0 | 0 | 0 | 0 | 0 | 0 | 0 | 0 | 0 | 0 | 0 | 0 | 0 | 0 | 0 | 0 | 0 | 0 | 0 | 0 | 0 | 0
F11_Industrial_Petroleum_New_Space Heating_Natural Gas_Steam System Efficiency Improvements_A_Achievable Economic TRC Potential | F11 | Industrial | Petroleum | New | Space Heating | Natural Gas | Steam System Efficiency Improvements | A | Purchases (Cumulative) | Achievable Economic TRC Potential | 0 | 0 | 0 | 0 | 0 | 0 | 0 | 0 | 0 | 0 | 0 | 0 | 0 | 0 | 0 | 0 | 0 | 0 | 0 | 0 | 0 | 0 | 0 | 0 | 0 | 0 | 0 | 0 | 0 | 0 | 0
F1_Industrial_Petroleum_New_Process_Natural Gas_Steam System Efficiency Improvements_A_Achievable Economic TRC Potential | F1 | Industrial | Petroleum | New | Process | Natural Gas | Steam System Efficiency Improvements | A | Integrated Unit Energy Savings (kWh or therms) | Achievable Economic TRC Potential | 0 | 0 | 0 | 0 | 0 | 0.70096 | 0.69949 | 0.69818 | 0.69687 | 0.69562 | 0.69478 | 0.69409 | 0.69353 | 0.69308 | 0.69274 | 0.69251 | 0.69236 | 0.69229 | 0.69225 | 0.69224 | 0.69227 | 0.69234 | 0.69239 | 0.69243 | 0.69246 | 0.69285 | 0.6932 | 0.69353 | 0.70269 | 0.70269 | 0.70269
F2_Industrial_Petroleum_New_Process_Natural Gas_Steam System Efficiency Improvements_A_Achievable Economic TRC Potential | F2 | Industrial | Petroleum | New | Process | Natural Gas | Steam System Efficiency Improvements | A | Integrated Unit Summer Peak Savings (kW) | Achievable Economic TRC Potential | 0 | 0 | 0 | 0 | 0 | 0 | 0 | 0 | 0 | 0 | 0 | 0 | 0 | 0 | 0 | 0 | 0 | 0 | 0 | 0 | 0 | 0 | 0 | 0 | 0 | 0 | 0 | 0 | 0 | 0 | 0
F3_Industrial_Petroleum_New_Process_Natural Gas_Steam System Efficiency Improvements_A_Achievable Economic TRC Potential | F3 | Industrial | Petroleum | New | Process | Natural Gas | Steam System Efficiency Improvements | A | Integrated Unit Winter Peak Savings (kW) | Achievable Economic TRC Potential | 0 | 0 | 0 | 0 | 0 | 0 | 0 | 0 | 0 | 0 | 0 | 0 | 0 | 0 | 0 | 0 | 0 | 0 | 0 | 0 | 0 | 0 | 0 | 0 | 0 | 0 | 0 | 0 | 0 | 0 | 0
F4_Industrial_Petroleum_New_Process_Natural Gas_Steam System Efficiency Improvements_A_Achievable Economic TRC Potential | F4 | Industrial | Petroleum | New | Process | Natural Gas | Steam System Efficiency Improvements | A | Incremental Energy Savings (MWh or mTherms) | Achievable Economic TRC Potential | 0 | 0 | 0 | 0 | 0 | 0 | 0 | 0 | 0 | 0 | 0 | 0 | 0 | 0 | 0 | 0 | 0 | 0 | 0 | 0 | 0 | 0 | 0 | 0 | 0 | 0 | 0 | 0 | 0 | 0 | 0
F5_Industrial_Petroleum_New_Process_Natural Gas_Steam System Efficiency Improvements_A_Achievable Economic TRC Potential | F5 | Industrial | Petroleum | New | Process | Natural Gas | Steam System Efficiency Improvements | A | Incremental Summer Peak Savings (MW) | Achievable Economic TRC Potential | 0 | 0 | 0 | 0 | 0 | 0 | 0 | 0 | 0 | 0 | 0 | 0 | 0 | 0 | 0 | 0 | 0 | 0 | 0 | 0 | 0 | 0 | 0 | 0 | 0 | 0 | 0 | 0 | 0 | 0 | 0
F6_Industrial_Petroleum_New_Process_Natural Gas_Steam System Efficiency Improvements_A_Achievable Economic TRC Potential | F6 | Industrial | Petroleum | New | Process | Natural Gas | Steam System Efficiency Improvements | A | Incremental Winter Peak Savings (MW) | Achievable Economic TRC Potential | 0 | 0 | 0 | 0 | 0 | 0 | 0 | 0 | 0 | 0 | 0 | 0 | 0 | 0 | 0 | 0 | 0 | 0 | 0 | 0 | 0 | 0 | 0 | 0 | 0 | 0 | 0 | 0 | 0 | 0 | 0
F7_Industrial_Petroleum_New_Process_Natural Gas_Steam System Efficiency Improvements_A_Achievable Economic TRC Potential | F7 | Industrial | Petroleum | New | Process | Natural Gas | Steam System Efficiency Improvements | A | Cumulative Energy Savings (MWh or mTherms) | Achievable Economic TRC Potential | 0 | 0 | 0 | 0 | 0 | 0 | 0 | 0 | 0 | 0 | 0 | 0 | 0 | 0 | 0 | 0 | 0 | 0 | 0 | 0 | 0 | 0 | 0 | 0 | 0 | 0 | 0 | 0 | 0 | 0 | 0
F8_Industrial_Petroleum_New_Process_Natural Gas_Steam System Efficiency Improvements_A_Achievable Economic TRC Potential | F8 | Industrial | Petroleum | New | Process | Natural Gas | Steam System Efficiency Improvements | A | Cumulative Summer Peak Savings (MW) | Achievable Economic TRC Potential | 0 | 0 | 0 | 0 | 0 | 0 | 0 | 0 | 0 | 0 | 0 | 0 | 0 | 0 | 0 | 0 | 0 | 0 | 0 | 0 | 0 | 0 | 0 | 0 | 0 | 0 | 0 | 0 | 0 | 0 | 0
F9_Industrial_Petroleum_New_Process_Natural Gas_Steam System Efficiency Improvements_A_Achievable Economic TRC Potential | F9 | Industrial | Petroleum | New | Process | Natural Gas | Steam System Efficiency Improvements | A | Cumulative Winter Peak Savings (MW) | Achievable Economic TRC Potential | 0 | 0 | 0 | 0 | 0 | 0 | 0 | 0 | 0 | 0 | 0 | 0 | 0 | 0 | 0 | 0 | 0 | 0 | 0 | 0 | 0 | 0 | 0 | 0 | 0 | 0 | 0 | 0 | 0 | 0 | 0
F10_Industrial_Petroleum_New_Process_Natural Gas_Steam System Efficiency Improvements_A_Achievable Economic TRC Potential | F10 | Industrial | Petroleum | New | Process | Natural Gas | Steam System Efficiency Improvements | A | Purchases (Incremental) | Achievable Economic TRC Potential | 0 | 0 | 0 | 0 | 0 | 0 | 0 | 0 | 0 | 0 | 0 | 0 | 0 | 0 | 0 | 0 | 0 | 0 | 0 | 0 | 0 | 0 | 0 | 0 | 0 | 0 | 0 | 0 | 0 | 0 | 0
F11_Industrial_Petroleum_New_Process_Natural Gas_Steam System Efficiency Improvements_A_Achievable Economic TRC Potential | F11 | Industrial | Petroleum | New | Process | Natural Gas | Steam System Efficiency Improvements | A | Purchases (Cumulative) | Achievable Economic TRC Potential | 0 | 0 | 0 | 0 | 0 | 0 | 0 | 0 | 0 | 0 | 0 | 0 | 0 | 0 | 0 | 0 | 0 | 0 | 0 | 0 | 0 | 0 | 0 | 0 | 0 | 0 | 0 | 0 | 0 | 0 | 0
F1_Industrial_Petroleum_New_Space Heating_Natural Gas_Strategic Energy Management_A_Achievable Economic TRC Potential | F1 | Industrial | Petroleum | New | Space Heating | Natural Gas | Strategic Energy Management | A | Integrated Unit Energy Savings (kWh or therms) | Achievable Economic TRC Potential | 0 | 0 | 0 | 0 | 0 | 0 | 0 | 0 | 0 | 0 | 0 | 0 | 0 | 0 | 0 | 0 | 0 | 0 | 0 | 0 | 0 | 0 | 0 | 0 | 0 | 0 | 0 | 0 | 0 | 0 | 0
F2_Industrial_Petroleum_New_Space Heating_Natural Gas_Strategic Energy Management_A_Achievable Economic TRC Potential | F2 | Industrial | Petroleum | New | Space Heating | Natural Gas | Strategic Energy Management | A | Integrated Unit Summer Peak Savings (kW) | Achievable Economic TRC Potential | 0 | 0 | 0 | 0 | 0 | 0 | 0 | 0 | 0 | 0 | 0 | 0 | 0 | 0 | 0 | 0 | 0 | 0 | 0 | 0 | 0 | 0 | 0 | 0 | 0 | 0 | 0 | 0 | 0 | 0 | 0
F3_Industrial_Petroleum_New_Space Heating_Natural Gas_Strategic Energy Management_A_Achievable Economic TRC Potential | F3 | Industrial | Petroleum | New | Space Heating | Natural Gas | Strategic Energy Management | A | Integrated Unit Winter Peak Savings (kW) | Achievable Economic TRC Potential | 0 | 0 | 0 | 0 | 0 | 0 | 0 | 0 | 0 | 0 | 0 | 0 | 0 | 0 | 0 | 0 | 0 | 0 | 0 | 0 | 0 | 0 | 0 | 0 | 0 | 0 | 0 | 0 | 0 | 0 | 0
F4_Industrial_Petroleum_New_Space Heating_Natural Gas_Strategic Energy Management_A_Achievable Economic TRC Potential | F4 | Industrial | Petroleum | New | Space Heating | Natural Gas | Strategic Energy Management | A | Incremental Energy Savings (MWh or mTherms) | Achievable Economic TRC Potential | 0 | 0 | 0 | 0 | 0 | 0 | 0 | 0 | 0 | 0 | 0 | 0 | 0 | 0 | 0 | 0 | 0 | 0 | 0 | 0 | 0 | 0 | 0 | 0 | 0 | 0 | 0 | 0 | 0 | 0 | 0
F5_Industrial_Petroleum_New_Space Heating_Natural Gas_Strategic Energy Management_A_Achievable Economic TRC Potential | F5 | Industrial | Petroleum | New | Space Heating | Natural Gas | Strategic Energy Management | A | Incremental Summer Peak Savings (MW) | Achievable Economic TRC Potential | 0 | 0 | 0 | 0 | 0 | 0 | 0 | 0 | 0 | 0 | 0 | 0 | 0 | 0 | 0 | 0 | 0 | 0 | 0 | 0 | 0 | 0 | 0 | 0 | 0 | 0 | 0 | 0 | 0 | 0 | 0
F6_Industrial_Petroleum_New_Space Heating_Natural Gas_Strategic Energy Management_A_Achievable Economic TRC Potential | F6 | Industrial | Petroleum | New | Space Heating | Natural Gas | Strategic Energy Management | A | Incremental Winter Peak Savings (MW) | Achievable Economic TRC Potential | 0 | 0 | 0 | 0 | 0 | 0 | 0 | 0 | 0 | 0 | 0 | 0 | 0 | 0 | 0 | 0 | 0 | 0 | 0 | 0 | 0 | 0 | 0 | 0 | 0 | 0 | 0 | 0 | 0 | 0 | 0
F7_Industrial_Petroleum_New_Space Heating_Natural Gas_Strategic Energy Management_A_Achievable Economic TRC Potential | F7 | Industrial | Petroleum | New | Space Heating | Natural Gas | Strategic Energy Management | A | Cumulative Energy Savings (MWh or mTherms) | Achievable Economic TRC Potential | 0 | 0 | 0 | 0 | 0 | 0 | 0 | 0 | 0 | 0 | 0 | 0 | 0 | 0 | 0 | 0 | 0 | 0 | 0 | 0 | 0 | 0 | 0 | 0 | 0 | 0 | 0 | 0 | 0 | 0 | 0
F8_Industrial_Petroleum_New_Space Heating_Natural Gas_Strategic Energy Management_A_Achievable Economic TRC Potential | F8 | Industrial | Petroleum | New | Space Heating | Natural Gas | Strategic Energy Management | A | Cumulative Summer Peak Savings (MW) | Achievable Economic TRC Potential | 0 | 0 | 0 | 0 | 0 | 0 | 0 | 0 | 0 | 0 | 0 | 0 | 0 | 0 | 0 | 0 | 0 | 0 | 0 | 0 | 0 | 0 | 0 | 0 | 0 | 0 | 0 | 0 | 0 | 0 | 0
F9_Industrial_Petroleum_New_Space Heating_Natural Gas_Strategic Energy Management_A_Achievable Economic TRC Potential | F9 | Industrial | Petroleum | New | Space Heating | Natural Gas | Strategic Energy Management | A | Cumulative Winter Peak Savings (MW) | Achievable Economic TRC Potential | 0 | 0 | 0 | 0 | 0 | 0 | 0 | 0 | 0 | 0 | 0 | 0 | 0 | 0 | 0 | 0 | 0 | 0 | 0 | 0 | 0 | 0 | 0 | 0 | 0 | 0 | 0 | 0 | 0 | 0 | 0
F10_Industrial_Petroleum_New_Space Heating_Natural Gas_Strategic Energy Management_A_Achievable Economic TRC Potential | F10 | Industrial | Petroleum | New | Space Heating | Natural Gas | Strategic Energy Management | A | Purchases (Incremental) | Achievable Economic TRC Potential | 0 | 0 | 0 | 0 | 0 | 0 | 0 | 0 | 0 | 0 | 0 | 0 | 0 | 0 | 0 | 0 | 0 | 0 | 0 | 0 | 0 | 0 | 0 | 0 | 0 | 0 | 0 | 0 | 0 | 0 | 0
F11_Industrial_Petroleum_New_Space Heating_Natural Gas_Strategic Energy Management_A_Achievable Economic TRC Potential | F11 | Industrial | Petroleum | New | Space Heating | Natural Gas | Strategic Energy Management | A | Purchases (Cumulative) | Achievable Economic TRC Potential | 0 | 0 | 0 | 0 | 0 | 0 | 0 | 0 | 0 | 0 | 0 | 0 | 0 | 0 | 0 | 0 | 0 | 0 | 0 | 0 | 0 | 0 | 0 | 0 | 0 | 0 | 0 | 0 | 0 | 0 | 0
F1_Industrial_Petroleum_New_Process_Natural Gas_Strategic Energy Management_A_Achievable Economic TRC Potential | F1 | Industrial | Petroleum | New | Process | Natural Gas | Strategic Energy Management | A | Integrated Unit Energy Savings (kWh or therms) | Achievable Economic TRC Potential | 0 | 0 | 0 | 0 | 0 | 767.91 | 766.9488 | 766.0794 | 765.2816 | 764.5085 | 763.8232 | 763.2828 | 762.863 | 762.5497 | 762.3297 | 762.2042 | 762.1589 | 762.1759 | 762.2324 | 762.3069 | 762.4172 | 762.5642 | 762.6913 | 762.801 | 762.8955 | 763.1258 | 763.3389 | 763.5367 | 0 | 0 | 0
F2_Industrial_Petroleum_New_Process_Natural Gas_Strategic Energy Management_A_Achievable Economic TRC Potential | F2 | Industrial | Petroleum | New | Process | Natural Gas | Strategic Energy Management | A | Integrated Unit Summer Peak Savings (kW) | Achievable Economic TRC Potential | 0 | 0 | 0 | 0 | 0 | 0 | 0 | 0 | 0 | 0 | 0 | 0 | 0 | 0 | 0 | 0 | 0 | 0 | 0 | 0 | 0 | 0 | 0 | 0 | 0 | 0 | 0 | 0 | 0 | 0 | 0
F3_Industrial_Petroleum_New_Process_Natural Gas_Strategic Energy Management_A_Achievable Economic TRC Potential | F3 | Industrial | Petroleum | New | Process | Natural Gas | Strategic Energy Management | A | Integrated Unit Winter Peak Savings (kW) | Achievable Economic TRC Potential | 0 | 0 | 0 | 0 | 0 | 0 | 0 | 0 | 0 | 0 | 0 | 0 | 0 | 0 | 0 | 0 | 0 | 0 | 0 | 0 | 0 | 0 | 0 | 0 | 0 | 0 | 0 | 0 | 0 | 0 | 0
F4_Industrial_Petroleum_New_Process_Natural Gas_Strategic Energy Management_A_Achievable Economic TRC Potential | F4 | Industrial | Petroleum | New | Process | Natural Gas | Strategic Energy Management | A | Incremental Energy Savings (MWh or mTherms) | Achievable Economic TRC Potential | 0 | 0 | 0 | 0 | 0 | 0.096923 | 0.11468 | 0.13241 | 0.15 | 0.16756 | 0.18513 | 0.20248 | 0.2198 | 0.23709 | 0.25412 | 0.27124 | 0.28822 | 0.30523 | 0.32217 | 0.33897 | 0.3558 | 0.3726 | 0.38932 | 0.40598 | 0.42258 | 0.35613 | 0.37297 | 0.38975 | 0 | 0 | 0
F5_Industrial_Petroleum_New_Process_Natural Gas_Strategic Energy Management_A_Achievable Economic TRC Potential | F5 | Industrial | Petroleum | New | Process | Natural Gas | Strategic Energy Management | A | Incremental Summer Peak Savings (MW) | Achievable Economic TRC Potential | 0 | 0 | 0 | 0 | 0 | 0 | 0 | 0 | 0 | 0 | 0 | 0 | 0 | 0 | 0 | 0 | 0 | 0 | 0 | 0 | 0 | 0 | 0 | 0 | 0 | 0 | 0 | 0 | 0 | 0 | 0
F6_Industrial_Petroleum_New_Process_Natural Gas_Strategic Energy Management_A_Achievable Economic TRC Potential | F6 | Industrial | Petroleum | New | Process | Natural Gas | Strategic Energy Management | A | Incremental Winter Peak Savings (MW) | Achievable Economic TRC Potential | 0 | 0 | 0 | 0 | 0 | 0 | 0 | 0 | 0 | 0 | 0 | 0 | 0 | 0 | 0 | 0 | 0 | 0 | 0 | 0 | 0 | 0 | 0 | 0 | 0 | 0 | 0 | 0 | 0 | 0 | 0
F7_Industrial_Petroleum_New_Process_Natural Gas_Strategic Energy Management_A_Achievable Economic TRC Potential | F7 | Industrial | Petroleum | New | Process | Natural Gas | Strategic Energy Management | A | Cumulative Energy Savings (MWh or mTherms) | Achievable Economic TRC Potential | 0 | 0 | 0 | 0 | 0 | 0.096923 | 0.21149 | 0.34365 | 0.49329 | 0.66036 | 0.74849 | 0.83631 | 0.92379 | 1.011 | 1.0978 | 1.1841 | 1.2701 | 1.3557 | 1.441 | 1.526 | 1.6107 | 1.6952 | 1.7794 | 1.8632 | 1.9468 | 1.9474 | 1.9479 | 1.9484 | 0 | 0 | 0
F8_Industrial_Petroleum_New_Process_Natural Gas_Strategic Energy Management_A_Achievable Economic TRC Potential | F8 | Industrial | Petroleum | New | Process | Natural Gas | Strategic Energy Management | A | Cumulative Summer Peak Savings (MW) | Achievable Economic TRC Potential | 0 | 0 | 0 | 0 | 0 | 0 | 0 | 0 | 0 | 0 | 0 | 0 | 0 | 0 | 0 | 0 | 0 | 0 | 0 | 0 | 0 | 0 | 0 | 0 | 0 | 0 | 0 | 0 | 0 | 0 | 0
F9_Industrial_Petroleum_New_Process_Natural Gas_Strategic Energy Management_A_Achievable Economic TRC Potential | F9 | Industrial | Petroleum | New | Process | Natural Gas | Strategic Energy Management | A | Cumulative Winter Peak Savings (MW) | Achievable Economic TRC Potential | 0 | 0 | 0 | 0 | 0 | 0 | 0 | 0 | 0 | 0 | 0 | 0 | 0 | 0 | 0 | 0 | 0 | 0 | 0 | 0 | 0 | 0 | 0 | 0 | 0 | 0 | 0 | 0 | 0 | 0 | 0
F10_Industrial_Petroleum_New_Process_Natural Gas_Strategic Energy Management_A_Achievable Economic TRC Potential | F10 | Industrial | Petroleum | New | Process | Natural Gas | Strategic Energy Management | A | Purchases (Incremental) | Achievable Economic TRC Potential | 0 | 0 | 0 | 0 | 0 | 0.12622 | 0.14953 | 0.17284 | 0.196 | 0.21918 | 0.24238 | 0.26528 | 0.28812 | 0.31091 | 0.33334 | 0.35586 | 0.37816 | 0.40047 | 0.42266 | 0.44466 | 0.46668 | 0.48861 | 0.51045 | 0.53222 | 0.55391 | 0.46668 | 0.48861 | 0.51045 | 0.53222 | 0.55391 | 0.46668
F11_Industrial_Petroleum_New_Process_Natural Gas_Strategic Energy Management_A_Achievable Economic TRC Potential | F11 | Industrial | Petroleum | New | Process | Natural Gas | Strategic Energy Management | A | Purchases (Cumulative) | Achievable Economic TRC Potential | 0 | 0 | 0 | 0 | 0 | 0.12622 | 0.27575 | 0.44858 | 0.64459 | 0.86376 | 0.97992 | 1.0957 | 1.211 | 1.3259 | 1.44 | 1.5535 | 1.6664 | 1.7788 | 1.8905 | 2.0018 | 2.1126 | 2.2231 | 2.3331 | 2.4426 | 2.5519 | 2.5519 | 2.5519 | 2.5519 | 2.5519 | 2.5519 | 2.5519
F1_Industrial_Petroleum_New_Miscellaneous_Natural Gas_Strategic Energy Management_A_Achievable Economic TRC Potential | F1 | Industrial | Petroleum | New | Miscellaneous | Natural Gas | Strategic Energy Management | A | Integrated Unit Energy Savings (kWh or therms) | Achievable Economic TRC Potential | 0 | 0 | 0 | 0 | 0 | 160.7723 | 160.7723 | 160.7723 | 160.7723 | 160.7723 | 160.7723 | 160.7723 | 160.7723 | 160.7723 | 160.7723 | 160.7723 | 160.7723 | 160.7723 | 160.7723 | 160.7723 | 160.7723 | 160.7723 | 160.7723 | 160.7723 | 160.7723 | 160.7723 | 160.7723 | 160.7723 | 0 | 0 | 0
F2_Industrial_Petroleum_New_Miscellaneous_Natural Gas_Strategic Energy Management_A_Achievable Economic TRC Potential | F2 | Industrial | Petroleum | New | Miscellaneous | Natural Gas | Strategic Energy Management | A | Integrated Unit Summer Peak Savings (kW) | Achievable Economic TRC Potential | 0 | 0 | 0 | 0 | 0 | 0 | 0 | 0 | 0 | 0 | 0 | 0 | 0 | 0 | 0 | 0 | 0 | 0 | 0 | 0 | 0 | 0 | 0 | 0 | 0 | 0 | 0 | 0 | 0 | 0 | 0
F3_Industrial_Petroleum_New_Miscellaneous_Natural Gas_Strategic Energy Management_A_Achievable Economic TRC Potential | F3 | Industrial | Petroleum | New | Miscellaneous | Natural Gas | Strategic Energy Management | A | Integrated Unit Winter Peak Savings (kW) | Achievable Economic TRC Potential | 0 | 0 | 0 | 0 | 0 | 0 | 0 | 0 | 0 | 0 | 0 | 0 | 0 | 0 | 0 | 0 | 0 | 0 | 0 | 0 | 0 | 0 | 0 | 0 | 0 | 0 | 0 | 0 | 0 | 0 | 0
F4_Industrial_Petroleum_New_Miscellaneous_Natural Gas_Strategic Energy Management_A_Achievable Economic TRC Potential | F4 | Industrial | Petroleum | New | Miscellaneous | Natural Gas | Strategic Energy Management | A | Incremental Energy Savings (MWh or mTherms) | Achievable Economic TRC Potential | 0 | 0 | 0 | 0 | 0 | 0.005073 | 0.0060102 | 0.0069468 | 0.0078779 | 0.0088095 | 0.0097418 | 0.010662 | 0.01158 | 0.012497 | 0.013398 | 0.014303 | 0.0152 | 0.016096 | 0.016988 | 0.017872 | 0.018757 | 0.019639 | 0.020517 | 0.021392 | 0.022263 | 0.018757 | 0.019639 | 0.020517 | 0 | 0 | 0
F5_Industrial_Petroleum_New_Miscellaneous_Natural Gas_Strategic Energy Management_A_Achievable Economic TRC Potential | F5 | Industrial | Petroleum | New | Miscellaneous | Natural Gas | Strategic Energy Management | A | Incremental Summer Peak Savings (MW) | Achievable Economic TRC Potential | 0 | 0 | 0 | 0 | 0 | 0 | 0 | 0 | 0 | 0 | 0 | 0 | 0 | 0 | 0 | 0 | 0 | 0 | 0 | 0 | 0 | 0 | 0 | 0 | 0 | 0 | 0 | 0 | 0 | 0 | 0
F6_Industrial_Petroleum_New_Miscellaneous_Natural Gas_Strategic Energy Management_A_Achievable Economic TRC Potential | F6 | Industrial | Petroleum | New | Miscellaneous | Natural Gas | Strategic Energy Management | A | Incremental Winter Peak Savings (MW) | Achievable Economic TRC Potential | 0 | 0 | 0 | 0 | 0 | 0 | 0 | 0 | 0 | 0 | 0 | 0 | 0 | 0 | 0 | 0 | 0 | 0 | 0 | 0 | 0 | 0 | 0 | 0 | 0 | 0 | 0 | 0 | 0 | 0 | 0
F7_Industrial_Petroleum_New_Miscellaneous_Natural Gas_Strategic Energy Management_A_Achievable Economic TRC Potential | F7 | Industrial | Petroleum | New | Miscellaneous | Natural Gas | Strategic Energy Management | A | Cumulative Energy Savings (MWh or mTherms) | Achievable Economic TRC Potential | 0 | 0 | 0 | 0 | 0 | 0.005073 | 0.011083 | 0.01803 | 0.025908 | 0.034717 | 0.039386 | 0.044038 | 0.048672 | 0.053291 | 0.057879 | 0.062441 | 0.066978 | 0.071493 | 0.075985 | 0.080459 | 0.084913 | 0.089352 | 0.093773 | 0.098176 | 0.10257 | 0.10257 | 0.10257 | 0.10257 | 0 | 0 | 0
F8_Industrial_Petroleum_New_Miscellaneous_Natural Gas_Strategic Energy Management_A_Achievable Economic TRC Potential | F8 | Industrial | Petroleum | New | Miscellaneous | Natural Gas | Strategic Energy Management | A | Cumulative Summer Peak Savings (MW) | Achievable Economic TRC Potential | 0 | 0 | 0 | 0 | 0 | 0 | 0 | 0 | 0 | 0 | 0 | 0 | 0 | 0 | 0 | 0 | 0 | 0 | 0 | 0 | 0 | 0 | 0 | 0 | 0 | 0 | 0 | 0 | 0 | 0 | 0
F9_Industrial_Petroleum_New_Miscellaneous_Natural Gas_Strategic Energy Management_A_Achievable Economic TRC Potential | F9 | Industrial | Petroleum | New | Miscellaneous | Natural Gas | Strategic Energy Management | A | Cumulative Winter Peak Savings (MW) | Achievable Economic TRC Potential | 0 | 0 | 0 | 0 | 0 | 0 | 0 | 0 | 0 | 0 | 0 | 0 | 0 | 0 | 0 | 0 | 0 | 0 | 0 | 0 | 0 | 0 | 0 | 0 | 0 | 0 | 0 | 0 | 0 | 0 | 0
F10_Industrial_Petroleum_New_Miscellaneous_Natural Gas_Strategic Energy Management_A_Achievable Economic TRC Potential | F10 | Industrial | Petroleum | New | Miscellaneous | Natural Gas | Strategic Energy Management | A | Purchases (Incremental) | Achievable Economic TRC Potential | 0 | 0 | 0 | 0 | 0 | 0.031554 | 0.037383 | 0.043209 | 0.049 | 0.054795 | 0.060594 | 0.06632 | 0.07203 | 0.077728 | 0.083336 | 0.088965 | 0.094541 | 0.10012 | 0.10567 | 0.11116 | 0.11667 | 0.12215 | 0.12761 | 0.13305 | 0.13848 | 0.11667 | 0.12215 | 0.12761 | 0.13305 | 0.13848 | 0.11667
F11_Industrial_Petroleum_New_Miscellaneous_Natural Gas_Strategic Energy Management_A_Achievable Economic TRC Potential | F11 | Industrial | Petroleum | New | Miscellaneous | Natural Gas | Strategic Energy Management | A | Purchases (Cumulative) | Achievable Economic TRC Potential | 0 | 0 | 0 | 0 | 0 | 0.031554 | 0.068937 | 0.11215 | 0.16115 | 0.21594 | 0.24498 | 0.27392 | 0.30274 | 0.33147 | 0.36001 | 0.38838 | 0.4166 | 0.44469 | 0.47263 | 0.50045 | 0.52816 | 0.55577 | 0.58327 | 0.61065 | 0.63797 | 0.63797 | 0.63797 | 0.63797 | 0.63797 | 0.63797 | 0.63797
F1_Industrial_Petroleum_New_Space Heating_Natural Gas_Commissioning_A_Achievable Economic TRC Potential | F1 | Industrial | Petroleum | New | Space Heating | Natural Gas | Commissioning | A | Integrated Unit Energy Savings (kWh or therms) | Achievable Economic TRC Potential | 0 | 0 | 0 | 0 | 0 | 0 | 0 | 0 | 0 | 0 | 0 | 0 | 0 | 0 | 0 | 0 | 0 | 0 | 0 | 0 | 0 | 0 | 0 | 0 | 0 | 0 | 0 | 0 | 0 | 0 | 0
F2_Industrial_Petroleum_New_Space Heating_Natural Gas_Commissioning_A_Achievable Economic TRC Potential | F2 | Industrial | Petroleum | New | Space Heating | Natural Gas | Commissioning | A | Integrated Unit Summer Peak Savings (kW) | Achievable Economic TRC Potential | 0 | 0 | 0 | 0 | 0 | 0 | 0 | 0 | 0 | 0 | 0 | 0 | 0 | 0 | 0 | 0 | 0 | 0 | 0 | 0 | 0 | 0 | 0 | 0 | 0 | 0 | 0 | 0 | 0 | 0 | 0
F3_Industrial_Petroleum_New_Space Heating_Natural Gas_Commissioning_A_Achievable Economic TRC Potential | F3 | Industrial | Petroleum | New | Space Heating | Natural Gas | Commissioning | A | Integrated Unit Winter Peak Savings (kW) | Achievable Economic TRC Potential | 0 | 0 | 0 | 0 | 0 | 0 | 0 | 0 | 0 | 0 | 0 | 0 | 0 | 0 | 0 | 0 | 0 | 0 | 0 | 0 | 0 | 0 | 0 | 0 | 0 | 0 | 0 | 0 | 0 | 0 | 0
F4_Industrial_Petroleum_New_Space Heating_Natural Gas_Commissioning_A_Achievable Economic TRC Potential | F4 | Industrial | Petroleum | New | Space Heating | Natural Gas | Commissioning | A | Incremental Energy Savings (MWh or mTherms) | Achievable Economic TRC Potential | 0 | 0 | 0 | 0 | 0 | 0 | 0 | 0 | 0 | 0 | 0 | 0 | 0 | 0 | 0 | 0 | 0 | 0 | 0 | 0 | 0 | 0 | 0 | 0 | 0 | 0 | 0 | 0 | 0 | 0 | 0
F5_Industrial_Petroleum_New_Space Heating_Natural Gas_Commissioning_A_Achievable Economic TRC Potential | F5 | Industrial | Petroleum | New | Space Heating | Natural Gas | Commissioning | A | Incremental Summer Peak Savings (MW) | Achievable Economic TRC Potential | 0 | 0 | 0 | 0 | 0 | 0 | 0 | 0 | 0 | 0 | 0 | 0 | 0 | 0 | 0 | 0 | 0 | 0 | 0 | 0 | 0 | 0 | 0 | 0 | 0 | 0 | 0 | 0 | 0 | 0 | 0
F6_Industrial_Petroleum_New_Space Heating_Natural Gas_Commissioning_A_Achievable Economic TRC Potential | F6 | Industrial | Petroleum | New | Space Heating | Natural Gas | Commissioning | A | Incremental Winter Peak Savings (MW) | Achievable Economic TRC Potential | 0 | 0 | 0 | 0 | 0 | 0 | 0 | 0 | 0 | 0 | 0 | 0 | 0 | 0 | 0 | 0 | 0 | 0 | 0 | 0 | 0 | 0 | 0 | 0 | 0 | 0 | 0 | 0 | 0 | 0 | 0
F7_Industrial_Petroleum_New_Space Heating_Natural Gas_Commissioning_A_Achievable Economic TRC Potential | F7 | Industrial | Petroleum | New | Space Heating | Natural Gas | Commissioning | A | Cumulative Energy Savings (MWh or mTherms) | Achievable Economic TRC Potential | 0 | 0 | 0 | 0 | 0 | 0 | 0 | 0 | 0 | 0 | 0 | 0 | 0 | 0 | 0 | 0 | 0 | 0 | 0 | 0 | 0 | 0 | 0 | 0 | 0 | 0 | 0 | 0 | 0 | 0 | 0
F8_Industrial_Petroleum_New_Space Heating_Natural Gas_Commissioning_A_Achievable Economic TRC Potential | F8 | Industrial | Petroleum | New | Space Heating | Natural Gas | Commissioning | A | Cumulative Summer Peak Savings (MW) | Achievable Economic TRC Potential | 0 | 0 | 0 | 0 | 0 | 0 | 0 | 0 | 0 | 0 | 0 | 0 | 0 | 0 | 0 | 0 | 0 | 0 | 0 | 0 | 0 | 0 | 0 | 0 | 0 | 0 | 0 | 0 | 0 | 0 | 0
F9_Industrial_Petroleum_New_Space Heating_Natural Gas_Commissioning_A_Achievable Economic TRC Potential | F9 | Industrial | Petroleum | New | Space Heating | Natural Gas | Commissioning | A | Cumulative Winter Peak Savings (MW) | Achievable Economic TRC Potential | 0 | 0 | 0 | 0 | 0 | 0 | 0 | 0 | 0 | 0 | 0 | 0 | 0 | 0 | 0 | 0 | 0 | 0 | 0 | 0 | 0 | 0 | 0 | 0 | 0 | 0 | 0 | 0 | 0 | 0 | 0
F10_Industrial_Petroleum_New_Space Heating_Natural Gas_Commissioning_A_Achievable Economic TRC Potential | F10 | Industrial | Petroleum | New | Space Heating | Natural Gas | Commissioning | A | Purchases (Incremental) | Achievable Economic TRC Potential | 0 | 0 | 0 | 0 | 0 | 0 | 0 | 0 | 0 | 0 | 0 | 0 | 0 | 0 | 0 | 0 | 0 | 0 | 0 | 0 | 0 | 0 | 0 | 0 | 0 | 0 | 0 | 0 | 0 | 0 | 0
F11_Industrial_Petroleum_New_Space Heating_Natural Gas_Commissioning_A_Achievable Economic TRC Potential | F11 | Industrial | Petroleum | New | Space Heating | Natural Gas | Commissioning | A | Purchases (Cumulative) | Achievable Economic TRC Potential | 0 | 0 | 0 | 0 | 0 | 0 | 0 | 0 | 0 | 0 | 0 | 0 | 0 | 0 | 0 | 0 | 0 | 0 | 0 | 0 | 0 | 0 | 0 | 0 | 0 | 0 | 0 | 0 | 0 | 0 | 0
F1_Industrial_Petroleum_New_Process_Natural Gas_Commissioning_A_Achievable Economic TRC Potential | F1 | Industrial | Petroleum | New | Process | Natural Gas | Commissioning | A | Integrated Unit Energy Savings (kWh or therms) | Achievable Economic TRC Potential | 0 | 0 | 0 | 0 | 0 | 4292.3343 | 4292.3343 | 4292.3343 | 4292.3343 | 4292.3343 | 4292.3343 | 4292.3343 | 4292.3343 | 4292.3343 | 4292.3343 | 4292.3343 | 4292.3343 | 4292.3343 | 4292.3343 | 4292.3343 | 4292.3343 | 4292.3343 | 4292.3343 | 4292.3343 | 4292.3343 | 4292.3343 | 4292.3343 | 4292.3343 | 0 | 0 | 0
F2_Industrial_Petroleum_New_Process_Natural Gas_Commissioning_A_Achievable Economic TRC Potential | F2 | Industrial | Petroleum | New | Process | Natural Gas | Commissioning | A | Integrated Unit Summer Peak Savings (kW) | Achievable Economic TRC Potential | 0 | 0 | 0 | 0 | 0 | 0 | 0 | 0 | 0 | 0 | 0 | 0 | 0 | 0 | 0 | 0 | 0 | 0 | 0 | 0 | 0 | 0 | 0 | 0 | 0 | 0 | 0 | 0 | 0 | 0 | 0
F3_Industrial_Petroleum_New_Process_Natural Gas_Commissioning_A_Achievable Economic TRC Potential | F3 | Industrial | Petroleum | New | Process | Natural Gas | Commissioning | A | Integrated Unit Winter Peak Savings (kW) | Achievable Economic TRC Potential | 0 | 0 | 0 | 0 | 0 | 0 | 0 | 0 | 0 | 0 | 0 | 0 | 0 | 0 | 0 | 0 | 0 | 0 | 0 | 0 | 0 | 0 | 0 | 0 | 0 | 0 | 0 | 0 | 0 | 0 | 0
F4_Industrial_Petroleum_New_Process_Natural Gas_Commissioning_A_Achievable Economic TRC Potential | F4 | Industrial | Petroleum | New | Process | Natural Gas | Commissioning | A | Incremental Energy Savings (MWh or mTherms) | Achievable Economic TRC Potential | 0 | 0 | 0 | 0 | 0 | 0 | 0 | 0 | 0 | 0 | 0 | 0 | 0 | 0 | 0 | 0 | 0 | 0 | 0 | 0 | 0 | 0 | 0 | 0 | 0 | 0 | 0 | 0 | 0 | 0 | 0
F5_Industrial_Petroleum_New_Process_Natural Gas_Commissioning_A_Achievable Economic TRC Potential | F5 | Industrial | Petroleum | New | Process | Natural Gas | Commissioning | A | Incremental Summer Peak Savings (MW) | Achievable Economic TRC Potential | 0 | 0 | 0 | 0 | 0 | 0 | 0 | 0 | 0 | 0 | 0 | 0 | 0 | 0 | 0 | 0 | 0 | 0 | 0 | 0 | 0 | 0 | 0 | 0 | 0 | 0 | 0 | 0 | 0 | 0 | 0
F6_Industrial_Petroleum_New_Process_Natural Gas_Commissioning_A_Achievable Economic TRC Potential | F6 | Industrial | Petroleum | New | Process | Natural Gas | Commissioning | A | Incremental Winter Peak Savings (MW) | Achievable Economic TRC Potential | 0 | 0 | 0 | 0 | 0 | 0 | 0 | 0 | 0 | 0 | 0 | 0 | 0 | 0 | 0 | 0 | 0 | 0 | 0 | 0 | 0 | 0 | 0 | 0 | 0 | 0 | 0 | 0 | 0 | 0 | 0
F7_Industrial_Petroleum_New_Process_Natural Gas_Commissioning_A_Achievable Economic TRC Potential | F7 | Industrial | Petroleum | New | Process | Natural Gas | Commissioning | A | Cumulative Energy Savings (MWh or mTherms) | Achievable Economic TRC Potential | 0 | 0 | 0 | 0 | 0 | 0 | 0 | 0 | 0 | 0 | 0 | 0 | 0 | 0 | 0 | 0 | 0 | 0 | 0 | 0 | 0 | 0 | 0 | 0 | 0 | 0 | 0 | 0 | 0 | 0 | 0
F8_Industrial_Petroleum_New_Process_Natural Gas_Commissioning_A_Achievable Economic TRC Potential | F8 | Industrial | Petroleum | New | Process | Natural Gas | Commissioning | A | Cumulative Summer Peak Savings (MW) | Achievable Economic TRC Potential | 0 | 0 | 0 | 0 | 0 | 0 | 0 | 0 | 0 | 0 | 0 | 0 | 0 | 0 | 0 | 0 | 0 | 0 | 0 | 0 | 0 | 0 | 0 | 0 | 0 | 0 | 0 | 0 | 0 | 0 | 0
F9_Industrial_Petroleum_New_Process_Natural Gas_Commissioning_A_Achievable Economic TRC Potential | F9 | Industrial | Petroleum | New | Process | Natural Gas | Commissioning | A | Cumulative Winter Peak Savings (MW) | Achievable Economic TRC Potential | 0 | 0 | 0 | 0 | 0 | 0 | 0 | 0 | 0 | 0 | 0 | 0 | 0 | 0 | 0 | 0 | 0 | 0 | 0 | 0 | 0 | 0 | 0 | 0 | 0 | 0 | 0 | 0 | 0 | 0 | 0
F10_Industrial_Petroleum_New_Process_Natural Gas_Commissioning_A_Achievable Economic TRC Potential | F10 | Industrial | Petroleum | New | Process | Natural Gas | Commissioning | A | Purchases (Incremental) | Achievable Economic TRC Potential | 0 | 0 | 0 | 0 | 0 | 0 | 0 | 0 | 0 | 0 | 0 | 0 | 0 | 0 | 0 | 0 | 0 | 0 | 0 | 0 | 0 | 0 | 0 | 0 | 0 | 0 | 0 | 0 | 0 | 0 | 0
F11_Industrial_Petroleum_New_Process_Natural Gas_Commissioning_A_Achievable Economic TRC Potential | F11 | Industrial | Petroleum | New | Process | Natural Gas | Commissioning | A | Purchases (Cumulative) | Achievable Economic TRC Potential | 0 | 0 | 0 | 0 | 0 | 0 | 0 | 0 | 0 | 0 | 0 | 0 | 0 | 0 | 0 | 0 | 0 | 0 | 0 | 0 | 0 | 0 | 0 | 0 | 0 | 0 | 0 | 0 | 0 | 0 | 0
F1_Industrial_Petroleum_New_Space Heating_Natural Gas_Retrocommissioning_A_Achievable Economic TRC Potential | F1 | Industrial | Petroleum | New | Space Heating | Natural Gas | Retrocommissioning | A | Integrated Unit Energy Savings (kWh or therms) | Achievable Economic TRC Potential | 0 | 0 | 0 | 0 | 0 | 0 | 0 | 0 | 0 | 0 | 0 | 0 | 0 | 0 | 0 | 0 | 0 | 0 | 0 | 0 | 0 | 0 | 0 | 0 | 0 | 0 | 0 | 0 | 0 | 0 | 0
F2_Industrial_Petroleum_New_Space Heating_Natural Gas_Retrocommissioning_A_Achievable Economic TRC Potential | F2 | Industrial | Petroleum | New | Space Heating | Natural Gas | Retrocommissioning | A | Integrated Unit Summer Peak Savings (kW) | Achievable Economic TRC Potential | 0 | 0 | 0 | 0 | 0 | 0 | 0 | 0 | 0 | 0 | 0 | 0 | 0 | 0 | 0 | 0 | 0 | 0 | 0 | 0 | 0 | 0 | 0 | 0 | 0 | 0 | 0 | 0 | 0 | 0 | 0
F3_Industrial_Petroleum_New_Space Heating_Natural Gas_Retrocommissioning_A_Achievable Economic TRC Potential | F3 | Industrial | Petroleum | New | Space Heating | Natural Gas | Retrocommissioning | A | Integrated Unit Winter Peak Savings (kW) | Achievable Economic TRC Potential | 0 | 0 | 0 | 0 | 0 | 0 | 0 | 0 | 0 | 0 | 0 | 0 | 0 | 0 | 0 | 0 | 0 | 0 | 0 | 0 | 0 | 0 | 0 | 0 | 0 | 0 | 0 | 0 | 0 | 0 | 0
F4_Industrial_Petroleum_New_Space Heating_Natural Gas_Retrocommissioning_A_Achievable Economic TRC Potential | F4 | Industrial | Petroleum | New | Space Heating | Natural Gas | Retrocommissioning | A | Incremental Energy Savings (MWh or mTherms) | Achievable Economic TRC Potential | 0 | 0 | 0 | 0 | 0 | 0 | 0 | 0 | 0 | 0 | 0 | 0 | 0 | 0 | 0 | 0 | 0 | 0 | 0 | 0 | 0 | 0 | 0 | 0 | 0 | 0 | 0 | 0 | 0 | 0 | 0
F5_Industrial_Petroleum_New_Space Heating_Natural Gas_Retrocommissioning_A_Achievable Economic TRC Potential | F5 | Industrial | Petroleum | New | Space Heating | Natural Gas | Retrocommissioning | A | Incremental Summer Peak Savings (MW) | Achievable Economic TRC Potential | 0 | 0 | 0 | 0 | 0 | 0 | 0 | 0 | 0 | 0 | 0 | 0 | 0 | 0 | 0 | 0 | 0 | 0 | 0 | 0 | 0 | 0 | 0 | 0 | 0 | 0 | 0 | 0 | 0 | 0 | 0
F6_Industrial_Petroleum_New_Space Heating_Natural Gas_Retrocommissioning_A_Achievable Economic TRC Potential | F6 | Industrial | Petroleum | New | Space Heating | Natural Gas | Retrocommissioning | A | Incremental Winter Peak Savings (MW) | Achievable Economic TRC Potential | 0 | 0 | 0 | 0 | 0 | 0 | 0 | 0 | 0 | 0 | 0 | 0 | 0 | 0 | 0 | 0 | 0 | 0 | 0 | 0 | 0 | 0 | 0 | 0 | 0 | 0 | 0 | 0 | 0 | 0 | 0
F7_Industrial_Petroleum_New_Space Heating_Natural Gas_Retrocommissioning_A_Achievable Economic TRC Potential | F7 | Industrial | Petroleum | New | Space Heating | Natural Gas | Retrocommissioning | A | Cumulative Energy Savings (MWh or mTherms) | Achievable Economic TRC Potential | 0 | 0 | 0 | 0 | 0 | 0 | 0 | 0 | 0 | 0 | 0 | 0 | 0 | 0 | 0 | 0 | 0 | 0 | 0 | 0 | 0 | 0 | 0 | 0 | 0 | 0 | 0 | 0 | 0 | 0 | 0
F8_Industrial_Petroleum_New_Space Heating_Natural Gas_Retrocommissioning_A_Achievable Economic TRC Potential | F8 | Industrial | Petroleum | New | Space Heating | Natural Gas | Retrocommissioning | A | Cumulative Summer Peak Savings (MW) | Achievable Economic TRC Potential | 0 | 0 | 0 | 0 | 0 | 0 | 0 | 0 | 0 | 0 | 0 | 0 | 0 | 0 | 0 | 0 | 0 | 0 | 0 | 0 | 0 | 0 | 0 | 0 | 0 | 0 | 0 | 0 | 0 | 0 | 0
F9_Industrial_Petroleum_New_Space Heating_Natural Gas_Retrocommissioning_A_Achievable Economic TRC Potential | F9 | Industrial | Petroleum | New | Space Heating | Natural Gas | Retrocommissioning | A | Cumulative Winter Peak Savings (MW) | Achievable Economic TRC Potential | 0 | 0 | 0 | 0 | 0 | 0 | 0 | 0 | 0 | 0 | 0 | 0 | 0 | 0 | 0 | 0 | 0 | 0 | 0 | 0 | 0 | 0 | 0 | 0 | 0 | 0 | 0 | 0 | 0 | 0 | 0
F10_Industrial_Petroleum_New_Space Heating_Natural Gas_Retrocommissioning_A_Achievable Economic TRC Potential | F10 | Industrial | Petroleum | New | Space Heating | Natural Gas | Retrocommissioning | A | Purchases (Incremental) | Achievable Economic TRC Potential | 0 | 0 | 0 | 0 | 0 | 0 | 0 | 0 | 0 | 0 | 0 | 0 | 0 | 0 | 0 | 0 | 0 | 0 | 0 | 0 | 0 | 0 | 0 | 0 | 0 | 0 | 0 | 0 | 0 | 0 | 0
F11_Industrial_Petroleum_New_Space Heating_Natural Gas_Retrocommissioning_A_Achievable Economic TRC Potential | F11 | Industrial | Petroleum | New | Space Heating | Natural Gas | Retrocommissioning | A | Purchases (Cumulative) | Achievable Economic TRC Potential | 0 | 0 | 0 | 0 | 0 | 0 | 0 | 0 | 0 | 0 | 0 | 0 | 0 | 0 | 0 | 0 | 0 | 0 | 0 | 0 | 0 | 0 | 0 | 0 | 0 | 0 | 0 | 0 | 0 | 0 | 0
F1_Industrial_Petroleum_New_Process_Natural Gas_Retrocommissioning_A_Achievable Economic TRC Potential | F1 | Industrial | Petroleum | New | Process | Natural Gas | Retrocommissioning | A | Integrated Unit Energy Savings (kWh or therms) | Achievable Economic TRC Potential | 0 | 0 | 0 | 0 | 0 | 0 | 0 | 0 | 0 | 0 | 0 | 0 | 0 | 0 | 0 | 0 | 0 | 0 | 0 | 0 | 0 | 0 | 0 | 0 | 0 | 0 | 0 | 0 | 0 | 0 | 0
F2_Industrial_Petroleum_New_Process_Natural Gas_Retrocommissioning_A_Achievable Economic TRC Potential | F2 | Industrial | Petroleum | New | Process | Natural Gas | Retrocommissioning | A | Integrated Unit Summer Peak Savings (kW) | Achievable Economic TRC Potential | 0 | 0 | 0 | 0 | 0 | 0 | 0 | 0 | 0 | 0 | 0 | 0 | 0 | 0 | 0 | 0 | 0 | 0 | 0 | 0 | 0 | 0 | 0 | 0 | 0 | 0 | 0 | 0 | 0 | 0 | 0
F3_Industrial_Petroleum_New_Process_Natural Gas_Retrocommissioning_A_Achievable Economic TRC Potential | F3 | Industrial | Petroleum | New | Process | Natural Gas | Retrocommissioning | A | Integrated Unit Winter Peak Savings (kW) | Achievable Economic TRC Potential | 0 | 0 | 0 | 0 | 0 | 0 | 0 | 0 | 0 | 0 | 0 | 0 | 0 | 0 | 0 | 0 | 0 | 0 | 0 | 0 | 0 | 0 | 0 | 0 | 0 | 0 | 0 | 0 | 0 | 0 | 0
F4_Industrial_Petroleum_New_Process_Natural Gas_Retrocommissioning_A_Achievable Economic TRC Potential | F4 | Industrial | Petroleum | New | Process | Natural Gas | Retrocommissioning | A | Incremental Energy Savings (MWh or mTherms) | Achievable Economic TRC Potential | 0 | 0 | 0 | 0 | 0 | 0 | 0 | 0 | 0 | 0 | 0 | 0 | 0 | 0 | 0 | 0 | 0 | 0 | 0 | 0 | 0 | 0 | 0 | 0 | 0 | 0 | 0 | 0 | 0 | 0 | 0
F5_Industrial_Petroleum_New_Process_Natural Gas_Retrocommissioning_A_Achievable Economic TRC Potential | F5 | Industrial | Petroleum | New | Process | Natural Gas | Retrocommissioning | A | Incremental Summer Peak Savings (MW) | Achievable Economic TRC Potential | 0 | 0 | 0 | 0 | 0 | 0 | 0 | 0 | 0 | 0 | 0 | 0 | 0 | 0 | 0 | 0 | 0 | 0 | 0 | 0 | 0 | 0 | 0 | 0 | 0 | 0 | 0 | 0 | 0 | 0 | 0
F6_Industrial_Petroleum_New_Process_Natural Gas_Retrocommissioning_A_Achievable Economic TRC Potential | F6 | Industrial | Petroleum | New | Process | Natural Gas | Retrocommissioning | A | Incremental Winter Peak Savings (MW) | Achievable Economic TRC Potential | 0 | 0 | 0 | 0 | 0 | 0 | 0 | 0 | 0 | 0 | 0 | 0 | 0 | 0 | 0 | 0 | 0 | 0 | 0 | 0 | 0 | 0 | 0 | 0 | 0 | 0 | 0 | 0 | 0 | 0 | 0
F7_Industrial_Petroleum_New_Process_Natural Gas_Retrocommissioning_A_Achievable Economic TRC Potential | F7 | Industrial | Petroleum | New | Process | Natural Gas | Retrocommissioning | A | Cumulative Energy Savings (MWh or mTherms) | Achievable Economic TRC Potential | 0 | 0 | 0 | 0 | 0 | 0 | 0 | 0 | 0 | 0 | 0 | 0 | 0 | 0 | 0 | 0 | 0 | 0 | 0 | 0 | 0 | 0 | 0 | 0 | 0 | 0 | 0 | 0 | 0 | 0 | 0
F8_Industrial_Petroleum_New_Process_Natural Gas_Retrocommissioning_A_Achievable Economic TRC Potential | F8 | Industrial | Petroleum | New | Process | Natural Gas | Retrocommissioning | A | Cumulative Summer Peak Savings (MW) | Achievable Economic TRC Potential | 0 | 0 | 0 | 0 | 0 | 0 | 0 | 0 | 0 | 0 | 0 | 0 | 0 | 0 | 0 | 0 | 0 | 0 | 0 | 0 | 0 | 0 | 0 | 0 | 0 | 0 | 0 | 0 | 0 | 0 | 0
F9_Industrial_Petroleum_New_Process_Natural Gas_Retrocommissioning_A_Achievable Economic TRC Potential | F9 | Industrial | Petroleum | New | Process | Natural Gas | Retrocommissioning | A | Cumulative Winter Peak Savings (MW) | Achievable Economic TRC Potential | 0 | 0 | 0 | 0 | 0 | 0 | 0 | 0 | 0 | 0 | 0 | 0 | 0 | 0 | 0 | 0 | 0 | 0 | 0 | 0 | 0 | 0 | 0 | 0 | 0 | 0 | 0 | 0 | 0 | 0 | 0
F10_Industrial_Petroleum_New_Process_Natural Gas_Retrocommissioning_A_Achievable Economic TRC Potential | F10 | Industrial | Petroleum | New | Process | Natural Gas | Retrocommissioning | A | Purchases (Incremental) | Achievable Economic TRC Potential | 0 | 0 | 0 | 0 | 0 | 0 | 0 | 0 | 0 | 0 | 0 | 0 | 0 | 0 | 0 | 0 | 0 | 0 | 0 | 0 | 0 | 0 | 0 | 0 | 0 | 0 | 0 | 0 | 0 | 0 | 0
F11_Industrial_Petroleum_New_Process_Natural Gas_Retrocommissioning_A_Achievable Economic TRC Potential | F11 | Industrial | Petroleum | New | Process | Natural Gas | Retrocommissioning | A | Purchases (Cumulative) | Achievable Economic TRC Potential | 0 | 0 | 0 | 0 | 0 | 0 | 0 | 0 | 0 | 0 | 0 | 0 | 0 | 0 | 0 | 0 | 0 | 0 | 0 | 0 | 0 | 0 | 0 | 0 | 0 | 0 | 0 | 0 | 0 | 0 | 0
F1_Industrial_Paper and Printing_Existing_Space Heating_Natural Gas_Insulation - Roof/Ceiling_A_Achievable Economic TRC Potential | F1 | Industrial | Paper and Printing | Existing | Space Heating | Natural Gas | Insulation - Roof/Ceiling | A | Integrated Unit Energy Savings (kWh or therms) | Achievable Economic TRC Potential | 0 | 0 | 0 | 0 | 0 | 0.099439 | 0.098777 | 0.097962 | 0.097064 | 0.09607 | 0.094977 | 0.093794 | 0.09253 | 0.091148 | 0.089663 | 0.088143 | 0.086631 | 0.085169 | 0.083774 | 0.082533 | 0.081382 | 0.0803 | 0.079396 | 0.078598 | 0.077874 | 0.077349 | 0.076898 | 0.076477 | 0 | 0 | 0
F2_Industrial_Paper and Printing_Existing_Space Heating_Natural Gas_Insulation - Roof/Ceiling_A_Achievable Economic TRC Potential | F2 | Industrial | Paper and Printing | Existing | Space Heating | Natural Gas | Insulation - Roof/Ceiling | A | Integrated Unit Summer Peak Savings (kW) | Achievable Economic TRC Potential | 0 | 0 | 0 | 0 | 0 | 0 | 0 | 0 | 0 | 0 | 0 | 0 | 0 | 0 | 0 | 0 | 0 | 0 | 0 | 0 | 0 | 0 | 0 | 0 | 0 | 0 | 0 | 0 | 0 | 0 | 0
F3_Industrial_Paper and Printing_Existing_Space Heating_Natural Gas_Insulation - Roof/Ceiling_A_Achievable Economic TRC Potential | F3 | Industrial | Paper and Printing | Existing | Space Heating | Natural Gas | Insulation - Roof/Ceiling | A | Integrated Unit Winter Peak Savings (kW) | Achievable Economic TRC Potential | 0 | 0 | 0 | 0 | 0 | 0 | 0 | 0 | 0 | 0 | 0 | 0 | 0 | 0 | 0 | 0 | 0 | 0 | 0 | 0 | 0 | 0 | 0 | 0 | 0 | 0 | 0 | 0 | 0 | 0 | 0
F4_Industrial_Paper and Printing_Existing_Space Heating_Natural Gas_Insulation - Roof/Ceiling_A_Achievable Economic TRC Potential | F4 | Industrial | Paper and Printing | Existing | Space Heating | Natural Gas | Insulation - Roof/Ceiling | A | Incremental Energy Savings (MWh or mTherms) | Achievable Economic TRC Potential | 0 | 0 | 0 | 0 | 0 | 0.21248 | 0.36916 | 0.56616 | 0.78578 | 0.99066 | 1.1281 | 1.1965 | 1.178 | 1.0658 | 0.9209 | 0.73841 | 0.56454 | 0.4069 | 0.27767 | 0.18259 | 0.1141 | 0.06826 | 0.045531 | 0 | 0 | 0 | 0 | 0 | 0 | 0 | 0
F5_Industrial_Paper and Printing_Existing_Space Heating_Natural Gas_Insulation - Roof/Ceiling_A_Achievable Economic TRC Potential | F5 | Industrial | Paper and Printing | Existing | Space Heating | Natural Gas | Insulation - Roof/Ceiling | A | Incremental Summer Peak Savings (MW) | Achievable Economic TRC Potential | 0 | 0 | 0 | 0 | 0 | 0 | 0 | 0 | 0 | 0 | 0 | 0 | 0 | 0 | 0 | 0 | 0 | 0 | 0 | 0 | 0 | 0 | 0 | 0 | 0 | 0 | 0 | 0 | 0 | 0 | 0
F6_Industrial_Paper and Printing_Existing_Space Heating_Natural Gas_Insulation - Roof/Ceiling_A_Achievable Economic TRC Potential | F6 | Industrial | Paper and Printing | Existing | Space Heating | Natural Gas | Insulation - Roof/Ceiling | A | Incremental Winter Peak Savings (MW) | Achievable Economic TRC Potential | 0 | 0 | 0 | 0 | 0 | 0 | 0 | 0 | 0 | 0 | 0 | 0 | 0 | 0 | 0 | 0 | 0 | 0 | 0 | 0 | 0 | 0 | 0 | 0 | 0 | 0 | 0 | 0 | 0 | 0 | 0
F7_Industrial_Paper and Printing_Existing_Space Heating_Natural Gas_Insulation - Roof/Ceiling_A_Achievable Economic TRC Potential | F7 | Industrial | Paper and Printing | Existing | Space Heating | Natural Gas | Insulation - Roof/Ceiling | A | Cumulative Energy Savings (MWh or mTherms) | Achievable Economic TRC Potential | 0 | 0 | 0 | 0 | 0 | 0.21248 | 0.58023 | 1.1416 | 1.9169 | 2.8879 | 3.9832 | 5.1301 | 6.2389 | 7.2115 | 8.015 | 8.6174 | 9.0342 | 9.2886 | 9.4142 | 9.4573 | 9.4395 | 9.3823 | 9.3222 | 9.2284 | 9.1434 | 9.0818 | 9.0288 | 8.9794 | 0 | 0 | 0
F8_Industrial_Paper and Printing_Existing_Space Heating_Natural Gas_Insulation - Roof/Ceiling_A_Achievable Economic TRC Potential | F8 | Industrial | Paper and Printing | Existing | Space Heating | Natural Gas | Insulation - Roof/Ceiling | A | Cumulative Summer Peak Savings (MW) | Achievable Economic TRC Potential | 0 | 0 | 0 | 0 | 0 | 0 | 0 | 0 | 0 | 0 | 0 | 0 | 0 | 0 | 0 | 0 | 0 | 0 | 0 | 0 | 0 | 0 | 0 | 0 | 0 | 0 | 0 | 0 | 0 | 0 | 0
F9_Industrial_Paper and Printing_Existing_Space Heating_Natural Gas_Insulation - Roof/Ceiling_A_Achievable Economic TRC Potential | F9 | Industrial | Paper and Printing | Existing | Space Heating | Natural Gas | Insulation - Roof/Ceiling | A | Cumulative Winter Peak Savings (MW) | Achievable Economic TRC Potential | 0 | 0 | 0 | 0 | 0 | 0 | 0 | 0 | 0 | 0 | 0 | 0 | 0 | 0 | 0 | 0 | 0 | 0 | 0 | 0 | 0 | 0 | 0 | 0 | 0 | 0 | 0 | 0 | 0 | 0 | 0
F10_Industrial_Paper and Printing_Existing_Space Heating_Natural Gas_Insulation - Roof/Ceiling_A_Achievable Economic TRC Potential | F10 | Industrial | Paper and Printing | Existing | Space Heating | Natural Gas | Insulation - Roof/Ceiling | A | Purchases (Incremental) | Achievable Economic TRC Potential | 0 | 0 | 0 | 0 | 0 | 2136.8001 | 3737.3478 | 5779.3669 | 8095.488 | 10311.8681 | 11877.7376 | 12756.455 | 12730.5539 | 11693.1706 | 10270.5886 | 8377.4725 | 6516.6575 | 4777.5802 | 3314.4752 | 2212.2676 | 1401.985 | 850.0631 | 573.4667 | 0 | 0 | 0 | 0 | 0 | 0 | 0 | 0
F11_Industrial_Paper and Printing_Existing_Space Heating_Natural Gas_Insulation - Roof/Ceiling_A_Achievable Economic TRC Potential | F11 | Industrial | Paper and Printing | Existing | Space Heating | Natural Gas | Insulation - Roof/Ceiling | A | Purchases (Cumulative) | Achievable Economic TRC Potential | 0 | 0 | 0 | 0 | 0 | 2136.8001 | 5874.1478 | 11653.5147 | 19749.0028 | 30060.8708 | 41938.6084 | 54695.0634 | 67425.6173 | 79118.7879 | 89389.3765 | 97766.849 | 104283.5066 | 109061.0868 | 112375.562 | 114587.8295 | 115989.8145 | 116839.8776 | 117413.3443 | 117413.3443 | 117413.3443 | 117413.3443 | 117413.3443 | 117413.3443 | 117413.3443 | 117413.3443 | 117413.3443
F1_Industrial_Paper and Printing_Existing_Space Heating_Natural Gas_Insulation - Wall Cavity_A_Achievable Economic TRC Potential | F1 | Industrial | Paper and Printing | Existing | Space Heating | Natural Gas | Insulation - Wall Cavity | A | Integrated Unit Energy Savings (kWh or therms) | Achievable Economic TRC Potential | 0 | 0 | 0 | 0 | 0 | 0.017839 | 0.017601 | 0.017271 | 0.016858 | 0.016365 | 0.015798 | 0.015204 | 0.014608 | 0.014001 | 0.013475 | 0.012973 | 0.01256 | 0.012196 | 0.011873 | 0.011639 | 0.011424 | 0.011236 | 0.011083 | 0.01096 | 0.010849 | 0.010767 | 0.010696 | 0.01063 | 0 | 0 | 0
F2_Industrial_Paper and Printing_Existing_Space Heating_Natural Gas_Insulation - Wall Cavity_A_Achievable Economic TRC Potential | F2 | Industrial | Paper and Printing | Existing | Space Heating | Natural Gas | Insulation - Wall Cavity | A | Integrated Unit Summer Peak Savings (kW) | Achievable Economic TRC Potential | 0 | 0 | 0 | 0 | 0 | 0 | 0 | 0 | 0 | 0 | 0 | 0 | 0 | 0 | 0 | 0 | 0 | 0 | 0 | 0 | 0 | 0 | 0 | 0 | 0 | 0 | 0 | 0 | 0 | 0 | 0
F3_Industrial_Paper and Printing_Existing_Space Heating_Natural Gas_Insulation - Wall Cavity_A_Achievable Economic TRC Potential | F3 | Industrial | Paper and Printing | Existing | Space Heating | Natural Gas | Insulation - Wall Cavity | A | Integrated Unit Winter Peak Savings (kW) | Achievable Economic TRC Potential | 0 | 0 | 0 | 0 | 0 | 0 | 0 | 0 | 0 | 0 | 0 | 0 | 0 | 0 | 0 | 0 | 0 | 0 | 0 | 0 | 0 | 0 | 0 | 0 | 0 | 0 | 0 | 0 | 0 | 0 | 0
F4_Industrial_Paper and Printing_Existing_Space Heating_Natural Gas_Insulation - Wall Cavity_A_Achievable Economic TRC Potential | F4 | Industrial | Paper and Printing | Existing | Space Heating | Natural Gas | Insulation - Wall Cavity | A | Incremental Energy Savings (MWh or mTherms) | Achievable Economic TRC Potential | 0 | 0 | 0 | 0 | 0 | 0.038119 | 0.065781 | 0.099815 | 0.13647 | 0.16876 | 0.18764 | 0.19395 | 0.18597 | 0.16371 | 0.1384 | 0.10868 | 0.081852 | 0.058266 | 0.039354 | 0.025748 | 0.016017 | 0.0095517 | 0.0063555 | 0 | 0 | 0 | 0 | 0 | 0 | 0 | 0
F5_Industrial_Paper and Printing_Existing_Space Heating_Natural Gas_Insulation - Wall Cavity_A_Achievable Economic TRC Potential | F5 | Industrial | Paper and Printing | Existing | Space Heating | Natural Gas | Insulation - Wall Cavity | A | Incremental Summer Peak Savings (MW) | Achievable Economic TRC Potential | 0 | 0 | 0 | 0 | 0 | 0 | 0 | 0 | 0 | 0 | 0 | 0 | 0 | 0 | 0 | 0 | 0 | 0 | 0 | 0 | 0 | 0 | 0 | 0 | 0 | 0 | 0 | 0 | 0 | 0 | 0
F6_Industrial_Paper and Printing_Existing_Space Heating_Natural Gas_Insulation - Wall Cavity_A_Achievable Economic TRC Potential | F6 | Industrial | Paper and Printing | Existing | Space Heating | Natural Gas | Insulation - Wall Cavity | A | Incremental Winter Peak Savings (MW) | Achievable Economic TRC Potential | 0 | 0 | 0 | 0 | 0 | 0 | 0 | 0 | 0 | 0 | 0 | 0 | 0 | 0 | 0 | 0 | 0 | 0 | 0 | 0 | 0 | 0 | 0 | 0 | 0 | 0 | 0 | 0 | 0 | 0 | 0
F7_Industrial_Paper and Printing_Existing_Space Heating_Natural Gas_Insulation - Wall Cavity_A_Achievable Economic TRC Potential | F7 | Industrial | Paper and Printing | Existing | Space Heating | Natural Gas | Insulation - Wall Cavity | A | Cumulative Energy Savings (MWh or mTherms) | Achievable Economic TRC Potential | 0 | 0 | 0 | 0 | 0 | 0.038119 | 0.10339 | 0.20127 | 0.33293 | 0.49195 | 0.66253 | 0.83159 | 0.98496 | 1.1077 | 1.2045 | 1.2683 | 1.3098 | 1.3301 | 1.3343 | 1.3337 | 1.3251 | 1.3129 | 1.3012 | 1.2869 | 1.2738 | 1.2642 | 1.2558 | 1.2481 | 0 | 0 | 0
F8_Industrial_Paper and Printing_Existing_Space Heating_Natural Gas_Insulation - Wall Cavity_A_Achievable Economic TRC Potential | F8 | Industrial | Paper and Printing | Existing | Space Heating | Natural Gas | Insulation - Wall Cavity | A | Cumulative Summer Peak Savings (MW) | Achievable Economic TRC Potential | 0 | 0 | 0 | 0 | 0 | 0 | 0 | 0 | 0 | 0 | 0 | 0 | 0 | 0 | 0 | 0 | 0 | 0 | 0 | 0 | 0 | 0 | 0 | 0 | 0 | 0 | 0 | 0 | 0 | 0 | 0
F9_Industrial_Paper and Printing_Existing_Space Heating_Natural Gas_Insulation - Wall Cavity_A_Achievable Economic TRC Potential | F9 | Industrial | Paper and Printing | Existing | Space Heating | Natural Gas | Insulation - Wall Cavity | A | Cumulative Winter Peak Savings (MW) | Achievable Economic TRC Potential | 0 | 0 | 0 | 0 | 0 | 0 | 0 | 0 | 0 | 0 | 0 | 0 | 0 | 0 | 0 | 0 | 0 | 0 | 0 | 0 | 0 | 0 | 0 | 0 | 0 | 0 | 0 | 0 | 0 | 0 | 0
F10_Industrial_Paper and Printing_Existing_Space Heating_Natural Gas_Insulation - Wall Cavity_A_Achievable Economic TRC Potential | F10 | Industrial | Paper and Printing | Existing | Space Heating | Natural Gas | Insulation - Wall Cavity | A | Purchases (Incremental) | Achievable Economic TRC Potential | 0 | 0 | 0 | 0 | 0 | 2136.8001 | 3737.3478 | 5779.3669 | 8095.488 | 10311.8681 | 11877.7376 | 12756.455 | 12730.5539 | 11693.1706 | 10270.5886 | 8377.4725 | 6516.6575 | 4777.5802 | 3314.4752 | 2212.2676 | 1401.985 | 850.0631 | 573.4667 | 0 | 0 | 0 | 0 | 0 | 0 | 0 | 0
F11_Industrial_Paper and Printing_Existing_Space Heating_Natural Gas_Insulation - Wall Cavity_A_Achievable Economic TRC Potential | F11 | Industrial | Paper and Printing | Existing | Space Heating | Natural Gas | Insulation - Wall Cavity | A | Purchases (Cumulative) | Achievable Economic TRC Potential | 0 | 0 | 0 | 0 | 0 | 2136.8001 | 5874.1478 | 11653.5147 | 19749.0028 | 30060.8708 | 41938.6084 | 54695.0634 | 67425.6173 | 79118.7879 | 89389.3765 | 97766.849 | 104283.5066 | 109061.0868 | 112375.562 | 114587.8295 | 115989.8145 | 116839.8776 | 117413.3443 | 117413.3443 | 117413.3443 | 117413.3443 | 117413.3443 | 117413.3443 | 117413.3443 | 117413.3443 | 117413.3443
F1_Industrial_Paper and Printing_Existing_Space Heating_Natural Gas_Insulation - Ducting_A_Achievable Economic TRC Potential | F1 | Industrial | Paper and Printing | Existing | Space Heating | Natural Gas | Insulation - Ducting | A | Integrated Unit Energy Savings (kWh or therms) | Achievable Economic TRC Potential | 0 | 0 | 0 | 0 | 0 | 0.001621 | 0.0015908 | 0.0015494 | 0.0015002 | 0.0014437 | 0.001381 | 0.001317 | 0.0012546 | 0.0011928 | 0.0011403 | 0.0010916 | 0.0010523 | 0.0010177 | 0.00098731 | 0.00096484 | 0.0009441 | 0.00092601 | 0.00091007 | 0.00089701 | 0.00088498 | 0.00087544 | 0.00086697 | 0.00085904 | 0.00131 | 0.0013019 | 0.0012943
F2_Industrial_Paper and Printing_Existing_Space Heating_Natural Gas_Insulation - Ducting_A_Achievable Economic TRC Potential | F2 | Industrial | Paper and Printing | Existing | Space Heating | Natural Gas | Insulation - Ducting | A | Integrated Unit Summer Peak Savings (kW) | Achievable Economic TRC Potential | 0 | 0 | 0 | 0 | 0 | 0 | 0 | 0 | 0 | 0 | 0 | 0 | 0 | 0 | 0 | 0 | 0 | 0 | 0 | 0 | 0 | 0 | 0 | 0 | 0 | 0 | 0 | 0 | 0 | 0 | 0
F3_Industrial_Paper and Printing_Existing_Space Heating_Natural Gas_Insulation - Ducting_A_Achievable Economic TRC Potential | F3 | Industrial | Paper and Printing | Existing | Space Heating | Natural Gas | Insulation - Ducting | A | Integrated Unit Winter Peak Savings (kW) | Achievable Economic TRC Potential | 0 | 0 | 0 | 0 | 0 | 0 | 0 | 0 | 0 | 0 | 0 | 0 | 0 | 0 | 0 | 0 | 0 | 0 | 0 | 0 | 0 | 0 | 0 | 0 | 0 | 0 | 0 | 0 | 0 | 0 | 0
F4_Industrial_Paper and Printing_Existing_Space Heating_Natural Gas_Insulation - Ducting_A_Achievable Economic TRC Potential | F4 | Industrial | Paper and Printing | Existing | Space Heating | Natural Gas | Insulation - Ducting | A | Incremental Energy Savings (MWh or mTherms) | Achievable Economic TRC Potential | 0 | 0 | 0 | 0 | 0 | 0 | 0 | 0 | 0 | 0 | 0 | 0 | 0 | 0 | 0 | 0 | 0 | 0 | 0 | 0 | 0 | 0 | 0 | 0 | 0 | 0 | 0 | 0 | 0 | 0 | 0
F5_Industrial_Paper and Printing_Existing_Space Heating_Natural Gas_Insulation - Ducting_A_Achievable Economic TRC Potential | F5 | Industrial | Paper and Printing | Existing | Space Heating | Natural Gas | Insulation - Ducting | A | Incremental Summer Peak Savings (MW) | Achievable Economic TRC Potential | 0 | 0 | 0 | 0 | 0 | 0 | 0 | 0 | 0 | 0 | 0 | 0 | 0 | 0 | 0 | 0 | 0 | 0 | 0 | 0 | 0 | 0 | 0 | 0 | 0 | 0 | 0 | 0 | 0 | 0 | 0
F6_Industrial_Paper and Printing_Existing_Space Heating_Natural Gas_Insulation - Ducting_A_Achievable Economic TRC Potential | F6 | Industrial | Paper and Printing | Existing | Space Heating | Natural Gas | Insulation - Ducting | A | Incremental Winter Peak Savings (MW) | Achievable Economic TRC Potential | 0 | 0 | 0 | 0 | 0 | 0 | 0 | 0 | 0 | 0 | 0 | 0 | 0 | 0 | 0 | 0 | 0 | 0 | 0 | 0 | 0 | 0 | 0 | 0 | 0 | 0 | 0 | 0 | 0 | 0 | 0
F7_Industrial_Paper and Printing_Existing_Space Heating_Natural Gas_Insulation - Ducting_A_Achievable Economic TRC Potential | F7 | Industrial | Paper and Printing | Existing | Space Heating | Natural Gas | Insulation - Ducting | A | Cumulative Energy Savings (MWh or mTherms) | Achievable Economic TRC Potential | 0 | 0 | 0 | 0 | 0 | 0 | 0 | 0 | 0 | 0 | 0 | 0 | 0 | 0 | 0 | 0 | 0 | 0 | 0 | 0 | 0 | 0 | 0 | 0 | 0 | 0 | 0 | 0 | 0 | 0 | 0
F8_Industrial_Paper and Printing_Existing_Space Heating_Natural Gas_Insulation - Ducting_A_Achievable Economic TRC Potential | F8 | Industrial | Paper and Printing | Existing | Space Heating | Natural Gas | Insulation - Ducting | A | Cumulative Summer Peak Savings (MW) | Achievable Economic TRC Potential | 0 | 0 | 0 | 0 | 0 | 0 | 0 | 0 | 0 | 0 | 0 | 0 | 0 | 0 | 0 | 0 | 0 | 0 | 0 | 0 | 0 | 0 | 0 | 0 | 0 | 0 | 0 | 0 | 0 | 0 | 0
F9_Industrial_Paper and Printing_Existing_Space Heating_Natural Gas_Insulation - Ducting_A_Achievable Economic TRC Potential | F9 | Industrial | Paper and Printing | Existing | Space Heating | Natural Gas | Insulation - Ducting | A | Cumulative Winter Peak Savings (MW) | Achievable Economic TRC Potential | 0 | 0 | 0 | 0 | 0 | 0 | 0 | 0 | 0 | 0 | 0 | 0 | 0 | 0 | 0 | 0 | 0 | 0 | 0 | 0 | 0 | 0 | 0 | 0 | 0 | 0 | 0 | 0 | 0 | 0 | 0
F10_Industrial_Paper and Printing_Existing_Space Heating_Natural Gas_Insulation - Ducting_A_Achievable Economic TRC Potential | F10 | Industrial | Paper and Printing | Existing | Space Heating | Natural Gas | Insulation - Ducting | A | Purchases (Incremental) | Achievable Economic TRC Potential | 0 | 0 | 0 | 0 | 0 | 0 | 0 | 0 | 0 | 0 | 0 | 0 | 0 | 0 | 0 | 0 | 0 | 0 | 0 | 0 | 0 | 0 | 0 | 0 | 0 | 0 | 0 | 0 | 0 | 0 | 0
F11_Industrial_Paper and Printing_Existing_Space Heating_Natural Gas_Insulation - Ducting_A_Achievable Economic TRC Potential | F11 | Industrial | Paper and Printing | Existing | Space Heating | Natural Gas | Insulation - Ducting | A | Purchases (Cumulative) | Achievable Economic TRC Potential | 0 | 0 | 0 | 0 | 0 | 0 | 0 | 0 | 0 | 0 | 0 | 0 | 0 | 0 | 0 | 0 | 0 | 0 | 0 | 0 | 0 | 0 | 0 | 0 | 0 | 0 | 0 | 0 | 0 | 0 | 0
F1_Industrial_Paper and Printing_Existing_Space Heating_Natural Gas_HVAC - Duct Repair and Sealing_A_Achievable Economic TRC Potential | F1 | Industrial | Paper and Printing | Existing | Space Heating | Natural Gas | HVAC - Duct Repair and Sealing | A | Integrated Unit Energy Savings (kWh or therms) | Achievable Economic TRC Potential | 0 | 0 | 0 | 0 | 0 | 0.0038188 | 0.0037522 | 0.0036614 | 0.0035544 | 0.0034321 | 0.0032963 | 0.0031571 | 0.0030204 | 0.0028841 | 0.0027667 | 0.0026569 | 0.0025671 | 0.0024874 | 0.0024167 | 0.0023634 | 0.0023142 | 0.0022709 | 0.0022326 | 0.0022009 | 0.0021716 | 0.0021485 | 0.002128 | 0.0021087 | 0.0030839 | 0.0030649 | 0.0030471
F2_Industrial_Paper and Printing_Existing_Space Heating_Natural Gas_HVAC - Duct Repair and Sealing_A_Achievable Economic TRC Potential | F2 | Industrial | Paper and Printing | Existing | Space Heating | Natural Gas | HVAC - Duct Repair and Sealing | A | Integrated Unit Summer Peak Savings (kW) | Achievable Economic TRC Potential | 0 | 0 | 0 | 0 | 0 | 0 | 0 | 0 | 0 | 0 | 0 | 0 | 0 | 0 | 0 | 0 | 0 | 0 | 0 | 0 | 0 | 0 | 0 | 0 | 0 | 0 | 0 | 0 | 0 | 0 | 0
F3_Industrial_Paper and Printing_Existing_Space Heating_Natural Gas_HVAC - Duct Repair and Sealing_A_Achievable Economic TRC Potential | F3 | Industrial | Paper and Printing | Existing | Space Heating | Natural Gas | HVAC - Duct Repair and Sealing | A | Integrated Unit Winter Peak Savings (kW) | Achievable Economic TRC Potential | 0 | 0 | 0 | 0 | 0 | 0 | 0 | 0 | 0 | 0 | 0 | 0 | 0 | 0 | 0 | 0 | 0 | 0 | 0 | 0 | 0 | 0 | 0 | 0 | 0 | 0 | 0 | 0 | 0 | 0 | 0
F4_Industrial_Paper and Printing_Existing_Space Heating_Natural Gas_HVAC - Duct Repair and Sealing_A_Achievable Economic TRC Potential | F4 | Industrial | Paper and Printing | Existing | Space Heating | Natural Gas | HVAC - Duct Repair and Sealing | A | Incremental Energy Savings (MWh or mTherms) | Achievable Economic TRC Potential | 0 | 0 | 0 | 0 | 0 | 0 | 0 | 0 | 0 | 0 | 0 | 0 | 0 | 0 | 0 | 0 | 0 | 0 | 0 | 0 | 0 | 0 | 0 | 0 | 0 | 0 | 0 | 0 | 0 | 0 | 0
F5_Industrial_Paper and Printing_Existing_Space Heating_Natural Gas_HVAC - Duct Repair and Sealing_A_Achievable Economic TRC Potential | F5 | Industrial | Paper and Printing | Existing | Space Heating | Natural Gas | HVAC - Duct Repair and Sealing | A | Incremental Summer Peak Savings (MW) | Achievable Economic TRC Potential | 0 | 0 | 0 | 0 | 0 | 0 | 0 | 0 | 0 | 0 | 0 | 0 | 0 | 0 | 0 | 0 | 0 | 0 | 0 | 0 | 0 | 0 | 0 | 0 | 0 | 0 | 0 | 0 | 0 | 0 | 0
F6_Industrial_Paper and Printing_Existing_Space Heating_Natural Gas_HVAC - Duct Repair and Sealing_A_Achievable Economic TRC Potential | F6 | Industrial | Paper and Printing | Existing | Space Heating | Natural Gas | HVAC - Duct Repair and Sealing | A | Incremental Winter Peak Savings (MW) | Achievable Economic TRC Potential | 0 | 0 | 0 | 0 | 0 | 0 | 0 | 0 | 0 | 0 | 0 | 0 | 0 | 0 | 0 | 0 | 0 | 0 | 0 | 0 | 0 | 0 | 0 | 0 | 0 | 0 | 0 | 0 | 0 | 0 | 0
F7_Industrial_Paper and Printing_Existing_Space Heating_Natural Gas_HVAC - Duct Repair and Sealing_A_Achievable Economic TRC Potential | F7 | Industrial | Paper and Printing | Existing | Space Heating | Natural Gas | HVAC - Duct Repair and Sealing | A | Cumulative Energy Savings (MWh or mTherms) | Achievable Economic TRC Potential | 0 | 0 | 0 | 0 | 0 | 0 | 0 | 0 | 0 | 0 | 0 | 0 | 0 | 0 | 0 | 0 | 0 | 0 | 0 | 0 | 0 | 0 | 0 | 0 | 0 | 0 | 0 | 0 | 0 | 0 | 0
F8_Industrial_Paper and Printing_Existing_Space Heating_Natural Gas_HVAC - Duct Repair and Sealing_A_Achievable Economic TRC Potential | F8 | Industrial | Paper and Printing | Existing | Space Heating | Natural Gas | HVAC - Duct Repair and Sealing | A | Cumulative Summer Peak Savings (MW) | Achievable Economic TRC Potential | 0 | 0 | 0 | 0 | 0 | 0 | 0 | 0 | 0 | 0 | 0 | 0 | 0 | 0 | 0 | 0 | 0 | 0 | 0 | 0 | 0 | 0 | 0 | 0 | 0 | 0 | 0 | 0 | 0 | 0 | 0
F9_Industrial_Paper and Printing_Existing_Space Heating_Natural Gas_HVAC - Duct Repair and Sealing_A_Achievable Economic TRC Potential | F9 | Industrial | Paper and Printing | Existing | Space Heating | Natural Gas | HVAC - Duct Repair and Sealing | A | Cumulative Winter Peak Savings (MW) | Achievable Economic TRC Potential | 0 | 0 | 0 | 0 | 0 | 0 | 0 | 0 | 0 | 0 | 0 | 0 | 0 | 0 | 0 | 0 | 0 | 0 | 0 | 0 | 0 | 0 | 0 | 0 | 0 | 0 | 0 | 0 | 0 | 0 | 0
F10_Industrial_Paper and Printing_Existing_Space Heating_Natural Gas_HVAC - Duct Repair and Sealing_A_Achievable Economic TRC Potential | F10 | Industrial | Paper and Printing | Existing | Space Heating | Natural Gas | HVAC - Duct Repair and Sealing | A | Purchases (Incremental) | Achievable Economic TRC Potential | 0 | 0 | 0 | 0 | 0 | 0 | 0 | 0 | 0 | 0 | 0 | 0 | 0 | 0 | 0 | 0 | 0 | 0 | 0 | 0 | 0 | 0 | 0 | 0 | 0 | 0 | 0 | 0 | 0 | 0 | 0
F11_Industrial_Paper and Printing_Existing_Space Heating_Natural Gas_HVAC - Duct Repair and Sealing_A_Achievable Economic TRC Potential | F11 | Industrial | Paper and Printing | Existing | Space Heating | Natural Gas | HVAC - Duct Repair and Sealing | A | Purchases (Cumulative) | Achievable Economic TRC Potential | 0 | 0 | 0 | 0 | 0 | 0 | 0 | 0 | 0 | 0 | 0 | 0 | 0 | 0 | 0 | 0 | 0 | 0 | 0 | 0 | 0 | 0 | 0 | 0 | 0 | 0 | 0 | 0 | 0 | 0 | 0
F1_Industrial_Paper and Printing_Existing_Space Heating_Natural Gas_Windows - High Efficiency_A_Achievable Economic TRC Potential | F1 | Industrial | Paper and Printing | Existing | Space Heating | Natural Gas | Windows - High Efficiency | A | Integrated Unit Energy Savings (kWh or therms) | Achievable Economic TRC Potential | 0 | 0 | 0 | 0 | 0 | 0.0056576 | 0.0055754 | 0.0054605 | 0.0053161 | 0.0051434 | 0.0049449 | 0.0047388 | 0.0045335 | 0.0043261 | 0.0041494 | 0.003982 | 0.0038468 | 0.0037281 | 0.0036241 | 0.0035499 | 0.0034821 | 0.0034233 | 0.0033752 | 0.0033375 | 0.0033033 | 0.0032778 | 0.0032558 | 0.0032353 | 0 | 0 | 0
F2_Industrial_Paper and Printing_Existing_Space Heating_Natural Gas_Windows - High Efficiency_A_Achievable Economic TRC Potential | F2 | Industrial | Paper and Printing | Existing | Space Heating | Natural Gas | Windows - High Efficiency | A | Integrated Unit Summer Peak Savings (kW) | Achievable Economic TRC Potential | 0 | 0 | 0 | 0 | 0 | 0 | 0 | 0 | 0 | 0 | 0 | 0 | 0 | 0 | 0 | 0 | 0 | 0 | 0 | 0 | 0 | 0 | 0 | 0 | 0 | 0 | 0 | 0 | 0 | 0 | 0
F3_Industrial_Paper and Printing_Existing_Space Heating_Natural Gas_Windows - High Efficiency_A_Achievable Economic TRC Potential | F3 | Industrial | Paper and Printing | Existing | Space Heating | Natural Gas | Windows - High Efficiency | A | Integrated Unit Winter Peak Savings (kW) | Achievable Economic TRC Potential | 0 | 0 | 0 | 0 | 0 | 0 | 0 | 0 | 0 | 0 | 0 | 0 | 0 | 0 | 0 | 0 | 0 | 0 | 0 | 0 | 0 | 0 | 0 | 0 | 0 | 0 | 0 | 0 | 0 | 0 | 0
F4_Industrial_Paper and Printing_Existing_Space Heating_Natural Gas_Windows - High Efficiency_A_Achievable Economic TRC Potential | F4 | Industrial | Paper and Printing | Existing | Space Heating | Natural Gas | Windows - High Efficiency | A | Incremental Energy Savings (MWh or mTherms) | Achievable Economic TRC Potential | 0 | 0 | 0 | 0 | 0 | 0 | 0 | 0 | 0 | 0 | 0 | 0 | 0 | 0 | 0 | 0 | 0 | 0 | 0 | 0 | 0 | 0 | 0 | 0 | 0 | 0 | 0 | 0 | 0 | 0 | 0
F5_Industrial_Paper and Printing_Existing_Space Heating_Natural Gas_Windows - High Efficiency_A_Achievable Economic TRC Potential | F5 | Industrial | Paper and Printing | Existing | Space Heating | Natural Gas | Windows - High Efficiency | A | Incremental Summer Peak Savings (MW) | Achievable Economic TRC Potential | 0 | 0 | 0 | 0 | 0 | 0 | 0 | 0 | 0 | 0 | 0 | 0 | 0 | 0 | 0 | 0 | 0 | 0 | 0 | 0 | 0 | 0 | 0 | 0 | 0 | 0 | 0 | 0 | 0 | 0 | 0
F6_Industrial_Paper and Printing_Existing_Space Heating_Natural Gas_Windows - High Efficiency_A_Achievable Economic TRC Potential | F6 | Industrial | Paper and Printing | Existing | Space Heating | Natural Gas | Windows - High Efficiency | A | Incremental Winter Peak Savings (MW) | Achievable Economic TRC Potential | 0 | 0 | 0 | 0 | 0 | 0 | 0 | 0 | 0 | 0 | 0 | 0 | 0 | 0 | 0 | 0 | 0 | 0 | 0 | 0 | 0 | 0 | 0 | 0 | 0 | 0 | 0 | 0 | 0 | 0 | 0
F7_Industrial_Paper and Printing_Existing_Space Heating_Natural Gas_Windows - High Efficiency_A_Achievable Economic TRC Potential | F7 | Industrial | Paper and Printing | Existing | Space Heating | Natural Gas | Windows - High Efficiency | A | Cumulative Energy Savings (MWh or mTherms) | Achievable Economic TRC Potential | 0 | 0 | 0 | 0 | 0 | 0 | 0 | 0 | 0 | 0 | 0 | 0 | 0 | 0 | 0 | 0 | 0 | 0 | 0 | 0 | 0 | 0 | 0 | 0 | 0 | 0 | 0 | 0 | 0 | 0 | 0
F8_Industrial_Paper and Printing_Existing_Space Heating_Natural Gas_Windows - High Efficiency_A_Achievable Economic TRC Potential | F8 | Industrial | Paper and Printing | Existing | Space Heating | Natural Gas | Windows - High Efficiency | A | Cumulative Summer Peak Savings (MW) | Achievable Economic TRC Potential | 0 | 0 | 0 | 0 | 0 | 0 | 0 | 0 | 0 | 0 | 0 | 0 | 0 | 0 | 0 | 0 | 0 | 0 | 0 | 0 | 0 | 0 | 0 | 0 | 0 | 0 | 0 | 0 | 0 | 0 | 0
F9_Industrial_Paper and Printing_Existing_Space Heating_Natural Gas_Windows - High Efficiency_A_Achievable Economic TRC Potential | F9 | Industrial | Paper and Printing | Existing | Space Heating | Natural Gas | Windows - High Efficiency | A | Cumulative Winter Peak Savings (MW) | Achievable Economic TRC Potential | 0 | 0 | 0 | 0 | 0 | 0 | 0 | 0 | 0 | 0 | 0 | 0 | 0 | 0 | 0 | 0 | 0 | 0 | 0 | 0 | 0 | 0 | 0 | 0 | 0 | 0 | 0 | 0 | 0 | 0 | 0
F10_Industrial_Paper and Printing_Existing_Space Heating_Natural Gas_Windows - High Efficiency_A_Achievable Economic TRC Potential | F10 | Industrial | Paper and Printing | Existing | Space Heating | Natural Gas | Windows - High Efficiency | A | Purchases (Incremental) | Achievable Economic TRC Potential | 0 | 0 | 0 | 0 | 0 | 0 | 0 | 0 | 0 | 0 | 0 | 0 | 0 | 0 | 0 | 0 | 0 | 0 | 0 | 0 | 0 | 0 | 0 | 0 | 0 | 0 | 0 | 0 | 0 | 0 | 0
F11_Industrial_Paper and Printing_Existing_Space Heating_Natural Gas_Windows - High Efficiency_A_Achievable Economic TRC Potential | F11 | Industrial | Paper and Printing | Existing | Space Heating | Natural Gas | Windows - High Efficiency | A | Purchases (Cumulative) | Achievable Economic TRC Potential | 0 | 0 | 0 | 0 | 0 | 0 | 0 | 0 | 0 | 0 | 0 | 0 | 0 | 0 | 0 | 0 | 0 | 0 | 0 | 0 | 0 | 0 | 0 | 0 | 0 | 0 | 0 | 0 | 0 | 0 | 0
F1_Industrial_Paper and Printing_Existing_Space Heating_Natural Gas_Gas Boiler - Maintenance_A_Achievable Economic TRC Potential | F1 | Industrial | Paper and Printing | Existing | Space Heating | Natural Gas | Gas Boiler - Maintenance | A | Integrated Unit Energy Savings (kWh or therms) | Achievable Economic TRC Potential | 0 | 0 | 0 | 0 | 0 | 99.8675 | 99.1722 | 98.4642 | 97.7284 | 96.9633 | 96.1841 | 95.3809 | 94.553 | 93.6917 | 92.7478 | 91.8339 | 90.909 | 90.0025 | 89.1129 | 88.2566 | 87.4374 | 86.5987 | 85.8387 | 85.119 | 84.4138 | 83.7723 | 83.2225 | 82.7153 | 86.2691 | 85.9148 | 85.5913
F2_Industrial_Paper and Printing_Existing_Space Heating_Natural Gas_Gas Boiler - Maintenance_A_Achievable Economic TRC Potential | F2 | Industrial | Paper and Printing | Existing | Space Heating | Natural Gas | Gas Boiler - Maintenance | A | Integrated Unit Summer Peak Savings (kW) | Achievable Economic TRC Potential | 0 | 0 | 0 | 0 | 0 | 0 | 0 | 0 | 0 | 0 | 0 | 0 | 0 | 0 | 0 | 0 | 0 | 0 | 0 | 0 | 0 | 0 | 0 | 0 | 0 | 0 | 0 | 0 | 0 | 0 | 0
F3_Industrial_Paper and Printing_Existing_Space Heating_Natural Gas_Gas Boiler - Maintenance_A_Achievable Economic TRC Potential | F3 | Industrial | Paper and Printing | Existing | Space Heating | Natural Gas | Gas Boiler - Maintenance | A | Integrated Unit Winter Peak Savings (kW) | Achievable Economic TRC Potential | 0 | 0 | 0 | 0 | 0 | 0 | 0 | 0 | 0 | 0 | 0 | 0 | 0 | 0 | 0 | 0 | 0 | 0 | 0 | 0 | 0 | 0 | 0 | 0 | 0 | 0 | 0 | 0 | 0 | 0 | 0
F4_Industrial_Paper and Printing_Existing_Space Heating_Natural Gas_Gas Boiler - Maintenance_A_Achievable Economic TRC Potential | F4 | Industrial | Paper and Printing | Existing | Space Heating | Natural Gas | Gas Boiler - Maintenance | A | Incremental Energy Savings (MWh or mTherms) | Achievable Economic TRC Potential | 0 | 0 | 0 | 0 | 0 | 0.0023354 | 0.0016246 | 0.0011101 | 0.00085853 | 0.00074693 | 0.00063301 | 0.00053629 | 0.00045076 | 0.00037086 | 0.00030908 | 0.00025293 | 0.00019502 | 0.00014961 | 0.00011434 | 8.8295e-05 | 7.9989e-05 | 6.1759e-05 | 5.2522e-05 | 4.3533e-05 | 3.476e-05 | 0 | 0 | 0 | 0 | 0 | 0
F5_Industrial_Paper and Printing_Existing_Space Heating_Natural Gas_Gas Boiler - Maintenance_A_Achievable Economic TRC Potential | F5 | Industrial | Paper and Printing | Existing | Space Heating | Natural Gas | Gas Boiler - Maintenance | A | Incremental Summer Peak Savings (MW) | Achievable Economic TRC Potential | 0 | 0 | 0 | 0 | 0 | 0 | 0 | 0 | 0 | 0 | 0 | 0 | 0 | 0 | 0 | 0 | 0 | 0 | 0 | 0 | 0 | 0 | 0 | 0 | 0 | 0 | 0 | 0 | 0 | 0 | 0
F6_Industrial_Paper and Printing_Existing_Space Heating_Natural Gas_Gas Boiler - Maintenance_A_Achievable Economic TRC Potential | F6 | Industrial | Paper and Printing | Existing | Space Heating | Natural Gas | Gas Boiler - Maintenance | A | Incremental Winter Peak Savings (MW) | Achievable Economic TRC Potential | 0 | 0 | 0 | 0 | 0 | 0 | 0 | 0 | 0 | 0 | 0 | 0 | 0 | 0 | 0 | 0 | 0 | 0 | 0 | 0 | 0 | 0 | 0 | 0 | 0 | 0 | 0 | 0 | 0 | 0 | 0
F7_Industrial_Paper and Printing_Existing_Space Heating_Natural Gas_Gas Boiler - Maintenance_A_Achievable Economic TRC Potential | F7 | Industrial | Paper and Printing | Existing | Space Heating | Natural Gas | Gas Boiler - Maintenance | A | Cumulative Energy Savings (MWh or mTherms) | Achievable Economic TRC Potential | 0 | 0 | 0 | 0 | 0 | 0.0023354 | 0.0039438 | 0.0050257 | 0.0058467 | 0.0065478 | 0.0071282 | 0.007605 | 0.0079897 | 0.0082878 | 0.0085134 | 0.0086824 | 0.00879 | 0.008852 | 0.0088788 | 0.0088818 | 0.0088793 | 0.0088559 | 0.0088307 | 0.0088002 | 0.0087621 | 0.0086955 | 0.0086384 | 0.0085858 | 0 | 0 | 0
F8_Industrial_Paper and Printing_Existing_Space Heating_Natural Gas_Gas Boiler - Maintenance_A_Achievable Economic TRC Potential | F8 | Industrial | Paper and Printing | Existing | Space Heating | Natural Gas | Gas Boiler - Maintenance | A | Cumulative Summer Peak Savings (MW) | Achievable Economic TRC Potential | 0 | 0 | 0 | 0 | 0 | 0 | 0 | 0 | 0 | 0 | 0 | 0 | 0 | 0 | 0 | 0 | 0 | 0 | 0 | 0 | 0 | 0 | 0 | 0 | 0 | 0 | 0 | 0 | 0 | 0 | 0
F9_Industrial_Paper and Printing_Existing_Space Heating_Natural Gas_Gas Boiler - Maintenance_A_Achievable Economic TRC Potential | F9 | Industrial | Paper and Printing | Existing | Space Heating | Natural Gas | Gas Boiler - Maintenance | A | Cumulative Winter Peak Savings (MW) | Achievable Economic TRC Potential | 0 | 0 | 0 | 0 | 0 | 0 | 0 | 0 | 0 | 0 | 0 | 0 | 0 | 0 | 0 | 0 | 0 | 0 | 0 | 0 | 0 | 0 | 0 | 0 | 0 | 0 | 0 | 0 | 0 | 0 | 0
F10_Industrial_Paper and Printing_Existing_Space Heating_Natural Gas_Gas Boiler - Maintenance_A_Achievable Economic TRC Potential | F10 | Industrial | Paper and Printing | Existing | Space Heating | Natural Gas | Gas Boiler - Maintenance | A | Purchases (Incremental) | Achievable Economic TRC Potential | 0 | 0 | 0 | 0 | 0 | 0.023385 | 0.016382 | 0.011274 | 0.0087848 | 0.0077032 | 0.0065812 | 0.0056226 | 0.0047672 | 0.0039583 | 0.0033325 | 0.0027542 | 0.0021453 | 0.0016623 | 0.0012831 | 0.0010004 | 0.00091482 | 0.00071316 | 0.00061187 | 0.00051144 | 0.00041178 | 0 | 0 | 0 | 0 | 0 | 0
F11_Industrial_Paper and Printing_Existing_Space Heating_Natural Gas_Gas Boiler - Maintenance_A_Achievable Economic TRC Potential | F11 | Industrial | Paper and Printing | Existing | Space Heating | Natural Gas | Gas Boiler - Maintenance | A | Purchases (Cumulative) | Achievable Economic TRC Potential | 0 | 0 | 0 | 0 | 0 | 0.023385 | 0.039767 | 0.051041 | 0.059826 | 0.067529 | 0.07411 | 0.079733 | 0.0845 | 0.088458 | 0.091791 | 0.094545 | 0.09669 | 0.098352 | 0.099635 | 0.10064 | 0.10155 | 0.10226 | 0.10288 | 0.10339 | 0.1038 | 0.1038 | 0.1038 | 0.1038 | 0.1038 | 0.1038 | 0.1038
F1_Industrial_Paper and Printing_Existing_Process_Natural Gas_Gas Boiler - Maintenance_A_Achievable Economic TRC Potential | F1 | Industrial | Paper and Printing | Existing | Process | Natural Gas | Gas Boiler - Maintenance | A | Integrated Unit Energy Savings (kWh or therms) | Achievable Economic TRC Potential | 0 | 0 | 0 | 0 | 0 | 55.8015 | 55.8015 | 55.8015 | 55.8015 | 55.8015 | 55.8015 | 55.8015 | 55.8015 | 55.8015 | 55.8015 | 55.8015 | 55.8015 | 55.8015 | 55.8015 | 55.8015 | 55.8015 | 55.8015 | 55.8015 | 55.8015 | 55.8015 | 55.8015 | 55.8015 | 55.8015 | 55.8015 | 55.8015 | 55.8015
F2_Industrial_Paper and Printing_Existing_Process_Natural Gas_Gas Boiler - Maintenance_A_Achievable Economic TRC Potential | F2 | Industrial | Paper and Printing | Existing | Process | Natural Gas | Gas Boiler - Maintenance | A | Integrated Unit Summer Peak Savings (kW) | Achievable Economic TRC Potential | 0 | 0 | 0 | 0 | 0 | 0 | 0 | 0 | 0 | 0 | 0 | 0 | 0 | 0 | 0 | 0 | 0 | 0 | 0 | 0 | 0 | 0 | 0 | 0 | 0 | 0 | 0 | 0 | 0 | 0 | 0
F3_Industrial_Paper and Printing_Existing_Process_Natural Gas_Gas Boiler - Maintenance_A_Achievable Economic TRC Potential | F3 | Industrial | Paper and Printing | Existing | Process | Natural Gas | Gas Boiler - Maintenance | A | Integrated Unit Winter Peak Savings (kW) | Achievable Economic TRC Potential | 0 | 0 | 0 | 0 | 0 | 0 | 0 | 0 | 0 | 0 | 0 | 0 | 0 | 0 | 0 | 0 | 0 | 0 | 0 | 0 | 0 | 0 | 0 | 0 | 0 | 0 | 0 | 0 | 0 | 0 | 0
F4_Industrial_Paper and Printing_Existing_Process_Natural Gas_Gas Boiler - Maintenance_A_Achievable Economic TRC Potential | F4 | Industrial | Paper and Printing | Existing | Process | Natural Gas | Gas Boiler - Maintenance | A | Incremental Energy Savings (MWh or mTherms) | Achievable Economic TRC Potential | 0 | 0 | 0 | 0 | 0 | 0.05207 | 0.036477 | 0.025103 | 0.019561 | 0.017152 | 0.014654 | 0.012519 | 0.010615 | 0.0088136 | 0.0074203 | 0.0061327 | 0.0047767 | 0.0037014 | 0.0028569 | 0.0022276 | 0.002037 | 0.001588 | 0.0013624 | 0.0011388 | 0.00091689 | 0 | 0 | 0 | 0 | 0 | 0
F5_Industrial_Paper and Printing_Existing_Process_Natural Gas_Gas Boiler - Maintenance_A_Achievable Economic TRC Potential | F5 | Industrial | Paper and Printing | Existing | Process | Natural Gas | Gas Boiler - Maintenance | A | Incremental Summer Peak Savings (MW) | Achievable Economic TRC Potential | 0 | 0 | 0 | 0 | 0 | 0 | 0 | 0 | 0 | 0 | 0 | 0 | 0 | 0 | 0 | 0 | 0 | 0 | 0 | 0 | 0 | 0 | 0 | 0 | 0 | 0 | 0 | 0 | 0 | 0 | 0
F6_Industrial_Paper and Printing_Existing_Process_Natural Gas_Gas Boiler - Maintenance_A_Achievable Economic TRC Potential | F6 | Industrial | Paper and Printing | Existing | Process | Natural Gas | Gas Boiler - Maintenance | A | Incremental Winter Peak Savings (MW) | Achievable Economic TRC Potential | 0 | 0 | 0 | 0 | 0 | 0 | 0 | 0 | 0 | 0 | 0 | 0 | 0 | 0 | 0 | 0 | 0 | 0 | 0 | 0 | 0 | 0 | 0 | 0 | 0 | 0 | 0 | 0 | 0 | 0 | 0
F7_Industrial_Paper and Printing_Existing_Process_Natural Gas_Gas Boiler - Maintenance_A_Achievable Economic TRC Potential | F7 | Industrial | Paper and Printing | Existing | Process | Natural Gas | Gas Boiler - Maintenance | A | Cumulative Energy Savings (MWh or mTherms) | Achievable Economic TRC Potential | 0 | 0 | 0 | 0 | 0 | 0.05207 | 0.088547 | 0.11365 | 0.13321 | 0.15036 | 0.16502 | 0.17754 | 0.18815 | 0.19696 | 0.20438 | 0.21052 | 0.21529 | 0.219 | 0.22185 | 0.22408 | 0.22612 | 0.2277 | 0.22907 | 0.23021 | 0.23112 | 0.23112 | 0.23112 | 0.23112 | 0 | 0 | 0
F8_Industrial_Paper and Printing_Existing_Process_Natural Gas_Gas Boiler - Maintenance_A_Achievable Economic TRC Potential | F8 | Industrial | Paper and Printing | Existing | Process | Natural Gas | Gas Boiler - Maintenance | A | Cumulative Summer Peak Savings (MW) | Achievable Economic TRC Potential | 0 | 0 | 0 | 0 | 0 | 0 | 0 | 0 | 0 | 0 | 0 | 0 | 0 | 0 | 0 | 0 | 0 | 0 | 0 | 0 | 0 | 0 | 0 | 0 | 0 | 0 | 0 | 0 | 0 | 0 | 0
F9_Industrial_Paper and Printing_Existing_Process_Natural Gas_Gas Boiler - Maintenance_A_Achievable Economic TRC Potential | F9 | Industrial | Paper and Printing | Existing | Process | Natural Gas | Gas Boiler - Maintenance | A | Cumulative Winter Peak Savings (MW) | Achievable Economic TRC Potential | 0 | 0 | 0 | 0 | 0 | 0 | 0 | 0 | 0 | 0 | 0 | 0 | 0 | 0 | 0 | 0 | 0 | 0 | 0 | 0 | 0 | 0 | 0 | 0 | 0 | 0 | 0 | 0 | 0 | 0 | 0
F10_Industrial_Paper and Printing_Existing_Process_Natural Gas_Gas Boiler - Maintenance_A_Achievable Economic TRC Potential | F10 | Industrial | Paper and Printing | Existing | Process | Natural Gas | Gas Boiler - Maintenance | A | Purchases (Incremental) | Achievable Economic TRC Potential | 0 | 0 | 0 | 0 | 0 | 0.93313 | 0.65369 | 0.44986 | 0.35054 | 0.30738 | 0.26261 | 0.22436 | 0.19023 | 0.15795 | 0.13298 | 0.1099 | 0.085602 | 0.066332 | 0.051198 | 0.03992 | 0.036504 | 0.028457 | 0.024416 | 0.020408 | 0.016431 | 0 | 0 | 0 | 0 | 0 | 0
F11_Industrial_Paper and Printing_Existing_Process_Natural Gas_Gas Boiler - Maintenance_A_Achievable Economic TRC Potential | F11 | Industrial | Paper and Printing | Existing | Process | Natural Gas | Gas Boiler - Maintenance | A | Purchases (Cumulative) | Achievable Economic TRC Potential | 0 | 0 | 0 | 0 | 0 | 0.93313 | 1.5868 | 2.0367 | 2.3872 | 2.6946 | 2.9572 | 3.1816 | 3.3718 | 3.5297 | 3.6627 | 3.7726 | 3.8582 | 3.9245 | 3.9757 | 4.0157 | 4.0522 | 4.0806 | 4.105 | 4.1254 | 4.1419 | 4.1419 | 4.1419 | 4.1419 | 4.1419 | 4.1419 | 4.1419
F1_Industrial_Paper and Printing_Existing_Space Heating_Natural Gas_Gas Furnace - Maintenance_A_Achievable Economic TRC Potential | F1 | Industrial | Paper and Printing | Existing | Space Heating | Natural Gas | Gas Furnace - Maintenance | A | Integrated Unit Energy Savings (kWh or therms) | Achievable Economic TRC Potential | 0 | 0 | 0 | 0 | 0 | 0.0091446 | 0.008985 | 0.0087678 | 0.0085116 | 0.0082191 | 0.0078942 | 0.0075612 | 0.0072342 | 0.0069083 | 0.0066275 | 0.0063647 | 0.00615 | 0.0059592 | 0.0057901 | 0.0056627 | 0.0055447 | 0.0054411 | 0.0053494 | 0.0052734 | 0.0052034 | 0.005148 | 0.0050987 | 0.0050527 | 0.0073847 | 0.0073392 | 0.0072965
F2_Industrial_Paper and Printing_Existing_Space Heating_Natural Gas_Gas Furnace - Maintenance_A_Achievable Economic TRC Potential | F2 | Industrial | Paper and Printing | Existing | Space Heating | Natural Gas | Gas Furnace - Maintenance | A | Integrated Unit Summer Peak Savings (kW) | Achievable Economic TRC Potential | 0 | 0 | 0 | 0 | 0 | 0 | 0 | 0 | 0 | 0 | 0 | 0 | 0 | 0 | 0 | 0 | 0 | 0 | 0 | 0 | 0 | 0 | 0 | 0 | 0 | 0 | 0 | 0 | 0 | 0 | 0
F3_Industrial_Paper and Printing_Existing_Space Heating_Natural Gas_Gas Furnace - Maintenance_A_Achievable Economic TRC Potential | F3 | Industrial | Paper and Printing | Existing | Space Heating | Natural Gas | Gas Furnace - Maintenance | A | Integrated Unit Winter Peak Savings (kW) | Achievable Economic TRC Potential | 0 | 0 | 0 | 0 | 0 | 0 | 0 | 0 | 0 | 0 | 0 | 0 | 0 | 0 | 0 | 0 | 0 | 0 | 0 | 0 | 0 | 0 | 0 | 0 | 0 | 0 | 0 | 0 | 0 | 0 | 0
F4_Industrial_Paper and Printing_Existing_Space Heating_Natural Gas_Gas Furnace - Maintenance_A_Achievable Economic TRC Potential | F4 | Industrial | Paper and Printing | Existing | Space Heating | Natural Gas | Gas Furnace - Maintenance | A | Incremental Energy Savings (MWh or mTherms) | Achievable Economic TRC Potential | 0 | 0 | 0 | 0 | 0 | 0 | 0 | 0 | 0 | 0 | 0 | 0 | 0 | 0 | 0 | 0 | 0 | 0 | 0 | 0 | 0 | 0 | 0 | 0 | 0 | 0 | 0 | 0 | 0 | 0 | 0
F5_Industrial_Paper and Printing_Existing_Space Heating_Natural Gas_Gas Furnace - Maintenance_A_Achievable Economic TRC Potential | F5 | Industrial | Paper and Printing | Existing | Space Heating | Natural Gas | Gas Furnace - Maintenance | A | Incremental Summer Peak Savings (MW) | Achievable Economic TRC Potential | 0 | 0 | 0 | 0 | 0 | 0 | 0 | 0 | 0 | 0 | 0 | 0 | 0 | 0 | 0 | 0 | 0 | 0 | 0 | 0 | 0 | 0 | 0 | 0 | 0 | 0 | 0 | 0 | 0 | 0 | 0
F6_Industrial_Paper and Printing_Existing_Space Heating_Natural Gas_Gas Furnace - Maintenance_A_Achievable Economic TRC Potential | F6 | Industrial | Paper and Printing | Existing | Space Heating | Natural Gas | Gas Furnace - Maintenance | A | Incremental Winter Peak Savings (MW) | Achievable Economic TRC Potential | 0 | 0 | 0 | 0 | 0 | 0 | 0 | 0 | 0 | 0 | 0 | 0 | 0 | 0 | 0 | 0 | 0 | 0 | 0 | 0 | 0 | 0 | 0 | 0 | 0 | 0 | 0 | 0 | 0 | 0 | 0
F7_Industrial_Paper and Printing_Existing_Space Heating_Natural Gas_Gas Furnace - Maintenance_A_Achievable Economic TRC Potential | F7 | Industrial | Paper and Printing | Existing | Space Heating | Natural Gas | Gas Furnace - Maintenance | A | Cumulative Energy Savings (MWh or mTherms) | Achievable Economic TRC Potential | 0 | 0 | 0 | 0 | 0 | 0 | 0 | 0 | 0 | 0 | 0 | 0 | 0 | 0 | 0 | 0 | 0 | 0 | 0 | 0 | 0 | 0 | 0 | 0 | 0 | 0 | 0 | 0 | 0 | 0 | 0
F8_Industrial_Paper and Printing_Existing_Space Heating_Natural Gas_Gas Furnace - Maintenance_A_Achievable Economic TRC Potential | F8 | Industrial | Paper and Printing | Existing | Space Heating | Natural Gas | Gas Furnace - Maintenance | A | Cumulative Summer Peak Savings (MW) | Achievable Economic TRC Potential | 0 | 0 | 0 | 0 | 0 | 0 | 0 | 0 | 0 | 0 | 0 | 0 | 0 | 0 | 0 | 0 | 0 | 0 | 0 | 0 | 0 | 0 | 0 | 0 | 0 | 0 | 0 | 0 | 0 | 0 | 0
F9_Industrial_Paper and Printing_Existing_Space Heating_Natural Gas_Gas Furnace - Maintenance_A_Achievable Economic TRC Potential | F9 | Industrial | Paper and Printing | Existing | Space Heating | Natural Gas | Gas Furnace - Maintenance | A | Cumulative Winter Peak Savings (MW) | Achievable Economic TRC Potential | 0 | 0 | 0 | 0 | 0 | 0 | 0 | 0 | 0 | 0 | 0 | 0 | 0 | 0 | 0 | 0 | 0 | 0 | 0 | 0 | 0 | 0 | 0 | 0 | 0 | 0 | 0 | 0 | 0 | 0 | 0
F10_Industrial_Paper and Printing_Existing_Space Heating_Natural Gas_Gas Furnace - Maintenance_A_Achievable Economic TRC Potential | F10 | Industrial | Paper and Printing | Existing | Space Heating | Natural Gas | Gas Furnace - Maintenance | A | Purchases (Incremental) | Achievable Economic TRC Potential | 0 | 0 | 0 | 0 | 0 | 0 | 0 | 0 | 0 | 0 | 0 | 0 | 0 | 0 | 0 | 0 | 0 | 0 | 0 | 0 | 0 | 0 | 0 | 0 | 0 | 0 | 0 | 0 | 0 | 0 | 0
F11_Industrial_Paper and Printing_Existing_Space Heating_Natural Gas_Gas Furnace - Maintenance_A_Achievable Economic TRC Potential | F11 | Industrial | Paper and Printing | Existing | Space Heating | Natural Gas | Gas Furnace - Maintenance | A | Purchases (Cumulative) | Achievable Economic TRC Potential | 0 | 0 | 0 | 0 | 0 | 0 | 0 | 0 | 0 | 0 | 0 | 0 | 0 | 0 | 0 | 0 | 0 | 0 | 0 | 0 | 0 | 0 | 0 | 0 | 0 | 0 | 0 | 0 | 0 | 0 | 0
F1_Industrial_Paper and Printing_Existing_Space Heating_Natural Gas_Gas Boiler - Hot Water Reset_A_Achievable Economic TRC Potential | F1 | Industrial | Paper and Printing | Existing | Space Heating | Natural Gas | Gas Boiler - Hot Water Reset | A | Integrated Unit Energy Savings (kWh or therms) | Achievable Economic TRC Potential | 0 | 0 | 0 | 0 | 0 | 363.059 | 360.4413 | 357.7811 | 355.0237 | 352.162 | 349.2482 | 346.2581 | 343.1845 | 339.9853 | 336.5036 | 333.1244 | 329.7157 | 326.3721 | 323.0886 | 319.9367 | 316.9162 | 313.8285 | 311.027 | 308.373 | 305.7723 | 303.4454 | 301.4512 | 299.6115 | 313.7059 | 312.4173 | 311.2412
F2_Industrial_Paper and Printing_Existing_Space Heating_Natural Gas_Gas Boiler - Hot Water Reset_A_Achievable Economic TRC Potential | F2 | Industrial | Paper and Printing | Existing | Space Heating | Natural Gas | Gas Boiler - Hot Water Reset | A | Integrated Unit Summer Peak Savings (kW) | Achievable Economic TRC Potential | 0 | 0 | 0 | 0 | 0 | 0 | 0 | 0 | 0 | 0 | 0 | 0 | 0 | 0 | 0 | 0 | 0 | 0 | 0 | 0 | 0 | 0 | 0 | 0 | 0 | 0 | 0 | 0 | 0 | 0 | 0
F3_Industrial_Paper and Printing_Existing_Space Heating_Natural Gas_Gas Boiler - Hot Water Reset_A_Achievable Economic TRC Potential | F3 | Industrial | Paper and Printing | Existing | Space Heating | Natural Gas | Gas Boiler - Hot Water Reset | A | Integrated Unit Winter Peak Savings (kW) | Achievable Economic TRC Potential | 0 | 0 | 0 | 0 | 0 | 0 | 0 | 0 | 0 | 0 | 0 | 0 | 0 | 0 | 0 | 0 | 0 | 0 | 0 | 0 | 0 | 0 | 0 | 0 | 0 | 0 | 0 | 0 | 0 | 0 | 0
F4_Industrial_Paper and Printing_Existing_Space Heating_Natural Gas_Gas Boiler - Hot Water Reset_A_Achievable Economic TRC Potential | F4 | Industrial | Paper and Printing | Existing | Space Heating | Natural Gas | Gas Boiler - Hot Water Reset | A | Incremental Energy Savings (MWh or mTherms) | Achievable Economic TRC Potential | 0 | 0 | 0 | 0 | 0 | 0.0041261 | 0.0050269 | 0.00607 | 0.0069958 | 0.0079218 | 0.0090683 | 0.009836 | 0.0099387 | 0.0091314 | 0.0077985 | 0.0059172 | 0.0038766 | 0.0022169 | 0.0010472 | 0.00043925 | 0.00015757 | 4.8547e-05 | 1.0448e-05 | 1.697e-06 | 2.0134e-07 | 0 | 0 | 0 | 0 | 0 | 0
F5_Industrial_Paper and Printing_Existing_Space Heating_Natural Gas_Gas Boiler - Hot Water Reset_A_Achievable Economic TRC Potential | F5 | Industrial | Paper and Printing | Existing | Space Heating | Natural Gas | Gas Boiler - Hot Water Reset | A | Incremental Summer Peak Savings (MW) | Achievable Economic TRC Potential | 0 | 0 | 0 | 0 | 0 | 0 | 0 | 0 | 0 | 0 | 0 | 0 | 0 | 0 | 0 | 0 | 0 | 0 | 0 | 0 | 0 | 0 | 0 | 0 | 0 | 0 | 0 | 0 | 0 | 0 | 0
F6_Industrial_Paper and Printing_Existing_Space Heating_Natural Gas_Gas Boiler - Hot Water Reset_A_Achievable Economic TRC Potential | F6 | Industrial | Paper and Printing | Existing | Space Heating | Natural Gas | Gas Boiler - Hot Water Reset | A | Incremental Winter Peak Savings (MW) | Achievable Economic TRC Potential | 0 | 0 | 0 | 0 | 0 | 0 | 0 | 0 | 0 | 0 | 0 | 0 | 0 | 0 | 0 | 0 | 0 | 0 | 0 | 0 | 0 | 0 | 0 | 0 | 0 | 0 | 0 | 0 | 0 | 0 | 0
F7_Industrial_Paper and Printing_Existing_Space Heating_Natural Gas_Gas Boiler - Hot Water Reset_A_Achievable Economic TRC Potential | F7 | Industrial | Paper and Printing | Existing | Space Heating | Natural Gas | Gas Boiler - Hot Water Reset | A | Cumulative Energy Savings (MWh or mTherms) | Achievable Economic TRC Potential | 0 | 0 | 0 | 0 | 0 | 0.0041261 | 0.0091232 | 0.015126 | 0.022005 | 0.02975 | 0.038572 | 0.048078 | 0.057589 | 0.066184 | 0.073305 | 0.078486 | 0.081559 | 0.082949 | 0.083162 | 0.08279 | 0.082166 | 0.081414 | 0.080697 | 0.080011 | 0.079336 | 0.078732 | 0.078215 | 0.077737 | 0 | 0 | 0
F8_Industrial_Paper and Printing_Existing_Space Heating_Natural Gas_Gas Boiler - Hot Water Reset_A_Achievable Economic TRC Potential | F8 | Industrial | Paper and Printing | Existing | Space Heating | Natural Gas | Gas Boiler - Hot Water Reset | A | Cumulative Summer Peak Savings (MW) | Achievable Economic TRC Potential | 0 | 0 | 0 | 0 | 0 | 0 | 0 | 0 | 0 | 0 | 0 | 0 | 0 | 0 | 0 | 0 | 0 | 0 | 0 | 0 | 0 | 0 | 0 | 0 | 0 | 0 | 0 | 0 | 0 | 0 | 0
F9_Industrial_Paper and Printing_Existing_Space Heating_Natural Gas_Gas Boiler - Hot Water Reset_A_Achievable Economic TRC Potential | F9 | Industrial | Paper and Printing | Existing | Space Heating | Natural Gas | Gas Boiler - Hot Water Reset | A | Cumulative Winter Peak Savings (MW) | Achievable Economic TRC Potential | 0 | 0 | 0 | 0 | 0 | 0 | 0 | 0 | 0 | 0 | 0 | 0 | 0 | 0 | 0 | 0 | 0 | 0 | 0 | 0 | 0 | 0 | 0 | 0 | 0 | 0 | 0 | 0 | 0 | 0 | 0
F10_Industrial_Paper and Printing_Existing_Space Heating_Natural Gas_Gas Boiler - Hot Water Reset_A_Achievable Economic TRC Potential | F10 | Industrial | Paper and Printing | Existing | Space Heating | Natural Gas | Gas Boiler - Hot Water Reset | A | Purchases (Incremental) | Achievable Economic TRC Potential | 0 | 0 | 0 | 0 | 0 | 0.011365 | 0.013946 | 0.016966 | 0.019705 | 0.022495 | 0.025965 | 0.028406 | 0.02896 | 0.026858 | 0.023175 | 0.017763 | 0.011757 | 0.0067925 | 0.0032413 | 0.0013729 | 0.00049718 | 0.00015469 | 3.3593e-05 | 5.5031e-06 | 6.5847e-07 | 0 | 0 | 0 | 0 | 0 | 0
F11_Industrial_Paper and Printing_Existing_Space Heating_Natural Gas_Gas Boiler - Hot Water Reset_A_Achievable Economic TRC Potential | F11 | Industrial | Paper and Printing | Existing | Space Heating | Natural Gas | Gas Boiler - Hot Water Reset | A | Purchases (Cumulative) | Achievable Economic TRC Potential | 0 | 0 | 0 | 0 | 0 | 0.011365 | 0.025311 | 0.042277 | 0.061982 | 0.084477 | 0.11044 | 0.13885 | 0.16781 | 0.19467 | 0.21784 | 0.23561 | 0.24736 | 0.25415 | 0.2574 | 0.25877 | 0.25927 | 0.25942 | 0.25945 | 0.25946 | 0.25946 | 0.25946 | 0.25946 | 0.25946 | 0.25946 | 0.25946 | 0.25946
F1_Industrial_Paper and Printing_Existing_Process_Natural Gas_Gas Boiler - Hot Water Reset_A_Achievable Economic TRC Potential | F1 | Industrial | Paper and Printing | Existing | Process | Natural Gas | Gas Boiler - Hot Water Reset | A | Integrated Unit Energy Savings (kWh or therms) | Achievable Economic TRC Potential | 0 | 0 | 0 | 0 | 0 | 101.3781 | 101.3049 | 101.2352 | 101.1687 | 101.1033 | 101.0392 | 100.9887 | 100.9466 | 100.9039 | 100.8769 | 100.8465 | 100.8255 | 100.804 | 100.7821 | 100.7688 | 100.7531 | 100.7427 | 100.7326 | 100.7227 | 100.713 | 100.7108 | 100.7088 | 100.707 | 101.4573 | 101.4573 | 101.4573
F2_Industrial_Paper and Printing_Existing_Process_Natural Gas_Gas Boiler - Hot Water Reset_A_Achievable Economic TRC Potential | F2 | Industrial | Paper and Printing | Existing | Process | Natural Gas | Gas Boiler - Hot Water Reset | A | Integrated Unit Summer Peak Savings (kW) | Achievable Economic TRC Potential | 0 | 0 | 0 | 0 | 0 | 0 | 0 | 0 | 0 | 0 | 0 | 0 | 0 | 0 | 0 | 0 | 0 | 0 | 0 | 0 | 0 | 0 | 0 | 0 | 0 | 0 | 0 | 0 | 0 | 0 | 0
F3_Industrial_Paper and Printing_Existing_Process_Natural Gas_Gas Boiler - Hot Water Reset_A_Achievable Economic TRC Potential | F3 | Industrial | Paper and Printing | Existing | Process | Natural Gas | Gas Boiler - Hot Water Reset | A | Integrated Unit Winter Peak Savings (kW) | Achievable Economic TRC Potential | 0 | 0 | 0 | 0 | 0 | 0 | 0 | 0 | 0 | 0 | 0 | 0 | 0 | 0 | 0 | 0 | 0 | 0 | 0 | 0 | 0 | 0 | 0 | 0 | 0 | 0 | 0 | 0 | 0 | 0 | 0
F4_Industrial_Paper and Printing_Existing_Process_Natural Gas_Gas Boiler - Hot Water Reset_A_Achievable Economic TRC Potential | F4 | Industrial | Paper and Printing | Existing | Process | Natural Gas | Gas Boiler - Hot Water Reset | A | Incremental Energy Savings (MWh or mTherms) | Achievable Economic TRC Potential | 0 | 0 | 0 | 0 | 0 | 0.045974 | 0.056377 | 0.068535 | 0.079549 | 0.090751 | 0.10469 | 0.11447 | 0.11665 | 0.10814 | 0.093286 | 0.071479 | 0.047302 | 0.027322 | 0.013035 | 0.0055205 | 0.0019989 | 0.00062186 | 0.00013503 | 2.2117e-05 | 2.6462e-06 | 0 | 0 | 0 | 0 | 0 | 0
F5_Industrial_Paper and Printing_Existing_Process_Natural Gas_Gas Boiler - Hot Water Reset_A_Achievable Economic TRC Potential | F5 | Industrial | Paper and Printing | Existing | Process | Natural Gas | Gas Boiler - Hot Water Reset | A | Incremental Summer Peak Savings (MW) | Achievable Economic TRC Potential | 0 | 0 | 0 | 0 | 0 | 0 | 0 | 0 | 0 | 0 | 0 | 0 | 0 | 0 | 0 | 0 | 0 | 0 | 0 | 0 | 0 | 0 | 0 | 0 | 0 | 0 | 0 | 0 | 0 | 0 | 0
F6_Industrial_Paper and Printing_Existing_Process_Natural Gas_Gas Boiler - Hot Water Reset_A_Achievable Economic TRC Potential | F6 | Industrial | Paper and Printing | Existing | Process | Natural Gas | Gas Boiler - Hot Water Reset | A | Incremental Winter Peak Savings (MW) | Achievable Economic TRC Potential | 0 | 0 | 0 | 0 | 0 | 0 | 0 | 0 | 0 | 0 | 0 | 0 | 0 | 0 | 0 | 0 | 0 | 0 | 0 | 0 | 0 | 0 | 0 | 0 | 0 | 0 | 0 | 0 | 0 | 0 | 0
F7_Industrial_Paper and Printing_Existing_Process_Natural Gas_Gas Boiler - Hot Water Reset_A_Achievable Economic TRC Potential | F7 | Industrial | Paper and Printing | Existing | Process | Natural Gas | Gas Boiler - Hot Water Reset | A | Cumulative Energy Savings (MWh or mTherms) | Achievable Economic TRC Potential | 0 | 0 | 0 | 0 | 0 | 0.045974 | 0.10232 | 0.17078 | 0.25022 | 0.34081 | 0.44528 | 0.55952 | 0.67595 | 0.7838 | 0.87688 | 0.94809 | 0.9952 | 1.0223 | 1.0351 | 1.0405 | 1.0423 | 1.0429 | 1.0429 | 1.0428 | 1.0427 | 1.0427 | 1.0427 | 1.0426 | 0 | 0 | 0
F8_Industrial_Paper and Printing_Existing_Process_Natural Gas_Gas Boiler - Hot Water Reset_A_Achievable Economic TRC Potential | F8 | Industrial | Paper and Printing | Existing | Process | Natural Gas | Gas Boiler - Hot Water Reset | A | Cumulative Summer Peak Savings (MW) | Achievable Economic TRC Potential | 0 | 0 | 0 | 0 | 0 | 0 | 0 | 0 | 0 | 0 | 0 | 0 | 0 | 0 | 0 | 0 | 0 | 0 | 0 | 0 | 0 | 0 | 0 | 0 | 0 | 0 | 0 | 0 | 0 | 0 | 0
F9_Industrial_Paper and Printing_Existing_Process_Natural Gas_Gas Boiler - Hot Water Reset_A_Achievable Economic TRC Potential | F9 | Industrial | Paper and Printing | Existing | Process | Natural Gas | Gas Boiler - Hot Water Reset | A | Cumulative Winter Peak Savings (MW) | Achievable Economic TRC Potential | 0 | 0 | 0 | 0 | 0 | 0 | 0 | 0 | 0 | 0 | 0 | 0 | 0 | 0 | 0 | 0 | 0 | 0 | 0 | 0 | 0 | 0 | 0 | 0 | 0 | 0 | 0 | 0 | 0 | 0 | 0
F10_Industrial_Paper and Printing_Existing_Process_Natural Gas_Gas Boiler - Hot Water Reset_A_Achievable Economic TRC Potential | F10 | Industrial | Paper and Printing | Existing | Process | Natural Gas | Gas Boiler - Hot Water Reset | A | Purchases (Incremental) | Achievable Economic TRC Potential | 0 | 0 | 0 | 0 | 0 | 0.45349 | 0.55651 | 0.67698 | 0.7863 | 0.89761 | 1.0361 | 1.1335 | 1.1556 | 1.0717 | 0.92475 | 0.70879 | 0.46915 | 0.27104 | 0.12934 | 0.054784 | 0.019839 | 0.0061727 | 0.0013405 | 0.00021959 | 2.6275e-05 | 0 | 0 | 0 | 0 | 0 | 0
F11_Industrial_Paper and Printing_Existing_Process_Natural Gas_Gas Boiler - Hot Water Reset_A_Achievable Economic TRC Potential | F11 | Industrial | Paper and Printing | Existing | Process | Natural Gas | Gas Boiler - Hot Water Reset | A | Purchases (Cumulative) | Achievable Economic TRC Potential | 0 | 0 | 0 | 0 | 0 | 0.45349 | 1.01 | 1.687 | 2.4733 | 3.3709 | 4.407 | 5.5405 | 6.6961 | 7.7678 | 8.6925 | 9.4013 | 9.8705 | 10.1415 | 10.2709 | 10.3256 | 10.3455 | 10.3517 | 10.353 | 10.3532 | 10.3532 | 10.3532 | 10.3532 | 10.3532 | 10.3532 | 10.3532 | 10.3532
F1_Industrial_Paper and Printing_Existing_Space Heating_Natural Gas_Steam Trap Maintenance_A_Achievable Economic TRC Potential | F1 | Industrial | Paper and Printing | Existing | Space Heating | Natural Gas | Steam Trap Maintenance | A | Integrated Unit Energy Savings (kWh or therms) | Achievable Economic TRC Potential | 0 | 0 | 0 | 0 | 0 | 128.263 | 127.34 | 126.4021 | 125.4297 | 124.4205 | 123.3929 | 122.3383 | 121.2542 | 120.1258 | 118.8973 | 117.7052 | 116.5025 | 115.3229 | 114.1645 | 113.0524 | 111.9868 | 110.8975 | 109.9091 | 108.973 | 108.0555 | 107.2333 | 106.5286 | 105.8786 | 110.8257 | 110.3705 | 109.955
F2_Industrial_Paper and Printing_Existing_Space Heating_Natural Gas_Steam Trap Maintenance_A_Achievable Economic TRC Potential | F2 | Industrial | Paper and Printing | Existing | Space Heating | Natural Gas | Steam Trap Maintenance | A | Integrated Unit Summer Peak Savings (kW) | Achievable Economic TRC Potential | 0 | 0 | 0 | 0 | 0 | 0 | 0 | 0 | 0 | 0 | 0 | 0 | 0 | 0 | 0 | 0 | 0 | 0 | 0 | 0 | 0 | 0 | 0 | 0 | 0 | 0 | 0 | 0 | 0 | 0 | 0
F3_Industrial_Paper and Printing_Existing_Space Heating_Natural Gas_Steam Trap Maintenance_A_Achievable Economic TRC Potential | F3 | Industrial | Paper and Printing | Existing | Space Heating | Natural Gas | Steam Trap Maintenance | A | Integrated Unit Winter Peak Savings (kW) | Achievable Economic TRC Potential | 0 | 0 | 0 | 0 | 0 | 0 | 0 | 0 | 0 | 0 | 0 | 0 | 0 | 0 | 0 | 0 | 0 | 0 | 0 | 0 | 0 | 0 | 0 | 0 | 0 | 0 | 0 | 0 | 0 | 0 | 0
F4_Industrial_Paper and Printing_Existing_Space Heating_Natural Gas_Steam Trap Maintenance_A_Achievable Economic TRC Potential | F4 | Industrial | Paper and Printing | Existing | Space Heating | Natural Gas | Steam Trap Maintenance | A | Incremental Energy Savings (MWh or mTherms) | Achievable Economic TRC Potential | 0 | 0 | 0 | 0 | 0 | 0.00081359 | 0.00080729 | 0.00079662 | 0.00079092 | 0.0007852 | 0.00076883 | 0.00076018 | 0.00075191 | 0.00073308 | 0.00072836 | 0.00071418 | 0.00070697 | 0.00069629 | 0.00068315 | 0.0006773 | 0.00066814 | 0.00065906 | 0.00065081 | 0.00064307 | 0.00063565 | 0 | 0 | 0 | 0 | 0 | 0
F5_Industrial_Paper and Printing_Existing_Space Heating_Natural Gas_Steam Trap Maintenance_A_Achievable Economic TRC Potential | F5 | Industrial | Paper and Printing | Existing | Space Heating | Natural Gas | Steam Trap Maintenance | A | Incremental Summer Peak Savings (MW) | Achievable Economic TRC Potential | 0 | 0 | 0 | 0 | 0 | 0 | 0 | 0 | 0 | 0 | 0 | 0 | 0 | 0 | 0 | 0 | 0 | 0 | 0 | 0 | 0 | 0 | 0 | 0 | 0 | 0 | 0 | 0 | 0 | 0 | 0
F6_Industrial_Paper and Printing_Existing_Space Heating_Natural Gas_Steam Trap Maintenance_A_Achievable Economic TRC Potential | F6 | Industrial | Paper and Printing | Existing | Space Heating | Natural Gas | Steam Trap Maintenance | A | Incremental Winter Peak Savings (MW) | Achievable Economic TRC Potential | 0 | 0 | 0 | 0 | 0 | 0 | 0 | 0 | 0 | 0 | 0 | 0 | 0 | 0 | 0 | 0 | 0 | 0 | 0 | 0 | 0 | 0 | 0 | 0 | 0 | 0 | 0 | 0 | 0 | 0 | 0
F7_Industrial_Paper and Printing_Existing_Space Heating_Natural Gas_Steam Trap Maintenance_A_Achievable Economic TRC Potential | F7 | Industrial | Paper and Printing | Existing | Space Heating | Natural Gas | Steam Trap Maintenance | A | Cumulative Energy Savings (MWh or mTherms) | Achievable Economic TRC Potential | 0 | 0 | 0 | 0 | 0 | 0.00081359 | 0.001615 | 0.0023997 | 0.0031722 | 0.0039319 | 0.0046682 | 0.0053885 | 0.0060927 | 0.0067691 | 0.0074282 | 0.0080679 | 0.0086924 | 0.0093007 | 0.0098904 | 0.010471 | 0.011041 | 0.011592 | 0.01214 | 0.01268 | 0.013209 | 0.013108 | 0.013022 | 0.012942 | 0 | 0 | 0
F8_Industrial_Paper and Printing_Existing_Space Heating_Natural Gas_Steam Trap Maintenance_A_Achievable Economic TRC Potential | F8 | Industrial | Paper and Printing | Existing | Space Heating | Natural Gas | Steam Trap Maintenance | A | Cumulative Summer Peak Savings (MW) | Achievable Economic TRC Potential | 0 | 0 | 0 | 0 | 0 | 0 | 0 | 0 | 0 | 0 | 0 | 0 | 0 | 0 | 0 | 0 | 0 | 0 | 0 | 0 | 0 | 0 | 0 | 0 | 0 | 0 | 0 | 0 | 0 | 0 | 0
F9_Industrial_Paper and Printing_Existing_Space Heating_Natural Gas_Steam Trap Maintenance_A_Achievable Economic TRC Potential | F9 | Industrial | Paper and Printing | Existing | Space Heating | Natural Gas | Steam Trap Maintenance | A | Cumulative Winter Peak Savings (MW) | Achievable Economic TRC Potential | 0 | 0 | 0 | 0 | 0 | 0 | 0 | 0 | 0 | 0 | 0 | 0 | 0 | 0 | 0 | 0 | 0 | 0 | 0 | 0 | 0 | 0 | 0 | 0 | 0 | 0 | 0 | 0 | 0 | 0 | 0
F10_Industrial_Paper and Printing_Existing_Space Heating_Natural Gas_Steam Trap Maintenance_A_Achievable Economic TRC Potential | F10 | Industrial | Paper and Printing | Existing | Space Heating | Natural Gas | Steam Trap Maintenance | A | Purchases (Incremental) | Achievable Economic TRC Potential | 0 | 0 | 0 | 0 | 0 | 0.0063431 | 0.0063397 | 0.0063023 | 0.0063057 | 0.0063109 | 0.0062307 | 0.0062137 | 0.0062011 | 0.0061026 | 0.0061259 | 0.0060675 | 0.0060683 | 0.0060378 | 0.0059839 | 0.005991 | 0.0059662 | 0.005943 | 0.0059214 | 0.0059012 | 0.0058826 | 0 | 0 | 0 | 0 | 0 | 0
F11_Industrial_Paper and Printing_Existing_Space Heating_Natural Gas_Steam Trap Maintenance_A_Achievable Economic TRC Potential | F11 | Industrial | Paper and Printing | Existing | Space Heating | Natural Gas | Steam Trap Maintenance | A | Purchases (Cumulative) | Achievable Economic TRC Potential | 0 | 0 | 0 | 0 | 0 | 0.0063431 | 0.012683 | 0.018985 | 0.025291 | 0.031602 | 0.037832 | 0.044046 | 0.050247 | 0.05635 | 0.062476 | 0.068543 | 0.074612 | 0.080649 | 0.086633 | 0.092624 | 0.09859 | 0.10453 | 0.11045 | 0.11636 | 0.12224 | 0.12224 | 0.12224 | 0.12224 | 0.12224 | 0.12224 | 0.12224
F1_Industrial_Paper and Printing_Existing_Process_Natural Gas_Steam Trap Maintenance_A_Achievable Economic TRC Potential | F1 | Industrial | Paper and Printing | Existing | Process | Natural Gas | Steam Trap Maintenance | A | Integrated Unit Energy Savings (kWh or therms) | Achievable Economic TRC Potential | 0 | 0 | 0 | 0 | 0 | 71.6345 | 71.5877 | 71.5434 | 71.5014 | 71.4601 | 71.42 | 71.3893 | 71.3646 | 71.34 | 71.3256 | 71.3096 | 71.2996 | 71.2897 | 71.2797 | 71.2751 | 71.2693 | 71.2672 | 71.2652 | 71.2635 | 71.2619 | 71.2606 | 71.2595 | 71.2585 | 71.6855 | 71.6855 | 71.6855
F2_Industrial_Paper and Printing_Existing_Process_Natural Gas_Steam Trap Maintenance_A_Achievable Economic TRC Potential | F2 | Industrial | Paper and Printing | Existing | Process | Natural Gas | Steam Trap Maintenance | A | Integrated Unit Summer Peak Savings (kW) | Achievable Economic TRC Potential | 0 | 0 | 0 | 0 | 0 | 0 | 0 | 0 | 0 | 0 | 0 | 0 | 0 | 0 | 0 | 0 | 0 | 0 | 0 | 0 | 0 | 0 | 0 | 0 | 0 | 0 | 0 | 0 | 0 | 0 | 0
F3_Industrial_Paper and Printing_Existing_Process_Natural Gas_Steam Trap Maintenance_A_Achievable Economic TRC Potential | F3 | Industrial | Paper and Printing | Existing | Process | Natural Gas | Steam Trap Maintenance | A | Integrated Unit Winter Peak Savings (kW) | Achievable Economic TRC Potential | 0 | 0 | 0 | 0 | 0 | 0 | 0 | 0 | 0 | 0 | 0 | 0 | 0 | 0 | 0 | 0 | 0 | 0 | 0 | 0 | 0 | 0 | 0 | 0 | 0 | 0 | 0 | 0 | 0 | 0 | 0
F4_Industrial_Paper and Printing_Existing_Process_Natural Gas_Steam Trap Maintenance_A_Achievable Economic TRC Potential | F4 | Industrial | Paper and Printing | Existing | Process | Natural Gas | Steam Trap Maintenance | A | Incremental Energy Savings (MWh or mTherms) | Achievable Economic TRC Potential | 0 | 0 | 0 | 0 | 0 | 0.018131 | 0.01811 | 0.017992 | 0.017991 | 0.017995 | 0.017757 | 0.017701 | 0.017659 | 0.017372 | 0.017435 | 0.017265 | 0.017265 | 0.017175 | 0.01702 | 0.017039 | 0.016967 | 0.016901 | 0.016838 | 0.016781 | 0.016728 | 0 | 0 | 0 | 0 | 0 | 0
F5_Industrial_Paper and Printing_Existing_Process_Natural Gas_Steam Trap Maintenance_A_Achievable Economic TRC Potential | F5 | Industrial | Paper and Printing | Existing | Process | Natural Gas | Steam Trap Maintenance | A | Incremental Summer Peak Savings (MW) | Achievable Economic TRC Potential | 0 | 0 | 0 | 0 | 0 | 0 | 0 | 0 | 0 | 0 | 0 | 0 | 0 | 0 | 0 | 0 | 0 | 0 | 0 | 0 | 0 | 0 | 0 | 0 | 0 | 0 | 0 | 0 | 0 | 0 | 0
F6_Industrial_Paper and Printing_Existing_Process_Natural Gas_Steam Trap Maintenance_A_Achievable Economic TRC Potential | F6 | Industrial | Paper and Printing | Existing | Process | Natural Gas | Steam Trap Maintenance | A | Incremental Winter Peak Savings (MW) | Achievable Economic TRC Potential | 0 | 0 | 0 | 0 | 0 | 0 | 0 | 0 | 0 | 0 | 0 | 0 | 0 | 0 | 0 | 0 | 0 | 0 | 0 | 0 | 0 | 0 | 0 | 0 | 0 | 0 | 0 | 0 | 0 | 0 | 0
F7_Industrial_Paper and Printing_Existing_Process_Natural Gas_Steam Trap Maintenance_A_Achievable Economic TRC Potential | F7 | Industrial | Paper and Printing | Existing | Process | Natural Gas | Steam Trap Maintenance | A | Cumulative Energy Savings (MWh or mTherms) | Achievable Economic TRC Potential | 0 | 0 | 0 | 0 | 0 | 0.018131 | 0.036229 | 0.054198 | 0.072157 | 0.090111 | 0.10782 | 0.12547 | 0.14309 | 0.16041 | 0.17781 | 0.19504 | 0.21227 | 0.22942 | 0.24641 | 0.26343 | 0.28038 | 0.29727 | 0.3141 | 0.33087 | 0.34759 | 0.34759 | 0.34758 | 0.34758 | 0 | 0 | 0
F8_Industrial_Paper and Printing_Existing_Process_Natural Gas_Steam Trap Maintenance_A_Achievable Economic TRC Potential | F8 | Industrial | Paper and Printing | Existing | Process | Natural Gas | Steam Trap Maintenance | A | Cumulative Summer Peak Savings (MW) | Achievable Economic TRC Potential | 0 | 0 | 0 | 0 | 0 | 0 | 0 | 0 | 0 | 0 | 0 | 0 | 0 | 0 | 0 | 0 | 0 | 0 | 0 | 0 | 0 | 0 | 0 | 0 | 0 | 0 | 0 | 0 | 0 | 0 | 0
F9_Industrial_Paper and Printing_Existing_Process_Natural Gas_Steam Trap Maintenance_A_Achievable Economic TRC Potential | F9 | Industrial | Paper and Printing | Existing | Process | Natural Gas | Steam Trap Maintenance | A | Cumulative Winter Peak Savings (MW) | Achievable Economic TRC Potential | 0 | 0 | 0 | 0 | 0 | 0 | 0 | 0 | 0 | 0 | 0 | 0 | 0 | 0 | 0 | 0 | 0 | 0 | 0 | 0 | 0 | 0 | 0 | 0 | 0 | 0 | 0 | 0 | 0 | 0 | 0
F10_Industrial_Paper and Printing_Existing_Process_Natural Gas_Steam Trap Maintenance_A_Achievable Economic TRC Potential | F10 | Industrial | Paper and Printing | Existing | Process | Natural Gas | Steam Trap Maintenance | A | Purchases (Incremental) | Achievable Economic TRC Potential | 0 | 0 | 0 | 0 | 0 | 0.25311 | 0.25297 | 0.25148 | 0.25161 | 0.25182 | 0.24862 | 0.24795 | 0.24744 | 0.24351 | 0.24444 | 0.24211 | 0.24214 | 0.24092 | 0.23878 | 0.23906 | 0.23807 | 0.23714 | 0.23628 | 0.23548 | 0.23473 | 0 | 0 | 0 | 0 | 0 | 0
F11_Industrial_Paper and Printing_Existing_Process_Natural Gas_Steam Trap Maintenance_A_Achievable Economic TRC Potential | F11 | Industrial | Paper and Printing | Existing | Process | Natural Gas | Steam Trap Maintenance | A | Purchases (Cumulative) | Achievable Economic TRC Potential | 0 | 0 | 0 | 0 | 0 | 0.25311 | 0.50608 | 0.75756 | 1.0092 | 1.261 | 1.5096 | 1.7576 | 2.005 | 2.2485 | 2.493 | 2.7351 | 2.9772 | 3.2181 | 3.4569 | 3.696 | 3.934 | 4.1712 | 4.4075 | 4.6429 | 4.8777 | 4.8777 | 4.8777 | 4.8777 | 4.8777 | 4.8777 | 4.8777
F1_Industrial_Paper and Printing_Existing_Space Heating_Natural Gas_Gas Boiler - High Turndown_A_Achievable Economic TRC Potential | F1 | Industrial | Paper and Printing | Existing | Space Heating | Natural Gas | Gas Boiler - High Turndown | A | Integrated Unit Energy Savings (kWh or therms) | Achievable Economic TRC Potential | 0 | 0 | 0 | 0 | 0 | 135.4669 | 133.4111 | 130.824 | 127.6538 | 123.9211 | 119.6573 | 115.2273 | 110.7768 | 106.2424 | 102.3391 | 98.6084 | 95.5552 | 92.8179 | 90.3684 | 88.5696 | 86.9103 | 85.4446 | 84.2054 | 83.1977 | 82.252 | 81.5385 | 80.9228 | 80.3566 | 117.6397 | 117.1565 | 116.7155
F2_Industrial_Paper and Printing_Existing_Space Heating_Natural Gas_Gas Boiler - High Turndown_A_Achievable Economic TRC Potential | F2 | Industrial | Paper and Printing | Existing | Space Heating | Natural Gas | Gas Boiler - High Turndown | A | Integrated Unit Summer Peak Savings (kW) | Achievable Economic TRC Potential | 0 | 0 | 0 | 0 | 0 | 0 | 0 | 0 | 0 | 0 | 0 | 0 | 0 | 0 | 0 | 0 | 0 | 0 | 0 | 0 | 0 | 0 | 0 | 0 | 0 | 0 | 0 | 0 | 0 | 0 | 0
F3_Industrial_Paper and Printing_Existing_Space Heating_Natural Gas_Gas Boiler - High Turndown_A_Achievable Economic TRC Potential | F3 | Industrial | Paper and Printing | Existing | Space Heating | Natural Gas | Gas Boiler - High Turndown | A | Integrated Unit Winter Peak Savings (kW) | Achievable Economic TRC Potential | 0 | 0 | 0 | 0 | 0 | 0 | 0 | 0 | 0 | 0 | 0 | 0 | 0 | 0 | 0 | 0 | 0 | 0 | 0 | 0 | 0 | 0 | 0 | 0 | 0 | 0 | 0 | 0 | 0 | 0 | 0
F4_Industrial_Paper and Printing_Existing_Space Heating_Natural Gas_Gas Boiler - High Turndown_A_Achievable Economic TRC Potential | F4 | Industrial | Paper and Printing | Existing | Space Heating | Natural Gas | Gas Boiler - High Turndown | A | Incremental Energy Savings (MWh or mTherms) | Achievable Economic TRC Potential | 0 | 0 | 0 | 0 | 0 | 0.0023496 | 0.0023127 | 0.0022544 | 0.002201 | 0.0021384 | 0.0018348 | 0.0014096 | 0.0010819 | 0.00081693 | 0.00063194 | 0.00048247 | 0.00037408 | 0.00028923 | 0.00022326 | 0.00017526 | 0.00013702 | 9.1521e-07 | 3.2095e-07 | 1.0774e-07 | 3.4623e-08 | 2.9089e-08 | 2.8793e-08 | 2.8522e-08 | 4.1664e-08 | 4.1413e-08 | 4.1187e-08
F5_Industrial_Paper and Printing_Existing_Space Heating_Natural Gas_Gas Boiler - High Turndown_A_Achievable Economic TRC Potential | F5 | Industrial | Paper and Printing | Existing | Space Heating | Natural Gas | Gas Boiler - High Turndown | A | Incremental Summer Peak Savings (MW) | Achievable Economic TRC Potential | 0 | 0 | 0 | 0 | 0 | 0 | 0 | 0 | 0 | 0 | 0 | 0 | 0 | 0 | 0 | 0 | 0 | 0 | 0 | 0 | 0 | 0 | 0 | 0 | 0 | 0 | 0 | 0 | 0 | 0 | 0
F6_Industrial_Paper and Printing_Existing_Space Heating_Natural Gas_Gas Boiler - High Turndown_A_Achievable Economic TRC Potential | F6 | Industrial | Paper and Printing | Existing | Space Heating | Natural Gas | Gas Boiler - High Turndown | A | Incremental Winter Peak Savings (MW) | Achievable Economic TRC Potential | 0 | 0 | 0 | 0 | 0 | 0 | 0 | 0 | 0 | 0 | 0 | 0 | 0 | 0 | 0 | 0 | 0 | 0 | 0 | 0 | 0 | 0 | 0 | 0 | 0 | 0 | 0 | 0 | 0 | 0 | 0
F7_Industrial_Paper and Printing_Existing_Space Heating_Natural Gas_Gas Boiler - High Turndown_A_Achievable Economic TRC Potential | F7 | Industrial | Paper and Printing | Existing | Space Heating | Natural Gas | Gas Boiler - High Turndown | A | Cumulative Energy Savings (MWh or mTherms) | Achievable Economic TRC Potential | 0 | 0 | 0 | 0 | 0 | 0.0023496 | 0.0046266 | 0.0067913 | 0.0088278 | 0.010708 | 0.012174 | 0.013133 | 0.013708 | 0.013964 | 0.014083 | 0.014052 | 0.013991 | 0.013879 | 0.013736 | 0.013638 | 0.01352 | 0.013292 | 0.0131 | 0.012943 | 0.012796 | 0.012685 | 0.01259 | 0.012501 | 0 | 0 | 0
F8_Industrial_Paper and Printing_Existing_Space Heating_Natural Gas_Gas Boiler - High Turndown_A_Achievable Economic TRC Potential | F8 | Industrial | Paper and Printing | Existing | Space Heating | Natural Gas | Gas Boiler - High Turndown | A | Cumulative Summer Peak Savings (MW) | Achievable Economic TRC Potential | 0 | 0 | 0 | 0 | 0 | 0 | 0 | 0 | 0 | 0 | 0 | 0 | 0 | 0 | 0 | 0 | 0 | 0 | 0 | 0 | 0 | 0 | 0 | 0 | 0 | 0 | 0 | 0 | 0 | 0 | 0
F9_Industrial_Paper and Printing_Existing_Space Heating_Natural Gas_Gas Boiler - High Turndown_A_Achievable Economic TRC Potential | F9 | Industrial | Paper and Printing | Existing | Space Heating | Natural Gas | Gas Boiler - High Turndown | A | Cumulative Winter Peak Savings (MW) | Achievable Economic TRC Potential | 0 | 0 | 0 | 0 | 0 | 0 | 0 | 0 | 0 | 0 | 0 | 0 | 0 | 0 | 0 | 0 | 0 | 0 | 0 | 0 | 0 | 0 | 0 | 0 | 0 | 0 | 0 | 0 | 0 | 0 | 0
F10_Industrial_Paper and Printing_Existing_Space Heating_Natural Gas_Gas Boiler - High Turndown_A_Achievable Economic TRC Potential | F10 | Industrial | Paper and Printing | Existing | Space Heating | Natural Gas | Gas Boiler - High Turndown | A | Purchases (Incremental) | Achievable Economic TRC Potential | 0 | 0 | 0 | 0 | 0 | 0.017344 | 0.017335 | 0.017233 | 0.017242 | 0.017256 | 0.015333 | 0.012233 | 0.0097667 | 0.0076893 | 0.0061749 | 0.0048928 | 0.0039148 | 0.0031161 | 0.0024706 | 0.0019788 | 0.0015765 | 1.0711e-05 | 3.8115e-06 | 1.295e-06 | 4.2094e-07 | 3.5676e-07 | 3.558e-07 | 3.5494e-07 | 3.5417e-07 | 3.5348e-07 | 3.5288e-07
F11_Industrial_Paper and Printing_Existing_Space Heating_Natural Gas_Gas Boiler - High Turndown_A_Achievable Economic TRC Potential | F11 | Industrial | Paper and Printing | Existing | Space Heating | Natural Gas | Gas Boiler - High Turndown | A | Purchases (Cumulative) | Achievable Economic TRC Potential | 0 | 0 | 0 | 0 | 0 | 0.017344 | 0.034679 | 0.051912 | 0.069154 | 0.08641 | 0.10174 | 0.11398 | 0.12374 | 0.13143 | 0.13761 | 0.1425 | 0.14642 | 0.14953 | 0.152 | 0.15398 | 0.15556 | 0.15557 | 0.15557 | 0.15557 | 0.15557 | 0.15557 | 0.15557 | 0.15557 | 0.15558 | 0.15558 | 0.15558
F1_Industrial_Paper and Printing_Existing_Process_Natural Gas_Gas Boiler - High Turndown_A_Achievable Economic TRC Potential | F1 | Industrial | Paper and Printing | Existing | Process | Natural Gas | Gas Boiler - High Turndown | A | Integrated Unit Energy Savings (kWh or therms) | Achievable Economic TRC Potential | 0 | 0 | 0 | 0 | 0 | 75.7215 | 75.3526 | 74.9804 | 74.6129 | 74.2448 | 73.8708 | 73.5513 | 73.264 | 72.9643 | 72.7461 | 72.507 | 72.3203 | 72.1307 | 71.9375 | 71.7929 | 71.6324 | 71.4929 | 71.3545 | 71.217 | 71.0804 | 71.0662 | 71.0531 | 71.0412 | 76.093 | 76.093 | 76.093
F2_Industrial_Paper and Printing_Existing_Process_Natural Gas_Gas Boiler - High Turndown_A_Achievable Economic TRC Potential | F2 | Industrial | Paper and Printing | Existing | Process | Natural Gas | Gas Boiler - High Turndown | A | Integrated Unit Summer Peak Savings (kW) | Achievable Economic TRC Potential | 0 | 0 | 0 | 0 | 0 | 0 | 0 | 0 | 0 | 0 | 0 | 0 | 0 | 0 | 0 | 0 | 0 | 0 | 0 | 0 | 0 | 0 | 0 | 0 | 0 | 0 | 0 | 0 | 0 | 0 | 0
F3_Industrial_Paper and Printing_Existing_Process_Natural Gas_Gas Boiler - High Turndown_A_Achievable Economic TRC Potential | F3 | Industrial | Paper and Printing | Existing | Process | Natural Gas | Gas Boiler - High Turndown | A | Integrated Unit Winter Peak Savings (kW) | Achievable Economic TRC Potential | 0 | 0 | 0 | 0 | 0 | 0 | 0 | 0 | 0 | 0 | 0 | 0 | 0 | 0 | 0 | 0 | 0 | 0 | 0 | 0 | 0 | 0 | 0 | 0 | 0 | 0 | 0 | 0 | 0 | 0 | 0
F4_Industrial_Paper and Printing_Existing_Process_Natural Gas_Gas Boiler - High Turndown_A_Achievable Economic TRC Potential | F4 | Industrial | Paper and Printing | Existing | Process | Natural Gas | Gas Boiler - High Turndown | A | Incremental Energy Savings (MWh or mTherms) | Achievable Economic TRC Potential | 0 | 0 | 0 | 0 | 0 | 0.052406 | 0.052122 | 0.051559 | 0.051334 | 0.051123 | 0.045198 | 0.035903 | 0.028552 | 0.022387 | 0.017924 | 0.014156 | 0.011297 | 0.0089687 | 0.0070919 | 0.0056688 | 0.0045062 | 3.0557e-05 | 1.0852e-05 | 3.68e-06 | 1.1939e-06 | 1.0117e-06 | 1.0088e-06 | 1.0062e-06 | 1.0754e-06 | 1.0733e-06 | 1.0715e-06
F5_Industrial_Paper and Printing_Existing_Process_Natural Gas_Gas Boiler - High Turndown_A_Achievable Economic TRC Potential | F5 | Industrial | Paper and Printing | Existing | Process | Natural Gas | Gas Boiler - High Turndown | A | Incremental Summer Peak Savings (MW) | Achievable Economic TRC Potential | 0 | 0 | 0 | 0 | 0 | 0 | 0 | 0 | 0 | 0 | 0 | 0 | 0 | 0 | 0 | 0 | 0 | 0 | 0 | 0 | 0 | 0 | 0 | 0 | 0 | 0 | 0 | 0 | 0 | 0 | 0
F6_Industrial_Paper and Printing_Existing_Process_Natural Gas_Gas Boiler - High Turndown_A_Achievable Economic TRC Potential | F6 | Industrial | Paper and Printing | Existing | Process | Natural Gas | Gas Boiler - High Turndown | A | Incremental Winter Peak Savings (MW) | Achievable Economic TRC Potential | 0 | 0 | 0 | 0 | 0 | 0 | 0 | 0 | 0 | 0 | 0 | 0 | 0 | 0 | 0 | 0 | 0 | 0 | 0 | 0 | 0 | 0 | 0 | 0 | 0 | 0 | 0 | 0 | 0 | 0 | 0
F7_Industrial_Paper and Printing_Existing_Process_Natural Gas_Gas Boiler - High Turndown_A_Achievable Economic TRC Potential | F7 | Industrial | Paper and Printing | Existing | Process | Natural Gas | Gas Boiler - High Turndown | A | Cumulative Energy Savings (MWh or mTherms) | Achievable Economic TRC Potential | 0 | 0 | 0 | 0 | 0 | 0.052406 | 0.10427 | 0.15532 | 0.20589 | 0.256 | 0.29991 | 0.33451 | 0.36176 | 0.38267 | 0.39945 | 0.41229 | 0.42252 | 0.43039 | 0.43632 | 0.44112 | 0.44464 | 0.4438 | 0.44295 | 0.4421 | 0.44126 | 0.44117 | 0.44109 | 0.44102 | 0 | 0 | 0
F8_Industrial_Paper and Printing_Existing_Process_Natural Gas_Gas Boiler - High Turndown_A_Achievable Economic TRC Potential | F8 | Industrial | Paper and Printing | Existing | Process | Natural Gas | Gas Boiler - High Turndown | A | Cumulative Summer Peak Savings (MW) | Achievable Economic TRC Potential | 0 | 0 | 0 | 0 | 0 | 0 | 0 | 0 | 0 | 0 | 0 | 0 | 0 | 0 | 0 | 0 | 0 | 0 | 0 | 0 | 0 | 0 | 0 | 0 | 0 | 0 | 0 | 0 | 0 | 0 | 0
F9_Industrial_Paper and Printing_Existing_Process_Natural Gas_Gas Boiler - High Turndown_A_Achievable Economic TRC Potential | F9 | Industrial | Paper and Printing | Existing | Process | Natural Gas | Gas Boiler - High Turndown | A | Cumulative Winter Peak Savings (MW) | Achievable Economic TRC Potential | 0 | 0 | 0 | 0 | 0 | 0 | 0 | 0 | 0 | 0 | 0 | 0 | 0 | 0 | 0 | 0 | 0 | 0 | 0 | 0 | 0 | 0 | 0 | 0 | 0 | 0 | 0 | 0 | 0 | 0 | 0
F10_Industrial_Paper and Printing_Existing_Process_Natural Gas_Gas Boiler - High Turndown_A_Achievable Economic TRC Potential | F10 | Industrial | Paper and Printing | Existing | Process | Natural Gas | Gas Boiler - High Turndown | A | Purchases (Incremental) | Achievable Economic TRC Potential | 0 | 0 | 0 | 0 | 0 | 0.69209 | 0.69171 | 0.68763 | 0.68801 | 0.68858 | 0.61185 | 0.48814 | 0.38972 | 0.30682 | 0.2464 | 0.19524 | 0.15621 | 0.12434 | 0.098584 | 0.078961 | 0.062907 | 0.00042741 | 0.00015209 | 5.1673e-05 | 1.6797e-05 | 1.4236e-05 | 1.4198e-05 | 1.4163e-05 | 1.4132e-05 | 1.4105e-05 | 1.4081e-05
F11_Industrial_Paper and Printing_Existing_Process_Natural Gas_Gas Boiler - High Turndown_A_Achievable Economic TRC Potential | F11 | Industrial | Paper and Printing | Existing | Process | Natural Gas | Gas Boiler - High Turndown | A | Purchases (Cumulative) | Achievable Economic TRC Potential | 0 | 0 | 0 | 0 | 0 | 0.69209 | 1.3838 | 2.0714 | 2.7594 | 3.448 | 4.0599 | 4.548 | 4.9377 | 5.2446 | 5.491 | 5.6862 | 5.8424 | 5.9667 | 6.0653 | 6.1443 | 6.2072 | 6.2076 | 6.2078 | 6.2078 | 6.2078 | 6.2079 | 6.2079 | 6.2079 | 6.2079 | 6.2079 | 6.2079
F1_Industrial_Paper and Printing_Existing_Space Heating_Natural Gas_Gas Boiler - Burner Control Optimization_A_Achievable Economic TRC Potential | F1 | Industrial | Paper and Printing | Existing | Space Heating | Natural Gas | Gas Boiler - Burner Control Optimization | A | Integrated Unit Energy Savings (kWh or therms) | Achievable Economic TRC Potential | 0 | 0 | 0 | 0 | 0 | 39.2837 | 38.6859 | 37.9341 | 37.0134 | 35.9295 | 34.6919 | 33.4065 | 32.1154 | 30.8001 | 29.668 | 28.5861 | 27.7007 | 26.9069 | 26.1965 | 25.675 | 25.1938 | 24.7689 | 24.4097 | 24.1175 | 23.8433 | 23.6365 | 23.458 | 23.2939 | 34.1155 | 33.9754 | 33.8475
F2_Industrial_Paper and Printing_Existing_Space Heating_Natural Gas_Gas Boiler - Burner Control Optimization_A_Achievable Economic TRC Potential | F2 | Industrial | Paper and Printing | Existing | Space Heating | Natural Gas | Gas Boiler - Burner Control Optimization | A | Integrated Unit Summer Peak Savings (kW) | Achievable Economic TRC Potential | 0 | 0 | 0 | 0 | 0 | 0 | 0 | 0 | 0 | 0 | 0 | 0 | 0 | 0 | 0 | 0 | 0 | 0 | 0 | 0 | 0 | 0 | 0 | 0 | 0 | 0 | 0 | 0 | 0 | 0 | 0
F3_Industrial_Paper and Printing_Existing_Space Heating_Natural Gas_Gas Boiler - Burner Control Optimization_A_Achievable Economic TRC Potential | F3 | Industrial | Paper and Printing | Existing | Space Heating | Natural Gas | Gas Boiler - Burner Control Optimization | A | Integrated Unit Winter Peak Savings (kW) | Achievable Economic TRC Potential | 0 | 0 | 0 | 0 | 0 | 0 | 0 | 0 | 0 | 0 | 0 | 0 | 0 | 0 | 0 | 0 | 0 | 0 | 0 | 0 | 0 | 0 | 0 | 0 | 0 | 0 | 0 | 0 | 0 | 0 | 0
F4_Industrial_Paper and Printing_Existing_Space Heating_Natural Gas_Gas Boiler - Burner Control Optimization_A_Achievable Economic TRC Potential | F4 | Industrial | Paper and Printing | Existing | Space Heating | Natural Gas | Gas Boiler - Burner Control Optimization | A | Incremental Energy Savings (MWh or mTherms) | Achievable Economic TRC Potential | 0 | 0 | 0 | 0 | 0 | 0.0001838 | 0.00028436 | 0.00055438 | 0.00094713 | 0.0014314 | 0.0019103 | 0.0023348 | 0.0026133 | 0.0026562 | 0.0025684 | 0.0022877 | 0.00194 | 0.0015441 | 0.0011588 | 0.00083784 | 0.00057312 | 0.00037417 | 0.0002338 | 0.00014013 | 9.3508e-05 | 0 | 0 | 0 | 0 | 0 | 0
F5_Industrial_Paper and Printing_Existing_Space Heating_Natural Gas_Gas Boiler - Burner Control Optimization_A_Achievable Economic TRC Potential | F5 | Industrial | Paper and Printing | Existing | Space Heating | Natural Gas | Gas Boiler - Burner Control Optimization | A | Incremental Summer Peak Savings (MW) | Achievable Economic TRC Potential | 0 | 0 | 0 | 0 | 0 | 0 | 0 | 0 | 0 | 0 | 0 | 0 | 0 | 0 | 0 | 0 | 0 | 0 | 0 | 0 | 0 | 0 | 0 | 0 | 0 | 0 | 0 | 0 | 0 | 0 | 0
F6_Industrial_Paper and Printing_Existing_Space Heating_Natural Gas_Gas Boiler - Burner Control Optimization_A_Achievable Economic TRC Potential | F6 | Industrial | Paper and Printing | Existing | Space Heating | Natural Gas | Gas Boiler - Burner Control Optimization | A | Incremental Winter Peak Savings (MW) | Achievable Economic TRC Potential | 0 | 0 | 0 | 0 | 0 | 0 | 0 | 0 | 0 | 0 | 0 | 0 | 0 | 0 | 0 | 0 | 0 | 0 | 0 | 0 | 0 | 0 | 0 | 0 | 0 | 0 | 0 | 0 | 0 | 0 | 0
F7_Industrial_Paper and Printing_Existing_Space Heating_Natural Gas_Gas Boiler - Burner Control Optimization_A_Achievable Economic TRC Potential | F7 | Industrial | Paper and Printing | Existing | Space Heating | Natural Gas | Gas Boiler - Burner Control Optimization | A | Cumulative Energy Savings (MWh or mTherms) | Achievable Economic TRC Potential | 0 | 0 | 0 | 0 | 0 | 0.0001838 | 0.00046536 | 0.0010107 | 0.0019333 | 0.003308 | 0.0051044 | 0.0072501 | 0.0095832 | 0.011847 | 0.01398 | 0.015758 | 0.01721 | 0.018261 | 0.018937 | 0.019398 | 0.019608 | 0.019651 | 0.0196 | 0.019506 | 0.019377 | 0.019209 | 0.019064 | 0.018931 | 0 | 0 | 0
F8_Industrial_Paper and Printing_Existing_Space Heating_Natural Gas_Gas Boiler - Burner Control Optimization_A_Achievable Economic TRC Potential | F8 | Industrial | Paper and Printing | Existing | Space Heating | Natural Gas | Gas Boiler - Burner Control Optimization | A | Cumulative Summer Peak Savings (MW) | Achievable Economic TRC Potential | 0 | 0 | 0 | 0 | 0 | 0 | 0 | 0 | 0 | 0 | 0 | 0 | 0 | 0 | 0 | 0 | 0 | 0 | 0 | 0 | 0 | 0 | 0 | 0 | 0 | 0 | 0 | 0 | 0 | 0 | 0
F9_Industrial_Paper and Printing_Existing_Space Heating_Natural Gas_Gas Boiler - Burner Control Optimization_A_Achievable Economic TRC Potential | F9 | Industrial | Paper and Printing | Existing | Space Heating | Natural Gas | Gas Boiler - Burner Control Optimization | A | Cumulative Winter Peak Savings (MW) | Achievable Economic TRC Potential | 0 | 0 | 0 | 0 | 0 | 0 | 0 | 0 | 0 | 0 | 0 | 0 | 0 | 0 | 0 | 0 | 0 | 0 | 0 | 0 | 0 | 0 | 0 | 0 | 0 | 0 | 0 | 0 | 0 | 0 | 0
F10_Industrial_Paper and Printing_Existing_Space Heating_Natural Gas_Gas Boiler - Burner Control Optimization_A_Achievable Economic TRC Potential | F10 | Industrial | Paper and Printing | Existing | Space Heating | Natural Gas | Gas Boiler - Burner Control Optimization | A | Purchases (Incremental) | Achievable Economic TRC Potential | 0 | 0 | 0 | 0 | 0 | 0.0046787 | 0.0073505 | 0.014614 | 0.025589 | 0.039838 | 0.055065 | 0.069891 | 0.081374 | 0.086242 | 0.086571 | 0.080029 | 0.070034 | 0.057385 | 0.044235 | 0.032633 | 0.022748 | 0.015107 | 0.0095783 | 0.0058104 | 0.0039217 | 0 | 0 | 0 | 0 | 0 | 0
F11_Industrial_Paper and Printing_Existing_Space Heating_Natural Gas_Gas Boiler - Burner Control Optimization_A_Achievable Economic TRC Potential | F11 | Industrial | Paper and Printing | Existing | Space Heating | Natural Gas | Gas Boiler - Burner Control Optimization | A | Purchases (Cumulative) | Achievable Economic TRC Potential | 0 | 0 | 0 | 0 | 0 | 0.0046787 | 0.012029 | 0.026644 | 0.052232 | 0.09207 | 0.14713 | 0.21703 | 0.2984 | 0.38464 | 0.47121 | 0.55124 | 0.62128 | 0.67866 | 0.7229 | 0.75553 | 0.77828 | 0.79338 | 0.80296 | 0.80877 | 0.81269 | 0.81269 | 0.81269 | 0.81269 | 0.81269 | 0.81269 | 0.81269
F1_Industrial_Paper and Printing_Existing_Process_Natural Gas_Gas Boiler - Burner Control Optimization_A_Achievable Economic TRC Potential | F1 | Industrial | Paper and Printing | Existing | Process | Natural Gas | Gas Boiler - Burner Control Optimization | A | Integrated Unit Energy Savings (kWh or therms) | Achievable Economic TRC Potential | 0 | 0 | 0 | 0 | 0 | 21.9548 | 21.8435 | 21.7312 | 21.6203 | 21.5094 | 21.3969 | 21.3012 | 21.2155 | 21.1262 | 21.0616 | 20.9908 | 20.9358 | 20.8799 | 20.823 | 20.7807 | 20.7337 | 20.6931 | 20.6529 | 20.613 | 20.5733 | 20.5691 | 20.5652 | 20.5617 | 22.067 | 22.067 | 22.067
F2_Industrial_Paper and Printing_Existing_Process_Natural Gas_Gas Boiler - Burner Control Optimization_A_Achievable Economic TRC Potential | F2 | Industrial | Paper and Printing | Existing | Process | Natural Gas | Gas Boiler - Burner Control Optimization | A | Integrated Unit Summer Peak Savings (kW) | Achievable Economic TRC Potential | 0 | 0 | 0 | 0 | 0 | 0 | 0 | 0 | 0 | 0 | 0 | 0 | 0 | 0 | 0 | 0 | 0 | 0 | 0 | 0 | 0 | 0 | 0 | 0 | 0 | 0 | 0 | 0 | 0 | 0 | 0
F3_Industrial_Paper and Printing_Existing_Process_Natural Gas_Gas Boiler - Burner Control Optimization_A_Achievable Economic TRC Potential | F3 | Industrial | Paper and Printing | Existing | Process | Natural Gas | Gas Boiler - Burner Control Optimization | A | Integrated Unit Winter Peak Savings (kW) | Achievable Economic TRC Potential | 0 | 0 | 0 | 0 | 0 | 0 | 0 | 0 | 0 | 0 | 0 | 0 | 0 | 0 | 0 | 0 | 0 | 0 | 0 | 0 | 0 | 0 | 0 | 0 | 0 | 0 | 0 | 0 | 0 | 0 | 0
F4_Industrial_Paper and Printing_Existing_Process_Natural Gas_Gas Boiler - Burner Control Optimization_A_Achievable Economic TRC Potential | F4 | Industrial | Paper and Printing | Existing | Process | Natural Gas | Gas Boiler - Burner Control Optimization | A | Incremental Energy Savings (MWh or mTherms) | Achievable Economic TRC Potential | 0 | 0 | 0 | 0 | 0 | 0.0040989 | 0.0064068 | 0.012673 | 0.022076 | 0.034192 | 0.047014 | 0.059406 | 0.068888 | 0.072702 | 0.072756 | 0.067032 | 0.058507 | 0.047812 | 0.036755 | 0.027059 | 0.018821 | 0.012474 | 0.0078936 | 0.0047792 | 0.0032195 | 0 | 0 | 0 | 0 | 0 | 0
F5_Industrial_Paper and Printing_Existing_Process_Natural Gas_Gas Boiler - Burner Control Optimization_A_Achievable Economic TRC Potential | F5 | Industrial | Paper and Printing | Existing | Process | Natural Gas | Gas Boiler - Burner Control Optimization | A | Incremental Summer Peak Savings (MW) | Achievable Economic TRC Potential | 0 | 0 | 0 | 0 | 0 | 0 | 0 | 0 | 0 | 0 | 0 | 0 | 0 | 0 | 0 | 0 | 0 | 0 | 0 | 0 | 0 | 0 | 0 | 0 | 0 | 0 | 0 | 0 | 0 | 0 | 0
F6_Industrial_Paper and Printing_Existing_Process_Natural Gas_Gas Boiler - Burner Control Optimization_A_Achievable Economic TRC Potential | F6 | Industrial | Paper and Printing | Existing | Process | Natural Gas | Gas Boiler - Burner Control Optimization | A | Incremental Winter Peak Savings (MW) | Achievable Economic TRC Potential | 0 | 0 | 0 | 0 | 0 | 0 | 0 | 0 | 0 | 0 | 0 | 0 | 0 | 0 | 0 | 0 | 0 | 0 | 0 | 0 | 0 | 0 | 0 | 0 | 0 | 0 | 0 | 0 | 0 | 0 | 0
F7_Industrial_Paper and Printing_Existing_Process_Natural Gas_Gas Boiler - Burner Control Optimization_A_Achievable Economic TRC Potential | F7 | Industrial | Paper and Printing | Existing | Process | Natural Gas | Gas Boiler - Burner Control Optimization | A | Cumulative Energy Savings (MWh or mTherms) | Achievable Economic TRC Potential | 0 | 0 | 0 | 0 | 0 | 0.0040989 | 0.010485 | 0.023104 | 0.045062 | 0.079023 | 0.12562 | 0.18447 | 0.25261 | 0.32425 | 0.39602 | 0.46172 | 0.51901 | 0.56544 | 0.60065 | 0.62649 | 0.64389 | 0.65511 | 0.66173 | 0.66523 | 0.66717 | 0.66703 | 0.66691 | 0.66679 | 0 | 0 | 0
F8_Industrial_Paper and Printing_Existing_Process_Natural Gas_Gas Boiler - Burner Control Optimization_A_Achievable Economic TRC Potential | F8 | Industrial | Paper and Printing | Existing | Process | Natural Gas | Gas Boiler - Burner Control Optimization | A | Cumulative Summer Peak Savings (MW) | Achievable Economic TRC Potential | 0 | 0 | 0 | 0 | 0 | 0 | 0 | 0 | 0 | 0 | 0 | 0 | 0 | 0 | 0 | 0 | 0 | 0 | 0 | 0 | 0 | 0 | 0 | 0 | 0 | 0 | 0 | 0 | 0 | 0 | 0
F9_Industrial_Paper and Printing_Existing_Process_Natural Gas_Gas Boiler - Burner Control Optimization_A_Achievable Economic TRC Potential | F9 | Industrial | Paper and Printing | Existing | Process | Natural Gas | Gas Boiler - Burner Control Optimization | A | Cumulative Winter Peak Savings (MW) | Achievable Economic TRC Potential | 0 | 0 | 0 | 0 | 0 | 0 | 0 | 0 | 0 | 0 | 0 | 0 | 0 | 0 | 0 | 0 | 0 | 0 | 0 | 0 | 0 | 0 | 0 | 0 | 0 | 0 | 0 | 0 | 0 | 0 | 0
F10_Industrial_Paper and Printing_Existing_Process_Natural Gas_Gas Boiler - Burner Control Optimization_A_Achievable Economic TRC Potential | F10 | Industrial | Paper and Printing | Existing | Process | Natural Gas | Gas Boiler - Burner Control Optimization | A | Purchases (Incremental) | Achievable Economic TRC Potential | 0 | 0 | 0 | 0 | 0 | 0.1867 | 0.29331 | 0.58315 | 1.0211 | 1.5896 | 2.1972 | 2.7888 | 3.247 | 3.4413 | 3.4544 | 3.1934 | 2.7946 | 2.2898 | 1.7651 | 1.3021 | 0.90773 | 0.6028 | 0.3822 | 0.23185 | 0.15649 | 0 | 0 | 0 | 0 | 0 | 0
F11_Industrial_Paper and Printing_Existing_Process_Natural Gas_Gas Boiler - Burner Control Optimization_A_Achievable Economic TRC Potential | F11 | Industrial | Paper and Printing | Existing | Process | Natural Gas | Gas Boiler - Burner Control Optimization | A | Purchases (Cumulative) | Achievable Economic TRC Potential | 0 | 0 | 0 | 0 | 0 | 0.1867 | 0.48 | 1.0632 | 2.0842 | 3.6739 | 5.8711 | 8.66 | 11.907 | 15.3483 | 18.8027 | 21.9961 | 24.7907 | 27.0805 | 28.8456 | 30.1478 | 31.0555 | 31.6583 | 32.0405 | 32.2724 | 32.4288 | 32.4288 | 32.4288 | 32.4288 | 32.4288 | 32.4288 | 32.4288
F1_Industrial_Paper and Printing_Existing_Space Heating_Natural Gas_HVAC - Demand Controlled Ventilation_A_Achievable Economic TRC Potential | F1 | Industrial | Paper and Printing | Existing | Space Heating | Natural Gas | HVAC - Demand Controlled Ventilation | A | Integrated Unit Energy Savings (kWh or therms) | Achievable Economic TRC Potential | 0 | 0 | 0 | 0 | 0 | 0.045647 | 0.045157 | 0.044538 | 0.043891 | 0.043213 | 0.042508 | 0.041777 | 0.04104 | 0.04028 | 0.039496 | 0.038731 | 0.037989 | 0.037272 | 0.036589 | 0.035965 | 0.035378 | 0.03483 | 0.034329 | 0.033876 | 0.033459 | 0.033131 | 0.03284 | 0.032566 | 0.036718 | 0.036492 | 0.03628
F2_Industrial_Paper and Printing_Existing_Space Heating_Natural Gas_HVAC - Demand Controlled Ventilation_A_Achievable Economic TRC Potential | F2 | Industrial | Paper and Printing | Existing | Space Heating | Natural Gas | HVAC - Demand Controlled Ventilation | A | Integrated Unit Summer Peak Savings (kW) | Achievable Economic TRC Potential | 0 | 0 | 0 | 0 | 0 | 0 | 0 | 0 | 0 | 0 | 0 | 0 | 0 | 0 | 0 | 0 | 0 | 0 | 0 | 0 | 0 | 0 | 0 | 0 | 0 | 0 | 0 | 0 | 0 | 0 | 0
F3_Industrial_Paper and Printing_Existing_Space Heating_Natural Gas_HVAC - Demand Controlled Ventilation_A_Achievable Economic TRC Potential | F3 | Industrial | Paper and Printing | Existing | Space Heating | Natural Gas | HVAC - Demand Controlled Ventilation | A | Integrated Unit Winter Peak Savings (kW) | Achievable Economic TRC Potential | 0 | 0 | 0 | 0 | 0 | 0 | 0 | 0 | 0 | 0 | 0 | 0 | 0 | 0 | 0 | 0 | 0 | 0 | 0 | 0 | 0 | 0 | 0 | 0 | 0 | 0 | 0 | 0 | 0 | 0 | 0
F4_Industrial_Paper and Printing_Existing_Space Heating_Natural Gas_HVAC - Demand Controlled Ventilation_A_Achievable Economic TRC Potential | F4 | Industrial | Paper and Printing | Existing | Space Heating | Natural Gas | HVAC - Demand Controlled Ventilation | A | Incremental Energy Savings (MWh or mTherms) | Achievable Economic TRC Potential | 0 | 0 | 0 | 0 | 0 | 0 | 0 | 0 | 0 | 0 | 0 | 0 | 0 | 0 | 0 | 0 | 0 | 0 | 0 | 0 | 0 | 0 | 0 | 0 | 0 | 0 | 0 | 0 | 0 | 0 | 0
F5_Industrial_Paper and Printing_Existing_Space Heating_Natural Gas_HVAC - Demand Controlled Ventilation_A_Achievable Economic TRC Potential | F5 | Industrial | Paper and Printing | Existing | Space Heating | Natural Gas | HVAC - Demand Controlled Ventilation | A | Incremental Summer Peak Savings (MW) | Achievable Economic TRC Potential | 0 | 0 | 0 | 0 | 0 | 0 | 0 | 0 | 0 | 0 | 0 | 0 | 0 | 0 | 0 | 0 | 0 | 0 | 0 | 0 | 0 | 0 | 0 | 0 | 0 | 0 | 0 | 0 | 0 | 0 | 0
F6_Industrial_Paper and Printing_Existing_Space Heating_Natural Gas_HVAC - Demand Controlled Ventilation_A_Achievable Economic TRC Potential | F6 | Industrial | Paper and Printing | Existing | Space Heating | Natural Gas | HVAC - Demand Controlled Ventilation | A | Incremental Winter Peak Savings (MW) | Achievable Economic TRC Potential | 0 | 0 | 0 | 0 | 0 | 0 | 0 | 0 | 0 | 0 | 0 | 0 | 0 | 0 | 0 | 0 | 0 | 0 | 0 | 0 | 0 | 0 | 0 | 0 | 0 | 0 | 0 | 0 | 0 | 0 | 0
F7_Industrial_Paper and Printing_Existing_Space Heating_Natural Gas_HVAC - Demand Controlled Ventilation_A_Achievable Economic TRC Potential | F7 | Industrial | Paper and Printing | Existing | Space Heating | Natural Gas | HVAC - Demand Controlled Ventilation | A | Cumulative Energy Savings (MWh or mTherms) | Achievable Economic TRC Potential | 0 | 0 | 0 | 0 | 0 | 0 | 0 | 0 | 0 | 0 | 0 | 0 | 0 | 0 | 0 | 0 | 0 | 0 | 0 | 0 | 0 | 0 | 0 | 0 | 0 | 0 | 0 | 0 | 0 | 0 | 0
F8_Industrial_Paper and Printing_Existing_Space Heating_Natural Gas_HVAC - Demand Controlled Ventilation_A_Achievable Economic TRC Potential | F8 | Industrial | Paper and Printing | Existing | Space Heating | Natural Gas | HVAC - Demand Controlled Ventilation | A | Cumulative Summer Peak Savings (MW) | Achievable Economic TRC Potential | 0 | 0 | 0 | 0 | 0 | 0 | 0 | 0 | 0 | 0 | 0 | 0 | 0 | 0 | 0 | 0 | 0 | 0 | 0 | 0 | 0 | 0 | 0 | 0 | 0 | 0 | 0 | 0 | 0 | 0 | 0
F9_Industrial_Paper and Printing_Existing_Space Heating_Natural Gas_HVAC - Demand Controlled Ventilation_A_Achievable Economic TRC Potential | F9 | Industrial | Paper and Printing | Existing | Space Heating | Natural Gas | HVAC - Demand Controlled Ventilation | A | Cumulative Winter Peak Savings (MW) | Achievable Economic TRC Potential | 0 | 0 | 0 | 0 | 0 | 0 | 0 | 0 | 0 | 0 | 0 | 0 | 0 | 0 | 0 | 0 | 0 | 0 | 0 | 0 | 0 | 0 | 0 | 0 | 0 | 0 | 0 | 0 | 0 | 0 | 0
F10_Industrial_Paper and Printing_Existing_Space Heating_Natural Gas_HVAC - Demand Controlled Ventilation_A_Achievable Economic TRC Potential | F10 | Industrial | Paper and Printing | Existing | Space Heating | Natural Gas | HVAC - Demand Controlled Ventilation | A | Purchases (Incremental) | Achievable Economic TRC Potential | 0 | 0 | 0 | 0 | 0 | 0 | 0 | 0 | 0 | 0 | 0 | 0 | 0 | 0 | 0 | 0 | 0 | 0 | 0 | 0 | 0 | 0 | 0 | 0 | 0 | 0 | 0 | 0 | 0 | 0 | 0
F11_Industrial_Paper and Printing_Existing_Space Heating_Natural Gas_HVAC - Demand Controlled Ventilation_A_Achievable Economic TRC Potential | F11 | Industrial | Paper and Printing | Existing | Space Heating | Natural Gas | HVAC - Demand Controlled Ventilation | A | Purchases (Cumulative) | Achievable Economic TRC Potential | 0 | 0 | 0 | 0 | 0 | 0 | 0 | 0 | 0 | 0 | 0 | 0 | 0 | 0 | 0 | 0 | 0 | 0 | 0 | 0 | 0 | 0 | 0 | 0 | 0 | 0 | 0 | 0 | 0 | 0 | 0
F1_Industrial_Paper and Printing_Existing_Space Heating_Natural Gas_Gas Boiler - Stack Economizer_A_Achievable Economic TRC Potential | F1 | Industrial | Paper and Printing | Existing | Space Heating | Natural Gas | Gas Boiler - Stack Economizer | A | Integrated Unit Energy Savings (kWh or therms) | Achievable Economic TRC Potential | 0 | 0 | 0 | 0 | 0 | 99.4094 | 98.7144 | 98.0077 | 97.2737 | 96.5109 | 95.7341 | 94.9336 | 94.1087 | 93.2505 | 92.3105 | 91.4003 | 90.4794 | 89.5768 | 88.6911 | 87.8387 | 87.0232 | 86.1883 | 85.4317 | 84.7153 | 84.0134 | 83.3748 | 82.8276 | 82.3228 | 85.877 | 85.5242 | 85.2023
F2_Industrial_Paper and Printing_Existing_Space Heating_Natural Gas_Gas Boiler - Stack Economizer_A_Achievable Economic TRC Potential | F2 | Industrial | Paper and Printing | Existing | Space Heating | Natural Gas | Gas Boiler - Stack Economizer | A | Integrated Unit Summer Peak Savings (kW) | Achievable Economic TRC Potential | 0 | 0 | 0 | 0 | 0 | 0 | 0 | 0 | 0 | 0 | 0 | 0 | 0 | 0 | 0 | 0 | 0 | 0 | 0 | 0 | 0 | 0 | 0 | 0 | 0 | 0 | 0 | 0 | 0 | 0 | 0
F3_Industrial_Paper and Printing_Existing_Space Heating_Natural Gas_Gas Boiler - Stack Economizer_A_Achievable Economic TRC Potential | F3 | Industrial | Paper and Printing | Existing | Space Heating | Natural Gas | Gas Boiler - Stack Economizer | A | Integrated Unit Winter Peak Savings (kW) | Achievable Economic TRC Potential | 0 | 0 | 0 | 0 | 0 | 0 | 0 | 0 | 0 | 0 | 0 | 0 | 0 | 0 | 0 | 0 | 0 | 0 | 0 | 0 | 0 | 0 | 0 | 0 | 0 | 0 | 0 | 0 | 0 | 0 | 0
F4_Industrial_Paper and Printing_Existing_Space Heating_Natural Gas_Gas Boiler - Stack Economizer_A_Achievable Economic TRC Potential | F4 | Industrial | Paper and Printing | Existing | Space Heating | Natural Gas | Gas Boiler - Stack Economizer | A | Incremental Energy Savings (MWh or mTherms) | Achievable Economic TRC Potential | 0 | 0 | 0 | 0 | 0 | 0.0045979 | 0.0045632 | 0.0045038 | 0.0044725 | 0.0044411 | 0.0039145 | 0.0030969 | 0.002451 | 0.0019121 | 0.00152 | 0.0011925 | 0.00094455 | 0.00074434 | 0.00058432 | 0.00046351 | 0.00036585 | 2.4618e-06 | 8.6833e-07 | 2.9254e-07 | 9.4305e-08 | 7.9318e-08 | 7.8588e-08 | 7.792e-08 | 8.1106e-08 | 8.0617e-08 | 8.0176e-08
F5_Industrial_Paper and Printing_Existing_Space Heating_Natural Gas_Gas Boiler - Stack Economizer_A_Achievable Economic TRC Potential | F5 | Industrial | Paper and Printing | Existing | Space Heating | Natural Gas | Gas Boiler - Stack Economizer | A | Incremental Summer Peak Savings (MW) | Achievable Economic TRC Potential | 0 | 0 | 0 | 0 | 0 | 0 | 0 | 0 | 0 | 0 | 0 | 0 | 0 | 0 | 0 | 0 | 0 | 0 | 0 | 0 | 0 | 0 | 0 | 0 | 0 | 0 | 0 | 0 | 0 | 0 | 0
F6_Industrial_Paper and Printing_Existing_Space Heating_Natural Gas_Gas Boiler - Stack Economizer_A_Achievable Economic TRC Potential | F6 | Industrial | Paper and Printing | Existing | Space Heating | Natural Gas | Gas Boiler - Stack Economizer | A | Incremental Winter Peak Savings (MW) | Achievable Economic TRC Potential | 0 | 0 | 0 | 0 | 0 | 0 | 0 | 0 | 0 | 0 | 0 | 0 | 0 | 0 | 0 | 0 | 0 | 0 | 0 | 0 | 0 | 0 | 0 | 0 | 0 | 0 | 0 | 0 | 0 | 0 | 0
F7_Industrial_Paper and Printing_Existing_Space Heating_Natural Gas_Gas Boiler - Stack Economizer_A_Achievable Economic TRC Potential | F7 | Industrial | Paper and Printing | Existing | Space Heating | Natural Gas | Gas Boiler - Stack Economizer | A | Cumulative Energy Savings (MWh or mTherms) | Achievable Economic TRC Potential | 0 | 0 | 0 | 0 | 0 | 0.0045979 | 0.0091289 | 0.013567 | 0.017938 | 0.022239 | 0.025974 | 0.028854 | 0.031054 | 0.032683 | 0.033874 | 0.034732 | 0.035327 | 0.035719 | 0.03595 | 0.036068 | 0.036099 | 0.035755 | 0.035442 | 0.035145 | 0.034854 | 0.034589 | 0.034362 | 0.034153 | 0 | 0 | 0
F8_Industrial_Paper and Printing_Existing_Space Heating_Natural Gas_Gas Boiler - Stack Economizer_A_Achievable Economic TRC Potential | F8 | Industrial | Paper and Printing | Existing | Space Heating | Natural Gas | Gas Boiler - Stack Economizer | A | Cumulative Summer Peak Savings (MW) | Achievable Economic TRC Potential | 0 | 0 | 0 | 0 | 0 | 0 | 0 | 0 | 0 | 0 | 0 | 0 | 0 | 0 | 0 | 0 | 0 | 0 | 0 | 0 | 0 | 0 | 0 | 0 | 0 | 0 | 0 | 0 | 0 | 0 | 0
F9_Industrial_Paper and Printing_Existing_Space Heating_Natural Gas_Gas Boiler - Stack Economizer_A_Achievable Economic TRC Potential | F9 | Industrial | Paper and Printing | Existing | Space Heating | Natural Gas | Gas Boiler - Stack Economizer | A | Cumulative Winter Peak Savings (MW) | Achievable Economic TRC Potential | 0 | 0 | 0 | 0 | 0 | 0 | 0 | 0 | 0 | 0 | 0 | 0 | 0 | 0 | 0 | 0 | 0 | 0 | 0 | 0 | 0 | 0 | 0 | 0 | 0 | 0 | 0 | 0 | 0 | 0 | 0
F10_Industrial_Paper and Printing_Existing_Space Heating_Natural Gas_Gas Boiler - Stack Economizer_A_Achievable Economic TRC Potential | F10 | Industrial | Paper and Printing | Existing | Space Heating | Natural Gas | Gas Boiler - Stack Economizer | A | Purchases (Incremental) | Achievable Economic TRC Potential | 0 | 0 | 0 | 0 | 0 | 0.046252 | 0.046226 | 0.045954 | 0.045979 | 0.046017 | 0.040889 | 0.032622 | 0.026045 | 0.020505 | 0.016466 | 0.013048 | 0.010439 | 0.0083095 | 0.0065883 | 0.0052769 | 0.004204 | 2.8563e-05 | 1.0164e-05 | 3.4532e-06 | 1.1225e-06 | 9.5135e-07 | 9.4881e-07 | 9.4651e-07 | 9.4445e-07 | 9.4262e-07 | 9.4101e-07
F11_Industrial_Paper and Printing_Existing_Space Heating_Natural Gas_Gas Boiler - Stack Economizer_A_Achievable Economic TRC Potential | F11 | Industrial | Paper and Printing | Existing | Space Heating | Natural Gas | Gas Boiler - Stack Economizer | A | Purchases (Cumulative) | Achievable Economic TRC Potential | 0 | 0 | 0 | 0 | 0 | 0.046252 | 0.092478 | 0.13843 | 0.18441 | 0.23043 | 0.27132 | 0.30394 | 0.32998 | 0.35049 | 0.36695 | 0.38 | 0.39044 | 0.39875 | 0.40534 | 0.41062 | 0.41482 | 0.41485 | 0.41486 | 0.41486 | 0.41486 | 0.41486 | 0.41487 | 0.41487 | 0.41487 | 0.41487 | 0.41487
F1_Industrial_Paper and Printing_Existing_Process_Natural Gas_Gas Boiler - Stack Economizer_A_Achievable Economic TRC Potential | F1 | Industrial | Paper and Printing | Existing | Process | Natural Gas | Gas Boiler - Stack Economizer | A | Integrated Unit Energy Savings (kWh or therms) | Achievable Economic TRC Potential | 0 | 0 | 0 | 0 | 0 | 73.0348 | 73.0246 | 73.0174 | 73.012 | 73.0072 | 73.0025 | 72.9988 | 72.9957 | 72.9923 | 72.9904 | 72.988 | 72.9867 | 72.9853 | 72.9838 | 72.9833 | 72.9824 | 72.9817 | 72.981 | 72.9804 | 72.9799 | 72.9797 | 72.9795 | 72.9794 | 73.0493 | 73.0493 | 73.0493
F2_Industrial_Paper and Printing_Existing_Process_Natural Gas_Gas Boiler - Stack Economizer_A_Achievable Economic TRC Potential | F2 | Industrial | Paper and Printing | Existing | Process | Natural Gas | Gas Boiler - Stack Economizer | A | Integrated Unit Summer Peak Savings (kW) | Achievable Economic TRC Potential | 0 | 0 | 0 | 0 | 0 | 0 | 0 | 0 | 0 | 0 | 0 | 0 | 0 | 0 | 0 | 0 | 0 | 0 | 0 | 0 | 0 | 0 | 0 | 0 | 0 | 0 | 0 | 0 | 0 | 0 | 0
F3_Industrial_Paper and Printing_Existing_Process_Natural Gas_Gas Boiler - Stack Economizer_A_Achievable Economic TRC Potential | F3 | Industrial | Paper and Printing | Existing | Process | Natural Gas | Gas Boiler - Stack Economizer | A | Integrated Unit Winter Peak Savings (kW) | Achievable Economic TRC Potential | 0 | 0 | 0 | 0 | 0 | 0 | 0 | 0 | 0 | 0 | 0 | 0 | 0 | 0 | 0 | 0 | 0 | 0 | 0 | 0 | 0 | 0 | 0 | 0 | 0 | 0 | 0 | 0 | 0 | 0 | 0
F4_Industrial_Paper and Printing_Existing_Process_Natural Gas_Gas Boiler - Stack Economizer_A_Achievable Economic TRC Potential | F4 | Industrial | Paper and Printing | Existing | Process | Natural Gas | Gas Boiler - Stack Economizer | A | Incremental Energy Savings (MWh or mTherms) | Achievable Economic TRC Potential | 0 | 0 | 0 | 0 | 0 | 0.13479 | 0.1347 | 0.13389 | 0.13395 | 0.13406 | 0.11911 | 0.095023 | 0.075861 | 0.059722 | 0.047959 | 0.038 | 0.030403 | 0.0242 | 0.019187 | 0.015368 | 0.012243 | 8.3181e-05 | 2.9599e-05 | 1.0056e-05 | 3.2688e-06 | 2.7704e-06 | 2.763e-06 | 2.7563e-06 | 2.753e-06 | 2.7476e-06 | 2.7429e-06
F5_Industrial_Paper and Printing_Existing_Process_Natural Gas_Gas Boiler - Stack Economizer_A_Achievable Economic TRC Potential | F5 | Industrial | Paper and Printing | Existing | Process | Natural Gas | Gas Boiler - Stack Economizer | A | Incremental Summer Peak Savings (MW) | Achievable Economic TRC Potential | 0 | 0 | 0 | 0 | 0 | 0 | 0 | 0 | 0 | 0 | 0 | 0 | 0 | 0 | 0 | 0 | 0 | 0 | 0 | 0 | 0 | 0 | 0 | 0 | 0 | 0 | 0 | 0 | 0 | 0 | 0
F6_Industrial_Paper and Printing_Existing_Process_Natural Gas_Gas Boiler - Stack Economizer_A_Achievable Economic TRC Potential | F6 | Industrial | Paper and Printing | Existing | Process | Natural Gas | Gas Boiler - Stack Economizer | A | Incremental Winter Peak Savings (MW) | Achievable Economic TRC Potential | 0 | 0 | 0 | 0 | 0 | 0 | 0 | 0 | 0 | 0 | 0 | 0 | 0 | 0 | 0 | 0 | 0 | 0 | 0 | 0 | 0 | 0 | 0 | 0 | 0 | 0 | 0 | 0 | 0 | 0 | 0
F7_Industrial_Paper and Printing_Existing_Process_Natural Gas_Gas Boiler - Stack Economizer_A_Achievable Economic TRC Potential | F7 | Industrial | Paper and Printing | Existing | Process | Natural Gas | Gas Boiler - Stack Economizer | A | Cumulative Energy Savings (MWh or mTherms) | Achievable Economic TRC Potential | 0 | 0 | 0 | 0 | 0 | 0.13479 | 0.26947 | 0.40334 | 0.53726 | 0.67128 | 0.79035 | 0.88533 | 0.96116 | 1.0208 | 1.0688 | 1.1067 | 1.1371 | 1.1613 | 1.1805 | 1.1958 | 1.208 | 1.2081 | 1.2081 | 1.2081 | 1.2081 | 1.2081 | 1.2081 | 1.2081 | 0 | 0 | 0
F8_Industrial_Paper and Printing_Existing_Process_Natural Gas_Gas Boiler - Stack Economizer_A_Achievable Economic TRC Potential | F8 | Industrial | Paper and Printing | Existing | Process | Natural Gas | Gas Boiler - Stack Economizer | A | Cumulative Summer Peak Savings (MW) | Achievable Economic TRC Potential | 0 | 0 | 0 | 0 | 0 | 0 | 0 | 0 | 0 | 0 | 0 | 0 | 0 | 0 | 0 | 0 | 0 | 0 | 0 | 0 | 0 | 0 | 0 | 0 | 0 | 0 | 0 | 0 | 0 | 0 | 0
F9_Industrial_Paper and Printing_Existing_Process_Natural Gas_Gas Boiler - Stack Economizer_A_Achievable Economic TRC Potential | F9 | Industrial | Paper and Printing | Existing | Process | Natural Gas | Gas Boiler - Stack Economizer | A | Cumulative Winter Peak Savings (MW) | Achievable Economic TRC Potential | 0 | 0 | 0 | 0 | 0 | 0 | 0 | 0 | 0 | 0 | 0 | 0 | 0 | 0 | 0 | 0 | 0 | 0 | 0 | 0 | 0 | 0 | 0 | 0 | 0 | 0 | 0 | 0 | 0 | 0 | 0
F10_Industrial_Paper and Printing_Existing_Process_Natural Gas_Gas Boiler - Stack Economizer_A_Achievable Economic TRC Potential | F10 | Industrial | Paper and Printing | Existing | Process | Natural Gas | Gas Boiler - Stack Economizer | A | Purchases (Incremental) | Achievable Economic TRC Potential | 0 | 0 | 0 | 0 | 0 | 1.8456 | 1.8446 | 1.8337 | 1.8347 | 1.8362 | 1.6316 | 1.3017 | 1.0393 | 0.8182 | 0.65706 | 0.52063 | 0.41656 | 0.33157 | 0.26289 | 0.21056 | 0.16775 | 0.0011398 | 0.00040557 | 0.00013779 | 4.4791e-05 | 3.7962e-05 | 3.786e-05 | 3.7769e-05 | 3.7686e-05 | 3.7613e-05 | 3.7549e-05
F11_Industrial_Paper and Printing_Existing_Process_Natural Gas_Gas Boiler - Stack Economizer_A_Achievable Economic TRC Potential | F11 | Industrial | Paper and Printing | Existing | Process | Natural Gas | Gas Boiler - Stack Economizer | A | Purchases (Cumulative) | Achievable Economic TRC Potential | 0 | 0 | 0 | 0 | 0 | 1.8456 | 3.6902 | 5.5238 | 7.3585 | 9.1947 | 10.8263 | 12.128 | 13.1673 | 13.9855 | 14.6425 | 15.1632 | 15.5797 | 15.9113 | 16.1742 | 16.3848 | 16.5525 | 16.5537 | 16.5541 | 16.5542 | 16.5542 | 16.5543 | 16.5543 | 16.5544 | 16.5544 | 16.5544 | 16.5545
F1_Industrial_Paper and Printing_Existing_Space Heating_Natural Gas_Gas Furnace Tube Inserts_A_Achievable Economic TRC Potential | F1 | Industrial | Paper and Printing | Existing | Space Heating | Natural Gas | Gas Furnace Tube Inserts | A | Integrated Unit Energy Savings (kWh or therms) | Achievable Economic TRC Potential | 0 | 0 | 0 | 0 | 0 | 0.086176 | 0.085373 | 0.084345 | 0.083282 | 0.082189 | 0.081092 | 0.079981 | 0.078903 | 0.077846 | 0.076747 | 0.075738 | 0.074759 | 0.073832 | 0.072952 | 0.072096 | 0.071273 | 0.070458 | 0.069674 | 0.068933 | 0.068229 | 0.067576 | 0.066996 | 0.066451 | 0.069231 | 0.068805 | 0.068405
F2_Industrial_Paper and Printing_Existing_Space Heating_Natural Gas_Gas Furnace Tube Inserts_A_Achievable Economic TRC Potential | F2 | Industrial | Paper and Printing | Existing | Space Heating | Natural Gas | Gas Furnace Tube Inserts | A | Integrated Unit Summer Peak Savings (kW) | Achievable Economic TRC Potential | 0 | 0 | 0 | 0 | 0 | 0 | 0 | 0 | 0 | 0 | 0 | 0 | 0 | 0 | 0 | 0 | 0 | 0 | 0 | 0 | 0 | 0 | 0 | 0 | 0 | 0 | 0 | 0 | 0 | 0 | 0
F3_Industrial_Paper and Printing_Existing_Space Heating_Natural Gas_Gas Furnace Tube Inserts_A_Achievable Economic TRC Potential | F3 | Industrial | Paper and Printing | Existing | Space Heating | Natural Gas | Gas Furnace Tube Inserts | A | Integrated Unit Winter Peak Savings (kW) | Achievable Economic TRC Potential | 0 | 0 | 0 | 0 | 0 | 0 | 0 | 0 | 0 | 0 | 0 | 0 | 0 | 0 | 0 | 0 | 0 | 0 | 0 | 0 | 0 | 0 | 0 | 0 | 0 | 0 | 0 | 0 | 0 | 0 | 0
F4_Industrial_Paper and Printing_Existing_Space Heating_Natural Gas_Gas Furnace Tube Inserts_A_Achievable Economic TRC Potential | F4 | Industrial | Paper and Printing | Existing | Space Heating | Natural Gas | Gas Furnace Tube Inserts | A | Incremental Energy Savings (MWh or mTherms) | Achievable Economic TRC Potential | 0 | 0 | 0 | 0 | 0 | 0 | 0 | 0 | 0 | 0 | 0 | 0 | 0 | 0 | 0 | 0 | 0 | 0 | 0 | 0 | 0 | 0 | 0 | 0 | 0 | 0 | 0 | 0 | 0 | 0 | 0
F5_Industrial_Paper and Printing_Existing_Space Heating_Natural Gas_Gas Furnace Tube Inserts_A_Achievable Economic TRC Potential | F5 | Industrial | Paper and Printing | Existing | Space Heating | Natural Gas | Gas Furnace Tube Inserts | A | Incremental Summer Peak Savings (MW) | Achievable Economic TRC Potential | 0 | 0 | 0 | 0 | 0 | 0 | 0 | 0 | 0 | 0 | 0 | 0 | 0 | 0 | 0 | 0 | 0 | 0 | 0 | 0 | 0 | 0 | 0 | 0 | 0 | 0 | 0 | 0 | 0 | 0 | 0
F6_Industrial_Paper and Printing_Existing_Space Heating_Natural Gas_Gas Furnace Tube Inserts_A_Achievable Economic TRC Potential | F6 | Industrial | Paper and Printing | Existing | Space Heating | Natural Gas | Gas Furnace Tube Inserts | A | Incremental Winter Peak Savings (MW) | Achievable Economic TRC Potential | 0 | 0 | 0 | 0 | 0 | 0 | 0 | 0 | 0 | 0 | 0 | 0 | 0 | 0 | 0 | 0 | 0 | 0 | 0 | 0 | 0 | 0 | 0 | 0 | 0 | 0 | 0 | 0 | 0 | 0 | 0
F7_Industrial_Paper and Printing_Existing_Space Heating_Natural Gas_Gas Furnace Tube Inserts_A_Achievable Economic TRC Potential | F7 | Industrial | Paper and Printing | Existing | Space Heating | Natural Gas | Gas Furnace Tube Inserts | A | Cumulative Energy Savings (MWh or mTherms) | Achievable Economic TRC Potential | 0 | 0 | 0 | 0 | 0 | 0 | 0 | 0 | 0 | 0 | 0 | 0 | 0 | 0 | 0 | 0 | 0 | 0 | 0 | 0 | 0 | 0 | 0 | 0 | 0 | 0 | 0 | 0 | 0 | 0 | 0
F8_Industrial_Paper and Printing_Existing_Space Heating_Natural Gas_Gas Furnace Tube Inserts_A_Achievable Economic TRC Potential | F8 | Industrial | Paper and Printing | Existing | Space Heating | Natural Gas | Gas Furnace Tube Inserts | A | Cumulative Summer Peak Savings (MW) | Achievable Economic TRC Potential | 0 | 0 | 0 | 0 | 0 | 0 | 0 | 0 | 0 | 0 | 0 | 0 | 0 | 0 | 0 | 0 | 0 | 0 | 0 | 0 | 0 | 0 | 0 | 0 | 0 | 0 | 0 | 0 | 0 | 0 | 0
F9_Industrial_Paper and Printing_Existing_Space Heating_Natural Gas_Gas Furnace Tube Inserts_A_Achievable Economic TRC Potential | F9 | Industrial | Paper and Printing | Existing | Space Heating | Natural Gas | Gas Furnace Tube Inserts | A | Cumulative Winter Peak Savings (MW) | Achievable Economic TRC Potential | 0 | 0 | 0 | 0 | 0 | 0 | 0 | 0 | 0 | 0 | 0 | 0 | 0 | 0 | 0 | 0 | 0 | 0 | 0 | 0 | 0 | 0 | 0 | 0 | 0 | 0 | 0 | 0 | 0 | 0 | 0
F10_Industrial_Paper and Printing_Existing_Space Heating_Natural Gas_Gas Furnace Tube Inserts_A_Achievable Economic TRC Potential | F10 | Industrial | Paper and Printing | Existing | Space Heating | Natural Gas | Gas Furnace Tube Inserts | A | Purchases (Incremental) | Achievable Economic TRC Potential | 0 | 0 | 0 | 0 | 0 | 0 | 0 | 0 | 0 | 0 | 0 | 0 | 0 | 0 | 0 | 0 | 0 | 0 | 0 | 0 | 0 | 0 | 0 | 0 | 0 | 0 | 0 | 0 | 0 | 0 | 0
F11_Industrial_Paper and Printing_Existing_Space Heating_Natural Gas_Gas Furnace Tube Inserts_A_Achievable Economic TRC Potential | F11 | Industrial | Paper and Printing | Existing | Space Heating | Natural Gas | Gas Furnace Tube Inserts | A | Purchases (Cumulative) | Achievable Economic TRC Potential | 0 | 0 | 0 | 0 | 0 | 0 | 0 | 0 | 0 | 0 | 0 | 0 | 0 | 0 | 0 | 0 | 0 | 0 | 0 | 0 | 0 | 0 | 0 | 0 | 0 | 0 | 0 | 0 | 0 | 0 | 0
F1_Industrial_Paper and Printing_Existing_Space Heating_Natural Gas_Space Heating - Heat Recovery Ventilator_A_Achievable Economic TRC Potential | F1 | Industrial | Paper and Printing | Existing | Space Heating | Natural Gas | Space Heating - Heat Recovery Ventilator | A | Integrated Unit Energy Savings (kWh or therms) | Achievable Economic TRC Potential | 0 | 0 | 0 | 0 | 0 | 0.013145 | 0.012954 | 0.012687 | 0.012351 | 0.01195 | 0.011489 | 0.01101 | 0.010533 | 0.010051 | 0.0096408 | 0.0092518 | 0.0089376 | 0.008662 | 0.0084203 | 0.0082479 | 0.0080904 | 0.0079538 | 0.007842 | 0.0077544 | 0.0076748 | 0.0076157 | 0.0075645 | 0.0075169 | 0 | 0 | 0
F2_Industrial_Paper and Printing_Existing_Space Heating_Natural Gas_Space Heating - Heat Recovery Ventilator_A_Achievable Economic TRC Potential | F2 | Industrial | Paper and Printing | Existing | Space Heating | Natural Gas | Space Heating - Heat Recovery Ventilator | A | Integrated Unit Summer Peak Savings (kW) | Achievable Economic TRC Potential | 0 | 0 | 0 | 0 | 0 | 0 | 0 | 0 | 0 | 0 | 0 | 0 | 0 | 0 | 0 | 0 | 0 | 0 | 0 | 0 | 0 | 0 | 0 | 0 | 0 | 0 | 0 | 0 | 0 | 0 | 0
F3_Industrial_Paper and Printing_Existing_Space Heating_Natural Gas_Space Heating - Heat Recovery Ventilator_A_Achievable Economic TRC Potential | F3 | Industrial | Paper and Printing | Existing | Space Heating | Natural Gas | Space Heating - Heat Recovery Ventilator | A | Integrated Unit Winter Peak Savings (kW) | Achievable Economic TRC Potential | 0 | 0 | 0 | 0 | 0 | 0 | 0 | 0 | 0 | 0 | 0 | 0 | 0 | 0 | 0 | 0 | 0 | 0 | 0 | 0 | 0 | 0 | 0 | 0 | 0 | 0 | 0 | 0 | 0 | 0 | 0
F4_Industrial_Paper and Printing_Existing_Space Heating_Natural Gas_Space Heating - Heat Recovery Ventilator_A_Achievable Economic TRC Potential | F4 | Industrial | Paper and Printing | Existing | Space Heating | Natural Gas | Space Heating - Heat Recovery Ventilator | A | Incremental Energy Savings (MWh or mTherms) | Achievable Economic TRC Potential | 0 | 0 | 0 | 0 | 0 | 0 | 0 | 0 | 0 | 0 | 0 | 0 | 0 | 0 | 0 | 0 | 0 | 0 | 0 | 0 | 0 | 0 | 0 | 0 | 0 | 0 | 0 | 0 | 0 | 0 | 0
F5_Industrial_Paper and Printing_Existing_Space Heating_Natural Gas_Space Heating - Heat Recovery Ventilator_A_Achievable Economic TRC Potential | F5 | Industrial | Paper and Printing | Existing | Space Heating | Natural Gas | Space Heating - Heat Recovery Ventilator | A | Incremental Summer Peak Savings (MW) | Achievable Economic TRC Potential | 0 | 0 | 0 | 0 | 0 | 0 | 0 | 0 | 0 | 0 | 0 | 0 | 0 | 0 | 0 | 0 | 0 | 0 | 0 | 0 | 0 | 0 | 0 | 0 | 0 | 0 | 0 | 0 | 0 | 0 | 0
F6_Industrial_Paper and Printing_Existing_Space Heating_Natural Gas_Space Heating - Heat Recovery Ventilator_A_Achievable Economic TRC Potential | F6 | Industrial | Paper and Printing | Existing | Space Heating | Natural Gas | Space Heating - Heat Recovery Ventilator | A | Incremental Winter Peak Savings (MW) | Achievable Economic TRC Potential | 0 | 0 | 0 | 0 | 0 | 0 | 0 | 0 | 0 | 0 | 0 | 0 | 0 | 0 | 0 | 0 | 0 | 0 | 0 | 0 | 0 | 0 | 0 | 0 | 0 | 0 | 0 | 0 | 0 | 0 | 0
F7_Industrial_Paper and Printing_Existing_Space Heating_Natural Gas_Space Heating - Heat Recovery Ventilator_A_Achievable Economic TRC Potential | F7 | Industrial | Paper and Printing | Existing | Space Heating | Natural Gas | Space Heating - Heat Recovery Ventilator | A | Cumulative Energy Savings (MWh or mTherms) | Achievable Economic TRC Potential | 0 | 0 | 0 | 0 | 0 | 0 | 0 | 0 | 0 | 0 | 0 | 0 | 0 | 0 | 0 | 0 | 0 | 0 | 0 | 0 | 0 | 0 | 0 | 0 | 0 | 0 | 0 | 0 | 0 | 0 | 0
F8_Industrial_Paper and Printing_Existing_Space Heating_Natural Gas_Space Heating - Heat Recovery Ventilator_A_Achievable Economic TRC Potential | F8 | Industrial | Paper and Printing | Existing | Space Heating | Natural Gas | Space Heating - Heat Recovery Ventilator | A | Cumulative Summer Peak Savings (MW) | Achievable Economic TRC Potential | 0 | 0 | 0 | 0 | 0 | 0 | 0 | 0 | 0 | 0 | 0 | 0 | 0 | 0 | 0 | 0 | 0 | 0 | 0 | 0 | 0 | 0 | 0 | 0 | 0 | 0 | 0 | 0 | 0 | 0 | 0
F9_Industrial_Paper and Printing_Existing_Space Heating_Natural Gas_Space Heating - Heat Recovery Ventilator_A_Achievable Economic TRC Potential | F9 | Industrial | Paper and Printing | Existing | Space Heating | Natural Gas | Space Heating - Heat Recovery Ventilator | A | Cumulative Winter Peak Savings (MW) | Achievable Economic TRC Potential | 0 | 0 | 0 | 0 | 0 | 0 | 0 | 0 | 0 | 0 | 0 | 0 | 0 | 0 | 0 | 0 | 0 | 0 | 0 | 0 | 0 | 0 | 0 | 0 | 0 | 0 | 0 | 0 | 0 | 0 | 0
F10_Industrial_Paper and Printing_Existing_Space Heating_Natural Gas_Space Heating - Heat Recovery Ventilator_A_Achievable Economic TRC Potential | F10 | Industrial | Paper and Printing | Existing | Space Heating | Natural Gas | Space Heating - Heat Recovery Ventilator | A | Purchases (Incremental) | Achievable Economic TRC Potential | 0 | 0 | 0 | 0 | 0 | 0 | 0 | 0 | 0 | 0 | 0 | 0 | 0 | 0 | 0 | 0 | 0 | 0 | 0 | 0 | 0 | 0 | 0 | 0 | 0 | 0 | 0 | 0 | 0 | 0 | 0
F11_Industrial_Paper and Printing_Existing_Space Heating_Natural Gas_Space Heating - Heat Recovery Ventilator_A_Achievable Economic TRC Potential | F11 | Industrial | Paper and Printing | Existing | Space Heating | Natural Gas | Space Heating - Heat Recovery Ventilator | A | Purchases (Cumulative) | Achievable Economic TRC Potential | 0 | 0 | 0 | 0 | 0 | 0 | 0 | 0 | 0 | 0 | 0 | 0 | 0 | 0 | 0 | 0 | 0 | 0 | 0 | 0 | 0 | 0 | 0 | 0 | 0 | 0 | 0 | 0 | 0 | 0 | 0
F1_Industrial_Paper and Printing_Existing_Space Heating_Natural Gas_Thermostat - Programmable_A_Achievable Economic TRC Potential | F1 | Industrial | Paper and Printing | Existing | Space Heating | Natural Gas | Thermostat - Programmable | A | Integrated Unit Energy Savings (kWh or therms) | Achievable Economic TRC Potential | 0 | 0 | 0 | 0 | 0 | 0.0065301 | 0.0064351 | 0.0063024 | 0.0061353 | 0.0059356 | 0.005706 | 0.0054674 | 0.0052295 | 0.0049891 | 0.0047841 | 0.0045897 | 0.0044324 | 0.0042943 | 0.0041731 | 0.0040866 | 0.0040077 | 0.0039393 | 0.0038834 | 0.0038397 | 0.0038001 | 0.0037708 | 0.0037454 | 0.0037218 | 0 | 0 | 0
F2_Industrial_Paper and Printing_Existing_Space Heating_Natural Gas_Thermostat - Programmable_A_Achievable Economic TRC Potential | F2 | Industrial | Paper and Printing | Existing | Space Heating | Natural Gas | Thermostat - Programmable | A | Integrated Unit Summer Peak Savings (kW) | Achievable Economic TRC Potential | 0 | 0 | 0 | 0 | 0 | 0 | 0 | 0 | 0 | 0 | 0 | 0 | 0 | 0 | 0 | 0 | 0 | 0 | 0 | 0 | 0 | 0 | 0 | 0 | 0 | 0 | 0 | 0 | 0 | 0 | 0
F3_Industrial_Paper and Printing_Existing_Space Heating_Natural Gas_Thermostat - Programmable_A_Achievable Economic TRC Potential | F3 | Industrial | Paper and Printing | Existing | Space Heating | Natural Gas | Thermostat - Programmable | A | Integrated Unit Winter Peak Savings (kW) | Achievable Economic TRC Potential | 0 | 0 | 0 | 0 | 0 | 0 | 0 | 0 | 0 | 0 | 0 | 0 | 0 | 0 | 0 | 0 | 0 | 0 | 0 | 0 | 0 | 0 | 0 | 0 | 0 | 0 | 0 | 0 | 0 | 0 | 0
F4_Industrial_Paper and Printing_Existing_Space Heating_Natural Gas_Thermostat - Programmable_A_Achievable Economic TRC Potential | F4 | Industrial | Paper and Printing | Existing | Space Heating | Natural Gas | Thermostat - Programmable | A | Incremental Energy Savings (MWh or mTherms) | Achievable Economic TRC Potential | 0 | 0 | 0 | 0 | 0 | 0 | 0 | 0 | 0 | 0 | 0 | 0 | 0 | 0 | 0 | 0 | 0 | 0 | 0 | 0 | 0 | 0 | 0 | 0 | 0 | 0 | 0 | 0 | 0 | 0 | 0
F5_Industrial_Paper and Printing_Existing_Space Heating_Natural Gas_Thermostat - Programmable_A_Achievable Economic TRC Potential | F5 | Industrial | Paper and Printing | Existing | Space Heating | Natural Gas | Thermostat - Programmable | A | Incremental Summer Peak Savings (MW) | Achievable Economic TRC Potential | 0 | 0 | 0 | 0 | 0 | 0 | 0 | 0 | 0 | 0 | 0 | 0 | 0 | 0 | 0 | 0 | 0 | 0 | 0 | 0 | 0 | 0 | 0 | 0 | 0 | 0 | 0 | 0 | 0 | 0 | 0
F6_Industrial_Paper and Printing_Existing_Space Heating_Natural Gas_Thermostat - Programmable_A_Achievable Economic TRC Potential | F6 | Industrial | Paper and Printing | Existing | Space Heating | Natural Gas | Thermostat - Programmable | A | Incremental Winter Peak Savings (MW) | Achievable Economic TRC Potential | 0 | 0 | 0 | 0 | 0 | 0 | 0 | 0 | 0 | 0 | 0 | 0 | 0 | 0 | 0 | 0 | 0 | 0 | 0 | 0 | 0 | 0 | 0 | 0 | 0 | 0 | 0 | 0 | 0 | 0 | 0
F7_Industrial_Paper and Printing_Existing_Space Heating_Natural Gas_Thermostat - Programmable_A_Achievable Economic TRC Potential | F7 | Industrial | Paper and Printing | Existing | Space Heating | Natural Gas | Thermostat - Programmable | A | Cumulative Energy Savings (MWh or mTherms) | Achievable Economic TRC Potential | 0 | 0 | 0 | 0 | 0 | 0 | 0 | 0 | 0 | 0 | 0 | 0 | 0 | 0 | 0 | 0 | 0 | 0 | 0 | 0 | 0 | 0 | 0 | 0 | 0 | 0 | 0 | 0 | 0 | 0 | 0
F8_Industrial_Paper and Printing_Existing_Space Heating_Natural Gas_Thermostat - Programmable_A_Achievable Economic TRC Potential | F8 | Industrial | Paper and Printing | Existing | Space Heating | Natural Gas | Thermostat - Programmable | A | Cumulative Summer Peak Savings (MW) | Achievable Economic TRC Potential | 0 | 0 | 0 | 0 | 0 | 0 | 0 | 0 | 0 | 0 | 0 | 0 | 0 | 0 | 0 | 0 | 0 | 0 | 0 | 0 | 0 | 0 | 0 | 0 | 0 | 0 | 0 | 0 | 0 | 0 | 0
F9_Industrial_Paper and Printing_Existing_Space Heating_Natural Gas_Thermostat - Programmable_A_Achievable Economic TRC Potential | F9 | Industrial | Paper and Printing | Existing | Space Heating | Natural Gas | Thermostat - Programmable | A | Cumulative Winter Peak Savings (MW) | Achievable Economic TRC Potential | 0 | 0 | 0 | 0 | 0 | 0 | 0 | 0 | 0 | 0 | 0 | 0 | 0 | 0 | 0 | 0 | 0 | 0 | 0 | 0 | 0 | 0 | 0 | 0 | 0 | 0 | 0 | 0 | 0 | 0 | 0
F10_Industrial_Paper and Printing_Existing_Space Heating_Natural Gas_Thermostat - Programmable_A_Achievable Economic TRC Potential | F10 | Industrial | Paper and Printing | Existing | Space Heating | Natural Gas | Thermostat - Programmable | A | Purchases (Incremental) | Achievable Economic TRC Potential | 0 | 0 | 0 | 0 | 0 | 0 | 0 | 0 | 0 | 0 | 0 | 0 | 0 | 0 | 0 | 0 | 0 | 0 | 0 | 0 | 0 | 0 | 0 | 0 | 0 | 0 | 0 | 0 | 0 | 0 | 0
F11_Industrial_Paper and Printing_Existing_Space Heating_Natural Gas_Thermostat - Programmable_A_Achievable Economic TRC Potential | F11 | Industrial | Paper and Printing | Existing | Space Heating | Natural Gas | Thermostat - Programmable | A | Purchases (Cumulative) | Achievable Economic TRC Potential | 0 | 0 | 0 | 0 | 0 | 0 | 0 | 0 | 0 | 0 | 0 | 0 | 0 | 0 | 0 | 0 | 0 | 0 | 0 | 0 | 0 | 0 | 0 | 0 | 0 | 0 | 0 | 0 | 0 | 0 | 0
F1_Industrial_Paper and Printing_Existing_Space Heating_Natural Gas_ENERGY STAR Connected Thermostat_A_Achievable Economic TRC Potential | F1 | Industrial | Paper and Printing | Existing | Space Heating | Natural Gas | ENERGY STAR Connected Thermostat | A | Integrated Unit Energy Savings (kWh or therms) | Achievable Economic TRC Potential | 0 | 0 | 0 | 0 | 0 | 0.015372 | 0.015148 | 0.014836 | 0.014443 | 0.013973 | 0.013432 | 0.01287 | 0.01231 | 0.011744 | 0.011262 | 0.010804 | 0.010434 | 0.010109 | 0.0098236 | 0.00962 | 0.0094341 | 0.0092731 | 0.0091417 | 0.0090387 | 0.0089456 | 0.0088765 | 0.0088168 | 0.0087613 | 0 | 0 | 0
F2_Industrial_Paper and Printing_Existing_Space Heating_Natural Gas_ENERGY STAR Connected Thermostat_A_Achievable Economic TRC Potential | F2 | Industrial | Paper and Printing | Existing | Space Heating | Natural Gas | ENERGY STAR Connected Thermostat | A | Integrated Unit Summer Peak Savings (kW) | Achievable Economic TRC Potential | 0 | 0 | 0 | 0 | 0 | 0 | 0 | 0 | 0 | 0 | 0 | 0 | 0 | 0 | 0 | 0 | 0 | 0 | 0 | 0 | 0 | 0 | 0 | 0 | 0 | 0 | 0 | 0 | 0 | 0 | 0
F3_Industrial_Paper and Printing_Existing_Space Heating_Natural Gas_ENERGY STAR Connected Thermostat_A_Achievable Economic TRC Potential | F3 | Industrial | Paper and Printing | Existing | Space Heating | Natural Gas | ENERGY STAR Connected Thermostat | A | Integrated Unit Winter Peak Savings (kW) | Achievable Economic TRC Potential | 0 | 0 | 0 | 0 | 0 | 0 | 0 | 0 | 0 | 0 | 0 | 0 | 0 | 0 | 0 | 0 | 0 | 0 | 0 | 0 | 0 | 0 | 0 | 0 | 0 | 0 | 0 | 0 | 0 | 0 | 0
F4_Industrial_Paper and Printing_Existing_Space Heating_Natural Gas_ENERGY STAR Connected Thermostat_A_Achievable Economic TRC Potential | F4 | Industrial | Paper and Printing | Existing | Space Heating | Natural Gas | ENERGY STAR Connected Thermostat | A | Incremental Energy Savings (MWh or mTherms) | Achievable Economic TRC Potential | 0 | 0 | 0 | 0 | 0 | 0 | 0 | 0 | 0 | 0 | 0 | 0 | 0 | 0 | 0 | 0 | 0 | 0 | 0 | 0 | 0 | 0 | 0 | 0 | 0 | 0 | 0 | 0 | 0 | 0 | 0
F5_Industrial_Paper and Printing_Existing_Space Heating_Natural Gas_ENERGY STAR Connected Thermostat_A_Achievable Economic TRC Potential | F5 | Industrial | Paper and Printing | Existing | Space Heating | Natural Gas | ENERGY STAR Connected Thermostat | A | Incremental Summer Peak Savings (MW) | Achievable Economic TRC Potential | 0 | 0 | 0 | 0 | 0 | 0 | 0 | 0 | 0 | 0 | 0 | 0 | 0 | 0 | 0 | 0 | 0 | 0 | 0 | 0 | 0 | 0 | 0 | 0 | 0 | 0 | 0 | 0 | 0 | 0 | 0
F6_Industrial_Paper and Printing_Existing_Space Heating_Natural Gas_ENERGY STAR Connected Thermostat_A_Achievable Economic TRC Potential | F6 | Industrial | Paper and Printing | Existing | Space Heating | Natural Gas | ENERGY STAR Connected Thermostat | A | Incremental Winter Peak Savings (MW) | Achievable Economic TRC Potential | 0 | 0 | 0 | 0 | 0 | 0 | 0 | 0 | 0 | 0 | 0 | 0 | 0 | 0 | 0 | 0 | 0 | 0 | 0 | 0 | 0 | 0 | 0 | 0 | 0 | 0 | 0 | 0 | 0 | 0 | 0
F7_Industrial_Paper and Printing_Existing_Space Heating_Natural Gas_ENERGY STAR Connected Thermostat_A_Achievable Economic TRC Potential | F7 | Industrial | Paper and Printing | Existing | Space Heating | Natural Gas | ENERGY STAR Connected Thermostat | A | Cumulative Energy Savings (MWh or mTherms) | Achievable Economic TRC Potential | 0 | 0 | 0 | 0 | 0 | 0 | 0 | 0 | 0 | 0 | 0 | 0 | 0 | 0 | 0 | 0 | 0 | 0 | 0 | 0 | 0 | 0 | 0 | 0 | 0 | 0 | 0 | 0 | 0 | 0 | 0
F8_Industrial_Paper and Printing_Existing_Space Heating_Natural Gas_ENERGY STAR Connected Thermostat_A_Achievable Economic TRC Potential | F8 | Industrial | Paper and Printing | Existing | Space Heating | Natural Gas | ENERGY STAR Connected Thermostat | A | Cumulative Summer Peak Savings (MW) | Achievable Economic TRC Potential | 0 | 0 | 0 | 0 | 0 | 0 | 0 | 0 | 0 | 0 | 0 | 0 | 0 | 0 | 0 | 0 | 0 | 0 | 0 | 0 | 0 | 0 | 0 | 0 | 0 | 0 | 0 | 0 | 0 | 0 | 0
F9_Industrial_Paper and Printing_Existing_Space Heating_Natural Gas_ENERGY STAR Connected Thermostat_A_Achievable Economic TRC Potential | F9 | Industrial | Paper and Printing | Existing | Space Heating | Natural Gas | ENERGY STAR Connected Thermostat | A | Cumulative Winter Peak Savings (MW) | Achievable Economic TRC Potential | 0 | 0 | 0 | 0 | 0 | 0 | 0 | 0 | 0 | 0 | 0 | 0 | 0 | 0 | 0 | 0 | 0 | 0 | 0 | 0 | 0 | 0 | 0 | 0 | 0 | 0 | 0 | 0 | 0 | 0 | 0
F10_Industrial_Paper and Printing_Existing_Space Heating_Natural Gas_ENERGY STAR Connected Thermostat_A_Achievable Economic TRC Potential | F10 | Industrial | Paper and Printing | Existing | Space Heating | Natural Gas | ENERGY STAR Connected Thermostat | A | Purchases (Incremental) | Achievable Economic TRC Potential | 0 | 0 | 0 | 0 | 0 | 0 | 0 | 0 | 0 | 0 | 0 | 0 | 0 | 0 | 0 | 0 | 0 | 0 | 0 | 0 | 0 | 0 | 0 | 0 | 0 | 0 | 0 | 0 | 0 | 0 | 0
F11_Industrial_Paper and Printing_Existing_Space Heating_Natural Gas_ENERGY STAR Connected Thermostat_A_Achievable Economic TRC Potential | F11 | Industrial | Paper and Printing | Existing | Space Heating | Natural Gas | ENERGY STAR Connected Thermostat | A | Purchases (Cumulative) | Achievable Economic TRC Potential | 0 | 0 | 0 | 0 | 0 | 0 | 0 | 0 | 0 | 0 | 0 | 0 | 0 | 0 | 0 | 0 | 0 | 0 | 0 | 0 | 0 | 0 | 0 | 0 | 0 | 0 | 0 | 0 | 0 | 0 | 0
F1_Industrial_Paper and Printing_Existing_Space Heating_Natural Gas_Destratification Fans (HVLS)_A_Achievable Economic TRC Potential | F1 | Industrial | Paper and Printing | Existing | Space Heating | Natural Gas | Destratification Fans (HVLS) | A | Integrated Unit Energy Savings (kWh or therms) | Achievable Economic TRC Potential | 0 | 0 | 0 | 0 | 0 | 0.015372 | 0.015149 | 0.014837 | 0.014444 | 0.013975 | 0.013436 | 0.012876 | 0.012318 | 0.011754 | 0.011274 | 0.010819 | 0.010452 | 0.01013 | 0.009847 | 0.0096455 | 0.0094613 | 0.0093015 | 0.0091708 | 0.0090683 | 0.0089753 | 0.0089061 | 0.0088462 | 0.0087905 | 0 | 0 | 0
F2_Industrial_Paper and Printing_Existing_Space Heating_Natural Gas_Destratification Fans (HVLS)_A_Achievable Economic TRC Potential | F2 | Industrial | Paper and Printing | Existing | Space Heating | Natural Gas | Destratification Fans (HVLS) | A | Integrated Unit Summer Peak Savings (kW) | Achievable Economic TRC Potential | 0 | 0 | 0 | 0 | 0 | 0 | 0 | 0 | 0 | 0 | 0 | 0 | 0 | 0 | 0 | 0 | 0 | 0 | 0 | 0 | 0 | 0 | 0 | 0 | 0 | 0 | 0 | 0 | 0 | 0 | 0
F3_Industrial_Paper and Printing_Existing_Space Heating_Natural Gas_Destratification Fans (HVLS)_A_Achievable Economic TRC Potential | F3 | Industrial | Paper and Printing | Existing | Space Heating | Natural Gas | Destratification Fans (HVLS) | A | Integrated Unit Winter Peak Savings (kW) | Achievable Economic TRC Potential | 0 | 0 | 0 | 0 | 0 | 0 | 0 | 0 | 0 | 0 | 0 | 0 | 0 | 0 | 0 | 0 | 0 | 0 | 0 | 0 | 0 | 0 | 0 | 0 | 0 | 0 | 0 | 0 | 0 | 0 | 0
F4_Industrial_Paper and Printing_Existing_Space Heating_Natural Gas_Destratification Fans (HVLS)_A_Achievable Economic TRC Potential | F4 | Industrial | Paper and Printing | Existing | Space Heating | Natural Gas | Destratification Fans (HVLS) | A | Incremental Energy Savings (MWh or mTherms) | Achievable Economic TRC Potential | 0 | 0 | 0 | 0 | 0 | 0 | 0 | 0 | 0 | 0 | 0 | 0 | 0 | 0 | 0 | 0 | 0 | 0 | 0 | 0 | 0 | 0 | 0 | 0 | 0 | 0 | 0 | 0 | 0 | 0 | 0
F5_Industrial_Paper and Printing_Existing_Space Heating_Natural Gas_Destratification Fans (HVLS)_A_Achievable Economic TRC Potential | F5 | Industrial | Paper and Printing | Existing | Space Heating | Natural Gas | Destratification Fans (HVLS) | A | Incremental Summer Peak Savings (MW) | Achievable Economic TRC Potential | 0 | 0 | 0 | 0 | 0 | 0 | 0 | 0 | 0 | 0 | 0 | 0 | 0 | 0 | 0 | 0 | 0 | 0 | 0 | 0 | 0 | 0 | 0 | 0 | 0 | 0 | 0 | 0 | 0 | 0 | 0
F6_Industrial_Paper and Printing_Existing_Space Heating_Natural Gas_Destratification Fans (HVLS)_A_Achievable Economic TRC Potential | F6 | Industrial | Paper and Printing | Existing | Space Heating | Natural Gas | Destratification Fans (HVLS) | A | Incremental Winter Peak Savings (MW) | Achievable Economic TRC Potential | 0 | 0 | 0 | 0 | 0 | 0 | 0 | 0 | 0 | 0 | 0 | 0 | 0 | 0 | 0 | 0 | 0 | 0 | 0 | 0 | 0 | 0 | 0 | 0 | 0 | 0 | 0 | 0 | 0 | 0 | 0
F7_Industrial_Paper and Printing_Existing_Space Heating_Natural Gas_Destratification Fans (HVLS)_A_Achievable Economic TRC Potential | F7 | Industrial | Paper and Printing | Existing | Space Heating | Natural Gas | Destratification Fans (HVLS) | A | Cumulative Energy Savings (MWh or mTherms) | Achievable Economic TRC Potential | 0 | 0 | 0 | 0 | 0 | 0 | 0 | 0 | 0 | 0 | 0 | 0 | 0 | 0 | 0 | 0 | 0 | 0 | 0 | 0 | 0 | 0 | 0 | 0 | 0 | 0 | 0 | 0 | 0 | 0 | 0
F8_Industrial_Paper and Printing_Existing_Space Heating_Natural Gas_Destratification Fans (HVLS)_A_Achievable Economic TRC Potential | F8 | Industrial | Paper and Printing | Existing | Space Heating | Natural Gas | Destratification Fans (HVLS) | A | Cumulative Summer Peak Savings (MW) | Achievable Economic TRC Potential | 0 | 0 | 0 | 0 | 0 | 0 | 0 | 0 | 0 | 0 | 0 | 0 | 0 | 0 | 0 | 0 | 0 | 0 | 0 | 0 | 0 | 0 | 0 | 0 | 0 | 0 | 0 | 0 | 0 | 0 | 0
F9_Industrial_Paper and Printing_Existing_Space Heating_Natural Gas_Destratification Fans (HVLS)_A_Achievable Economic TRC Potential | F9 | Industrial | Paper and Printing | Existing | Space Heating | Natural Gas | Destratification Fans (HVLS) | A | Cumulative Winter Peak Savings (MW) | Achievable Economic TRC Potential | 0 | 0 | 0 | 0 | 0 | 0 | 0 | 0 | 0 | 0 | 0 | 0 | 0 | 0 | 0 | 0 | 0 | 0 | 0 | 0 | 0 | 0 | 0 | 0 | 0 | 0 | 0 | 0 | 0 | 0 | 0
F10_Industrial_Paper and Printing_Existing_Space Heating_Natural Gas_Destratification Fans (HVLS)_A_Achievable Economic TRC Potential | F10 | Industrial | Paper and Printing | Existing | Space Heating | Natural Gas | Destratification Fans (HVLS) | A | Purchases (Incremental) | Achievable Economic TRC Potential | 0 | 0 | 0 | 0 | 0 | 0 | 0 | 0 | 0 | 0 | 0 | 0 | 0 | 0 | 0 | 0 | 0 | 0 | 0 | 0 | 0 | 0 | 0 | 0 | 0 | 0 | 0 | 0 | 0 | 0 | 0
F11_Industrial_Paper and Printing_Existing_Space Heating_Natural Gas_Destratification Fans (HVLS)_A_Achievable Economic TRC Potential | F11 | Industrial | Paper and Printing | Existing | Space Heating | Natural Gas | Destratification Fans (HVLS) | A | Purchases (Cumulative) | Achievable Economic TRC Potential | 0 | 0 | 0 | 0 | 0 | 0 | 0 | 0 | 0 | 0 | 0 | 0 | 0 | 0 | 0 | 0 | 0 | 0 | 0 | 0 | 0 | 0 | 0 | 0 | 0 | 0 | 0 | 0 | 0 | 0 | 0
F1_Industrial_Paper and Printing_Existing_Space Heating_Natural Gas_Gas Boiler - Insulate Steam Lines/Condensate Tank_A_Achievable Economic TRC Potential | F1 | Industrial | Paper and Printing | Existing | Space Heating | Natural Gas | Gas Boiler - Insulate Steam Lines/Condensate Tank | A | Integrated Unit Energy Savings (kWh or therms) | Achievable Economic TRC Potential | 0 | 0 | 0 | 0 | 0 | 1080.0311 | 1070.8603 | 1061.3332 | 1051.2362 | 1040.4388 | 1028.8796 | 1016.6018 | 1003.4717 | 989.1138 | 973.809 | 958.0904 | 942.4336 | 926.9052 | 911.774 | 898.1427 | 885.3784 | 873.264 | 862.7614 | 853.3226 | 844.4426 | 837.8317 | 832.157 | 826.9255 | 934.2822 | 930.4445 | 926.9418
F2_Industrial_Paper and Printing_Existing_Space Heating_Natural Gas_Gas Boiler - Insulate Steam Lines/Condensate Tank_A_Achievable Economic TRC Potential | F2 | Industrial | Paper and Printing | Existing | Space Heating | Natural Gas | Gas Boiler - Insulate Steam Lines/Condensate Tank | A | Integrated Unit Summer Peak Savings (kW) | Achievable Economic TRC Potential | 0 | 0 | 0 | 0 | 0 | 0 | 0 | 0 | 0 | 0 | 0 | 0 | 0 | 0 | 0 | 0 | 0 | 0 | 0 | 0 | 0 | 0 | 0 | 0 | 0 | 0 | 0 | 0 | 0 | 0 | 0
F3_Industrial_Paper and Printing_Existing_Space Heating_Natural Gas_Gas Boiler - Insulate Steam Lines/Condensate Tank_A_Achievable Economic TRC Potential | F3 | Industrial | Paper and Printing | Existing | Space Heating | Natural Gas | Gas Boiler - Insulate Steam Lines/Condensate Tank | A | Integrated Unit Winter Peak Savings (kW) | Achievable Economic TRC Potential | 0 | 0 | 0 | 0 | 0 | 0 | 0 | 0 | 0 | 0 | 0 | 0 | 0 | 0 | 0 | 0 | 0 | 0 | 0 | 0 | 0 | 0 | 0 | 0 | 0 | 0 | 0 | 0 | 0 | 0 | 0
F4_Industrial_Paper and Printing_Existing_Space Heating_Natural Gas_Gas Boiler - Insulate Steam Lines/Condensate Tank_A_Achievable Economic TRC Potential | F4 | Industrial | Paper and Printing | Existing | Space Heating | Natural Gas | Gas Boiler - Insulate Steam Lines/Condensate Tank | A | Incremental Energy Savings (MWh or mTherms) | Achievable Economic TRC Potential | 0 | 0 | 0 | 0 | 0 | 0.0028545 | 0.0028287 | 0.002787 | 0.002762 | 0.0027359 | 0.0026711 | 0.002632 | 0.0025928 | 0.0025151 | 0.0024856 | 0.0024222 | 0.0023829 | 0.0023318 | 0.0022733 | 0.002242 | 0.002201 | 0.0021624 | 0.0021286 | 0.0020982 | 0.0020698 | 0 | 0 | 0 | 0 | 0 | 0
F5_Industrial_Paper and Printing_Existing_Space Heating_Natural Gas_Gas Boiler - Insulate Steam Lines/Condensate Tank_A_Achievable Economic TRC Potential | F5 | Industrial | Paper and Printing | Existing | Space Heating | Natural Gas | Gas Boiler - Insulate Steam Lines/Condensate Tank | A | Incremental Summer Peak Savings (MW) | Achievable Economic TRC Potential | 0 | 0 | 0 | 0 | 0 | 0 | 0 | 0 | 0 | 0 | 0 | 0 | 0 | 0 | 0 | 0 | 0 | 0 | 0 | 0 | 0 | 0 | 0 | 0 | 0 | 0 | 0 | 0 | 0 | 0 | 0
F6_Industrial_Paper and Printing_Existing_Space Heating_Natural Gas_Gas Boiler - Insulate Steam Lines/Condensate Tank_A_Achievable Economic TRC Potential | F6 | Industrial | Paper and Printing | Existing | Space Heating | Natural Gas | Gas Boiler - Insulate Steam Lines/Condensate Tank | A | Incremental Winter Peak Savings (MW) | Achievable Economic TRC Potential | 0 | 0 | 0 | 0 | 0 | 0 | 0 | 0 | 0 | 0 | 0 | 0 | 0 | 0 | 0 | 0 | 0 | 0 | 0 | 0 | 0 | 0 | 0 | 0 | 0 | 0 | 0 | 0 | 0 | 0 | 0
F7_Industrial_Paper and Printing_Existing_Space Heating_Natural Gas_Gas Boiler - Insulate Steam Lines/Condensate Tank_A_Achievable Economic TRC Potential | F7 | Industrial | Paper and Printing | Existing | Space Heating | Natural Gas | Gas Boiler - Insulate Steam Lines/Condensate Tank | A | Cumulative Energy Savings (MWh or mTherms) | Achievable Economic TRC Potential | 0 | 0 | 0 | 0 | 0 | 0.0028545 | 0.005659 | 0.0083956 | 0.011078 | 0.0137 | 0.016219 | 0.018657 | 0.021009 | 0.023223 | 0.02535 | 0.027363 | 0.029299 | 0.031148 | 0.032912 | 0.034662 | 0.036371 | 0.038036 | 0.039707 | 0.04137 | 0.04301 | 0.042673 | 0.042384 | 0.042118 | 0 | 0 | 0
F8_Industrial_Paper and Printing_Existing_Space Heating_Natural Gas_Gas Boiler - Insulate Steam Lines/Condensate Tank_A_Achievable Economic TRC Potential | F8 | Industrial | Paper and Printing | Existing | Space Heating | Natural Gas | Gas Boiler - Insulate Steam Lines/Condensate Tank | A | Cumulative Summer Peak Savings (MW) | Achievable Economic TRC Potential | 0 | 0 | 0 | 0 | 0 | 0 | 0 | 0 | 0 | 0 | 0 | 0 | 0 | 0 | 0 | 0 | 0 | 0 | 0 | 0 | 0 | 0 | 0 | 0 | 0 | 0 | 0 | 0 | 0 | 0 | 0
F9_Industrial_Paper and Printing_Existing_Space Heating_Natural Gas_Gas Boiler - Insulate Steam Lines/Condensate Tank_A_Achievable Economic TRC Potential | F9 | Industrial | Paper and Printing | Existing | Space Heating | Natural Gas | Gas Boiler - Insulate Steam Lines/Condensate Tank | A | Cumulative Winter Peak Savings (MW) | Achievable Economic TRC Potential | 0 | 0 | 0 | 0 | 0 | 0 | 0 | 0 | 0 | 0 | 0 | 0 | 0 | 0 | 0 | 0 | 0 | 0 | 0 | 0 | 0 | 0 | 0 | 0 | 0 | 0 | 0 | 0 | 0 | 0 | 0
F10_Industrial_Paper and Printing_Existing_Space Heating_Natural Gas_Gas Boiler - Insulate Steam Lines/Condensate Tank_A_Achievable Economic TRC Potential | F10 | Industrial | Paper and Printing | Existing | Space Heating | Natural Gas | Gas Boiler - Insulate Steam Lines/Condensate Tank | A | Purchases (Incremental) | Achievable Economic TRC Potential | 0 | 0 | 0 | 0 | 0 | 0.002643 | 0.0026415 | 0.0026259 | 0.0026274 | 0.0026295 | 0.0025961 | 0.002589 | 0.0025838 | 0.0025428 | 0.0025525 | 0.0025281 | 0.0025285 | 0.0025157 | 0.0024933 | 0.0024962 | 0.0024859 | 0.0024763 | 0.0024672 | 0.0024588 | 0.0024511 | 0 | 0 | 0 | 0 | 0 | 0
F11_Industrial_Paper and Printing_Existing_Space Heating_Natural Gas_Gas Boiler - Insulate Steam Lines/Condensate Tank_A_Achievable Economic TRC Potential | F11 | Industrial | Paper and Printing | Existing | Space Heating | Natural Gas | Gas Boiler - Insulate Steam Lines/Condensate Tank | A | Purchases (Cumulative) | Achievable Economic TRC Potential | 0 | 0 | 0 | 0 | 0 | 0.002643 | 0.0052845 | 0.0079104 | 0.010538 | 0.013167 | 0.015763 | 0.018353 | 0.020936 | 0.023479 | 0.026032 | 0.02856 | 0.031088 | 0.033604 | 0.036097 | 0.038593 | 0.041079 | 0.043556 | 0.046023 | 0.048482 | 0.050933 | 0.050933 | 0.050933 | 0.050933 | 0.050933 | 0.050933 | 0.050933
F1_Industrial_Paper and Printing_Existing_Process_Natural Gas_Gas Boiler - Insulate Steam Lines/Condensate Tank_A_Achievable Economic TRC Potential | F1 | Industrial | Paper and Printing | Existing | Process | Natural Gas | Gas Boiler - Insulate Steam Lines/Condensate Tank | A | Integrated Unit Energy Savings (kWh or therms) | Achievable Economic TRC Potential | 0 | 0 | 0 | 0 | 0 | 601.5182 | 598.7331 | 595.9223 | 593.1453 | 590.362 | 587.5402 | 585.1436 | 583.0011 | 580.7759 | 579.1752 | 577.4263 | 576.0793 | 574.7176 | 573.3344 | 572.319 | 571.1875 | 570.2231 | 569.2666 | 568.317 | 567.3744 | 567.2691 | 567.1724 | 567.0842 | 604.3224 | 604.3224 | 604.3224
F2_Industrial_Paper and Printing_Existing_Process_Natural Gas_Gas Boiler - Insulate Steam Lines/Condensate Tank_A_Achievable Economic TRC Potential | F2 | Industrial | Paper and Printing | Existing | Process | Natural Gas | Gas Boiler - Insulate Steam Lines/Condensate Tank | A | Integrated Unit Summer Peak Savings (kW) | Achievable Economic TRC Potential | 0 | 0 | 0 | 0 | 0 | 0 | 0 | 0 | 0 | 0 | 0 | 0 | 0 | 0 | 0 | 0 | 0 | 0 | 0 | 0 | 0 | 0 | 0 | 0 | 0 | 0 | 0 | 0 | 0 | 0 | 0
F3_Industrial_Paper and Printing_Existing_Process_Natural Gas_Gas Boiler - Insulate Steam Lines/Condensate Tank_A_Achievable Economic TRC Potential | F3 | Industrial | Paper and Printing | Existing | Process | Natural Gas | Gas Boiler - Insulate Steam Lines/Condensate Tank | A | Integrated Unit Winter Peak Savings (kW) | Achievable Economic TRC Potential | 0 | 0 | 0 | 0 | 0 | 0 | 0 | 0 | 0 | 0 | 0 | 0 | 0 | 0 | 0 | 0 | 0 | 0 | 0 | 0 | 0 | 0 | 0 | 0 | 0 | 0 | 0 | 0 | 0 | 0 | 0
F4_Industrial_Paper and Printing_Existing_Process_Natural Gas_Gas Boiler - Insulate Steam Lines/Condensate Tank_A_Achievable Economic TRC Potential | F4 | Industrial | Paper and Printing | Existing | Process | Natural Gas | Gas Boiler - Insulate Steam Lines/Condensate Tank | A | Incremental Energy Savings (MWh or mTherms) | Achievable Economic TRC Potential | 0 | 0 | 0 | 0 | 0 | 0.063437 | 0.063109 | 0.062442 | 0.062185 | 0.061944 | 0.060865 | 0.060452 | 0.060108 | 0.058928 | 0.05899 | 0.058251 | 0.058122 | 0.057693 | 0.057041 | 0.057007 | 0.056659 | 0.056344 | 0.056044 | 0.05576 | 0.055492 | 0 | 0 | 0 | 0 | 0 | 0
F5_Industrial_Paper and Printing_Existing_Process_Natural Gas_Gas Boiler - Insulate Steam Lines/Condensate Tank_A_Achievable Economic TRC Potential | F5 | Industrial | Paper and Printing | Existing | Process | Natural Gas | Gas Boiler - Insulate Steam Lines/Condensate Tank | A | Incremental Summer Peak Savings (MW) | Achievable Economic TRC Potential | 0 | 0 | 0 | 0 | 0 | 0 | 0 | 0 | 0 | 0 | 0 | 0 | 0 | 0 | 0 | 0 | 0 | 0 | 0 | 0 | 0 | 0 | 0 | 0 | 0 | 0 | 0 | 0 | 0 | 0 | 0
F6_Industrial_Paper and Printing_Existing_Process_Natural Gas_Gas Boiler - Insulate Steam Lines/Condensate Tank_A_Achievable Economic TRC Potential | F6 | Industrial | Paper and Printing | Existing | Process | Natural Gas | Gas Boiler - Insulate Steam Lines/Condensate Tank | A | Incremental Winter Peak Savings (MW) | Achievable Economic TRC Potential | 0 | 0 | 0 | 0 | 0 | 0 | 0 | 0 | 0 | 0 | 0 | 0 | 0 | 0 | 0 | 0 | 0 | 0 | 0 | 0 | 0 | 0 | 0 | 0 | 0 | 0 | 0 | 0 | 0 | 0 | 0
F7_Industrial_Paper and Printing_Existing_Process_Natural Gas_Gas Boiler - Insulate Steam Lines/Condensate Tank_A_Achievable Economic TRC Potential | F7 | Industrial | Paper and Printing | Existing | Process | Natural Gas | Gas Boiler - Insulate Steam Lines/Condensate Tank | A | Cumulative Energy Savings (MWh or mTherms) | Achievable Economic TRC Potential | 0 | 0 | 0 | 0 | 0 | 0.063437 | 0.12625 | 0.1881 | 0.24941 | 0.31019 | 0.36957 | 0.42851 | 0.48705 | 0.54412 | 0.60161 | 0.65804 | 0.71463 | 0.77063 | 0.82582 | 0.88137 | 0.93628 | 0.99104 | 1.0454 | 1.0994 | 1.1531 | 1.1529 | 1.1527 | 1.1525 | 0 | 0 | 0
F8_Industrial_Paper and Printing_Existing_Process_Natural Gas_Gas Boiler - Insulate Steam Lines/Condensate Tank_A_Achievable Economic TRC Potential | F8 | Industrial | Paper and Printing | Existing | Process | Natural Gas | Gas Boiler - Insulate Steam Lines/Condensate Tank | A | Cumulative Summer Peak Savings (MW) | Achievable Economic TRC Potential | 0 | 0 | 0 | 0 | 0 | 0 | 0 | 0 | 0 | 0 | 0 | 0 | 0 | 0 | 0 | 0 | 0 | 0 | 0 | 0 | 0 | 0 | 0 | 0 | 0 | 0 | 0 | 0 | 0 | 0 | 0
F9_Industrial_Paper and Printing_Existing_Process_Natural Gas_Gas Boiler - Insulate Steam Lines/Condensate Tank_A_Achievable Economic TRC Potential | F9 | Industrial | Paper and Printing | Existing | Process | Natural Gas | Gas Boiler - Insulate Steam Lines/Condensate Tank | A | Cumulative Winter Peak Savings (MW) | Achievable Economic TRC Potential | 0 | 0 | 0 | 0 | 0 | 0 | 0 | 0 | 0 | 0 | 0 | 0 | 0 | 0 | 0 | 0 | 0 | 0 | 0 | 0 | 0 | 0 | 0 | 0 | 0 | 0 | 0 | 0 | 0 | 0 | 0
F10_Industrial_Paper and Printing_Existing_Process_Natural Gas_Gas Boiler - Insulate Steam Lines/Condensate Tank_A_Achievable Economic TRC Potential | F10 | Industrial | Paper and Printing | Existing | Process | Natural Gas | Gas Boiler - Insulate Steam Lines/Condensate Tank | A | Purchases (Incremental) | Achievable Economic TRC Potential | 0 | 0 | 0 | 0 | 0 | 0.10546 | 0.1054 | 0.10478 | 0.10484 | 0.10493 | 0.10359 | 0.10331 | 0.1031 | 0.10146 | 0.10185 | 0.10088 | 0.10089 | 0.10039 | 0.09949 | 0.099607 | 0.099196 | 0.09881 | 0.09845 | 0.098115 | 0.097806 | 0 | 0 | 0 | 0 | 0 | 0
F11_Industrial_Paper and Printing_Existing_Process_Natural Gas_Gas Boiler - Insulate Steam Lines/Condensate Tank_A_Achievable Economic TRC Potential | F11 | Industrial | Paper and Printing | Existing | Process | Natural Gas | Gas Boiler - Insulate Steam Lines/Condensate Tank | A | Purchases (Cumulative) | Achievable Economic TRC Potential | 0 | 0 | 0 | 0 | 0 | 0.10546 | 0.21087 | 0.31565 | 0.42049 | 0.52541 | 0.62901 | 0.73232 | 0.83542 | 0.93688 | 1.0387 | 1.1396 | 1.2405 | 1.3409 | 1.4404 | 1.54 | 1.6392 | 1.738 | 1.8364 | 1.9346 | 2.0324 | 2.0324 | 2.0324 | 2.0324 | 2.0324 | 2.0324 | 2.0324
F1_Industrial_Paper and Printing_Existing_Space Heating_Natural Gas_Gas Boiler - Insulate Hot Water Lines_A_Achievable Economic TRC Potential | F1 | Industrial | Paper and Printing | Existing | Space Heating | Natural Gas | Gas Boiler - Insulate Hot Water Lines | A | Integrated Unit Energy Savings (kWh or therms) | Achievable Economic TRC Potential | 0 | 0 | 0 | 0 | 0 | 1222.0807 | 1213.1595 | 1204.0716 | 1194.6386 | 1184.8359 | 1174.8229 | 1164.5425 | 1153.9807 | 1142.9946 | 1131.1174 | 1119.606 | 1108.0598 | 1096.7622 | 1085.6869 | 1075.0879 | 1064.9271 | 1054.544 | 1045.1243 | 1036.2018 | 1027.4593 | 1019.6369 | 1012.933 | 1006.7482 | 1056.0327 | 1051.695 | 1047.7358
F2_Industrial_Paper and Printing_Existing_Space Heating_Natural Gas_Gas Boiler - Insulate Hot Water Lines_A_Achievable Economic TRC Potential | F2 | Industrial | Paper and Printing | Existing | Space Heating | Natural Gas | Gas Boiler - Insulate Hot Water Lines | A | Integrated Unit Summer Peak Savings (kW) | Achievable Economic TRC Potential | 0 | 0 | 0 | 0 | 0 | 0 | 0 | 0 | 0 | 0 | 0 | 0 | 0 | 0 | 0 | 0 | 0 | 0 | 0 | 0 | 0 | 0 | 0 | 0 | 0 | 0 | 0 | 0 | 0 | 0 | 0
F3_Industrial_Paper and Printing_Existing_Space Heating_Natural Gas_Gas Boiler - Insulate Hot Water Lines_A_Achievable Economic TRC Potential | F3 | Industrial | Paper and Printing | Existing | Space Heating | Natural Gas | Gas Boiler - Insulate Hot Water Lines | A | Integrated Unit Winter Peak Savings (kW) | Achievable Economic TRC Potential | 0 | 0 | 0 | 0 | 0 | 0 | 0 | 0 | 0 | 0 | 0 | 0 | 0 | 0 | 0 | 0 | 0 | 0 | 0 | 0 | 0 | 0 | 0 | 0 | 0 | 0 | 0 | 0 | 0 | 0 | 0
F4_Industrial_Paper and Printing_Existing_Space Heating_Natural Gas_Gas Boiler - Insulate Hot Water Lines_A_Achievable Economic TRC Potential | F4 | Industrial | Paper and Printing | Existing | Space Heating | Natural Gas | Gas Boiler - Insulate Hot Water Lines | A | Incremental Energy Savings (MWh or mTherms) | Achievable Economic TRC Potential | 0 | 0 | 0 | 0 | 0 | 0.0064599 | 0.0064092 | 0.0063236 | 0.0062775 | 0.0062311 | 0.0061 | 0.0060301 | 0.0059633 | 0.0058127 | 0.0057743 | 0.005661 | 0.0056034 | 0.0055183 | 0.0054139 | 0.0053674 | 0.0052947 | 0.0052226 | 0.0051571 | 0.0050957 | 0.0050368 | 0 | 0 | 0 | 0 | 0 | 0
F5_Industrial_Paper and Printing_Existing_Space Heating_Natural Gas_Gas Boiler - Insulate Hot Water Lines_A_Achievable Economic TRC Potential | F5 | Industrial | Paper and Printing | Existing | Space Heating | Natural Gas | Gas Boiler - Insulate Hot Water Lines | A | Incremental Summer Peak Savings (MW) | Achievable Economic TRC Potential | 0 | 0 | 0 | 0 | 0 | 0 | 0 | 0 | 0 | 0 | 0 | 0 | 0 | 0 | 0 | 0 | 0 | 0 | 0 | 0 | 0 | 0 | 0 | 0 | 0 | 0 | 0 | 0 | 0 | 0 | 0
F6_Industrial_Paper and Printing_Existing_Space Heating_Natural Gas_Gas Boiler - Insulate Hot Water Lines_A_Achievable Economic TRC Potential | F6 | Industrial | Paper and Printing | Existing | Space Heating | Natural Gas | Gas Boiler - Insulate Hot Water Lines | A | Incremental Winter Peak Savings (MW) | Achievable Economic TRC Potential | 0 | 0 | 0 | 0 | 0 | 0 | 0 | 0 | 0 | 0 | 0 | 0 | 0 | 0 | 0 | 0 | 0 | 0 | 0 | 0 | 0 | 0 | 0 | 0 | 0 | 0 | 0 | 0 | 0 | 0 | 0
F7_Industrial_Paper and Printing_Existing_Space Heating_Natural Gas_Gas Boiler - Insulate Hot Water Lines_A_Achievable Economic TRC Potential | F7 | Industrial | Paper and Printing | Existing | Space Heating | Natural Gas | Gas Boiler - Insulate Hot Water Lines | A | Cumulative Energy Savings (MWh or mTherms) | Achievable Economic TRC Potential | 0 | 0 | 0 | 0 | 0 | 0.0064599 | 0.012822 | 0.019049 | 0.025178 | 0.031202 | 0.037039 | 0.042745 | 0.04832 | 0.053673 | 0.058889 | 0.063951 | 0.068895 | 0.073711 | 0.07838 | 0.082983 | 0.087493 | 0.091863 | 0.096199 | 0.10047 | 0.10466 | 0.10387 | 0.10318 | 0.10255 | 0 | 0 | 0
F8_Industrial_Paper and Printing_Existing_Space Heating_Natural Gas_Gas Boiler - Insulate Hot Water Lines_A_Achievable Economic TRC Potential | F8 | Industrial | Paper and Printing | Existing | Space Heating | Natural Gas | Gas Boiler - Insulate Hot Water Lines | A | Cumulative Summer Peak Savings (MW) | Achievable Economic TRC Potential | 0 | 0 | 0 | 0 | 0 | 0 | 0 | 0 | 0 | 0 | 0 | 0 | 0 | 0 | 0 | 0 | 0 | 0 | 0 | 0 | 0 | 0 | 0 | 0 | 0 | 0 | 0 | 0 | 0 | 0 | 0
F9_Industrial_Paper and Printing_Existing_Space Heating_Natural Gas_Gas Boiler - Insulate Hot Water Lines_A_Achievable Economic TRC Potential | F9 | Industrial | Paper and Printing | Existing | Space Heating | Natural Gas | Gas Boiler - Insulate Hot Water Lines | A | Cumulative Winter Peak Savings (MW) | Achievable Economic TRC Potential | 0 | 0 | 0 | 0 | 0 | 0 | 0 | 0 | 0 | 0 | 0 | 0 | 0 | 0 | 0 | 0 | 0 | 0 | 0 | 0 | 0 | 0 | 0 | 0 | 0 | 0 | 0 | 0 | 0 | 0 | 0
F10_Industrial_Paper and Printing_Existing_Space Heating_Natural Gas_Gas Boiler - Insulate Hot Water Lines_A_Achievable Economic TRC Potential | F10 | Industrial | Paper and Printing | Existing | Space Heating | Natural Gas | Gas Boiler - Insulate Hot Water Lines | A | Purchases (Incremental) | Achievable Economic TRC Potential | 0 | 0 | 0 | 0 | 0 | 0.0052859 | 0.005283 | 0.0052519 | 0.0052547 | 0.0052591 | 0.0051923 | 0.0051781 | 0.0051676 | 0.0050855 | 0.0051049 | 0.0050563 | 0.0050569 | 0.0050315 | 0.0049866 | 0.0049925 | 0.0049718 | 0.0049525 | 0.0049345 | 0.0049177 | 0.0049022 | 0 | 0 | 0 | 0 | 0 | 0
F11_Industrial_Paper and Printing_Existing_Space Heating_Natural Gas_Gas Boiler - Insulate Hot Water Lines_A_Achievable Economic TRC Potential | F11 | Industrial | Paper and Printing | Existing | Space Heating | Natural Gas | Gas Boiler - Insulate Hot Water Lines | A | Purchases (Cumulative) | Achievable Economic TRC Potential | 0 | 0 | 0 | 0 | 0 | 0.0052859 | 0.010569 | 0.015821 | 0.021076 | 0.026335 | 0.031527 | 0.036705 | 0.041873 | 0.046958 | 0.052063 | 0.057119 | 0.062176 | 0.067208 | 0.072194 | 0.077187 | 0.082159 | 0.087111 | 0.092046 | 0.096963 | 0.10187 | 0.10187 | 0.10187 | 0.10187 | 0.10187 | 0.10187 | 0.10187
F1_Industrial_Paper and Printing_Existing_Process_Natural Gas_Gas Boiler - Insulate Hot Water Lines_A_Achievable Economic TRC Potential | F1 | Industrial | Paper and Printing | Existing | Process | Natural Gas | Gas Boiler - Insulate Hot Water Lines | A | Integrated Unit Energy Savings (kWh or therms) | Achievable Economic TRC Potential | 0 | 0 | 0 | 0 | 0 | 682.4216 | 681.7821 | 681.1321 | 680.4767 | 679.8 | 679.0803 | 678.4337 | 677.8377 | 677.2296 | 676.8053 | 676.3845 | 676.1149 | 675.8826 | 675.675 | 675.5736 | 675.4511 | 675.3684 | 675.2894 | 675.213 | 675.1389 | 675.1159 | 675.0947 | 675.0754 | 683.0744 | 683.0744 | 683.0744
F2_Industrial_Paper and Printing_Existing_Process_Natural Gas_Gas Boiler - Insulate Hot Water Lines_A_Achievable Economic TRC Potential | F2 | Industrial | Paper and Printing | Existing | Process | Natural Gas | Gas Boiler - Insulate Hot Water Lines | A | Integrated Unit Summer Peak Savings (kW) | Achievable Economic TRC Potential | 0 | 0 | 0 | 0 | 0 | 0 | 0 | 0 | 0 | 0 | 0 | 0 | 0 | 0 | 0 | 0 | 0 | 0 | 0 | 0 | 0 | 0 | 0 | 0 | 0 | 0 | 0 | 0 | 0 | 0 | 0
F3_Industrial_Paper and Printing_Existing_Process_Natural Gas_Gas Boiler - Insulate Hot Water Lines_A_Achievable Economic TRC Potential | F3 | Industrial | Paper and Printing | Existing | Process | Natural Gas | Gas Boiler - Insulate Hot Water Lines | A | Integrated Unit Winter Peak Savings (kW) | Achievable Economic TRC Potential | 0 | 0 | 0 | 0 | 0 | 0 | 0 | 0 | 0 | 0 | 0 | 0 | 0 | 0 | 0 | 0 | 0 | 0 | 0 | 0 | 0 | 0 | 0 | 0 | 0 | 0 | 0 | 0 | 0 | 0 | 0
F4_Industrial_Paper and Printing_Existing_Process_Natural Gas_Gas Boiler - Insulate Hot Water Lines_A_Achievable Economic TRC Potential | F4 | Industrial | Paper and Printing | Existing | Process | Natural Gas | Gas Boiler - Insulate Hot Water Lines | A | Incremental Energy Savings (MWh or mTherms) | Achievable Economic TRC Potential | 0 | 0 | 0 | 0 | 0 | 0.14394 | 0.14373 | 0.14274 | 0.14268 | 0.14266 | 0.1407 | 0.14018 | 0.13977 | 0.13743 | 0.13787 | 0.13647 | 0.13643 | 0.1357 | 0.13445 | 0.13458 | 0.134 | 0.13347 | 0.13296 | 0.1325 | 0.13206 | 0 | 0 | 0 | 0 | 0 | 0
F5_Industrial_Paper and Printing_Existing_Process_Natural Gas_Gas Boiler - Insulate Hot Water Lines_A_Achievable Economic TRC Potential | F5 | Industrial | Paper and Printing | Existing | Process | Natural Gas | Gas Boiler - Insulate Hot Water Lines | A | Incremental Summer Peak Savings (MW) | Achievable Economic TRC Potential | 0 | 0 | 0 | 0 | 0 | 0 | 0 | 0 | 0 | 0 | 0 | 0 | 0 | 0 | 0 | 0 | 0 | 0 | 0 | 0 | 0 | 0 | 0 | 0 | 0 | 0 | 0 | 0 | 0 | 0 | 0
F6_Industrial_Paper and Printing_Existing_Process_Natural Gas_Gas Boiler - Insulate Hot Water Lines_A_Achievable Economic TRC Potential | F6 | Industrial | Paper and Printing | Existing | Process | Natural Gas | Gas Boiler - Insulate Hot Water Lines | A | Incremental Winter Peak Savings (MW) | Achievable Economic TRC Potential | 0 | 0 | 0 | 0 | 0 | 0 | 0 | 0 | 0 | 0 | 0 | 0 | 0 | 0 | 0 | 0 | 0 | 0 | 0 | 0 | 0 | 0 | 0 | 0 | 0 | 0 | 0 | 0 | 0 | 0 | 0
F7_Industrial_Paper and Printing_Existing_Process_Natural Gas_Gas Boiler - Insulate Hot Water Lines_A_Achievable Economic TRC Potential | F7 | Industrial | Paper and Printing | Existing | Process | Natural Gas | Gas Boiler - Insulate Hot Water Lines | A | Cumulative Energy Savings (MWh or mTherms) | Achievable Economic TRC Potential | 0 | 0 | 0 | 0 | 0 | 0.14394 | 0.28753 | 0.43 | 0.57227 | 0.71435 | 0.85429 | 0.99366 | 1.1326 | 1.269 | 1.406 | 1.5416 | 1.6775 | 1.8126 | 1.9465 | 2.0808 | 2.2144 | 2.3476 | 2.4803 | 2.6125 | 2.7443 | 2.7442 | 2.7441 | 2.744 | 0 | 0 | 0
F8_Industrial_Paper and Printing_Existing_Process_Natural Gas_Gas Boiler - Insulate Hot Water Lines_A_Achievable Economic TRC Potential | F8 | Industrial | Paper and Printing | Existing | Process | Natural Gas | Gas Boiler - Insulate Hot Water Lines | A | Cumulative Summer Peak Savings (MW) | Achievable Economic TRC Potential | 0 | 0 | 0 | 0 | 0 | 0 | 0 | 0 | 0 | 0 | 0 | 0 | 0 | 0 | 0 | 0 | 0 | 0 | 0 | 0 | 0 | 0 | 0 | 0 | 0 | 0 | 0 | 0 | 0 | 0 | 0
F9_Industrial_Paper and Printing_Existing_Process_Natural Gas_Gas Boiler - Insulate Hot Water Lines_A_Achievable Economic TRC Potential | F9 | Industrial | Paper and Printing | Existing | Process | Natural Gas | Gas Boiler - Insulate Hot Water Lines | A | Cumulative Winter Peak Savings (MW) | Achievable Economic TRC Potential | 0 | 0 | 0 | 0 | 0 | 0 | 0 | 0 | 0 | 0 | 0 | 0 | 0 | 0 | 0 | 0 | 0 | 0 | 0 | 0 | 0 | 0 | 0 | 0 | 0 | 0 | 0 | 0 | 0 | 0 | 0
F10_Industrial_Paper and Printing_Existing_Process_Natural Gas_Gas Boiler - Insulate Hot Water Lines_A_Achievable Economic TRC Potential | F10 | Industrial | Paper and Printing | Existing | Process | Natural Gas | Gas Boiler - Insulate Hot Water Lines | A | Purchases (Incremental) | Achievable Economic TRC Potential | 0 | 0 | 0 | 0 | 0 | 0.21092 | 0.21081 | 0.20957 | 0.20968 | 0.20985 | 0.20719 | 0.20662 | 0.2062 | 0.20293 | 0.2037 | 0.20176 | 0.20179 | 0.20077 | 0.19898 | 0.19921 | 0.19839 | 0.19762 | 0.1969 | 0.19623 | 0.19561 | 0 | 0 | 0 | 0 | 0 | 0
F11_Industrial_Paper and Printing_Existing_Process_Natural Gas_Gas Boiler - Insulate Hot Water Lines_A_Achievable Economic TRC Potential | F11 | Industrial | Paper and Printing | Existing | Process | Natural Gas | Gas Boiler - Insulate Hot Water Lines | A | Purchases (Cumulative) | Achievable Economic TRC Potential | 0 | 0 | 0 | 0 | 0 | 0.21092 | 0.42173 | 0.6313 | 0.84098 | 1.0508 | 1.258 | 1.4646 | 1.6708 | 1.8738 | 2.0775 | 2.2792 | 2.481 | 2.6818 | 2.8808 | 3.08 | 3.2784 | 3.476 | 3.6729 | 3.8691 | 4.0647 | 4.0647 | 4.0647 | 4.0647 | 4.0647 | 4.0647 | 4.0647
F1_Industrial_Paper and Printing_Existing_Process_Natural Gas_Process - Insulate Heated Process Fluids_A_Achievable Economic TRC Potential | F1 | Industrial | Paper and Printing | Existing | Process | Natural Gas | Process - Insulate Heated Process Fluids | A | Integrated Unit Energy Savings (kWh or therms) | Achievable Economic TRC Potential | 0 | 0 | 0 | 0 | 0 | 556.5147 | 553.8034 | 551.0681 | 548.3672 | 545.6619 | 542.9132 | 540.5651 | 538.453 | 536.2503 | 534.6469 | 532.89 | 531.5177 | 530.1243 | 528.7042 | 527.6415 | 526.4618 | 525.4366 | 524.4192 | 523.4086 | 522.4052 | 522.3005 | 522.2043 | 522.1167 | 559.2448 | 559.2448 | 559.2448
F2_Industrial_Paper and Printing_Existing_Process_Natural Gas_Process - Insulate Heated Process Fluids_A_Achievable Economic TRC Potential | F2 | Industrial | Paper and Printing | Existing | Process | Natural Gas | Process - Insulate Heated Process Fluids | A | Integrated Unit Summer Peak Savings (kW) | Achievable Economic TRC Potential | 0 | 0 | 0 | 0 | 0 | 0 | 0 | 0 | 0 | 0 | 0 | 0 | 0 | 0 | 0 | 0 | 0 | 0 | 0 | 0 | 0 | 0 | 0 | 0 | 0 | 0 | 0 | 0 | 0 | 0 | 0
F3_Industrial_Paper and Printing_Existing_Process_Natural Gas_Process - Insulate Heated Process Fluids_A_Achievable Economic TRC Potential | F3 | Industrial | Paper and Printing | Existing | Process | Natural Gas | Process - Insulate Heated Process Fluids | A | Integrated Unit Winter Peak Savings (kW) | Achievable Economic TRC Potential | 0 | 0 | 0 | 0 | 0 | 0 | 0 | 0 | 0 | 0 | 0 | 0 | 0 | 0 | 0 | 0 | 0 | 0 | 0 | 0 | 0 | 0 | 0 | 0 | 0 | 0 | 0 | 0 | 0 | 0 | 0
F4_Industrial_Paper and Printing_Existing_Process_Natural Gas_Process - Insulate Heated Process Fluids_A_Achievable Economic TRC Potential | F4 | Industrial | Paper and Printing | Existing | Process | Natural Gas | Process - Insulate Heated Process Fluids | A | Incremental Energy Savings (MWh or mTherms) | Achievable Economic TRC Potential | 0 | 0 | 0 | 0 | 0 | 0 | 0 | 0 | 0 | 0 | 0 | 0 | 0 | 0 | 0 | 0 | 0 | 0 | 0 | 0 | 0 | 0 | 0 | 0 | 0 | 0 | 0 | 0 | 0 | 0 | 0
F5_Industrial_Paper and Printing_Existing_Process_Natural Gas_Process - Insulate Heated Process Fluids_A_Achievable Economic TRC Potential | F5 | Industrial | Paper and Printing | Existing | Process | Natural Gas | Process - Insulate Heated Process Fluids | A | Incremental Summer Peak Savings (MW) | Achievable Economic TRC Potential | 0 | 0 | 0 | 0 | 0 | 0 | 0 | 0 | 0 | 0 | 0 | 0 | 0 | 0 | 0 | 0 | 0 | 0 | 0 | 0 | 0 | 0 | 0 | 0 | 0 | 0 | 0 | 0 | 0 | 0 | 0
F6_Industrial_Paper and Printing_Existing_Process_Natural Gas_Process - Insulate Heated Process Fluids_A_Achievable Economic TRC Potential | F6 | Industrial | Paper and Printing | Existing | Process | Natural Gas | Process - Insulate Heated Process Fluids | A | Incremental Winter Peak Savings (MW) | Achievable Economic TRC Potential | 0 | 0 | 0 | 0 | 0 | 0 | 0 | 0 | 0 | 0 | 0 | 0 | 0 | 0 | 0 | 0 | 0 | 0 | 0 | 0 | 0 | 0 | 0 | 0 | 0 | 0 | 0 | 0 | 0 | 0 | 0
F7_Industrial_Paper and Printing_Existing_Process_Natural Gas_Process - Insulate Heated Process Fluids_A_Achievable Economic TRC Potential | F7 | Industrial | Paper and Printing | Existing | Process | Natural Gas | Process - Insulate Heated Process Fluids | A | Cumulative Energy Savings (MWh or mTherms) | Achievable Economic TRC Potential | 0 | 0 | 0 | 0 | 0 | 0 | 0 | 0 | 0 | 0 | 0 | 0 | 0 | 0 | 0 | 0 | 0 | 0 | 0 | 0 | 0 | 0 | 0 | 0 | 0 | 0 | 0 | 0 | 0 | 0 | 0
F8_Industrial_Paper and Printing_Existing_Process_Natural Gas_Process - Insulate Heated Process Fluids_A_Achievable Economic TRC Potential | F8 | Industrial | Paper and Printing | Existing | Process | Natural Gas | Process - Insulate Heated Process Fluids | A | Cumulative Summer Peak Savings (MW) | Achievable Economic TRC Potential | 0 | 0 | 0 | 0 | 0 | 0 | 0 | 0 | 0 | 0 | 0 | 0 | 0 | 0 | 0 | 0 | 0 | 0 | 0 | 0 | 0 | 0 | 0 | 0 | 0 | 0 | 0 | 0 | 0 | 0 | 0
F9_Industrial_Paper and Printing_Existing_Process_Natural Gas_Process - Insulate Heated Process Fluids_A_Achievable Economic TRC Potential | F9 | Industrial | Paper and Printing | Existing | Process | Natural Gas | Process - Insulate Heated Process Fluids | A | Cumulative Winter Peak Savings (MW) | Achievable Economic TRC Potential | 0 | 0 | 0 | 0 | 0 | 0 | 0 | 0 | 0 | 0 | 0 | 0 | 0 | 0 | 0 | 0 | 0 | 0 | 0 | 0 | 0 | 0 | 0 | 0 | 0 | 0 | 0 | 0 | 0 | 0 | 0
F10_Industrial_Paper and Printing_Existing_Process_Natural Gas_Process - Insulate Heated Process Fluids_A_Achievable Economic TRC Potential | F10 | Industrial | Paper and Printing | Existing | Process | Natural Gas | Process - Insulate Heated Process Fluids | A | Purchases (Incremental) | Achievable Economic TRC Potential | 0 | 0 | 0 | 0 | 0 | 0 | 0 | 0 | 0 | 0 | 0 | 0 | 0 | 0 | 0 | 0 | 0 | 0 | 0 | 0 | 0 | 0 | 0 | 0 | 0 | 0 | 0 | 0 | 0 | 0 | 0
F11_Industrial_Paper and Printing_Existing_Process_Natural Gas_Process - Insulate Heated Process Fluids_A_Achievable Economic TRC Potential | F11 | Industrial | Paper and Printing | Existing | Process | Natural Gas | Process - Insulate Heated Process Fluids | A | Purchases (Cumulative) | Achievable Economic TRC Potential | 0 | 0 | 0 | 0 | 0 | 0 | 0 | 0 | 0 | 0 | 0 | 0 | 0 | 0 | 0 | 0 | 0 | 0 | 0 | 0 | 0 | 0 | 0 | 0 | 0 | 0 | 0 | 0 | 0 | 0 | 0
F1_Industrial_Paper and Printing_Existing_Process_Natural Gas_Process Heat Recovery_A_Achievable Economic TRC Potential | F1 | Industrial | Paper and Printing | Existing | Process | Natural Gas | Process Heat Recovery | A | Integrated Unit Energy Savings (kWh or therms) | Achievable Economic TRC Potential | 0 | 0 | 0 | 0 | 0 | 73.2194 | 73.0504 | 72.8794 | 72.7094 | 72.5376 | 72.3547 | 72.1847 | 72.0205 | 71.8437 | 71.7031 | 71.5499 | 71.4227 | 71.2933 | 71.161 | 71.0535 | 70.9358 | 70.8224 | 70.7095 | 70.5971 | 70.4851 | 70.4767 | 70.4691 | 70.4621 | 0 | 0 | 0
F2_Industrial_Paper and Printing_Existing_Process_Natural Gas_Process Heat Recovery_A_Achievable Economic TRC Potential | F2 | Industrial | Paper and Printing | Existing | Process | Natural Gas | Process Heat Recovery | A | Integrated Unit Summer Peak Savings (kW) | Achievable Economic TRC Potential | 0 | 0 | 0 | 0 | 0 | 0 | 0 | 0 | 0 | 0 | 0 | 0 | 0 | 0 | 0 | 0 | 0 | 0 | 0 | 0 | 0 | 0 | 0 | 0 | 0 | 0 | 0 | 0 | 0 | 0 | 0
F3_Industrial_Paper and Printing_Existing_Process_Natural Gas_Process Heat Recovery_A_Achievable Economic TRC Potential | F3 | Industrial | Paper and Printing | Existing | Process | Natural Gas | Process Heat Recovery | A | Integrated Unit Winter Peak Savings (kW) | Achievable Economic TRC Potential | 0 | 0 | 0 | 0 | 0 | 0 | 0 | 0 | 0 | 0 | 0 | 0 | 0 | 0 | 0 | 0 | 0 | 0 | 0 | 0 | 0 | 0 | 0 | 0 | 0 | 0 | 0 | 0 | 0 | 0 | 0
F4_Industrial_Paper and Printing_Existing_Process_Natural Gas_Process Heat Recovery_A_Achievable Economic TRC Potential | F4 | Industrial | Paper and Printing | Existing | Process | Natural Gas | Process Heat Recovery | A | Incremental Energy Savings (MWh or mTherms) | Achievable Economic TRC Potential | 0 | 0 | 0 | 0 | 0 | 0.6081 | 0.60636 | 0.60137 | 0.60029 | 0.59937 | 0.53124 | 0.42284 | 0.33681 | 0.26452 | 0.21201 | 0.16763 | 0.13388 | 0.10637 | 0.084184 | 0.067325 | 0.053549 | 0.00036324 | 0.00012905 | 4.3775e-05 | 1.4207e-05 | 1.2039e-05 | 1.2006e-05 | 1.1976e-05 | 0 | 0 | 0
F5_Industrial_Paper and Printing_Existing_Process_Natural Gas_Process Heat Recovery_A_Achievable Economic TRC Potential | F5 | Industrial | Paper and Printing | Existing | Process | Natural Gas | Process Heat Recovery | A | Incremental Summer Peak Savings (MW) | Achievable Economic TRC Potential | 0 | 0 | 0 | 0 | 0 | 0 | 0 | 0 | 0 | 0 | 0 | 0 | 0 | 0 | 0 | 0 | 0 | 0 | 0 | 0 | 0 | 0 | 0 | 0 | 0 | 0 | 0 | 0 | 0 | 0 | 0
F6_Industrial_Paper and Printing_Existing_Process_Natural Gas_Process Heat Recovery_A_Achievable Economic TRC Potential | F6 | Industrial | Paper and Printing | Existing | Process | Natural Gas | Process Heat Recovery | A | Incremental Winter Peak Savings (MW) | Achievable Economic TRC Potential | 0 | 0 | 0 | 0 | 0 | 0 | 0 | 0 | 0 | 0 | 0 | 0 | 0 | 0 | 0 | 0 | 0 | 0 | 0 | 0 | 0 | 0 | 0 | 0 | 0 | 0 | 0 | 0 | 0 | 0 | 0
F7_Industrial_Paper and Printing_Existing_Process_Natural Gas_Process Heat Recovery_A_Achievable Economic TRC Potential | F7 | Industrial | Paper and Printing | Existing | Process | Natural Gas | Process Heat Recovery | A | Cumulative Energy Savings (MWh or mTherms) | Achievable Economic TRC Potential | 0 | 0 | 0 | 0 | 0 | 0.6081 | 1.2131 | 1.8116 | 2.4077 | 3.0013 | 3.525 | 3.9396 | 4.2674 | 4.5215 | 4.7246 | 4.8822 | 5.0074 | 5.1047 | 5.1794 | 5.2389 | 5.2837 | 5.2757 | 5.2674 | 5.2591 | 5.2507 | 5.2501 | 5.2496 | 5.249 | 0 | 0 | 0
F8_Industrial_Paper and Printing_Existing_Process_Natural Gas_Process Heat Recovery_A_Achievable Economic TRC Potential | F8 | Industrial | Paper and Printing | Existing | Process | Natural Gas | Process Heat Recovery | A | Cumulative Summer Peak Savings (MW) | Achievable Economic TRC Potential | 0 | 0 | 0 | 0 | 0 | 0 | 0 | 0 | 0 | 0 | 0 | 0 | 0 | 0 | 0 | 0 | 0 | 0 | 0 | 0 | 0 | 0 | 0 | 0 | 0 | 0 | 0 | 0 | 0 | 0 | 0
F9_Industrial_Paper and Printing_Existing_Process_Natural Gas_Process Heat Recovery_A_Achievable Economic TRC Potential | F9 | Industrial | Paper and Printing | Existing | Process | Natural Gas | Process Heat Recovery | A | Cumulative Winter Peak Savings (MW) | Achievable Economic TRC Potential | 0 | 0 | 0 | 0 | 0 | 0 | 0 | 0 | 0 | 0 | 0 | 0 | 0 | 0 | 0 | 0 | 0 | 0 | 0 | 0 | 0 | 0 | 0 | 0 | 0 | 0 | 0 | 0 | 0 | 0 | 0
F10_Industrial_Paper and Printing_Existing_Process_Natural Gas_Process Heat Recovery_A_Achievable Economic TRC Potential | F10 | Industrial | Paper and Printing | Existing | Process | Natural Gas | Process Heat Recovery | A | Purchases (Incremental) | Achievable Economic TRC Potential | 0 | 0 | 0 | 0 | 0 | 8.3051 | 8.3006 | 8.2516 | 8.2561 | 8.2629 | 7.3422 | 5.8577 | 4.6766 | 3.6819 | 2.9568 | 2.3429 | 1.8745 | 1.4921 | 1.183 | 0.94753 | 0.75489 | 0.0051289 | 0.0018251 | 0.00062007 | 0.00020156 | 0.00017083 | 0.00017037 | 0.00016996 | 9.3059e-07 | 9.3059e-07 | 9.3059e-07
F11_Industrial_Paper and Printing_Existing_Process_Natural Gas_Process Heat Recovery_A_Achievable Economic TRC Potential | F11 | Industrial | Paper and Printing | Existing | Process | Natural Gas | Process Heat Recovery | A | Purchases (Cumulative) | Achievable Economic TRC Potential | 0 | 0 | 0 | 0 | 0 | 8.3051 | 16.6057 | 24.8573 | 33.1134 | 41.3763 | 48.7185 | 54.5761 | 59.2528 | 62.9347 | 65.8914 | 68.2343 | 70.1088 | 71.6009 | 72.7839 | 73.7314 | 74.4863 | 74.4915 | 74.4933 | 74.4939 | 74.4941 | 74.4943 | 74.4944 | 74.4946 | 74.4946 | 74.4946 | 74.4946
F1_Industrial_Paper and Printing_Existing_Space Heating_Natural Gas_Building Automation System_A_Achievable Economic TRC Potential | F1 | Industrial | Paper and Printing | Existing | Space Heating | Natural Gas | Building Automation System | A | Integrated Unit Energy Savings (kWh or therms) | Achievable Economic TRC Potential | 0 | 0 | 0 | 0 | 0 | 0.015445 | 0.015347 | 0.015228 | 0.015101 | 0.014964 | 0.01482 | 0.014669 | 0.014514 | 0.014353 | 0.014179 | 0.01401 | 0.013841 | 0.013682 | 0.013529 | 0.013387 | 0.013252 | 0.013115 | 0.012996 | 0.012884 | 0.012778 | 0.012694 | 0.012622 | 0.012555 | 0 | 0 | 0
F2_Industrial_Paper and Printing_Existing_Space Heating_Natural Gas_Building Automation System_A_Achievable Economic TRC Potential | F2 | Industrial | Paper and Printing | Existing | Space Heating | Natural Gas | Building Automation System | A | Integrated Unit Summer Peak Savings (kW) | Achievable Economic TRC Potential | 0 | 0 | 0 | 0 | 0 | 0 | 0 | 0 | 0 | 0 | 0 | 0 | 0 | 0 | 0 | 0 | 0 | 0 | 0 | 0 | 0 | 0 | 0 | 0 | 0 | 0 | 0 | 0 | 0 | 0 | 0
F3_Industrial_Paper and Printing_Existing_Space Heating_Natural Gas_Building Automation System_A_Achievable Economic TRC Potential | F3 | Industrial | Paper and Printing | Existing | Space Heating | Natural Gas | Building Automation System | A | Integrated Unit Winter Peak Savings (kW) | Achievable Economic TRC Potential | 0 | 0 | 0 | 0 | 0 | 0 | 0 | 0 | 0 | 0 | 0 | 0 | 0 | 0 | 0 | 0 | 0 | 0 | 0 | 0 | 0 | 0 | 0 | 0 | 0 | 0 | 0 | 0 | 0 | 0 | 0
F4_Industrial_Paper and Printing_Existing_Space Heating_Natural Gas_Building Automation System_A_Achievable Economic TRC Potential | F4 | Industrial | Paper and Printing | Existing | Space Heating | Natural Gas | Building Automation System | A | Incremental Energy Savings (MWh or mTherms) | Achievable Economic TRC Potential | 0 | 0 | 0 | 0 | 0 | 0.0072994 | 0.01449 | 0.025379 | 0.040959 | 0.061658 | 0.086344 | 0.11594 | 0.14841 | 0.17863 | 0.20891 | 0.22936 | 0.2411 | 0.23811 | 0.21998 | 0.19161 | 0.1562 | 0.11776 | 0.080487 | 0.050807 | 0.03276 | 0 | 0 | 0 | 0 | 0 | 0
F5_Industrial_Paper and Printing_Existing_Space Heating_Natural Gas_Building Automation System_A_Achievable Economic TRC Potential | F5 | Industrial | Paper and Printing | Existing | Space Heating | Natural Gas | Building Automation System | A | Incremental Summer Peak Savings (MW) | Achievable Economic TRC Potential | 0 | 0 | 0 | 0 | 0 | 0 | 0 | 0 | 0 | 0 | 0 | 0 | 0 | 0 | 0 | 0 | 0 | 0 | 0 | 0 | 0 | 0 | 0 | 0 | 0 | 0 | 0 | 0 | 0 | 0 | 0
F6_Industrial_Paper and Printing_Existing_Space Heating_Natural Gas_Building Automation System_A_Achievable Economic TRC Potential | F6 | Industrial | Paper and Printing | Existing | Space Heating | Natural Gas | Building Automation System | A | Incremental Winter Peak Savings (MW) | Achievable Economic TRC Potential | 0 | 0 | 0 | 0 | 0 | 0 | 0 | 0 | 0 | 0 | 0 | 0 | 0 | 0 | 0 | 0 | 0 | 0 | 0 | 0 | 0 | 0 | 0 | 0 | 0 | 0 | 0 | 0 | 0 | 0 | 0
F7_Industrial_Paper and Printing_Existing_Space Heating_Natural Gas_Building Automation System_A_Achievable Economic TRC Potential | F7 | Industrial | Paper and Printing | Existing | Space Heating | Natural Gas | Building Automation System | A | Cumulative Energy Savings (MWh or mTherms) | Achievable Economic TRC Potential | 0 | 0 | 0 | 0 | 0 | 0.0072994 | 0.021744 | 0.046954 | 0.08752 | 0.14839 | 0.2333 | 0.34686 | 0.49162 | 0.66478 | 0.86566 | 1.0847 | 1.3127 | 1.5357 | 1.7386 | 1.9119 | 2.0487 | 2.1454 | 2.2063 | 2.2382 | 2.2526 | 2.2378 | 2.2251 | 2.2132 | 0 | 0 | 0
F8_Industrial_Paper and Printing_Existing_Space Heating_Natural Gas_Building Automation System_A_Achievable Economic TRC Potential | F8 | Industrial | Paper and Printing | Existing | Space Heating | Natural Gas | Building Automation System | A | Cumulative Summer Peak Savings (MW) | Achievable Economic TRC Potential | 0 | 0 | 0 | 0 | 0 | 0 | 0 | 0 | 0 | 0 | 0 | 0 | 0 | 0 | 0 | 0 | 0 | 0 | 0 | 0 | 0 | 0 | 0 | 0 | 0 | 0 | 0 | 0 | 0 | 0 | 0
F9_Industrial_Paper and Printing_Existing_Space Heating_Natural Gas_Building Automation System_A_Achievable Economic TRC Potential | F9 | Industrial | Paper and Printing | Existing | Space Heating | Natural Gas | Building Automation System | A | Cumulative Winter Peak Savings (MW) | Achievable Economic TRC Potential | 0 | 0 | 0 | 0 | 0 | 0 | 0 | 0 | 0 | 0 | 0 | 0 | 0 | 0 | 0 | 0 | 0 | 0 | 0 | 0 | 0 | 0 | 0 | 0 | 0 | 0 | 0 | 0 | 0 | 0 | 0
F10_Industrial_Paper and Printing_Existing_Space Heating_Natural Gas_Building Automation System_A_Achievable Economic TRC Potential | F10 | Industrial | Paper and Printing | Existing | Space Heating | Natural Gas | Building Automation System | A | Purchases (Incremental) | Achievable Economic TRC Potential | 0 | 0 | 0 | 0 | 0 | 472.6041 | 944.186 | 1666.5585 | 2712.3514 | 4120.3748 | 5826.3172 | 7903.734 | 10225.2899 | 12446.0925 | 14732.9366 | 16371.7681 | 17418.739 | 17403.4247 | 16259.3252 | 14312.5173 | 11787.3477 | 8978.7963 | 6193.4405 | 3943.4734 | 2563.7204 | 0 | 0 | 0 | 0 | 0 | 0
F11_Industrial_Paper and Printing_Existing_Space Heating_Natural Gas_Building Automation System_A_Achievable Economic TRC Potential | F11 | Industrial | Paper and Printing | Existing | Space Heating | Natural Gas | Building Automation System | A | Purchases (Cumulative) | Achievable Economic TRC Potential | 0 | 0 | 0 | 0 | 0 | 472.6041 | 1416.7901 | 3083.3486 | 5795.6999 | 9916.0747 | 15742.392 | 23646.126 | 33871.4159 | 46317.5084 | 61050.445 | 77422.2131 | 94840.9521 | 112244.3767 | 128503.702 | 142816.2193 | 154603.567 | 163582.3633 | 169775.8038 | 173719.2772 | 176282.9976 | 176282.9976 | 176282.9976 | 176282.9976 | 176282.9976 | 176282.9976 | 176282.9976
F1_Industrial_Paper and Printing_Existing_Space Heating_Natural Gas_Steam System Efficiency Improvements_A_Achievable Economic TRC Potential | F1 | Industrial | Paper and Printing | Existing | Space Heating | Natural Gas | Steam System Efficiency Improvements | A | Integrated Unit Energy Savings (kWh or therms) | Achievable Economic TRC Potential | 0 | 0 | 0 | 0 | 0 | 0.13696 | 0.13471 | 0.13185 | 0.12831 | 0.12413 | 0.11936 | 0.11444 | 0.10954 | 0.10459 | 0.1004 | 0.096422 | 0.09322 | 0.090377 | 0.087854 | 0.08604 | 0.08437 | 0.082907 | 0.081675 | 0.080685 | 0.079757 | 0.079055 | 0.078449 | 0.077892 | 0.11902 | 0.11854 | 0.11809
F2_Industrial_Paper and Printing_Existing_Space Heating_Natural Gas_Steam System Efficiency Improvements_A_Achievable Economic TRC Potential | F2 | Industrial | Paper and Printing | Existing | Space Heating | Natural Gas | Steam System Efficiency Improvements | A | Integrated Unit Summer Peak Savings (kW) | Achievable Economic TRC Potential | 0 | 0 | 0 | 0 | 0 | 0 | 0 | 0 | 0 | 0 | 0 | 0 | 0 | 0 | 0 | 0 | 0 | 0 | 0 | 0 | 0 | 0 | 0 | 0 | 0 | 0 | 0 | 0 | 0 | 0 | 0
F3_Industrial_Paper and Printing_Existing_Space Heating_Natural Gas_Steam System Efficiency Improvements_A_Achievable Economic TRC Potential | F3 | Industrial | Paper and Printing | Existing | Space Heating | Natural Gas | Steam System Efficiency Improvements | A | Integrated Unit Winter Peak Savings (kW) | Achievable Economic TRC Potential | 0 | 0 | 0 | 0 | 0 | 0 | 0 | 0 | 0 | 0 | 0 | 0 | 0 | 0 | 0 | 0 | 0 | 0 | 0 | 0 | 0 | 0 | 0 | 0 | 0 | 0 | 0 | 0 | 0 | 0 | 0
F4_Industrial_Paper and Printing_Existing_Space Heating_Natural Gas_Steam System Efficiency Improvements_A_Achievable Economic TRC Potential | F4 | Industrial | Paper and Printing | Existing | Space Heating | Natural Gas | Steam System Efficiency Improvements | A | Incremental Energy Savings (MWh or mTherms) | Achievable Economic TRC Potential | 0 | 0 | 0 | 0 | 0 | 0.00045874 | 0.00090145 | 0.0015572 | 0.0024664 | 0.0036248 | 0.0049288 | 0.0064105 | 0.0079383 | 0.0092257 | 0.010483 | 0.011188 | 0.011508 | 0.011147 | 0.010124 | 0.0087274 | 0.0070481 | 0.0052757 | 0.003585 | 0.002255 | 0.0014491 | 0 | 0 | 0 | 0 | 0 | 0
F5_Industrial_Paper and Printing_Existing_Space Heating_Natural Gas_Steam System Efficiency Improvements_A_Achievable Economic TRC Potential | F5 | Industrial | Paper and Printing | Existing | Space Heating | Natural Gas | Steam System Efficiency Improvements | A | Incremental Summer Peak Savings (MW) | Achievable Economic TRC Potential | 0 | 0 | 0 | 0 | 0 | 0 | 0 | 0 | 0 | 0 | 0 | 0 | 0 | 0 | 0 | 0 | 0 | 0 | 0 | 0 | 0 | 0 | 0 | 0 | 0 | 0 | 0 | 0 | 0 | 0 | 0
F6_Industrial_Paper and Printing_Existing_Space Heating_Natural Gas_Steam System Efficiency Improvements_A_Achievable Economic TRC Potential | F6 | Industrial | Paper and Printing | Existing | Space Heating | Natural Gas | Steam System Efficiency Improvements | A | Incremental Winter Peak Savings (MW) | Achievable Economic TRC Potential | 0 | 0 | 0 | 0 | 0 | 0 | 0 | 0 | 0 | 0 | 0 | 0 | 0 | 0 | 0 | 0 | 0 | 0 | 0 | 0 | 0 | 0 | 0 | 0 | 0 | 0 | 0 | 0 | 0 | 0 | 0
F7_Industrial_Paper and Printing_Existing_Space Heating_Natural Gas_Steam System Efficiency Improvements_A_Achievable Economic TRC Potential | F7 | Industrial | Paper and Printing | Existing | Space Heating | Natural Gas | Steam System Efficiency Improvements | A | Cumulative Energy Savings (MWh or mTherms) | Achievable Economic TRC Potential | 0 | 0 | 0 | 0 | 0 | 0.00045874 | 0.0013527 | 0.0028811 | 0.0052702 | 0.0087234 | 0.013317 | 0.019179 | 0.026296 | 0.034333 | 0.043439 | 0.052907 | 0.062658 | 0.071894 | 0.080011 | 0.087086 | 0.092443 | 0.096116 | 0.098273 | 0.099337 | 0.099643 | 0.098767 | 0.098009 | 0.097313 | 0 | 0 | 0
F8_Industrial_Paper and Printing_Existing_Space Heating_Natural Gas_Steam System Efficiency Improvements_A_Achievable Economic TRC Potential | F8 | Industrial | Paper and Printing | Existing | Space Heating | Natural Gas | Steam System Efficiency Improvements | A | Cumulative Summer Peak Savings (MW) | Achievable Economic TRC Potential | 0 | 0 | 0 | 0 | 0 | 0 | 0 | 0 | 0 | 0 | 0 | 0 | 0 | 0 | 0 | 0 | 0 | 0 | 0 | 0 | 0 | 0 | 0 | 0 | 0 | 0 | 0 | 0 | 0 | 0 | 0
F9_Industrial_Paper and Printing_Existing_Space Heating_Natural Gas_Steam System Efficiency Improvements_A_Achievable Economic TRC Potential | F9 | Industrial | Paper and Printing | Existing | Space Heating | Natural Gas | Steam System Efficiency Improvements | A | Cumulative Winter Peak Savings (MW) | Achievable Economic TRC Potential | 0 | 0 | 0 | 0 | 0 | 0 | 0 | 0 | 0 | 0 | 0 | 0 | 0 | 0 | 0 | 0 | 0 | 0 | 0 | 0 | 0 | 0 | 0 | 0 | 0 | 0 | 0 | 0 | 0 | 0 | 0
F10_Industrial_Paper and Printing_Existing_Space Heating_Natural Gas_Steam System Efficiency Improvements_A_Achievable Economic TRC Potential | F10 | Industrial | Paper and Printing | Existing | Space Heating | Natural Gas | Steam System Efficiency Improvements | A | Purchases (Incremental) | Achievable Economic TRC Potential | 0 | 0 | 0 | 0 | 0 | 3.3494 | 6.6916 | 11.8111 | 19.2228 | 29.2016 | 41.2918 | 56.0147 | 72.4679 | 88.207 | 104.4141 | 116.0287 | 123.4487 | 123.3402 | 115.2318 | 101.4346 | 83.5384 | 63.6338 | 43.8937 | 27.9479 | 18.1694 | 0 | 0 | 0 | 0 | 0 | 0
F11_Industrial_Paper and Printing_Existing_Space Heating_Natural Gas_Steam System Efficiency Improvements_A_Achievable Economic TRC Potential | F11 | Industrial | Paper and Printing | Existing | Space Heating | Natural Gas | Steam System Efficiency Improvements | A | Purchases (Cumulative) | Achievable Economic TRC Potential | 0 | 0 | 0 | 0 | 0 | 3.3494 | 10.041 | 21.8521 | 41.0748 | 70.2764 | 111.5683 | 167.583 | 240.0509 | 328.2578 | 432.672 | 548.7007 | 672.1494 | 795.4896 | 910.7215 | 1012.156 | 1095.6944 | 1159.3282 | 1203.2219 | 1231.1698 | 1249.3392 | 1249.3392 | 1249.3392 | 1249.3392 | 1249.3392 | 1249.3392 | 1249.3392
F1_Industrial_Paper and Printing_Existing_Process_Natural Gas_Steam System Efficiency Improvements_A_Achievable Economic TRC Potential | F1 | Industrial | Paper and Printing | Existing | Process | Natural Gas | Steam System Efficiency Improvements | A | Integrated Unit Energy Savings (kWh or therms) | Achievable Economic TRC Potential | 0 | 0 | 0 | 0 | 0 | 0.076596 | 0.076206 | 0.07581 | 0.075417 | 0.07502 | 0.074613 | 0.074262 | 0.073942 | 0.073607 | 0.073361 | 0.073092 | 0.072883 | 0.072673 | 0.072462 | 0.072306 | 0.072136 | 0.07199 | 0.071847 | 0.071706 | 0.071566 | 0.071551 | 0.071537 | 0.071524 | 0.076988 | 0.076988 | 0.076988
F2_Industrial_Paper and Printing_Existing_Process_Natural Gas_Steam System Efficiency Improvements_A_Achievable Economic TRC Potential | F2 | Industrial | Paper and Printing | Existing | Process | Natural Gas | Steam System Efficiency Improvements | A | Integrated Unit Summer Peak Savings (kW) | Achievable Economic TRC Potential | 0 | 0 | 0 | 0 | 0 | 0 | 0 | 0 | 0 | 0 | 0 | 0 | 0 | 0 | 0 | 0 | 0 | 0 | 0 | 0 | 0 | 0 | 0 | 0 | 0 | 0 | 0 | 0 | 0 | 0 | 0
F3_Industrial_Paper and Printing_Existing_Process_Natural Gas_Steam System Efficiency Improvements_A_Achievable Economic TRC Potential | F3 | Industrial | Paper and Printing | Existing | Process | Natural Gas | Steam System Efficiency Improvements | A | Integrated Unit Winter Peak Savings (kW) | Achievable Economic TRC Potential | 0 | 0 | 0 | 0 | 0 | 0 | 0 | 0 | 0 | 0 | 0 | 0 | 0 | 0 | 0 | 0 | 0 | 0 | 0 | 0 | 0 | 0 | 0 | 0 | 0 | 0 | 0 | 0 | 0 | 0 | 0
F4_Industrial_Paper and Printing_Existing_Process_Natural Gas_Steam System Efficiency Improvements_A_Achievable Economic TRC Potential | F4 | Industrial | Paper and Printing | Existing | Process | Natural Gas | Steam System Efficiency Improvements | A | Incremental Energy Savings (MWh or mTherms) | Achievable Economic TRC Potential | 0 | 0 | 0 | 0 | 0 | 0 | 0 | 0 | 0 | 0 | 0 | 0 | 0 | 0 | 0 | 0 | 0 | 0 | 0 | 0 | 0 | 0 | 0 | 0 | 0 | 0 | 0 | 0 | 0 | 0 | 0
F5_Industrial_Paper and Printing_Existing_Process_Natural Gas_Steam System Efficiency Improvements_A_Achievable Economic TRC Potential | F5 | Industrial | Paper and Printing | Existing | Process | Natural Gas | Steam System Efficiency Improvements | A | Incremental Summer Peak Savings (MW) | Achievable Economic TRC Potential | 0 | 0 | 0 | 0 | 0 | 0 | 0 | 0 | 0 | 0 | 0 | 0 | 0 | 0 | 0 | 0 | 0 | 0 | 0 | 0 | 0 | 0 | 0 | 0 | 0 | 0 | 0 | 0 | 0 | 0 | 0
F6_Industrial_Paper and Printing_Existing_Process_Natural Gas_Steam System Efficiency Improvements_A_Achievable Economic TRC Potential | F6 | Industrial | Paper and Printing | Existing | Process | Natural Gas | Steam System Efficiency Improvements | A | Incremental Winter Peak Savings (MW) | Achievable Economic TRC Potential | 0 | 0 | 0 | 0 | 0 | 0 | 0 | 0 | 0 | 0 | 0 | 0 | 0 | 0 | 0 | 0 | 0 | 0 | 0 | 0 | 0 | 0 | 0 | 0 | 0 | 0 | 0 | 0 | 0 | 0 | 0
F7_Industrial_Paper and Printing_Existing_Process_Natural Gas_Steam System Efficiency Improvements_A_Achievable Economic TRC Potential | F7 | Industrial | Paper and Printing | Existing | Process | Natural Gas | Steam System Efficiency Improvements | A | Cumulative Energy Savings (MWh or mTherms) | Achievable Economic TRC Potential | 0 | 0 | 0 | 0 | 0 | 0 | 0 | 0 | 0 | 0 | 0 | 0 | 0 | 0 | 0 | 0 | 0 | 0 | 0 | 0 | 0 | 0 | 0 | 0 | 0 | 0 | 0 | 0 | 0 | 0 | 0
F8_Industrial_Paper and Printing_Existing_Process_Natural Gas_Steam System Efficiency Improvements_A_Achievable Economic TRC Potential | F8 | Industrial | Paper and Printing | Existing | Process | Natural Gas | Steam System Efficiency Improvements | A | Cumulative Summer Peak Savings (MW) | Achievable Economic TRC Potential | 0 | 0 | 0 | 0 | 0 | 0 | 0 | 0 | 0 | 0 | 0 | 0 | 0 | 0 | 0 | 0 | 0 | 0 | 0 | 0 | 0 | 0 | 0 | 0 | 0 | 0 | 0 | 0 | 0 | 0 | 0
F9_Industrial_Paper and Printing_Existing_Process_Natural Gas_Steam System Efficiency Improvements_A_Achievable Economic TRC Potential | F9 | Industrial | Paper and Printing | Existing | Process | Natural Gas | Steam System Efficiency Improvements | A | Cumulative Winter Peak Savings (MW) | Achievable Economic TRC Potential | 0 | 0 | 0 | 0 | 0 | 0 | 0 | 0 | 0 | 0 | 0 | 0 | 0 | 0 | 0 | 0 | 0 | 0 | 0 | 0 | 0 | 0 | 0 | 0 | 0 | 0 | 0 | 0 | 0 | 0 | 0
F10_Industrial_Paper and Printing_Existing_Process_Natural Gas_Steam System Efficiency Improvements_A_Achievable Economic TRC Potential | F10 | Industrial | Paper and Printing | Existing | Process | Natural Gas | Steam System Efficiency Improvements | A | Purchases (Incremental) | Achievable Economic TRC Potential | 0 | 0 | 0 | 0 | 0 | 0 | 0 | 0 | 0 | 0 | 0 | 0 | 0 | 0 | 0 | 0 | 0 | 0 | 0 | 0 | 0 | 0 | 0 | 0 | 0 | 0 | 0 | 0 | 0 | 0 | 0
F11_Industrial_Paper and Printing_Existing_Process_Natural Gas_Steam System Efficiency Improvements_A_Achievable Economic TRC Potential | F11 | Industrial | Paper and Printing | Existing | Process | Natural Gas | Steam System Efficiency Improvements | A | Purchases (Cumulative) | Achievable Economic TRC Potential | 0 | 0 | 0 | 0 | 0 | 0 | 0 | 0 | 0 | 0 | 0 | 0 | 0 | 0 | 0 | 0 | 0 | 0 | 0 | 0 | 0 | 0 | 0 | 0 | 0 | 0 | 0 | 0 | 0 | 0 | 0
F1_Industrial_Paper and Printing_Existing_Space Heating_Natural Gas_Strategic Energy Management_A_Achievable Economic TRC Potential | F1 | Industrial | Paper and Printing | Existing | Space Heating | Natural Gas | Strategic Energy Management | A | Integrated Unit Energy Savings (kWh or therms) | Achievable Economic TRC Potential | 0 | 0 | 0 | 0 | 0 | 56.1153 | 55.805 | 55.4197 | 55.0012 | 54.5478 | 54.0687 | 53.5635 | 53.0439 | 52.5019 | 51.9102 | 51.3355 | 50.7609 | 50.2192 | 49.7061 | 49.2246 | 48.769 | 48.3094 | 47.9119 | 47.5421 | 47.1948 | 46.8867 | 46.6225 | 46.3754 | 0 | 0 | 0
F2_Industrial_Paper and Printing_Existing_Space Heating_Natural Gas_Strategic Energy Management_A_Achievable Economic TRC Potential | F2 | Industrial | Paper and Printing | Existing | Space Heating | Natural Gas | Strategic Energy Management | A | Integrated Unit Summer Peak Savings (kW) | Achievable Economic TRC Potential | 0 | 0 | 0 | 0 | 0 | 0 | 0 | 0 | 0 | 0 | 0 | 0 | 0 | 0 | 0 | 0 | 0 | 0 | 0 | 0 | 0 | 0 | 0 | 0 | 0 | 0 | 0 | 0 | 0 | 0 | 0
F3_Industrial_Paper and Printing_Existing_Space Heating_Natural Gas_Strategic Energy Management_A_Achievable Economic TRC Potential | F3 | Industrial | Paper and Printing | Existing | Space Heating | Natural Gas | Strategic Energy Management | A | Integrated Unit Winter Peak Savings (kW) | Achievable Economic TRC Potential | 0 | 0 | 0 | 0 | 0 | 0 | 0 | 0 | 0 | 0 | 0 | 0 | 0 | 0 | 0 | 0 | 0 | 0 | 0 | 0 | 0 | 0 | 0 | 0 | 0 | 0 | 0 | 0 | 0 | 0 | 0
F4_Industrial_Paper and Printing_Existing_Space Heating_Natural Gas_Strategic Energy Management_A_Achievable Economic TRC Potential | F4 | Industrial | Paper and Printing | Existing | Space Heating | Natural Gas | Strategic Energy Management | A | Incremental Energy Savings (MWh or mTherms) | Achievable Economic TRC Potential | 0 | 0 | 0 | 0 | 0 | 0.045937 | 0.045658 | 0.045075 | 0.044759 | 0.044426 | 0.043477 | 0.042953 | 0.04245 | 0.041349 | 0.041039 | 0.040198 | 0.039753 | 0.039131 | 0.038386 | 0.038059 | 0.037551 | 0.037052 | 0.036613 | 0.036207 | 0.035829 | 0 | 0 | 0 | 0 | 0 | 0
F5_Industrial_Paper and Printing_Existing_Space Heating_Natural Gas_Strategic Energy Management_A_Achievable Economic TRC Potential | F5 | Industrial | Paper and Printing | Existing | Space Heating | Natural Gas | Strategic Energy Management | A | Incremental Summer Peak Savings (MW) | Achievable Economic TRC Potential | 0 | 0 | 0 | 0 | 0 | 0 | 0 | 0 | 0 | 0 | 0 | 0 | 0 | 0 | 0 | 0 | 0 | 0 | 0 | 0 | 0 | 0 | 0 | 0 | 0 | 0 | 0 | 0 | 0 | 0 | 0
F6_Industrial_Paper and Printing_Existing_Space Heating_Natural Gas_Strategic Energy Management_A_Achievable Economic TRC Potential | F6 | Industrial | Paper and Printing | Existing | Space Heating | Natural Gas | Strategic Energy Management | A | Incremental Winter Peak Savings (MW) | Achievable Economic TRC Potential | 0 | 0 | 0 | 0 | 0 | 0 | 0 | 0 | 0 | 0 | 0 | 0 | 0 | 0 | 0 | 0 | 0 | 0 | 0 | 0 | 0 | 0 | 0 | 0 | 0 | 0 | 0 | 0 | 0 | 0 | 0
F7_Industrial_Paper and Printing_Existing_Space Heating_Natural Gas_Strategic Energy Management_A_Achievable Economic TRC Potential | F7 | Industrial | Paper and Printing | Existing | Space Heating | Natural Gas | Strategic Energy Management | A | Cumulative Energy Savings (MWh or mTherms) | Achievable Economic TRC Potential | 0 | 0 | 0 | 0 | 0 | 0.045937 | 0.09134 | 0.13578 | 0.17952 | 0.22246 | 0.26399 | 0.30447 | 0.34397 | 0.38181 | 0.41854 | 0.45411 | 0.48878 | 0.52269 | 0.55574 | 0.58841 | 0.62052 | 0.65172 | 0.68297 | 0.71391 | 0.74452 | 0.73966 | 0.73549 | 0.73159 | 0 | 0 | 0
F8_Industrial_Paper and Printing_Existing_Space Heating_Natural Gas_Strategic Energy Management_A_Achievable Economic TRC Potential | F8 | Industrial | Paper and Printing | Existing | Space Heating | Natural Gas | Strategic Energy Management | A | Cumulative Summer Peak Savings (MW) | Achievable Economic TRC Potential | 0 | 0 | 0 | 0 | 0 | 0 | 0 | 0 | 0 | 0 | 0 | 0 | 0 | 0 | 0 | 0 | 0 | 0 | 0 | 0 | 0 | 0 | 0 | 0 | 0 | 0 | 0 | 0 | 0 | 0 | 0
F9_Industrial_Paper and Printing_Existing_Space Heating_Natural Gas_Strategic Energy Management_A_Achievable Economic TRC Potential | F9 | Industrial | Paper and Printing | Existing | Space Heating | Natural Gas | Strategic Energy Management | A | Cumulative Winter Peak Savings (MW) | Achievable Economic TRC Potential | 0 | 0 | 0 | 0 | 0 | 0 | 0 | 0 | 0 | 0 | 0 | 0 | 0 | 0 | 0 | 0 | 0 | 0 | 0 | 0 | 0 | 0 | 0 | 0 | 0 | 0 | 0 | 0 | 0 | 0 | 0
F10_Industrial_Paper and Printing_Existing_Space Heating_Natural Gas_Strategic Energy Management_A_Achievable Economic TRC Potential | F10 | Industrial | Paper and Printing | Existing | Space Heating | Natural Gas | Strategic Energy Management | A | Purchases (Incremental) | Achievable Economic TRC Potential | 0 | 0 | 0 | 0 | 0 | 0.81861 | 0.81816 | 0.81334 | 0.81378 | 0.81445 | 0.80411 | 0.80191 | 0.80028 | 0.78757 | 0.79058 | 0.78304 | 0.78314 | 0.7792 | 0.77225 | 0.77317 | 0.76997 | 0.76697 | 0.76418 | 0.76158 | 0.75918 | 0 | 0 | 0 | 0 | 0 | 0
F11_Industrial_Paper and Printing_Existing_Space Heating_Natural Gas_Strategic Energy Management_A_Achievable Economic TRC Potential | F11 | Industrial | Paper and Printing | Existing | Space Heating | Natural Gas | Strategic Energy Management | A | Purchases (Cumulative) | Achievable Economic TRC Potential | 0 | 0 | 0 | 0 | 0 | 0.81861 | 1.6368 | 2.4501 | 3.2639 | 4.0783 | 4.8824 | 5.6844 | 6.4846 | 7.2722 | 8.0628 | 8.8458 | 9.629 | 10.4082 | 11.1804 | 11.9536 | 12.7236 | 13.4905 | 14.2547 | 15.0163 | 15.7755 | 15.7755 | 15.7755 | 15.7755 | 15.7755 | 15.7755 | 15.7755
F1_Industrial_Paper and Printing_Existing_Process_Natural Gas_Strategic Energy Management_A_Achievable Economic TRC Potential | F1 | Industrial | Paper and Printing | Existing | Process | Natural Gas | Strategic Energy Management | A | Integrated Unit Energy Savings (kWh or therms) | Achievable Economic TRC Potential | 0 | 0 | 0 | 0 | 0 | 56.8022 | 56.7178 | 56.6322 | 56.5467 | 56.4595 | 56.3667 | 56.2815 | 56.2007 | 56.1153 | 56.0503 | 55.9815 | 55.9283 | 55.8763 | 55.8246 | 55.7859 | 55.7429 | 55.7032 | 55.6639 | 55.6248 | 55.5859 | 55.5821 | 55.5787 | 55.5755 | 0 | 0 | 0
F2_Industrial_Paper and Printing_Existing_Process_Natural Gas_Strategic Energy Management_A_Achievable Economic TRC Potential | F2 | Industrial | Paper and Printing | Existing | Process | Natural Gas | Strategic Energy Management | A | Integrated Unit Summer Peak Savings (kW) | Achievable Economic TRC Potential | 0 | 0 | 0 | 0 | 0 | 0 | 0 | 0 | 0 | 0 | 0 | 0 | 0 | 0 | 0 | 0 | 0 | 0 | 0 | 0 | 0 | 0 | 0 | 0 | 0 | 0 | 0 | 0 | 0 | 0 | 0
F3_Industrial_Paper and Printing_Existing_Process_Natural Gas_Strategic Energy Management_A_Achievable Economic TRC Potential | F3 | Industrial | Paper and Printing | Existing | Process | Natural Gas | Strategic Energy Management | A | Integrated Unit Winter Peak Savings (kW) | Achievable Economic TRC Potential | 0 | 0 | 0 | 0 | 0 | 0 | 0 | 0 | 0 | 0 | 0 | 0 | 0 | 0 | 0 | 0 | 0 | 0 | 0 | 0 | 0 | 0 | 0 | 0 | 0 | 0 | 0 | 0 | 0 | 0 | 0
F4_Industrial_Paper and Printing_Existing_Process_Natural Gas_Strategic Energy Management_A_Achievable Economic TRC Potential | F4 | Industrial | Paper and Printing | Existing | Process | Natural Gas | Strategic Energy Management | A | Incremental Energy Savings (MWh or mTherms) | Achievable Economic TRC Potential | 0 | 0 | 0 | 0 | 0 | 0.21566 | 0.21522 | 0.21363 | 0.21342 | 0.21327 | 0.21021 | 0.20932 | 0.2086 | 0.20497 | 0.20552 | 0.20331 | 0.20314 | 0.20193 | 0.19994 | 0.20004 | 0.19906 | 0.19814 | 0.19728 | 0.19647 | 0.19572 | 0 | 0 | 0 | 0 | 0 | 0
F5_Industrial_Paper and Printing_Existing_Process_Natural Gas_Strategic Energy Management_A_Achievable Economic TRC Potential | F5 | Industrial | Paper and Printing | Existing | Process | Natural Gas | Strategic Energy Management | A | Incremental Summer Peak Savings (MW) | Achievable Economic TRC Potential | 0 | 0 | 0 | 0 | 0 | 0 | 0 | 0 | 0 | 0 | 0 | 0 | 0 | 0 | 0 | 0 | 0 | 0 | 0 | 0 | 0 | 0 | 0 | 0 | 0 | 0 | 0 | 0 | 0 | 0 | 0
F6_Industrial_Paper and Printing_Existing_Process_Natural Gas_Strategic Energy Management_A_Achievable Economic TRC Potential | F6 | Industrial | Paper and Printing | Existing | Process | Natural Gas | Strategic Energy Management | A | Incremental Winter Peak Savings (MW) | Achievable Economic TRC Potential | 0 | 0 | 0 | 0 | 0 | 0 | 0 | 0 | 0 | 0 | 0 | 0 | 0 | 0 | 0 | 0 | 0 | 0 | 0 | 0 | 0 | 0 | 0 | 0 | 0 | 0 | 0 | 0 | 0 | 0 | 0
F7_Industrial_Paper and Printing_Existing_Process_Natural Gas_Strategic Energy Management_A_Achievable Economic TRC Potential | F7 | Industrial | Paper and Printing | Existing | Process | Natural Gas | Strategic Energy Management | A | Cumulative Energy Savings (MWh or mTherms) | Achievable Economic TRC Potential | 0 | 0 | 0 | 0 | 0 | 0.21566 | 0.43056 | 0.64353 | 0.85598 | 1.0679 | 1.2764 | 1.4838 | 1.6902 | 1.8926 | 2.096 | 2.2967 | 2.4977 | 2.6973 | 2.8947 | 3.0927 | 3.2894 | 3.4852 | 3.68 | 3.8739 | 4.0669 | 4.0667 | 4.0664 | 4.0662 | 0 | 0 | 0
F8_Industrial_Paper and Printing_Existing_Process_Natural Gas_Strategic Energy Management_A_Achievable Economic TRC Potential | F8 | Industrial | Paper and Printing | Existing | Process | Natural Gas | Strategic Energy Management | A | Cumulative Summer Peak Savings (MW) | Achievable Economic TRC Potential | 0 | 0 | 0 | 0 | 0 | 0 | 0 | 0 | 0 | 0 | 0 | 0 | 0 | 0 | 0 | 0 | 0 | 0 | 0 | 0 | 0 | 0 | 0 | 0 | 0 | 0 | 0 | 0 | 0 | 0 | 0
F9_Industrial_Paper and Printing_Existing_Process_Natural Gas_Strategic Energy Management_A_Achievable Economic TRC Potential | F9 | Industrial | Paper and Printing | Existing | Process | Natural Gas | Strategic Energy Management | A | Cumulative Winter Peak Savings (MW) | Achievable Economic TRC Potential | 0 | 0 | 0 | 0 | 0 | 0 | 0 | 0 | 0 | 0 | 0 | 0 | 0 | 0 | 0 | 0 | 0 | 0 | 0 | 0 | 0 | 0 | 0 | 0 | 0 | 0 | 0 | 0 | 0 | 0 | 0
F10_Industrial_Paper and Printing_Existing_Process_Natural Gas_Strategic Energy Management_A_Achievable Economic TRC Potential | F10 | Industrial | Paper and Printing | Existing | Process | Natural Gas | Strategic Energy Management | A | Purchases (Incremental) | Achievable Economic TRC Potential | 0 | 0 | 0 | 0 | 0 | 3.7966 | 3.7946 | 3.7722 | 3.7742 | 3.7773 | 3.7294 | 3.7192 | 3.7116 | 3.6527 | 3.6666 | 3.6317 | 3.6321 | 3.6139 | 3.5816 | 3.5859 | 3.571 | 3.5572 | 3.5442 | 3.5321 | 3.521 | 0 | 0 | 0 | 0 | 0 | 0
F11_Industrial_Paper and Printing_Existing_Process_Natural Gas_Strategic Energy Management_A_Achievable Economic TRC Potential | F11 | Industrial | Paper and Printing | Existing | Process | Natural Gas | Strategic Energy Management | A | Purchases (Cumulative) | Achievable Economic TRC Potential | 0 | 0 | 0 | 0 | 0 | 3.7966 | 7.5912 | 11.3634 | 15.1376 | 18.9149 | 22.6443 | 26.3635 | 30.0751 | 33.7278 | 37.3944 | 41.0261 | 44.6583 | 48.2721 | 51.8537 | 55.4396 | 59.0107 | 62.5678 | 66.112 | 69.6441 | 73.1651 | 73.1651 | 73.1651 | 73.1651 | 73.1651 | 73.1651 | 73.1651
F1_Industrial_Paper and Printing_Existing_Miscellaneous_Natural Gas_Strategic Energy Management_A_Achievable Economic TRC Potential | F1 | Industrial | Paper and Printing | Existing | Miscellaneous | Natural Gas | Strategic Energy Management | A | Integrated Unit Energy Savings (kWh or therms) | Achievable Economic TRC Potential | 0 | 0 | 0 | 0 | 0 | 18.0192 | 18.0192 | 18.0192 | 18.0192 | 18.0192 | 18.0192 | 18.0192 | 18.0192 | 18.0192 | 18.0192 | 18.0192 | 18.0192 | 18.0192 | 18.0192 | 18.0192 | 18.0192 | 18.0192 | 18.0192 | 18.0192 | 18.0192 | 18.0192 | 18.0192 | 18.0192 | 0 | 0 | 0
F2_Industrial_Paper and Printing_Existing_Miscellaneous_Natural Gas_Strategic Energy Management_A_Achievable Economic TRC Potential | F2 | Industrial | Paper and Printing | Existing | Miscellaneous | Natural Gas | Strategic Energy Management | A | Integrated Unit Summer Peak Savings (kW) | Achievable Economic TRC Potential | 0 | 0 | 0 | 0 | 0 | 0 | 0 | 0 | 0 | 0 | 0 | 0 | 0 | 0 | 0 | 0 | 0 | 0 | 0 | 0 | 0 | 0 | 0 | 0 | 0 | 0 | 0 | 0 | 0 | 0 | 0
F3_Industrial_Paper and Printing_Existing_Miscellaneous_Natural Gas_Strategic Energy Management_A_Achievable Economic TRC Potential | F3 | Industrial | Paper and Printing | Existing | Miscellaneous | Natural Gas | Strategic Energy Management | A | Integrated Unit Winter Peak Savings (kW) | Achievable Economic TRC Potential | 0 | 0 | 0 | 0 | 0 | 0 | 0 | 0 | 0 | 0 | 0 | 0 | 0 | 0 | 0 | 0 | 0 | 0 | 0 | 0 | 0 | 0 | 0 | 0 | 0 | 0 | 0 | 0 | 0 | 0 | 0
F4_Industrial_Paper and Printing_Existing_Miscellaneous_Natural Gas_Strategic Energy Management_A_Achievable Economic TRC Potential | F4 | Industrial | Paper and Printing | Existing | Miscellaneous | Natural Gas | Strategic Energy Management | A | Incremental Energy Savings (MWh or mTherms) | Achievable Economic TRC Potential | 0 | 0 | 0 | 0 | 0 | 0.017103 | 0.017094 | 0.016993 | 0.017002 | 0.017016 | 0.0168 | 0.016754 | 0.01672 | 0.016455 | 0.016517 | 0.01636 | 0.016362 | 0.01628 | 0.016134 | 0.016154 | 0.016087 | 0.016024 | 0.015966 | 0.015912 | 0.015861 | 0 | 0 | 0 | 0 | 0 | 0
F5_Industrial_Paper and Printing_Existing_Miscellaneous_Natural Gas_Strategic Energy Management_A_Achievable Economic TRC Potential | F5 | Industrial | Paper and Printing | Existing | Miscellaneous | Natural Gas | Strategic Energy Management | A | Incremental Summer Peak Savings (MW) | Achievable Economic TRC Potential | 0 | 0 | 0 | 0 | 0 | 0 | 0 | 0 | 0 | 0 | 0 | 0 | 0 | 0 | 0 | 0 | 0 | 0 | 0 | 0 | 0 | 0 | 0 | 0 | 0 | 0 | 0 | 0 | 0 | 0 | 0
F6_Industrial_Paper and Printing_Existing_Miscellaneous_Natural Gas_Strategic Energy Management_A_Achievable Economic TRC Potential | F6 | Industrial | Paper and Printing | Existing | Miscellaneous | Natural Gas | Strategic Energy Management | A | Incremental Winter Peak Savings (MW) | Achievable Economic TRC Potential | 0 | 0 | 0 | 0 | 0 | 0 | 0 | 0 | 0 | 0 | 0 | 0 | 0 | 0 | 0 | 0 | 0 | 0 | 0 | 0 | 0 | 0 | 0 | 0 | 0 | 0 | 0 | 0 | 0 | 0 | 0
F7_Industrial_Paper and Printing_Existing_Miscellaneous_Natural Gas_Strategic Energy Management_A_Achievable Economic TRC Potential | F7 | Industrial | Paper and Printing | Existing | Miscellaneous | Natural Gas | Strategic Energy Management | A | Cumulative Energy Savings (MWh or mTherms) | Achievable Economic TRC Potential | 0 | 0 | 0 | 0 | 0 | 0.017103 | 0.034197 | 0.05119 | 0.068192 | 0.085208 | 0.10201 | 0.11876 | 0.13548 | 0.15194 | 0.16845 | 0.18481 | 0.20118 | 0.21746 | 0.23359 | 0.24974 | 0.26583 | 0.28186 | 0.29782 | 0.31373 | 0.32959 | 0.32959 | 0.32959 | 0.32959 | 0 | 0 | 0
F8_Industrial_Paper and Printing_Existing_Miscellaneous_Natural Gas_Strategic Energy Management_A_Achievable Economic TRC Potential | F8 | Industrial | Paper and Printing | Existing | Miscellaneous | Natural Gas | Strategic Energy Management | A | Cumulative Summer Peak Savings (MW) | Achievable Economic TRC Potential | 0 | 0 | 0 | 0 | 0 | 0 | 0 | 0 | 0 | 0 | 0 | 0 | 0 | 0 | 0 | 0 | 0 | 0 | 0 | 0 | 0 | 0 | 0 | 0 | 0 | 0 | 0 | 0 | 0 | 0 | 0
F9_Industrial_Paper and Printing_Existing_Miscellaneous_Natural Gas_Strategic Energy Management_A_Achievable Economic TRC Potential | F9 | Industrial | Paper and Printing | Existing | Miscellaneous | Natural Gas | Strategic Energy Management | A | Cumulative Winter Peak Savings (MW) | Achievable Economic TRC Potential | 0 | 0 | 0 | 0 | 0 | 0 | 0 | 0 | 0 | 0 | 0 | 0 | 0 | 0 | 0 | 0 | 0 | 0 | 0 | 0 | 0 | 0 | 0 | 0 | 0 | 0 | 0 | 0 | 0 | 0 | 0
F10_Industrial_Paper and Printing_Existing_Miscellaneous_Natural Gas_Strategic Energy Management_A_Achievable Economic TRC Potential | F10 | Industrial | Paper and Printing | Existing | Miscellaneous | Natural Gas | Strategic Energy Management | A | Purchases (Incremental) | Achievable Economic TRC Potential | 0 | 0 | 0 | 0 | 0 | 0.94916 | 0.94864 | 0.94305 | 0.94355 | 0.94434 | 0.93234 | 0.9298 | 0.92791 | 0.91317 | 0.91666 | 0.90792 | 0.90804 | 0.90347 | 0.89541 | 0.89647 | 0.89276 | 0.88929 | 0.88605 | 0.88304 | 0.88025 | 0 | 0 | 0 | 0 | 0 | 0
F11_Industrial_Paper and Printing_Existing_Miscellaneous_Natural Gas_Strategic Energy Management_A_Achievable Economic TRC Potential | F11 | Industrial | Paper and Printing | Existing | Miscellaneous | Natural Gas | Strategic Energy Management | A | Purchases (Cumulative) | Achievable Economic TRC Potential | 0 | 0 | 0 | 0 | 0 | 0.94916 | 1.8978 | 2.8408 | 3.7844 | 4.7287 | 5.6611 | 6.5909 | 7.5188 | 8.432 | 9.3486 | 10.2565 | 11.1646 | 12.068 | 12.9634 | 13.8599 | 14.7527 | 15.642 | 16.528 | 17.411 | 18.2913 | 18.2913 | 18.2913 | 18.2913 | 18.2913 | 18.2913 | 18.2913
F1_Industrial_Paper and Printing_Existing_Space Heating_Natural Gas_Commissioning_A_Achievable Economic TRC Potential | F1 | Industrial | Paper and Printing | Existing | Space Heating | Natural Gas | Commissioning | A | Integrated Unit Energy Savings (kWh or therms) | Achievable Economic TRC Potential | 0 | 0 | 0 | 0 | 0 | 67.5614 | 67.2185 | 66.7859 | 66.3132 | 65.7992 | 65.2565 | 64.6805 | 64.0858 | 63.4656 | 62.7774 | 62.1107 | 61.4377 | 60.8034 | 60.203 | 59.6358 | 59.1012 | 58.5607 | 58.095 | 57.6626 | 57.257 | 56.8842 | 56.5645 | 56.2656 | 0 | 0 | 0
F2_Industrial_Paper and Printing_Existing_Space Heating_Natural Gas_Commissioning_A_Achievable Economic TRC Potential | F2 | Industrial | Paper and Printing | Existing | Space Heating | Natural Gas | Commissioning | A | Integrated Unit Summer Peak Savings (kW) | Achievable Economic TRC Potential | 0 | 0 | 0 | 0 | 0 | 0 | 0 | 0 | 0 | 0 | 0 | 0 | 0 | 0 | 0 | 0 | 0 | 0 | 0 | 0 | 0 | 0 | 0 | 0 | 0 | 0 | 0 | 0 | 0 | 0 | 0
F3_Industrial_Paper and Printing_Existing_Space Heating_Natural Gas_Commissioning_A_Achievable Economic TRC Potential | F3 | Industrial | Paper and Printing | Existing | Space Heating | Natural Gas | Commissioning | A | Integrated Unit Winter Peak Savings (kW) | Achievable Economic TRC Potential | 0 | 0 | 0 | 0 | 0 | 0 | 0 | 0 | 0 | 0 | 0 | 0 | 0 | 0 | 0 | 0 | 0 | 0 | 0 | 0 | 0 | 0 | 0 | 0 | 0 | 0 | 0 | 0 | 0 | 0 | 0
F4_Industrial_Paper and Printing_Existing_Space Heating_Natural Gas_Commissioning_A_Achievable Economic TRC Potential | F4 | Industrial | Paper and Printing | Existing | Space Heating | Natural Gas | Commissioning | A | Incremental Energy Savings (MWh or mTherms) | Achievable Economic TRC Potential | 0 | 0 | 0 | 0 | 0 | 0 | 0 | 0 | 0 | 0 | 0 | 0 | 0 | 0 | 0 | 0 | 0 | 0 | 0 | 0 | 0 | 0 | 0 | 0 | 0 | 0 | 0 | 0 | 0 | 0 | 0
F5_Industrial_Paper and Printing_Existing_Space Heating_Natural Gas_Commissioning_A_Achievable Economic TRC Potential | F5 | Industrial | Paper and Printing | Existing | Space Heating | Natural Gas | Commissioning | A | Incremental Summer Peak Savings (MW) | Achievable Economic TRC Potential | 0 | 0 | 0 | 0 | 0 | 0 | 0 | 0 | 0 | 0 | 0 | 0 | 0 | 0 | 0 | 0 | 0 | 0 | 0 | 0 | 0 | 0 | 0 | 0 | 0 | 0 | 0 | 0 | 0 | 0 | 0
F6_Industrial_Paper and Printing_Existing_Space Heating_Natural Gas_Commissioning_A_Achievable Economic TRC Potential | F6 | Industrial | Paper and Printing | Existing | Space Heating | Natural Gas | Commissioning | A | Incremental Winter Peak Savings (MW) | Achievable Economic TRC Potential | 0 | 0 | 0 | 0 | 0 | 0 | 0 | 0 | 0 | 0 | 0 | 0 | 0 | 0 | 0 | 0 | 0 | 0 | 0 | 0 | 0 | 0 | 0 | 0 | 0 | 0 | 0 | 0 | 0 | 0 | 0
F7_Industrial_Paper and Printing_Existing_Space Heating_Natural Gas_Commissioning_A_Achievable Economic TRC Potential | F7 | Industrial | Paper and Printing | Existing | Space Heating | Natural Gas | Commissioning | A | Cumulative Energy Savings (MWh or mTherms) | Achievable Economic TRC Potential | 0 | 0 | 0 | 0 | 0 | 0 | 0 | 0 | 0 | 0 | 0 | 0 | 0 | 0 | 0 | 0 | 0 | 0 | 0 | 0 | 0 | 0 | 0 | 0 | 0 | 0 | 0 | 0 | 0 | 0 | 0
F8_Industrial_Paper and Printing_Existing_Space Heating_Natural Gas_Commissioning_A_Achievable Economic TRC Potential | F8 | Industrial | Paper and Printing | Existing | Space Heating | Natural Gas | Commissioning | A | Cumulative Summer Peak Savings (MW) | Achievable Economic TRC Potential | 0 | 0 | 0 | 0 | 0 | 0 | 0 | 0 | 0 | 0 | 0 | 0 | 0 | 0 | 0 | 0 | 0 | 0 | 0 | 0 | 0 | 0 | 0 | 0 | 0 | 0 | 0 | 0 | 0 | 0 | 0
F9_Industrial_Paper and Printing_Existing_Space Heating_Natural Gas_Commissioning_A_Achievable Economic TRC Potential | F9 | Industrial | Paper and Printing | Existing | Space Heating | Natural Gas | Commissioning | A | Cumulative Winter Peak Savings (MW) | Achievable Economic TRC Potential | 0 | 0 | 0 | 0 | 0 | 0 | 0 | 0 | 0 | 0 | 0 | 0 | 0 | 0 | 0 | 0 | 0 | 0 | 0 | 0 | 0 | 0 | 0 | 0 | 0 | 0 | 0 | 0 | 0 | 0 | 0
F10_Industrial_Paper and Printing_Existing_Space Heating_Natural Gas_Commissioning_A_Achievable Economic TRC Potential | F10 | Industrial | Paper and Printing | Existing | Space Heating | Natural Gas | Commissioning | A | Purchases (Incremental) | Achievable Economic TRC Potential | 0 | 0 | 0 | 0 | 0 | 0 | 0 | 0 | 0 | 0 | 0 | 0 | 0 | 0 | 0 | 0 | 0 | 0 | 0 | 0 | 0 | 0 | 0 | 0 | 0 | 0 | 0 | 0 | 0 | 0 | 0
F11_Industrial_Paper and Printing_Existing_Space Heating_Natural Gas_Commissioning_A_Achievable Economic TRC Potential | F11 | Industrial | Paper and Printing | Existing | Space Heating | Natural Gas | Commissioning | A | Purchases (Cumulative) | Achievable Economic TRC Potential | 0 | 0 | 0 | 0 | 0 | 0 | 0 | 0 | 0 | 0 | 0 | 0 | 0 | 0 | 0 | 0 | 0 | 0 | 0 | 0 | 0 | 0 | 0 | 0 | 0 | 0 | 0 | 0 | 0 | 0 | 0
F1_Industrial_Paper and Printing_Existing_Process_Natural Gas_Commissioning_A_Achievable Economic TRC Potential | F1 | Industrial | Paper and Printing | Existing | Process | Natural Gas | Commissioning | A | Integrated Unit Energy Savings (kWh or therms) | Achievable Economic TRC Potential | 0 | 0 | 0 | 0 | 0 | 317.5129 | 317.5129 | 317.5129 | 317.5129 | 317.5129 | 317.5129 | 317.5129 | 317.5129 | 317.5129 | 317.5129 | 317.5129 | 317.5129 | 317.5129 | 317.5129 | 317.5129 | 317.5129 | 317.5129 | 317.5129 | 317.5129 | 317.5129 | 317.5129 | 317.5129 | 317.5129 | 0 | 0 | 0
F2_Industrial_Paper and Printing_Existing_Process_Natural Gas_Commissioning_A_Achievable Economic TRC Potential | F2 | Industrial | Paper and Printing | Existing | Process | Natural Gas | Commissioning | A | Integrated Unit Summer Peak Savings (kW) | Achievable Economic TRC Potential | 0 | 0 | 0 | 0 | 0 | 0 | 0 | 0 | 0 | 0 | 0 | 0 | 0 | 0 | 0 | 0 | 0 | 0 | 0 | 0 | 0 | 0 | 0 | 0 | 0 | 0 | 0 | 0 | 0 | 0 | 0
F3_Industrial_Paper and Printing_Existing_Process_Natural Gas_Commissioning_A_Achievable Economic TRC Potential | F3 | Industrial | Paper and Printing | Existing | Process | Natural Gas | Commissioning | A | Integrated Unit Winter Peak Savings (kW) | Achievable Economic TRC Potential | 0 | 0 | 0 | 0 | 0 | 0 | 0 | 0 | 0 | 0 | 0 | 0 | 0 | 0 | 0 | 0 | 0 | 0 | 0 | 0 | 0 | 0 | 0 | 0 | 0 | 0 | 0 | 0 | 0 | 0 | 0
F4_Industrial_Paper and Printing_Existing_Process_Natural Gas_Commissioning_A_Achievable Economic TRC Potential | F4 | Industrial | Paper and Printing | Existing | Process | Natural Gas | Commissioning | A | Incremental Energy Savings (MWh or mTherms) | Achievable Economic TRC Potential | 0 | 0 | 0 | 0 | 0 | 0 | 0 | 0 | 0 | 0 | 0 | 0 | 0 | 0 | 0 | 0 | 0 | 0 | 0 | 0 | 0 | 0 | 0 | 0 | 0 | 0 | 0 | 0 | 0 | 0 | 0
F5_Industrial_Paper and Printing_Existing_Process_Natural Gas_Commissioning_A_Achievable Economic TRC Potential | F5 | Industrial | Paper and Printing | Existing | Process | Natural Gas | Commissioning | A | Incremental Summer Peak Savings (MW) | Achievable Economic TRC Potential | 0 | 0 | 0 | 0 | 0 | 0 | 0 | 0 | 0 | 0 | 0 | 0 | 0 | 0 | 0 | 0 | 0 | 0 | 0 | 0 | 0 | 0 | 0 | 0 | 0 | 0 | 0 | 0 | 0 | 0 | 0
F6_Industrial_Paper and Printing_Existing_Process_Natural Gas_Commissioning_A_Achievable Economic TRC Potential | F6 | Industrial | Paper and Printing | Existing | Process | Natural Gas | Commissioning | A | Incremental Winter Peak Savings (MW) | Achievable Economic TRC Potential | 0 | 0 | 0 | 0 | 0 | 0 | 0 | 0 | 0 | 0 | 0 | 0 | 0 | 0 | 0 | 0 | 0 | 0 | 0 | 0 | 0 | 0 | 0 | 0 | 0 | 0 | 0 | 0 | 0 | 0 | 0
F7_Industrial_Paper and Printing_Existing_Process_Natural Gas_Commissioning_A_Achievable Economic TRC Potential | F7 | Industrial | Paper and Printing | Existing | Process | Natural Gas | Commissioning | A | Cumulative Energy Savings (MWh or mTherms) | Achievable Economic TRC Potential | 0 | 0 | 0 | 0 | 0 | 0 | 0 | 0 | 0 | 0 | 0 | 0 | 0 | 0 | 0 | 0 | 0 | 0 | 0 | 0 | 0 | 0 | 0 | 0 | 0 | 0 | 0 | 0 | 0 | 0 | 0
F8_Industrial_Paper and Printing_Existing_Process_Natural Gas_Commissioning_A_Achievable Economic TRC Potential | F8 | Industrial | Paper and Printing | Existing | Process | Natural Gas | Commissioning | A | Cumulative Summer Peak Savings (MW) | Achievable Economic TRC Potential | 0 | 0 | 0 | 0 | 0 | 0 | 0 | 0 | 0 | 0 | 0 | 0 | 0 | 0 | 0 | 0 | 0 | 0 | 0 | 0 | 0 | 0 | 0 | 0 | 0 | 0 | 0 | 0 | 0 | 0 | 0
F9_Industrial_Paper and Printing_Existing_Process_Natural Gas_Commissioning_A_Achievable Economic TRC Potential | F9 | Industrial | Paper and Printing | Existing | Process | Natural Gas | Commissioning | A | Cumulative Winter Peak Savings (MW) | Achievable Economic TRC Potential | 0 | 0 | 0 | 0 | 0 | 0 | 0 | 0 | 0 | 0 | 0 | 0 | 0 | 0 | 0 | 0 | 0 | 0 | 0 | 0 | 0 | 0 | 0 | 0 | 0 | 0 | 0 | 0 | 0 | 0 | 0
F10_Industrial_Paper and Printing_Existing_Process_Natural Gas_Commissioning_A_Achievable Economic TRC Potential | F10 | Industrial | Paper and Printing | Existing | Process | Natural Gas | Commissioning | A | Purchases (Incremental) | Achievable Economic TRC Potential | 0 | 0 | 0 | 0 | 0 | 0 | 0 | 0 | 0 | 0 | 0 | 0 | 0 | 0 | 0 | 0 | 0 | 0 | 0 | 0 | 0 | 0 | 0 | 0 | 0 | 0 | 0 | 0 | 0 | 0 | 0
F11_Industrial_Paper and Printing_Existing_Process_Natural Gas_Commissioning_A_Achievable Economic TRC Potential | F11 | Industrial | Paper and Printing | Existing | Process | Natural Gas | Commissioning | A | Purchases (Cumulative) | Achievable Economic TRC Potential | 0 | 0 | 0 | 0 | 0 | 0 | 0 | 0 | 0 | 0 | 0 | 0 | 0 | 0 | 0 | 0 | 0 | 0 | 0 | 0 | 0 | 0 | 0 | 0 | 0 | 0 | 0 | 0 | 0 | 0 | 0
F1_Industrial_Paper and Printing_Existing_Space Heating_Natural Gas_Retrocommissioning_A_Achievable Economic TRC Potential | F1 | Industrial | Paper and Printing | Existing | Space Heating | Natural Gas | Retrocommissioning | A | Integrated Unit Energy Savings (kWh or therms) | Achievable Economic TRC Potential | 0 | 0 | 0 | 0 | 0 | 9.3826 | 9.334 | 9.2729 | 9.2064 | 9.1342 | 9.058 | 8.9774 | 8.8944 | 8.8078 | 8.712 | 8.6191 | 8.5255 | 8.4373 | 8.3538 | 8.275 | 8.2007 | 8.1257 | 8.061 | 8.001 | 7.9447 | 7.893 | 7.8486 | 7.8071 | 0 | 0 | 0
F2_Industrial_Paper and Printing_Existing_Space Heating_Natural Gas_Retrocommissioning_A_Achievable Economic TRC Potential | F2 | Industrial | Paper and Printing | Existing | Space Heating | Natural Gas | Retrocommissioning | A | Integrated Unit Summer Peak Savings (kW) | Achievable Economic TRC Potential | 0 | 0 | 0 | 0 | 0 | 0 | 0 | 0 | 0 | 0 | 0 | 0 | 0 | 0 | 0 | 0 | 0 | 0 | 0 | 0 | 0 | 0 | 0 | 0 | 0 | 0 | 0 | 0 | 0 | 0 | 0
F3_Industrial_Paper and Printing_Existing_Space Heating_Natural Gas_Retrocommissioning_A_Achievable Economic TRC Potential | F3 | Industrial | Paper and Printing | Existing | Space Heating | Natural Gas | Retrocommissioning | A | Integrated Unit Winter Peak Savings (kW) | Achievable Economic TRC Potential | 0 | 0 | 0 | 0 | 0 | 0 | 0 | 0 | 0 | 0 | 0 | 0 | 0 | 0 | 0 | 0 | 0 | 0 | 0 | 0 | 0 | 0 | 0 | 0 | 0 | 0 | 0 | 0 | 0 | 0 | 0
F4_Industrial_Paper and Printing_Existing_Space Heating_Natural Gas_Retrocommissioning_A_Achievable Economic TRC Potential | F4 | Industrial | Paper and Printing | Existing | Space Heating | Natural Gas | Retrocommissioning | A | Incremental Energy Savings (MWh or mTherms) | Achievable Economic TRC Potential | 0 | 0 | 0 | 0 | 0 | 0.0069266 | 0.0068869 | 0.0068015 | 0.0067564 | 0.0067089 | 0.0065685 | 0.0064922 | 0.0064191 | 0.0062557 | 0.0062113 | 0.0060865 | 0.0060211 | 0.0059288 | 0.0058178 | 0.0057698 | 0.0056943 | 0.0056203 | 0.0055552 | 0.0054951 | 0.0054393 | 0 | 0 | 0 | 0 | 0 | 0
F5_Industrial_Paper and Printing_Existing_Space Heating_Natural Gas_Retrocommissioning_A_Achievable Economic TRC Potential | F5 | Industrial | Paper and Printing | Existing | Space Heating | Natural Gas | Retrocommissioning | A | Incremental Summer Peak Savings (MW) | Achievable Economic TRC Potential | 0 | 0 | 0 | 0 | 0 | 0 | 0 | 0 | 0 | 0 | 0 | 0 | 0 | 0 | 0 | 0 | 0 | 0 | 0 | 0 | 0 | 0 | 0 | 0 | 0 | 0 | 0 | 0 | 0 | 0 | 0
F6_Industrial_Paper and Printing_Existing_Space Heating_Natural Gas_Retrocommissioning_A_Achievable Economic TRC Potential | F6 | Industrial | Paper and Printing | Existing | Space Heating | Natural Gas | Retrocommissioning | A | Incremental Winter Peak Savings (MW) | Achievable Economic TRC Potential | 0 | 0 | 0 | 0 | 0 | 0 | 0 | 0 | 0 | 0 | 0 | 0 | 0 | 0 | 0 | 0 | 0 | 0 | 0 | 0 | 0 | 0 | 0 | 0 | 0 | 0 | 0 | 0 | 0 | 0 | 0
F7_Industrial_Paper and Printing_Existing_Space Heating_Natural Gas_Retrocommissioning_A_Achievable Economic TRC Potential | F7 | Industrial | Paper and Printing | Existing | Space Heating | Natural Gas | Retrocommissioning | A | Cumulative Energy Savings (MWh or mTherms) | Achievable Economic TRC Potential | 0 | 0 | 0 | 0 | 0 | 0.0069266 | 0.013778 | 0.020489 | 0.027098 | 0.033595 | 0.039883 | 0.04602 | 0.052014 | 0.057763 | 0.063346 | 0.068757 | 0.074032 | 0.079195 | 0.084229 | 0.089204 | 0.094097 | 0.098857 | 0.10363 | 0.10835 | 0.11303 | 0.11229 | 0.11166 | 0.11107 | 0 | 0 | 0
F8_Industrial_Paper and Printing_Existing_Space Heating_Natural Gas_Retrocommissioning_A_Achievable Economic TRC Potential | F8 | Industrial | Paper and Printing | Existing | Space Heating | Natural Gas | Retrocommissioning | A | Cumulative Summer Peak Savings (MW) | Achievable Economic TRC Potential | 0 | 0 | 0 | 0 | 0 | 0 | 0 | 0 | 0 | 0 | 0 | 0 | 0 | 0 | 0 | 0 | 0 | 0 | 0 | 0 | 0 | 0 | 0 | 0 | 0 | 0 | 0 | 0 | 0 | 0 | 0
F9_Industrial_Paper and Printing_Existing_Space Heating_Natural Gas_Retrocommissioning_A_Achievable Economic TRC Potential | F9 | Industrial | Paper and Printing | Existing | Space Heating | Natural Gas | Retrocommissioning | A | Cumulative Winter Peak Savings (MW) | Achievable Economic TRC Potential | 0 | 0 | 0 | 0 | 0 | 0 | 0 | 0 | 0 | 0 | 0 | 0 | 0 | 0 | 0 | 0 | 0 | 0 | 0 | 0 | 0 | 0 | 0 | 0 | 0 | 0 | 0 | 0 | 0 | 0 | 0
F10_Industrial_Paper and Printing_Existing_Space Heating_Natural Gas_Retrocommissioning_A_Achievable Economic TRC Potential | F10 | Industrial | Paper and Printing | Existing | Space Heating | Natural Gas | Retrocommissioning | A | Purchases (Incremental) | Achievable Economic TRC Potential | 0 | 0 | 0 | 0 | 0 | 0.73824 | 0.73783 | 0.73348 | 0.73388 | 0.73448 | 0.72516 | 0.72317 | 0.72171 | 0.71025 | 0.71296 | 0.70616 | 0.70625 | 0.7027 | 0.69643 | 0.69725 | 0.69437 | 0.69167 | 0.68915 | 0.68681 | 0.68464 | 0 | 0 | 0 | 0 | 0 | 0
F11_Industrial_Paper and Printing_Existing_Space Heating_Natural Gas_Retrocommissioning_A_Achievable Economic TRC Potential | F11 | Industrial | Paper and Printing | Existing | Space Heating | Natural Gas | Retrocommissioning | A | Purchases (Cumulative) | Achievable Economic TRC Potential | 0 | 0 | 0 | 0 | 0 | 0.73824 | 1.4761 | 2.2095 | 2.9434 | 3.6779 | 4.4031 | 5.1262 | 5.8479 | 6.5582 | 7.2711 | 7.9773 | 8.6836 | 9.3862 | 10.0827 | 10.7799 | 11.4743 | 12.166 | 12.8551 | 13.5419 | 14.2266 | 14.2266 | 14.2266 | 14.2266 | 14.2266 | 14.2266 | 14.2266
F1_Industrial_Paper and Printing_Existing_Process_Natural Gas_Retrocommissioning_A_Achievable Economic TRC Potential | F1 | Industrial | Paper and Printing | Existing | Process | Natural Gas | Retrocommissioning | A | Integrated Unit Energy Savings (kWh or therms) | Achievable Economic TRC Potential | 0 | 0 | 0 | 0 | 0 | 0 | 0 | 0 | 0 | 0 | 0 | 0 | 0 | 0 | 0 | 0 | 0 | 0 | 0 | 0 | 0 | 0 | 0 | 0 | 0 | 0 | 0 | 0 | 0 | 0 | 0
F2_Industrial_Paper and Printing_Existing_Process_Natural Gas_Retrocommissioning_A_Achievable Economic TRC Potential | F2 | Industrial | Paper and Printing | Existing | Process | Natural Gas | Retrocommissioning | A | Integrated Unit Summer Peak Savings (kW) | Achievable Economic TRC Potential | 0 | 0 | 0 | 0 | 0 | 0 | 0 | 0 | 0 | 0 | 0 | 0 | 0 | 0 | 0 | 0 | 0 | 0 | 0 | 0 | 0 | 0 | 0 | 0 | 0 | 0 | 0 | 0 | 0 | 0 | 0
F3_Industrial_Paper and Printing_Existing_Process_Natural Gas_Retrocommissioning_A_Achievable Economic TRC Potential | F3 | Industrial | Paper and Printing | Existing | Process | Natural Gas | Retrocommissioning | A | Integrated Unit Winter Peak Savings (kW) | Achievable Economic TRC Potential | 0 | 0 | 0 | 0 | 0 | 0 | 0 | 0 | 0 | 0 | 0 | 0 | 0 | 0 | 0 | 0 | 0 | 0 | 0 | 0 | 0 | 0 | 0 | 0 | 0 | 0 | 0 | 0 | 0 | 0 | 0
F4_Industrial_Paper and Printing_Existing_Process_Natural Gas_Retrocommissioning_A_Achievable Economic TRC Potential | F4 | Industrial | Paper and Printing | Existing | Process | Natural Gas | Retrocommissioning | A | Incremental Energy Savings (MWh or mTherms) | Achievable Economic TRC Potential | 0 | 0 | 0 | 0 | 0 | 0 | 0 | 0 | 0 | 0 | 0 | 0 | 0 | 0 | 0 | 0 | 0 | 0 | 0 | 0 | 0 | 0 | 0 | 0 | 0 | 0 | 0 | 0 | 0 | 0 | 0
F5_Industrial_Paper and Printing_Existing_Process_Natural Gas_Retrocommissioning_A_Achievable Economic TRC Potential | F5 | Industrial | Paper and Printing | Existing | Process | Natural Gas | Retrocommissioning | A | Incremental Summer Peak Savings (MW) | Achievable Economic TRC Potential | 0 | 0 | 0 | 0 | 0 | 0 | 0 | 0 | 0 | 0 | 0 | 0 | 0 | 0 | 0 | 0 | 0 | 0 | 0 | 0 | 0 | 0 | 0 | 0 | 0 | 0 | 0 | 0 | 0 | 0 | 0
F6_Industrial_Paper and Printing_Existing_Process_Natural Gas_Retrocommissioning_A_Achievable Economic TRC Potential | F6 | Industrial | Paper and Printing | Existing | Process | Natural Gas | Retrocommissioning | A | Incremental Winter Peak Savings (MW) | Achievable Economic TRC Potential | 0 | 0 | 0 | 0 | 0 | 0 | 0 | 0 | 0 | 0 | 0 | 0 | 0 | 0 | 0 | 0 | 0 | 0 | 0 | 0 | 0 | 0 | 0 | 0 | 0 | 0 | 0 | 0 | 0 | 0 | 0
F7_Industrial_Paper and Printing_Existing_Process_Natural Gas_Retrocommissioning_A_Achievable Economic TRC Potential | F7 | Industrial | Paper and Printing | Existing | Process | Natural Gas | Retrocommissioning | A | Cumulative Energy Savings (MWh or mTherms) | Achievable Economic TRC Potential | 0 | 0 | 0 | 0 | 0 | 0 | 0 | 0 | 0 | 0 | 0 | 0 | 0 | 0 | 0 | 0 | 0 | 0 | 0 | 0 | 0 | 0 | 0 | 0 | 0 | 0 | 0 | 0 | 0 | 0 | 0
F8_Industrial_Paper and Printing_Existing_Process_Natural Gas_Retrocommissioning_A_Achievable Economic TRC Potential | F8 | Industrial | Paper and Printing | Existing | Process | Natural Gas | Retrocommissioning | A | Cumulative Summer Peak Savings (MW) | Achievable Economic TRC Potential | 0 | 0 | 0 | 0 | 0 | 0 | 0 | 0 | 0 | 0 | 0 | 0 | 0 | 0 | 0 | 0 | 0 | 0 | 0 | 0 | 0 | 0 | 0 | 0 | 0 | 0 | 0 | 0 | 0 | 0 | 0
F9_Industrial_Paper and Printing_Existing_Process_Natural Gas_Retrocommissioning_A_Achievable Economic TRC Potential | F9 | Industrial | Paper and Printing | Existing | Process | Natural Gas | Retrocommissioning | A | Cumulative Winter Peak Savings (MW) | Achievable Economic TRC Potential | 0 | 0 | 0 | 0 | 0 | 0 | 0 | 0 | 0 | 0 | 0 | 0 | 0 | 0 | 0 | 0 | 0 | 0 | 0 | 0 | 0 | 0 | 0 | 0 | 0 | 0 | 0 | 0 | 0 | 0 | 0
F10_Industrial_Paper and Printing_Existing_Process_Natural Gas_Retrocommissioning_A_Achievable Economic TRC Potential | F10 | Industrial | Paper and Printing | Existing | Process | Natural Gas | Retrocommissioning | A | Purchases (Incremental) | Achievable Economic TRC Potential | 0 | 0 | 0 | 0 | 0 | 0.73824 | 0.73783 | 0.73348 | 0.73388 | 0.73448 | 0.72516 | 0.72317 | 0.72171 | 0.71025 | 0.71296 | 0.70616 | 0.70625 | 0.7027 | 0.69643 | 0.69725 | 0.69437 | 0.69167 | 0.68915 | 0.68681 | 0.68464 | 0 | 0 | 0 | 0 | 0 | 0
F11_Industrial_Paper and Printing_Existing_Process_Natural Gas_Retrocommissioning_A_Achievable Economic TRC Potential | F11 | Industrial | Paper and Printing | Existing | Process | Natural Gas | Retrocommissioning | A | Purchases (Cumulative) | Achievable Economic TRC Potential | 0 | 0 | 0 | 0 | 0 | 0.73824 | 1.4761 | 2.2095 | 2.9434 | 3.6779 | 4.4031 | 5.1262 | 5.8479 | 6.5582 | 7.2711 | 7.9773 | 8.6836 | 9.3862 | 10.0827 | 10.7799 | 11.4743 | 12.166 | 12.8551 | 13.5419 | 14.2266 | 14.2266 | 14.2266 | 14.2266 | 14.2266 | 14.2266 | 14.2266
F1_Industrial_Paper and Printing_New_Space Heating_Natural Gas_Insulation - Roof/Ceiling_A_Achievable Economic TRC Potential | F1 | Industrial | Paper and Printing | New | Space Heating | Natural Gas | Insulation - Roof/Ceiling | A | Integrated Unit Energy Savings (kWh or therms) | Achievable Economic TRC Potential | 0 | 0 | 0 | 0 | 0 | 0.093599 | 0.091995 | 0.090648 | 0.08946 | 0.088361 | 0.087359 | 0.086148 | 0.084815 | 0.083432 | 0.082032 | 0.080721 | 0.079505 | 0.078451 | 0.07718 | 0.076198 | 0.075469 | 0.074926 | 0.074656 | 0.074528 | 0.074504 | 0.074551 | 0.074616 | 0.074699 | 0 | 0 | 0
F2_Industrial_Paper and Printing_New_Space Heating_Natural Gas_Insulation - Roof/Ceiling_A_Achievable Economic TRC Potential | F2 | Industrial | Paper and Printing | New | Space Heating | Natural Gas | Insulation - Roof/Ceiling | A | Integrated Unit Summer Peak Savings (kW) | Achievable Economic TRC Potential | 0 | 0 | 0 | 0 | 0 | 0 | 0 | 0 | 0 | 0 | 0 | 0 | 0 | 0 | 0 | 0 | 0 | 0 | 0 | 0 | 0 | 0 | 0 | 0 | 0 | 0 | 0 | 0 | 0 | 0 | 0
F3_Industrial_Paper and Printing_New_Space Heating_Natural Gas_Insulation - Roof/Ceiling_A_Achievable Economic TRC Potential | F3 | Industrial | Paper and Printing | New | Space Heating | Natural Gas | Insulation - Roof/Ceiling | A | Integrated Unit Winter Peak Savings (kW) | Achievable Economic TRC Potential | 0 | 0 | 0 | 0 | 0 | 0 | 0 | 0 | 0 | 0 | 0 | 0 | 0 | 0 | 0 | 0 | 0 | 0 | 0 | 0 | 0 | 0 | 0 | 0 | 0 | 0 | 0 | 0 | 0 | 0 | 0
F4_Industrial_Paper and Printing_New_Space Heating_Natural Gas_Insulation - Roof/Ceiling_A_Achievable Economic TRC Potential | F4 | Industrial | Paper and Printing | New | Space Heating | Natural Gas | Insulation - Roof/Ceiling | A | Incremental Energy Savings (MWh or mTherms) | Achievable Economic TRC Potential | 0 | 0 | 0 | 0 | 0 | 0 | 0 | 0 | 0 | 0 | 0 | 0 | 0 | 0 | 0 | 0 | 0 | 0 | 0 | 0 | 0 | 0 | 0 | 0 | 0 | 0 | 0 | 0 | 0 | 0 | 0
F5_Industrial_Paper and Printing_New_Space Heating_Natural Gas_Insulation - Roof/Ceiling_A_Achievable Economic TRC Potential | F5 | Industrial | Paper and Printing | New | Space Heating | Natural Gas | Insulation - Roof/Ceiling | A | Incremental Summer Peak Savings (MW) | Achievable Economic TRC Potential | 0 | 0 | 0 | 0 | 0 | 0 | 0 | 0 | 0 | 0 | 0 | 0 | 0 | 0 | 0 | 0 | 0 | 0 | 0 | 0 | 0 | 0 | 0 | 0 | 0 | 0 | 0 | 0 | 0 | 0 | 0
F6_Industrial_Paper and Printing_New_Space Heating_Natural Gas_Insulation - Roof/Ceiling_A_Achievable Economic TRC Potential | F6 | Industrial | Paper and Printing | New | Space Heating | Natural Gas | Insulation - Roof/Ceiling | A | Incremental Winter Peak Savings (MW) | Achievable Economic TRC Potential | 0 | 0 | 0 | 0 | 0 | 0 | 0 | 0 | 0 | 0 | 0 | 0 | 0 | 0 | 0 | 0 | 0 | 0 | 0 | 0 | 0 | 0 | 0 | 0 | 0 | 0 | 0 | 0 | 0 | 0 | 0
F7_Industrial_Paper and Printing_New_Space Heating_Natural Gas_Insulation - Roof/Ceiling_A_Achievable Economic TRC Potential | F7 | Industrial | Paper and Printing | New | Space Heating | Natural Gas | Insulation - Roof/Ceiling | A | Cumulative Energy Savings (MWh or mTherms) | Achievable Economic TRC Potential | 0 | 0 | 0 | 0 | 0 | 0 | 0 | 0 | 0 | 0 | 0 | 0 | 0 | 0 | 0 | 0 | 0 | 0 | 0 | 0 | 0 | 0 | 0 | 0 | 0 | 0 | 0 | 0 | 0 | 0 | 0
F8_Industrial_Paper and Printing_New_Space Heating_Natural Gas_Insulation - Roof/Ceiling_A_Achievable Economic TRC Potential | F8 | Industrial | Paper and Printing | New | Space Heating | Natural Gas | Insulation - Roof/Ceiling | A | Cumulative Summer Peak Savings (MW) | Achievable Economic TRC Potential | 0 | 0 | 0 | 0 | 0 | 0 | 0 | 0 | 0 | 0 | 0 | 0 | 0 | 0 | 0 | 0 | 0 | 0 | 0 | 0 | 0 | 0 | 0 | 0 | 0 | 0 | 0 | 0 | 0 | 0 | 0
F9_Industrial_Paper and Printing_New_Space Heating_Natural Gas_Insulation - Roof/Ceiling_A_Achievable Economic TRC Potential | F9 | Industrial | Paper and Printing | New | Space Heating | Natural Gas | Insulation - Roof/Ceiling | A | Cumulative Winter Peak Savings (MW) | Achievable Economic TRC Potential | 0 | 0 | 0 | 0 | 0 | 0 | 0 | 0 | 0 | 0 | 0 | 0 | 0 | 0 | 0 | 0 | 0 | 0 | 0 | 0 | 0 | 0 | 0 | 0 | 0 | 0 | 0 | 0 | 0 | 0 | 0
F10_Industrial_Paper and Printing_New_Space Heating_Natural Gas_Insulation - Roof/Ceiling_A_Achievable Economic TRC Potential | F10 | Industrial | Paper and Printing | New | Space Heating | Natural Gas | Insulation - Roof/Ceiling | A | Purchases (Incremental) | Achievable Economic TRC Potential | 0 | 0 | 0 | 0 | 0 | 0 | 0 | 0 | 0 | 0 | 0 | 0 | 0 | 0 | 0 | 0 | 0 | 0 | 0 | 0 | 0 | 0 | 0 | 0 | 0 | 0 | 0 | 0 | 0 | 0 | 0
F11_Industrial_Paper and Printing_New_Space Heating_Natural Gas_Insulation - Roof/Ceiling_A_Achievable Economic TRC Potential | F11 | Industrial | Paper and Printing | New | Space Heating | Natural Gas | Insulation - Roof/Ceiling | A | Purchases (Cumulative) | Achievable Economic TRC Potential | 0 | 0 | 0 | 0 | 0 | 0 | 0 | 0 | 0 | 0 | 0 | 0 | 0 | 0 | 0 | 0 | 0 | 0 | 0 | 0 | 0 | 0 | 0 | 0 | 0 | 0 | 0 | 0 | 0 | 0 | 0
F1_Industrial_Paper and Printing_New_Space Heating_Natural Gas_Insulation - Wall Cavity_A_Achievable Economic TRC Potential | F1 | Industrial | Paper and Printing | New | Space Heating | Natural Gas | Insulation - Wall Cavity | A | Integrated Unit Energy Savings (kWh or therms) | Achievable Economic TRC Potential | 0 | 0 | 0 | 0 | 0 | 0.016856 | 0.016567 | 0.016325 | 0.016111 | 0.015913 | 0.015733 | 0.015514 | 0.015275 | 0.015025 | 0.014773 | 0.014537 | 0.014318 | 0.014128 | 0.013899 | 0.013723 | 0.013591 | 0.013493 | 0.013445 | 0.013422 | 0.013418 | 0.013426 | 0.013438 | 0.013453 | 0 | 0 | 0
F2_Industrial_Paper and Printing_New_Space Heating_Natural Gas_Insulation - Wall Cavity_A_Achievable Economic TRC Potential | F2 | Industrial | Paper and Printing | New | Space Heating | Natural Gas | Insulation - Wall Cavity | A | Integrated Unit Summer Peak Savings (kW) | Achievable Economic TRC Potential | 0 | 0 | 0 | 0 | 0 | 0 | 0 | 0 | 0 | 0 | 0 | 0 | 0 | 0 | 0 | 0 | 0 | 0 | 0 | 0 | 0 | 0 | 0 | 0 | 0 | 0 | 0 | 0 | 0 | 0 | 0
F3_Industrial_Paper and Printing_New_Space Heating_Natural Gas_Insulation - Wall Cavity_A_Achievable Economic TRC Potential | F3 | Industrial | Paper and Printing | New | Space Heating | Natural Gas | Insulation - Wall Cavity | A | Integrated Unit Winter Peak Savings (kW) | Achievable Economic TRC Potential | 0 | 0 | 0 | 0 | 0 | 0 | 0 | 0 | 0 | 0 | 0 | 0 | 0 | 0 | 0 | 0 | 0 | 0 | 0 | 0 | 0 | 0 | 0 | 0 | 0 | 0 | 0 | 0 | 0 | 0 | 0
F4_Industrial_Paper and Printing_New_Space Heating_Natural Gas_Insulation - Wall Cavity_A_Achievable Economic TRC Potential | F4 | Industrial | Paper and Printing | New | Space Heating | Natural Gas | Insulation - Wall Cavity | A | Incremental Energy Savings (MWh or mTherms) | Achievable Economic TRC Potential | 0 | 0 | 0 | 0 | 0 | 0 | 0 | 0 | 0 | 0 | 0 | 0 | 0 | 0 | 0 | 0 | 0 | 0 | 0 | 0 | 0 | 0 | 0 | 0 | 0 | 0 | 0 | 0 | 0 | 0 | 0
F5_Industrial_Paper and Printing_New_Space Heating_Natural Gas_Insulation - Wall Cavity_A_Achievable Economic TRC Potential | F5 | Industrial | Paper and Printing | New | Space Heating | Natural Gas | Insulation - Wall Cavity | A | Incremental Summer Peak Savings (MW) | Achievable Economic TRC Potential | 0 | 0 | 0 | 0 | 0 | 0 | 0 | 0 | 0 | 0 | 0 | 0 | 0 | 0 | 0 | 0 | 0 | 0 | 0 | 0 | 0 | 0 | 0 | 0 | 0 | 0 | 0 | 0 | 0 | 0 | 0
F6_Industrial_Paper and Printing_New_Space Heating_Natural Gas_Insulation - Wall Cavity_A_Achievable Economic TRC Potential | F6 | Industrial | Paper and Printing | New | Space Heating | Natural Gas | Insulation - Wall Cavity | A | Incremental Winter Peak Savings (MW) | Achievable Economic TRC Potential | 0 | 0 | 0 | 0 | 0 | 0 | 0 | 0 | 0 | 0 | 0 | 0 | 0 | 0 | 0 | 0 | 0 | 0 | 0 | 0 | 0 | 0 | 0 | 0 | 0 | 0 | 0 | 0 | 0 | 0 | 0
F7_Industrial_Paper and Printing_New_Space Heating_Natural Gas_Insulation - Wall Cavity_A_Achievable Economic TRC Potential | F7 | Industrial | Paper and Printing | New | Space Heating | Natural Gas | Insulation - Wall Cavity | A | Cumulative Energy Savings (MWh or mTherms) | Achievable Economic TRC Potential | 0 | 0 | 0 | 0 | 0 | 0 | 0 | 0 | 0 | 0 | 0 | 0 | 0 | 0 | 0 | 0 | 0 | 0 | 0 | 0 | 0 | 0 | 0 | 0 | 0 | 0 | 0 | 0 | 0 | 0 | 0
F8_Industrial_Paper and Printing_New_Space Heating_Natural Gas_Insulation - Wall Cavity_A_Achievable Economic TRC Potential | F8 | Industrial | Paper and Printing | New | Space Heating | Natural Gas | Insulation - Wall Cavity | A | Cumulative Summer Peak Savings (MW) | Achievable Economic TRC Potential | 0 | 0 | 0 | 0 | 0 | 0 | 0 | 0 | 0 | 0 | 0 | 0 | 0 | 0 | 0 | 0 | 0 | 0 | 0 | 0 | 0 | 0 | 0 | 0 | 0 | 0 | 0 | 0 | 0 | 0 | 0
F9_Industrial_Paper and Printing_New_Space Heating_Natural Gas_Insulation - Wall Cavity_A_Achievable Economic TRC Potential | F9 | Industrial | Paper and Printing | New | Space Heating | Natural Gas | Insulation - Wall Cavity | A | Cumulative Winter Peak Savings (MW) | Achievable Economic TRC Potential | 0 | 0 | 0 | 0 | 0 | 0 | 0 | 0 | 0 | 0 | 0 | 0 | 0 | 0 | 0 | 0 | 0 | 0 | 0 | 0 | 0 | 0 | 0 | 0 | 0 | 0 | 0 | 0 | 0 | 0 | 0
F10_Industrial_Paper and Printing_New_Space Heating_Natural Gas_Insulation - Wall Cavity_A_Achievable Economic TRC Potential | F10 | Industrial | Paper and Printing | New | Space Heating | Natural Gas | Insulation - Wall Cavity | A | Purchases (Incremental) | Achievable Economic TRC Potential | 0 | 0 | 0 | 0 | 0 | 0 | 0 | 0 | 0 | 0 | 0 | 0 | 0 | 0 | 0 | 0 | 0 | 0 | 0 | 0 | 0 | 0 | 0 | 0 | 0 | 0 | 0 | 0 | 0 | 0 | 0
F11_Industrial_Paper and Printing_New_Space Heating_Natural Gas_Insulation - Wall Cavity_A_Achievable Economic TRC Potential | F11 | Industrial | Paper and Printing | New | Space Heating | Natural Gas | Insulation - Wall Cavity | A | Purchases (Cumulative) | Achievable Economic TRC Potential | 0 | 0 | 0 | 0 | 0 | 0 | 0 | 0 | 0 | 0 | 0 | 0 | 0 | 0 | 0 | 0 | 0 | 0 | 0 | 0 | 0 | 0 | 0 | 0 | 0 | 0 | 0 | 0 | 0 | 0 | 0
F1_Industrial_Paper and Printing_New_Space Heating_Natural Gas_Insulation - Ducting_A_Achievable Economic TRC Potential | F1 | Industrial | Paper and Printing | New | Space Heating | Natural Gas | Insulation - Ducting | A | Integrated Unit Energy Savings (kWh or therms) | Achievable Economic TRC Potential | 0 | 0 | 0 | 0 | 0 | 0 | 0 | 0 | 0 | 0 | 0 | 0 | 0 | 0 | 0 | 0 | 0 | 0 | 0 | 0 | 0 | 0 | 0 | 0 | 0 | 0 | 0 | 0 | 0 | 0 | 0
F2_Industrial_Paper and Printing_New_Space Heating_Natural Gas_Insulation - Ducting_A_Achievable Economic TRC Potential | F2 | Industrial | Paper and Printing | New | Space Heating | Natural Gas | Insulation - Ducting | A | Integrated Unit Summer Peak Savings (kW) | Achievable Economic TRC Potential | 0 | 0 | 0 | 0 | 0 | 0 | 0 | 0 | 0 | 0 | 0 | 0 | 0 | 0 | 0 | 0 | 0 | 0 | 0 | 0 | 0 | 0 | 0 | 0 | 0 | 0 | 0 | 0 | 0 | 0 | 0
F3_Industrial_Paper and Printing_New_Space Heating_Natural Gas_Insulation - Ducting_A_Achievable Economic TRC Potential | F3 | Industrial | Paper and Printing | New | Space Heating | Natural Gas | Insulation - Ducting | A | Integrated Unit Winter Peak Savings (kW) | Achievable Economic TRC Potential | 0 | 0 | 0 | 0 | 0 | 0 | 0 | 0 | 0 | 0 | 0 | 0 | 0 | 0 | 0 | 0 | 0 | 0 | 0 | 0 | 0 | 0 | 0 | 0 | 0 | 0 | 0 | 0 | 0 | 0 | 0
F4_Industrial_Paper and Printing_New_Space Heating_Natural Gas_Insulation - Ducting_A_Achievable Economic TRC Potential | F4 | Industrial | Paper and Printing | New | Space Heating | Natural Gas | Insulation - Ducting | A | Incremental Energy Savings (MWh or mTherms) | Achievable Economic TRC Potential | 0 | 0 | 0 | 0 | 0 | 0 | 0 | 0 | 0 | 0 | 0 | 0 | 0 | 0 | 0 | 0 | 0 | 0 | 0 | 0 | 0 | 0 | 0 | 0 | 0 | 0 | 0 | 0 | 0 | 0 | 0
F5_Industrial_Paper and Printing_New_Space Heating_Natural Gas_Insulation - Ducting_A_Achievable Economic TRC Potential | F5 | Industrial | Paper and Printing | New | Space Heating | Natural Gas | Insulation - Ducting | A | Incremental Summer Peak Savings (MW) | Achievable Economic TRC Potential | 0 | 0 | 0 | 0 | 0 | 0 | 0 | 0 | 0 | 0 | 0 | 0 | 0 | 0 | 0 | 0 | 0 | 0 | 0 | 0 | 0 | 0 | 0 | 0 | 0 | 0 | 0 | 0 | 0 | 0 | 0
F6_Industrial_Paper and Printing_New_Space Heating_Natural Gas_Insulation - Ducting_A_Achievable Economic TRC Potential | F6 | Industrial | Paper and Printing | New | Space Heating | Natural Gas | Insulation - Ducting | A | Incremental Winter Peak Savings (MW) | Achievable Economic TRC Potential | 0 | 0 | 0 | 0 | 0 | 0 | 0 | 0 | 0 | 0 | 0 | 0 | 0 | 0 | 0 | 0 | 0 | 0 | 0 | 0 | 0 | 0 | 0 | 0 | 0 | 0 | 0 | 0 | 0 | 0 | 0
F7_Industrial_Paper and Printing_New_Space Heating_Natural Gas_Insulation - Ducting_A_Achievable Economic TRC Potential | F7 | Industrial | Paper and Printing | New | Space Heating | Natural Gas | Insulation - Ducting | A | Cumulative Energy Savings (MWh or mTherms) | Achievable Economic TRC Potential | 0 | 0 | 0 | 0 | 0 | 0 | 0 | 0 | 0 | 0 | 0 | 0 | 0 | 0 | 0 | 0 | 0 | 0 | 0 | 0 | 0 | 0 | 0 | 0 | 0 | 0 | 0 | 0 | 0 | 0 | 0
F8_Industrial_Paper and Printing_New_Space Heating_Natural Gas_Insulation - Ducting_A_Achievable Economic TRC Potential | F8 | Industrial | Paper and Printing | New | Space Heating | Natural Gas | Insulation - Ducting | A | Cumulative Summer Peak Savings (MW) | Achievable Economic TRC Potential | 0 | 0 | 0 | 0 | 0 | 0 | 0 | 0 | 0 | 0 | 0 | 0 | 0 | 0 | 0 | 0 | 0 | 0 | 0 | 0 | 0 | 0 | 0 | 0 | 0 | 0 | 0 | 0 | 0 | 0 | 0
F9_Industrial_Paper and Printing_New_Space Heating_Natural Gas_Insulation - Ducting_A_Achievable Economic TRC Potential | F9 | Industrial | Paper and Printing | New | Space Heating | Natural Gas | Insulation - Ducting | A | Cumulative Winter Peak Savings (MW) | Achievable Economic TRC Potential | 0 | 0 | 0 | 0 | 0 | 0 | 0 | 0 | 0 | 0 | 0 | 0 | 0 | 0 | 0 | 0 | 0 | 0 | 0 | 0 | 0 | 0 | 0 | 0 | 0 | 0 | 0 | 0 | 0 | 0 | 0
F10_Industrial_Paper and Printing_New_Space Heating_Natural Gas_Insulation - Ducting_A_Achievable Economic TRC Potential | F10 | Industrial | Paper and Printing | New | Space Heating | Natural Gas | Insulation - Ducting | A | Purchases (Incremental) | Achievable Economic TRC Potential | 0 | 0 | 0 | 0 | 0 | 0 | 0 | 0 | 0 | 0 | 0 | 0 | 0 | 0 | 0 | 0 | 0 | 0 | 0 | 0 | 0 | 0 | 0 | 0 | 0 | 0 | 0 | 0 | 0 | 0 | 0
F11_Industrial_Paper and Printing_New_Space Heating_Natural Gas_Insulation - Ducting_A_Achievable Economic TRC Potential | F11 | Industrial | Paper and Printing | New | Space Heating | Natural Gas | Insulation - Ducting | A | Purchases (Cumulative) | Achievable Economic TRC Potential | 0 | 0 | 0 | 0 | 0 | 0 | 0 | 0 | 0 | 0 | 0 | 0 | 0 | 0 | 0 | 0 | 0 | 0 | 0 | 0 | 0 | 0 | 0 | 0 | 0 | 0 | 0 | 0 | 0 | 0 | 0
F1_Industrial_Paper and Printing_New_Space Heating_Natural Gas_HVAC - Duct Repair and Sealing_A_Achievable Economic TRC Potential | F1 | Industrial | Paper and Printing | New | Space Heating | Natural Gas | HVAC - Duct Repair and Sealing | A | Integrated Unit Energy Savings (kWh or therms) | Achievable Economic TRC Potential | 0 | 0 | 0 | 0 | 0 | 0 | 0 | 0 | 0 | 0 | 0 | 0 | 0 | 0 | 0 | 0 | 0 | 0 | 0 | 0 | 0 | 0 | 0 | 0 | 0 | 0 | 0 | 0 | 0 | 0 | 0
F2_Industrial_Paper and Printing_New_Space Heating_Natural Gas_HVAC - Duct Repair and Sealing_A_Achievable Economic TRC Potential | F2 | Industrial | Paper and Printing | New | Space Heating | Natural Gas | HVAC - Duct Repair and Sealing | A | Integrated Unit Summer Peak Savings (kW) | Achievable Economic TRC Potential | 0 | 0 | 0 | 0 | 0 | 0 | 0 | 0 | 0 | 0 | 0 | 0 | 0 | 0 | 0 | 0 | 0 | 0 | 0 | 0 | 0 | 0 | 0 | 0 | 0 | 0 | 0 | 0 | 0 | 0 | 0
F3_Industrial_Paper and Printing_New_Space Heating_Natural Gas_HVAC - Duct Repair and Sealing_A_Achievable Economic TRC Potential | F3 | Industrial | Paper and Printing | New | Space Heating | Natural Gas | HVAC - Duct Repair and Sealing | A | Integrated Unit Winter Peak Savings (kW) | Achievable Economic TRC Potential | 0 | 0 | 0 | 0 | 0 | 0 | 0 | 0 | 0 | 0 | 0 | 0 | 0 | 0 | 0 | 0 | 0 | 0 | 0 | 0 | 0 | 0 | 0 | 0 | 0 | 0 | 0 | 0 | 0 | 0 | 0
F4_Industrial_Paper and Printing_New_Space Heating_Natural Gas_HVAC - Duct Repair and Sealing_A_Achievable Economic TRC Potential | F4 | Industrial | Paper and Printing | New | Space Heating | Natural Gas | HVAC - Duct Repair and Sealing | A | Incremental Energy Savings (MWh or mTherms) | Achievable Economic TRC Potential | 0 | 0 | 0 | 0 | 0 | 0 | 0 | 0 | 0 | 0 | 0 | 0 | 0 | 0 | 0 | 0 | 0 | 0 | 0 | 0 | 0 | 0 | 0 | 0 | 0 | 0 | 0 | 0 | 0 | 0 | 0
F5_Industrial_Paper and Printing_New_Space Heating_Natural Gas_HVAC - Duct Repair and Sealing_A_Achievable Economic TRC Potential | F5 | Industrial | Paper and Printing | New | Space Heating | Natural Gas | HVAC - Duct Repair and Sealing | A | Incremental Summer Peak Savings (MW) | Achievable Economic TRC Potential | 0 | 0 | 0 | 0 | 0 | 0 | 0 | 0 | 0 | 0 | 0 | 0 | 0 | 0 | 0 | 0 | 0 | 0 | 0 | 0 | 0 | 0 | 0 | 0 | 0 | 0 | 0 | 0 | 0 | 0 | 0
F6_Industrial_Paper and Printing_New_Space Heating_Natural Gas_HVAC - Duct Repair and Sealing_A_Achievable Economic TRC Potential | F6 | Industrial | Paper and Printing | New | Space Heating | Natural Gas | HVAC - Duct Repair and Sealing | A | Incremental Winter Peak Savings (MW) | Achievable Economic TRC Potential | 0 | 0 | 0 | 0 | 0 | 0 | 0 | 0 | 0 | 0 | 0 | 0 | 0 | 0 | 0 | 0 | 0 | 0 | 0 | 0 | 0 | 0 | 0 | 0 | 0 | 0 | 0 | 0 | 0 | 0 | 0
F7_Industrial_Paper and Printing_New_Space Heating_Natural Gas_HVAC - Duct Repair and Sealing_A_Achievable Economic TRC Potential | F7 | Industrial | Paper and Printing | New | Space Heating | Natural Gas | HVAC - Duct Repair and Sealing | A | Cumulative Energy Savings (MWh or mTherms) | Achievable Economic TRC Potential | 0 | 0 | 0 | 0 | 0 | 0 | 0 | 0 | 0 | 0 | 0 | 0 | 0 | 0 | 0 | 0 | 0 | 0 | 0 | 0 | 0 | 0 | 0 | 0 | 0 | 0 | 0 | 0 | 0 | 0 | 0
F8_Industrial_Paper and Printing_New_Space Heating_Natural Gas_HVAC - Duct Repair and Sealing_A_Achievable Economic TRC Potential | F8 | Industrial | Paper and Printing | New | Space Heating | Natural Gas | HVAC - Duct Repair and Sealing | A | Cumulative Summer Peak Savings (MW) | Achievable Economic TRC Potential | 0 | 0 | 0 | 0 | 0 | 0 | 0 | 0 | 0 | 0 | 0 | 0 | 0 | 0 | 0 | 0 | 0 | 0 | 0 | 0 | 0 | 0 | 0 | 0 | 0 | 0 | 0 | 0 | 0 | 0 | 0
F9_Industrial_Paper and Printing_New_Space Heating_Natural Gas_HVAC - Duct Repair and Sealing_A_Achievable Economic TRC Potential | F9 | Industrial | Paper and Printing | New | Space Heating | Natural Gas | HVAC - Duct Repair and Sealing | A | Cumulative Winter Peak Savings (MW) | Achievable Economic TRC Potential | 0 | 0 | 0 | 0 | 0 | 0 | 0 | 0 | 0 | 0 | 0 | 0 | 0 | 0 | 0 | 0 | 0 | 0 | 0 | 0 | 0 | 0 | 0 | 0 | 0 | 0 | 0 | 0 | 0 | 0 | 0
F10_Industrial_Paper and Printing_New_Space Heating_Natural Gas_HVAC - Duct Repair and Sealing_A_Achievable Economic TRC Potential | F10 | Industrial | Paper and Printing | New | Space Heating | Natural Gas | HVAC - Duct Repair and Sealing | A | Purchases (Incremental) | Achievable Economic TRC Potential | 0 | 0 | 0 | 0 | 0 | 0 | 0 | 0 | 0 | 0 | 0 | 0 | 0 | 0 | 0 | 0 | 0 | 0 | 0 | 0 | 0 | 0 | 0 | 0 | 0 | 0 | 0 | 0 | 0 | 0 | 0
F11_Industrial_Paper and Printing_New_Space Heating_Natural Gas_HVAC - Duct Repair and Sealing_A_Achievable Economic TRC Potential | F11 | Industrial | Paper and Printing | New | Space Heating | Natural Gas | HVAC - Duct Repair and Sealing | A | Purchases (Cumulative) | Achievable Economic TRC Potential | 0 | 0 | 0 | 0 | 0 | 0 | 0 | 0 | 0 | 0 | 0 | 0 | 0 | 0 | 0 | 0 | 0 | 0 | 0 | 0 | 0 | 0 | 0 | 0 | 0 | 0 | 0 | 0 | 0 | 0 | 0
F1_Industrial_Paper and Printing_New_Space Heating_Natural Gas_Windows - High Efficiency_A_Achievable Economic TRC Potential | F1 | Industrial | Paper and Printing | New | Space Heating | Natural Gas | Windows - High Efficiency | A | Integrated Unit Energy Savings (kWh or therms) | Achievable Economic TRC Potential | 0 | 0 | 0 | 0 | 0 | 0.0053496 | 0.0052579 | 0.0051809 | 0.005113 | 0.0050502 | 0.004993 | 0.0049237 | 0.0048476 | 0.0047685 | 0.0046885 | 0.0046136 | 0.0045441 | 0.0044839 | 0.0044112 | 0.0043551 | 0.0043134 | 0.0042823 | 0.0042669 | 0.0042596 | 0.0042582 | 0.004261 | 0.0042646 | 0.0042694 | 0 | 0 | 0
F2_Industrial_Paper and Printing_New_Space Heating_Natural Gas_Windows - High Efficiency_A_Achievable Economic TRC Potential | F2 | Industrial | Paper and Printing | New | Space Heating | Natural Gas | Windows - High Efficiency | A | Integrated Unit Summer Peak Savings (kW) | Achievable Economic TRC Potential | 0 | 0 | 0 | 0 | 0 | 0 | 0 | 0 | 0 | 0 | 0 | 0 | 0 | 0 | 0 | 0 | 0 | 0 | 0 | 0 | 0 | 0 | 0 | 0 | 0 | 0 | 0 | 0 | 0 | 0 | 0
F3_Industrial_Paper and Printing_New_Space Heating_Natural Gas_Windows - High Efficiency_A_Achievable Economic TRC Potential | F3 | Industrial | Paper and Printing | New | Space Heating | Natural Gas | Windows - High Efficiency | A | Integrated Unit Winter Peak Savings (kW) | Achievable Economic TRC Potential | 0 | 0 | 0 | 0 | 0 | 0 | 0 | 0 | 0 | 0 | 0 | 0 | 0 | 0 | 0 | 0 | 0 | 0 | 0 | 0 | 0 | 0 | 0 | 0 | 0 | 0 | 0 | 0 | 0 | 0 | 0
F4_Industrial_Paper and Printing_New_Space Heating_Natural Gas_Windows - High Efficiency_A_Achievable Economic TRC Potential | F4 | Industrial | Paper and Printing | New | Space Heating | Natural Gas | Windows - High Efficiency | A | Incremental Energy Savings (MWh or mTherms) | Achievable Economic TRC Potential | 0 | 0 | 0 | 0 | 0 | 0 | 0 | 0 | 0 | 0 | 0 | 0 | 0 | 0 | 0 | 0 | 0 | 0 | 0 | 0 | 0 | 0 | 0 | 0 | 0 | 0 | 0 | 0 | 0 | 0 | 0
F5_Industrial_Paper and Printing_New_Space Heating_Natural Gas_Windows - High Efficiency_A_Achievable Economic TRC Potential | F5 | Industrial | Paper and Printing | New | Space Heating | Natural Gas | Windows - High Efficiency | A | Incremental Summer Peak Savings (MW) | Achievable Economic TRC Potential | 0 | 0 | 0 | 0 | 0 | 0 | 0 | 0 | 0 | 0 | 0 | 0 | 0 | 0 | 0 | 0 | 0 | 0 | 0 | 0 | 0 | 0 | 0 | 0 | 0 | 0 | 0 | 0 | 0 | 0 | 0
F6_Industrial_Paper and Printing_New_Space Heating_Natural Gas_Windows - High Efficiency_A_Achievable Economic TRC Potential | F6 | Industrial | Paper and Printing | New | Space Heating | Natural Gas | Windows - High Efficiency | A | Incremental Winter Peak Savings (MW) | Achievable Economic TRC Potential | 0 | 0 | 0 | 0 | 0 | 0 | 0 | 0 | 0 | 0 | 0 | 0 | 0 | 0 | 0 | 0 | 0 | 0 | 0 | 0 | 0 | 0 | 0 | 0 | 0 | 0 | 0 | 0 | 0 | 0 | 0
F7_Industrial_Paper and Printing_New_Space Heating_Natural Gas_Windows - High Efficiency_A_Achievable Economic TRC Potential | F7 | Industrial | Paper and Printing | New | Space Heating | Natural Gas | Windows - High Efficiency | A | Cumulative Energy Savings (MWh or mTherms) | Achievable Economic TRC Potential | 0 | 0 | 0 | 0 | 0 | 0 | 0 | 0 | 0 | 0 | 0 | 0 | 0 | 0 | 0 | 0 | 0 | 0 | 0 | 0 | 0 | 0 | 0 | 0 | 0 | 0 | 0 | 0 | 0 | 0 | 0
F8_Industrial_Paper and Printing_New_Space Heating_Natural Gas_Windows - High Efficiency_A_Achievable Economic TRC Potential | F8 | Industrial | Paper and Printing | New | Space Heating | Natural Gas | Windows - High Efficiency | A | Cumulative Summer Peak Savings (MW) | Achievable Economic TRC Potential | 0 | 0 | 0 | 0 | 0 | 0 | 0 | 0 | 0 | 0 | 0 | 0 | 0 | 0 | 0 | 0 | 0 | 0 | 0 | 0 | 0 | 0 | 0 | 0 | 0 | 0 | 0 | 0 | 0 | 0 | 0
F9_Industrial_Paper and Printing_New_Space Heating_Natural Gas_Windows - High Efficiency_A_Achievable Economic TRC Potential | F9 | Industrial | Paper and Printing | New | Space Heating | Natural Gas | Windows - High Efficiency | A | Cumulative Winter Peak Savings (MW) | Achievable Economic TRC Potential | 0 | 0 | 0 | 0 | 0 | 0 | 0 | 0 | 0 | 0 | 0 | 0 | 0 | 0 | 0 | 0 | 0 | 0 | 0 | 0 | 0 | 0 | 0 | 0 | 0 | 0 | 0 | 0 | 0 | 0 | 0
F10_Industrial_Paper and Printing_New_Space Heating_Natural Gas_Windows - High Efficiency_A_Achievable Economic TRC Potential | F10 | Industrial | Paper and Printing | New | Space Heating | Natural Gas | Windows - High Efficiency | A | Purchases (Incremental) | Achievable Economic TRC Potential | 0 | 0 | 0 | 0 | 0 | 0 | 0 | 0 | 0 | 0 | 0 | 0 | 0 | 0 | 0 | 0 | 0 | 0 | 0 | 0 | 0 | 0 | 0 | 0 | 0 | 0 | 0 | 0 | 0 | 0 | 0
F11_Industrial_Paper and Printing_New_Space Heating_Natural Gas_Windows - High Efficiency_A_Achievable Economic TRC Potential | F11 | Industrial | Paper and Printing | New | Space Heating | Natural Gas | Windows - High Efficiency | A | Purchases (Cumulative) | Achievable Economic TRC Potential | 0 | 0 | 0 | 0 | 0 | 0 | 0 | 0 | 0 | 0 | 0 | 0 | 0 | 0 | 0 | 0 | 0 | 0 | 0 | 0 | 0 | 0 | 0 | 0 | 0 | 0 | 0 | 0 | 0 | 0 | 0
F1_Industrial_Paper and Printing_New_Space Heating_Natural Gas_Gas Boiler - Maintenance_A_Achievable Economic TRC Potential | F1 | Industrial | Paper and Printing | New | Space Heating | Natural Gas | Gas Boiler - Maintenance | A | Integrated Unit Energy Savings (kWh or therms) | Achievable Economic TRC Potential | 0 | 0 | 0 | 0 | 0 | 0 | 0 | 0 | 0 | 0 | 0 | 0 | 0 | 0 | 0 | 0 | 0 | 0 | 0 | 0 | 0 | 0 | 0 | 0 | 0 | 0 | 0 | 0 | 0 | 0 | 0
F2_Industrial_Paper and Printing_New_Space Heating_Natural Gas_Gas Boiler - Maintenance_A_Achievable Economic TRC Potential | F2 | Industrial | Paper and Printing | New | Space Heating | Natural Gas | Gas Boiler - Maintenance | A | Integrated Unit Summer Peak Savings (kW) | Achievable Economic TRC Potential | 0 | 0 | 0 | 0 | 0 | 0 | 0 | 0 | 0 | 0 | 0 | 0 | 0 | 0 | 0 | 0 | 0 | 0 | 0 | 0 | 0 | 0 | 0 | 0 | 0 | 0 | 0 | 0 | 0 | 0 | 0
F3_Industrial_Paper and Printing_New_Space Heating_Natural Gas_Gas Boiler - Maintenance_A_Achievable Economic TRC Potential | F3 | Industrial | Paper and Printing | New | Space Heating | Natural Gas | Gas Boiler - Maintenance | A | Integrated Unit Winter Peak Savings (kW) | Achievable Economic TRC Potential | 0 | 0 | 0 | 0 | 0 | 0 | 0 | 0 | 0 | 0 | 0 | 0 | 0 | 0 | 0 | 0 | 0 | 0 | 0 | 0 | 0 | 0 | 0 | 0 | 0 | 0 | 0 | 0 | 0 | 0 | 0
F4_Industrial_Paper and Printing_New_Space Heating_Natural Gas_Gas Boiler - Maintenance_A_Achievable Economic TRC Potential | F4 | Industrial | Paper and Printing | New | Space Heating | Natural Gas | Gas Boiler - Maintenance | A | Incremental Energy Savings (MWh or mTherms) | Achievable Economic TRC Potential | 0 | 0 | 0 | 0 | 0 | 0 | 0 | 0 | 0 | 0 | 0 | 0 | 0 | 0 | 0 | 0 | 0 | 0 | 0 | 0 | 0 | 0 | 0 | 0 | 0 | 0 | 0 | 0 | 0 | 0 | 0
F5_Industrial_Paper and Printing_New_Space Heating_Natural Gas_Gas Boiler - Maintenance_A_Achievable Economic TRC Potential | F5 | Industrial | Paper and Printing | New | Space Heating | Natural Gas | Gas Boiler - Maintenance | A | Incremental Summer Peak Savings (MW) | Achievable Economic TRC Potential | 0 | 0 | 0 | 0 | 0 | 0 | 0 | 0 | 0 | 0 | 0 | 0 | 0 | 0 | 0 | 0 | 0 | 0 | 0 | 0 | 0 | 0 | 0 | 0 | 0 | 0 | 0 | 0 | 0 | 0 | 0
F6_Industrial_Paper and Printing_New_Space Heating_Natural Gas_Gas Boiler - Maintenance_A_Achievable Economic TRC Potential | F6 | Industrial | Paper and Printing | New | Space Heating | Natural Gas | Gas Boiler - Maintenance | A | Incremental Winter Peak Savings (MW) | Achievable Economic TRC Potential | 0 | 0 | 0 | 0 | 0 | 0 | 0 | 0 | 0 | 0 | 0 | 0 | 0 | 0 | 0 | 0 | 0 | 0 | 0 | 0 | 0 | 0 | 0 | 0 | 0 | 0 | 0 | 0 | 0 | 0 | 0
F7_Industrial_Paper and Printing_New_Space Heating_Natural Gas_Gas Boiler - Maintenance_A_Achievable Economic TRC Potential | F7 | Industrial | Paper and Printing | New | Space Heating | Natural Gas | Gas Boiler - Maintenance | A | Cumulative Energy Savings (MWh or mTherms) | Achievable Economic TRC Potential | 0 | 0 | 0 | 0 | 0 | 0 | 0 | 0 | 0 | 0 | 0 | 0 | 0 | 0 | 0 | 0 | 0 | 0 | 0 | 0 | 0 | 0 | 0 | 0 | 0 | 0 | 0 | 0 | 0 | 0 | 0
F8_Industrial_Paper and Printing_New_Space Heating_Natural Gas_Gas Boiler - Maintenance_A_Achievable Economic TRC Potential | F8 | Industrial | Paper and Printing | New | Space Heating | Natural Gas | Gas Boiler - Maintenance | A | Cumulative Summer Peak Savings (MW) | Achievable Economic TRC Potential | 0 | 0 | 0 | 0 | 0 | 0 | 0 | 0 | 0 | 0 | 0 | 0 | 0 | 0 | 0 | 0 | 0 | 0 | 0 | 0 | 0 | 0 | 0 | 0 | 0 | 0 | 0 | 0 | 0 | 0 | 0
F9_Industrial_Paper and Printing_New_Space Heating_Natural Gas_Gas Boiler - Maintenance_A_Achievable Economic TRC Potential | F9 | Industrial | Paper and Printing | New | Space Heating | Natural Gas | Gas Boiler - Maintenance | A | Cumulative Winter Peak Savings (MW) | Achievable Economic TRC Potential | 0 | 0 | 0 | 0 | 0 | 0 | 0 | 0 | 0 | 0 | 0 | 0 | 0 | 0 | 0 | 0 | 0 | 0 | 0 | 0 | 0 | 0 | 0 | 0 | 0 | 0 | 0 | 0 | 0 | 0 | 0
F10_Industrial_Paper and Printing_New_Space Heating_Natural Gas_Gas Boiler - Maintenance_A_Achievable Economic TRC Potential | F10 | Industrial | Paper and Printing | New | Space Heating | Natural Gas | Gas Boiler - Maintenance | A | Purchases (Incremental) | Achievable Economic TRC Potential | 0 | 0 | 0 | 0 | 0 | 0 | 0 | 0 | 0 | 0 | 0 | 0 | 0 | 0 | 0 | 0 | 0 | 0 | 0 | 0 | 0 | 0 | 0 | 0 | 0 | 0 | 0 | 0 | 0 | 0 | 0
F11_Industrial_Paper and Printing_New_Space Heating_Natural Gas_Gas Boiler - Maintenance_A_Achievable Economic TRC Potential | F11 | Industrial | Paper and Printing | New | Space Heating | Natural Gas | Gas Boiler - Maintenance | A | Purchases (Cumulative) | Achievable Economic TRC Potential | 0 | 0 | 0 | 0 | 0 | 0 | 0 | 0 | 0 | 0 | 0 | 0 | 0 | 0 | 0 | 0 | 0 | 0 | 0 | 0 | 0 | 0 | 0 | 0 | 0 | 0 | 0 | 0 | 0 | 0 | 0
F1_Industrial_Paper and Printing_New_Process_Natural Gas_Gas Boiler - Maintenance_A_Achievable Economic TRC Potential | F1 | Industrial | Paper and Printing | New | Process | Natural Gas | Gas Boiler - Maintenance | A | Integrated Unit Energy Savings (kWh or therms) | Achievable Economic TRC Potential | 0 | 0 | 0 | 0 | 0 | 55.8015 | 55.8015 | 55.8015 | 55.8015 | 55.8015 | 55.8015 | 55.8015 | 55.8015 | 55.8015 | 55.8015 | 55.8015 | 55.8015 | 55.8015 | 55.8015 | 55.8015 | 55.8015 | 55.8015 | 55.8015 | 55.8015 | 55.8015 | 55.8015 | 55.8015 | 55.8015 | 55.8015 | 55.8015 | 55.8015
F2_Industrial_Paper and Printing_New_Process_Natural Gas_Gas Boiler - Maintenance_A_Achievable Economic TRC Potential | F2 | Industrial | Paper and Printing | New | Process | Natural Gas | Gas Boiler - Maintenance | A | Integrated Unit Summer Peak Savings (kW) | Achievable Economic TRC Potential | 0 | 0 | 0 | 0 | 0 | 0 | 0 | 0 | 0 | 0 | 0 | 0 | 0 | 0 | 0 | 0 | 0 | 0 | 0 | 0 | 0 | 0 | 0 | 0 | 0 | 0 | 0 | 0 | 0 | 0 | 0
F3_Industrial_Paper and Printing_New_Process_Natural Gas_Gas Boiler - Maintenance_A_Achievable Economic TRC Potential | F3 | Industrial | Paper and Printing | New | Process | Natural Gas | Gas Boiler - Maintenance | A | Integrated Unit Winter Peak Savings (kW) | Achievable Economic TRC Potential | 0 | 0 | 0 | 0 | 0 | 0 | 0 | 0 | 0 | 0 | 0 | 0 | 0 | 0 | 0 | 0 | 0 | 0 | 0 | 0 | 0 | 0 | 0 | 0 | 0 | 0 | 0 | 0 | 0 | 0 | 0
F4_Industrial_Paper and Printing_New_Process_Natural Gas_Gas Boiler - Maintenance_A_Achievable Economic TRC Potential | F4 | Industrial | Paper and Printing | New | Process | Natural Gas | Gas Boiler - Maintenance | A | Incremental Energy Savings (MWh or mTherms) | Achievable Economic TRC Potential | 0 | 0 | 0 | 0 | 0 | 0.0028187 | 0.0023407 | 0.0018729 | 0.0028187 | 0.0023407 | 0.0018729 | 0.0028187 | 0.0023407 | 0.0018729 | 0.0028187 | 0.0023407 | 0.0018729 | 0.0028187 | 0.0023407 | 0.0018729 | 0.0028187 | 0.0023407 | 0.0018729 | 0.0028187 | 0.0023407 | 0.0018729 | 0.0028187 | 0.0023407 | 0.0018729 | 0.0028187 | 0.0023407
F5_Industrial_Paper and Printing_New_Process_Natural Gas_Gas Boiler - Maintenance_A_Achievable Economic TRC Potential | F5 | Industrial | Paper and Printing | New | Process | Natural Gas | Gas Boiler - Maintenance | A | Incremental Summer Peak Savings (MW) | Achievable Economic TRC Potential | 0 | 0 | 0 | 0 | 0 | 0 | 0 | 0 | 0 | 0 | 0 | 0 | 0 | 0 | 0 | 0 | 0 | 0 | 0 | 0 | 0 | 0 | 0 | 0 | 0 | 0 | 0 | 0 | 0 | 0 | 0
F6_Industrial_Paper and Printing_New_Process_Natural Gas_Gas Boiler - Maintenance_A_Achievable Economic TRC Potential | F6 | Industrial | Paper and Printing | New | Process | Natural Gas | Gas Boiler - Maintenance | A | Incremental Winter Peak Savings (MW) | Achievable Economic TRC Potential | 0 | 0 | 0 | 0 | 0 | 0 | 0 | 0 | 0 | 0 | 0 | 0 | 0 | 0 | 0 | 0 | 0 | 0 | 0 | 0 | 0 | 0 | 0 | 0 | 0 | 0 | 0 | 0 | 0 | 0 | 0
F7_Industrial_Paper and Printing_New_Process_Natural Gas_Gas Boiler - Maintenance_A_Achievable Economic TRC Potential | F7 | Industrial | Paper and Printing | New | Process | Natural Gas | Gas Boiler - Maintenance | A | Cumulative Energy Savings (MWh or mTherms) | Achievable Economic TRC Potential | 0 | 0 | 0 | 0 | 0 | 0.0028187 | 0.0051594 | 0.0070323 | 0.0070323 | 0.0070323 | 0.0070323 | 0.0070323 | 0.0070323 | 0.0070323 | 0.0070323 | 0.0070323 | 0.0070323 | 0.0070323 | 0.0070323 | 0.0070323 | 0.0070323 | 0.0070323 | 0.0070323 | 0.0070323 | 0.0070323 | 0.0070323 | 0.0070323 | 0.0070323 | 0 | 0 | 0
F8_Industrial_Paper and Printing_New_Process_Natural Gas_Gas Boiler - Maintenance_A_Achievable Economic TRC Potential | F8 | Industrial | Paper and Printing | New | Process | Natural Gas | Gas Boiler - Maintenance | A | Cumulative Summer Peak Savings (MW) | Achievable Economic TRC Potential | 0 | 0 | 0 | 0 | 0 | 0 | 0 | 0 | 0 | 0 | 0 | 0 | 0 | 0 | 0 | 0 | 0 | 0 | 0 | 0 | 0 | 0 | 0 | 0 | 0 | 0 | 0 | 0 | 0 | 0 | 0
F9_Industrial_Paper and Printing_New_Process_Natural Gas_Gas Boiler - Maintenance_A_Achievable Economic TRC Potential | F9 | Industrial | Paper and Printing | New | Process | Natural Gas | Gas Boiler - Maintenance | A | Cumulative Winter Peak Savings (MW) | Achievable Economic TRC Potential | 0 | 0 | 0 | 0 | 0 | 0 | 0 | 0 | 0 | 0 | 0 | 0 | 0 | 0 | 0 | 0 | 0 | 0 | 0 | 0 | 0 | 0 | 0 | 0 | 0 | 0 | 0 | 0 | 0 | 0 | 0
F10_Industrial_Paper and Printing_New_Process_Natural Gas_Gas Boiler - Maintenance_A_Achievable Economic TRC Potential | F10 | Industrial | Paper and Printing | New | Process | Natural Gas | Gas Boiler - Maintenance | A | Purchases (Incremental) | Achievable Economic TRC Potential | 0 | 0 | 0 | 0 | 0 | 0.050514 | 0.041947 | 0.033564 | 0.050514 | 0.041947 | 0.033564 | 0.050514 | 0.041947 | 0.033564 | 0.050514 | 0.041947 | 0.033564 | 0.050514 | 0.041947 | 0.033564 | 0.050514 | 0.041947 | 0.033564 | 0.050514 | 0.041947 | 0.033564 | 0.050514 | 0.041947 | 0.033564 | 0.050514 | 0.041947
F11_Industrial_Paper and Printing_New_Process_Natural Gas_Gas Boiler - Maintenance_A_Achievable Economic TRC Potential | F11 | Industrial | Paper and Printing | New | Process | Natural Gas | Gas Boiler - Maintenance | A | Purchases (Cumulative) | Achievable Economic TRC Potential | 0 | 0 | 0 | 0 | 0 | 0.050514 | 0.09246 | 0.12602 | 0.12602 | 0.12602 | 0.12602 | 0.12602 | 0.12602 | 0.12602 | 0.12602 | 0.12602 | 0.12602 | 0.12602 | 0.12602 | 0.12602 | 0.12602 | 0.12602 | 0.12602 | 0.12602 | 0.12602 | 0.12602 | 0.12602 | 0.12602 | 0.12602 | 0.12602 | 0.12602
F1_Industrial_Paper and Printing_New_Space Heating_Natural Gas_Gas Furnace - Maintenance_A_Achievable Economic TRC Potential | F1 | Industrial | Paper and Printing | New | Space Heating | Natural Gas | Gas Furnace - Maintenance | A | Integrated Unit Energy Savings (kWh or therms) | Achievable Economic TRC Potential | 0 | 0 | 0 | 0 | 0 | 0 | 0 | 0 | 0 | 0 | 0 | 0 | 0 | 0 | 0 | 0 | 0 | 0 | 0 | 0 | 0 | 0 | 0 | 0 | 0 | 0 | 0 | 0 | 0 | 0 | 0
F2_Industrial_Paper and Printing_New_Space Heating_Natural Gas_Gas Furnace - Maintenance_A_Achievable Economic TRC Potential | F2 | Industrial | Paper and Printing | New | Space Heating | Natural Gas | Gas Furnace - Maintenance | A | Integrated Unit Summer Peak Savings (kW) | Achievable Economic TRC Potential | 0 | 0 | 0 | 0 | 0 | 0 | 0 | 0 | 0 | 0 | 0 | 0 | 0 | 0 | 0 | 0 | 0 | 0 | 0 | 0 | 0 | 0 | 0 | 0 | 0 | 0 | 0 | 0 | 0 | 0 | 0
F3_Industrial_Paper and Printing_New_Space Heating_Natural Gas_Gas Furnace - Maintenance_A_Achievable Economic TRC Potential | F3 | Industrial | Paper and Printing | New | Space Heating | Natural Gas | Gas Furnace - Maintenance | A | Integrated Unit Winter Peak Savings (kW) | Achievable Economic TRC Potential | 0 | 0 | 0 | 0 | 0 | 0 | 0 | 0 | 0 | 0 | 0 | 0 | 0 | 0 | 0 | 0 | 0 | 0 | 0 | 0 | 0 | 0 | 0 | 0 | 0 | 0 | 0 | 0 | 0 | 0 | 0
F4_Industrial_Paper and Printing_New_Space Heating_Natural Gas_Gas Furnace - Maintenance_A_Achievable Economic TRC Potential | F4 | Industrial | Paper and Printing | New | Space Heating | Natural Gas | Gas Furnace - Maintenance | A | Incremental Energy Savings (MWh or mTherms) | Achievable Economic TRC Potential | 0 | 0 | 0 | 0 | 0 | 0 | 0 | 0 | 0 | 0 | 0 | 0 | 0 | 0 | 0 | 0 | 0 | 0 | 0 | 0 | 0 | 0 | 0 | 0 | 0 | 0 | 0 | 0 | 0 | 0 | 0
F5_Industrial_Paper and Printing_New_Space Heating_Natural Gas_Gas Furnace - Maintenance_A_Achievable Economic TRC Potential | F5 | Industrial | Paper and Printing | New | Space Heating | Natural Gas | Gas Furnace - Maintenance | A | Incremental Summer Peak Savings (MW) | Achievable Economic TRC Potential | 0 | 0 | 0 | 0 | 0 | 0 | 0 | 0 | 0 | 0 | 0 | 0 | 0 | 0 | 0 | 0 | 0 | 0 | 0 | 0 | 0 | 0 | 0 | 0 | 0 | 0 | 0 | 0 | 0 | 0 | 0
F6_Industrial_Paper and Printing_New_Space Heating_Natural Gas_Gas Furnace - Maintenance_A_Achievable Economic TRC Potential | F6 | Industrial | Paper and Printing | New | Space Heating | Natural Gas | Gas Furnace - Maintenance | A | Incremental Winter Peak Savings (MW) | Achievable Economic TRC Potential | 0 | 0 | 0 | 0 | 0 | 0 | 0 | 0 | 0 | 0 | 0 | 0 | 0 | 0 | 0 | 0 | 0 | 0 | 0 | 0 | 0 | 0 | 0 | 0 | 0 | 0 | 0 | 0 | 0 | 0 | 0
F7_Industrial_Paper and Printing_New_Space Heating_Natural Gas_Gas Furnace - Maintenance_A_Achievable Economic TRC Potential | F7 | Industrial | Paper and Printing | New | Space Heating | Natural Gas | Gas Furnace - Maintenance | A | Cumulative Energy Savings (MWh or mTherms) | Achievable Economic TRC Potential | 0 | 0 | 0 | 0 | 0 | 0 | 0 | 0 | 0 | 0 | 0 | 0 | 0 | 0 | 0 | 0 | 0 | 0 | 0 | 0 | 0 | 0 | 0 | 0 | 0 | 0 | 0 | 0 | 0 | 0 | 0
F8_Industrial_Paper and Printing_New_Space Heating_Natural Gas_Gas Furnace - Maintenance_A_Achievable Economic TRC Potential | F8 | Industrial | Paper and Printing | New | Space Heating | Natural Gas | Gas Furnace - Maintenance | A | Cumulative Summer Peak Savings (MW) | Achievable Economic TRC Potential | 0 | 0 | 0 | 0 | 0 | 0 | 0 | 0 | 0 | 0 | 0 | 0 | 0 | 0 | 0 | 0 | 0 | 0 | 0 | 0 | 0 | 0 | 0 | 0 | 0 | 0 | 0 | 0 | 0 | 0 | 0
F9_Industrial_Paper and Printing_New_Space Heating_Natural Gas_Gas Furnace - Maintenance_A_Achievable Economic TRC Potential | F9 | Industrial | Paper and Printing | New | Space Heating | Natural Gas | Gas Furnace - Maintenance | A | Cumulative Winter Peak Savings (MW) | Achievable Economic TRC Potential | 0 | 0 | 0 | 0 | 0 | 0 | 0 | 0 | 0 | 0 | 0 | 0 | 0 | 0 | 0 | 0 | 0 | 0 | 0 | 0 | 0 | 0 | 0 | 0 | 0 | 0 | 0 | 0 | 0 | 0 | 0
F10_Industrial_Paper and Printing_New_Space Heating_Natural Gas_Gas Furnace - Maintenance_A_Achievable Economic TRC Potential | F10 | Industrial | Paper and Printing | New | Space Heating | Natural Gas | Gas Furnace - Maintenance | A | Purchases (Incremental) | Achievable Economic TRC Potential | 0 | 0 | 0 | 0 | 0 | 0 | 0 | 0 | 0 | 0 | 0 | 0 | 0 | 0 | 0 | 0 | 0 | 0 | 0 | 0 | 0 | 0 | 0 | 0 | 0 | 0 | 0 | 0 | 0 | 0 | 0
F11_Industrial_Paper and Printing_New_Space Heating_Natural Gas_Gas Furnace - Maintenance_A_Achievable Economic TRC Potential | F11 | Industrial | Paper and Printing | New | Space Heating | Natural Gas | Gas Furnace - Maintenance | A | Purchases (Cumulative) | Achievable Economic TRC Potential | 0 | 0 | 0 | 0 | 0 | 0 | 0 | 0 | 0 | 0 | 0 | 0 | 0 | 0 | 0 | 0 | 0 | 0 | 0 | 0 | 0 | 0 | 0 | 0 | 0 | 0 | 0 | 0 | 0 | 0 | 0
F1_Industrial_Paper and Printing_New_Space Heating_Natural Gas_Gas Boiler - Hot Water Reset_A_Achievable Economic TRC Potential | F1 | Industrial | Paper and Printing | New | Space Heating | Natural Gas | Gas Boiler - Hot Water Reset | A | Integrated Unit Energy Savings (kWh or therms) | Achievable Economic TRC Potential | 0 | 0 | 0 | 0 | 0 | 0 | 0 | 0 | 0 | 0 | 0 | 0 | 0 | 0 | 0 | 0 | 0 | 0 | 0 | 0 | 0 | 0 | 0 | 0 | 0 | 0 | 0 | 0 | 0 | 0 | 0
F2_Industrial_Paper and Printing_New_Space Heating_Natural Gas_Gas Boiler - Hot Water Reset_A_Achievable Economic TRC Potential | F2 | Industrial | Paper and Printing | New | Space Heating | Natural Gas | Gas Boiler - Hot Water Reset | A | Integrated Unit Summer Peak Savings (kW) | Achievable Economic TRC Potential | 0 | 0 | 0 | 0 | 0 | 0 | 0 | 0 | 0 | 0 | 0 | 0 | 0 | 0 | 0 | 0 | 0 | 0 | 0 | 0 | 0 | 0 | 0 | 0 | 0 | 0 | 0 | 0 | 0 | 0 | 0
F3_Industrial_Paper and Printing_New_Space Heating_Natural Gas_Gas Boiler - Hot Water Reset_A_Achievable Economic TRC Potential | F3 | Industrial | Paper and Printing | New | Space Heating | Natural Gas | Gas Boiler - Hot Water Reset | A | Integrated Unit Winter Peak Savings (kW) | Achievable Economic TRC Potential | 0 | 0 | 0 | 0 | 0 | 0 | 0 | 0 | 0 | 0 | 0 | 0 | 0 | 0 | 0 | 0 | 0 | 0 | 0 | 0 | 0 | 0 | 0 | 0 | 0 | 0 | 0 | 0 | 0 | 0 | 0
F4_Industrial_Paper and Printing_New_Space Heating_Natural Gas_Gas Boiler - Hot Water Reset_A_Achievable Economic TRC Potential | F4 | Industrial | Paper and Printing | New | Space Heating | Natural Gas | Gas Boiler - Hot Water Reset | A | Incremental Energy Savings (MWh or mTherms) | Achievable Economic TRC Potential | 0 | 0 | 0 | 0 | 0 | 0 | 0 | 0 | 0 | 0 | 0 | 0 | 0 | 0 | 0 | 0 | 0 | 0 | 0 | 0 | 0 | 0 | 0 | 0 | 0 | 0 | 0 | 0 | 0 | 0 | 0
F5_Industrial_Paper and Printing_New_Space Heating_Natural Gas_Gas Boiler - Hot Water Reset_A_Achievable Economic TRC Potential | F5 | Industrial | Paper and Printing | New | Space Heating | Natural Gas | Gas Boiler - Hot Water Reset | A | Incremental Summer Peak Savings (MW) | Achievable Economic TRC Potential | 0 | 0 | 0 | 0 | 0 | 0 | 0 | 0 | 0 | 0 | 0 | 0 | 0 | 0 | 0 | 0 | 0 | 0 | 0 | 0 | 0 | 0 | 0 | 0 | 0 | 0 | 0 | 0 | 0 | 0 | 0
F6_Industrial_Paper and Printing_New_Space Heating_Natural Gas_Gas Boiler - Hot Water Reset_A_Achievable Economic TRC Potential | F6 | Industrial | Paper and Printing | New | Space Heating | Natural Gas | Gas Boiler - Hot Water Reset | A | Incremental Winter Peak Savings (MW) | Achievable Economic TRC Potential | 0 | 0 | 0 | 0 | 0 | 0 | 0 | 0 | 0 | 0 | 0 | 0 | 0 | 0 | 0 | 0 | 0 | 0 | 0 | 0 | 0 | 0 | 0 | 0 | 0 | 0 | 0 | 0 | 0 | 0 | 0
F7_Industrial_Paper and Printing_New_Space Heating_Natural Gas_Gas Boiler - Hot Water Reset_A_Achievable Economic TRC Potential | F7 | Industrial | Paper and Printing | New | Space Heating | Natural Gas | Gas Boiler - Hot Water Reset | A | Cumulative Energy Savings (MWh or mTherms) | Achievable Economic TRC Potential | 0 | 0 | 0 | 0 | 0 | 0 | 0 | 0 | 0 | 0 | 0 | 0 | 0 | 0 | 0 | 0 | 0 | 0 | 0 | 0 | 0 | 0 | 0 | 0 | 0 | 0 | 0 | 0 | 0 | 0 | 0
F8_Industrial_Paper and Printing_New_Space Heating_Natural Gas_Gas Boiler - Hot Water Reset_A_Achievable Economic TRC Potential | F8 | Industrial | Paper and Printing | New | Space Heating | Natural Gas | Gas Boiler - Hot Water Reset | A | Cumulative Summer Peak Savings (MW) | Achievable Economic TRC Potential | 0 | 0 | 0 | 0 | 0 | 0 | 0 | 0 | 0 | 0 | 0 | 0 | 0 | 0 | 0 | 0 | 0 | 0 | 0 | 0 | 0 | 0 | 0 | 0 | 0 | 0 | 0 | 0 | 0 | 0 | 0
F9_Industrial_Paper and Printing_New_Space Heating_Natural Gas_Gas Boiler - Hot Water Reset_A_Achievable Economic TRC Potential | F9 | Industrial | Paper and Printing | New | Space Heating | Natural Gas | Gas Boiler - Hot Water Reset | A | Cumulative Winter Peak Savings (MW) | Achievable Economic TRC Potential | 0 | 0 | 0 | 0 | 0 | 0 | 0 | 0 | 0 | 0 | 0 | 0 | 0 | 0 | 0 | 0 | 0 | 0 | 0 | 0 | 0 | 0 | 0 | 0 | 0 | 0 | 0 | 0 | 0 | 0 | 0
F10_Industrial_Paper and Printing_New_Space Heating_Natural Gas_Gas Boiler - Hot Water Reset_A_Achievable Economic TRC Potential | F10 | Industrial | Paper and Printing | New | Space Heating | Natural Gas | Gas Boiler - Hot Water Reset | A | Purchases (Incremental) | Achievable Economic TRC Potential | 0 | 0 | 0 | 0 | 0 | 0 | 0 | 0 | 0 | 0 | 0 | 0 | 0 | 0 | 0 | 0 | 0 | 0 | 0 | 0 | 0 | 0 | 0 | 0 | 0 | 0 | 0 | 0 | 0 | 0 | 0
F11_Industrial_Paper and Printing_New_Space Heating_Natural Gas_Gas Boiler - Hot Water Reset_A_Achievable Economic TRC Potential | F11 | Industrial | Paper and Printing | New | Space Heating | Natural Gas | Gas Boiler - Hot Water Reset | A | Purchases (Cumulative) | Achievable Economic TRC Potential | 0 | 0 | 0 | 0 | 0 | 0 | 0 | 0 | 0 | 0 | 0 | 0 | 0 | 0 | 0 | 0 | 0 | 0 | 0 | 0 | 0 | 0 | 0 | 0 | 0 | 0 | 0 | 0 | 0 | 0 | 0
F1_Industrial_Paper and Printing_New_Process_Natural Gas_Gas Boiler - Hot Water Reset_A_Achievable Economic TRC Potential | F1 | Industrial | Paper and Printing | New | Process | Natural Gas | Gas Boiler - Hot Water Reset | A | Integrated Unit Energy Savings (kWh or therms) | Achievable Economic TRC Potential | 0 | 0 | 0 | 0 | 0 | 101.3952 | 101.3457 | 101.3038 | 101.2699 | 101.2376 | 101.2118 | 101.1955 | 101.1862 | 101.1821 | 101.1814 | 101.1835 | 101.1874 | 101.1926 | 101.1986 | 101.2051 | 101.217 | 101.2278 | 101.2376 | 101.2466 | 101.2549 | 101.2625 | 101.2695 | 101.276 | 101.4573 | 101.4573 | 101.4573
F2_Industrial_Paper and Printing_New_Process_Natural Gas_Gas Boiler - Hot Water Reset_A_Achievable Economic TRC Potential | F2 | Industrial | Paper and Printing | New | Process | Natural Gas | Gas Boiler - Hot Water Reset | A | Integrated Unit Summer Peak Savings (kW) | Achievable Economic TRC Potential | 0 | 0 | 0 | 0 | 0 | 0 | 0 | 0 | 0 | 0 | 0 | 0 | 0 | 0 | 0 | 0 | 0 | 0 | 0 | 0 | 0 | 0 | 0 | 0 | 0 | 0 | 0 | 0 | 0 | 0 | 0
F3_Industrial_Paper and Printing_New_Process_Natural Gas_Gas Boiler - Hot Water Reset_A_Achievable Economic TRC Potential | F3 | Industrial | Paper and Printing | New | Process | Natural Gas | Gas Boiler - Hot Water Reset | A | Integrated Unit Winter Peak Savings (kW) | Achievable Economic TRC Potential | 0 | 0 | 0 | 0 | 0 | 0 | 0 | 0 | 0 | 0 | 0 | 0 | 0 | 0 | 0 | 0 | 0 | 0 | 0 | 0 | 0 | 0 | 0 | 0 | 0 | 0 | 0 | 0 | 0 | 0 | 0
F4_Industrial_Paper and Printing_New_Process_Natural Gas_Gas Boiler - Hot Water Reset_A_Achievable Economic TRC Potential | F4 | Industrial | Paper and Printing | New | Process | Natural Gas | Gas Boiler - Hot Water Reset | A | Incremental Energy Savings (MWh or mTherms) | Achievable Economic TRC Potential | 0 | 0 | 0 | 0 | 0 | 0 | 0 | 0.0068109 | 0.0094804 | 0.012969 | 0.016644 | 0.020775 | 0.026378 | 0.031225 | 0.034199 | 0.034407 | 0.03143 | 0.025758 | 0.017993 | 0.010992 | 0.0055551 | 0.002461 | 0.00093499 | 0.0068071 | 0.009479 | 0.012972 | 0.016654 | 0.020792 | 0.026448 | 0.03131 | 0.034293
F5_Industrial_Paper and Printing_New_Process_Natural Gas_Gas Boiler - Hot Water Reset_A_Achievable Economic TRC Potential | F5 | Industrial | Paper and Printing | New | Process | Natural Gas | Gas Boiler - Hot Water Reset | A | Incremental Summer Peak Savings (MW) | Achievable Economic TRC Potential | 0 | 0 | 0 | 0 | 0 | 0 | 0 | 0 | 0 | 0 | 0 | 0 | 0 | 0 | 0 | 0 | 0 | 0 | 0 | 0 | 0 | 0 | 0 | 0 | 0 | 0 | 0 | 0 | 0 | 0 | 0
F6_Industrial_Paper and Printing_New_Process_Natural Gas_Gas Boiler - Hot Water Reset_A_Achievable Economic TRC Potential | F6 | Industrial | Paper and Printing | New | Process | Natural Gas | Gas Boiler - Hot Water Reset | A | Incremental Winter Peak Savings (MW) | Achievable Economic TRC Potential | 0 | 0 | 0 | 0 | 0 | 0 | 0 | 0 | 0 | 0 | 0 | 0 | 0 | 0 | 0 | 0 | 0 | 0 | 0 | 0 | 0 | 0 | 0 | 0 | 0 | 0 | 0 | 0 | 0 | 0 | 0
F7_Industrial_Paper and Printing_New_Process_Natural Gas_Gas Boiler - Hot Water Reset_A_Achievable Economic TRC Potential | F7 | Industrial | Paper and Printing | New | Process | Natural Gas | Gas Boiler - Hot Water Reset | A | Cumulative Energy Savings (MWh or mTherms) | Achievable Economic TRC Potential | 0 | 0 | 0 | 0 | 0 | 0 | 0 | 0.0068109 | 0.016289 | 0.029253 | 0.04589 | 0.066657 | 0.093029 | 0.12425 | 0.15845 | 0.19286 | 0.2243 | 0.25006 | 0.26807 | 0.27908 | 0.28467 | 0.28716 | 0.28812 | 0.28815 | 0.28817 | 0.28819 | 0.28821 | 0.28823 | 0 | 0 | 0
F8_Industrial_Paper and Printing_New_Process_Natural Gas_Gas Boiler - Hot Water Reset_A_Achievable Economic TRC Potential | F8 | Industrial | Paper and Printing | New | Process | Natural Gas | Gas Boiler - Hot Water Reset | A | Cumulative Summer Peak Savings (MW) | Achievable Economic TRC Potential | 0 | 0 | 0 | 0 | 0 | 0 | 0 | 0 | 0 | 0 | 0 | 0 | 0 | 0 | 0 | 0 | 0 | 0 | 0 | 0 | 0 | 0 | 0 | 0 | 0 | 0 | 0 | 0 | 0 | 0 | 0
F9_Industrial_Paper and Printing_New_Process_Natural Gas_Gas Boiler - Hot Water Reset_A_Achievable Economic TRC Potential | F9 | Industrial | Paper and Printing | New | Process | Natural Gas | Gas Boiler - Hot Water Reset | A | Cumulative Winter Peak Savings (MW) | Achievable Economic TRC Potential | 0 | 0 | 0 | 0 | 0 | 0 | 0 | 0 | 0 | 0 | 0 | 0 | 0 | 0 | 0 | 0 | 0 | 0 | 0 | 0 | 0 | 0 | 0 | 0 | 0 | 0 | 0 | 0 | 0 | 0 | 0
F10_Industrial_Paper and Printing_New_Process_Natural Gas_Gas Boiler - Hot Water Reset_A_Achievable Economic TRC Potential | F10 | Industrial | Paper and Printing | New | Process | Natural Gas | Gas Boiler - Hot Water Reset | A | Purchases (Incremental) | Achievable Economic TRC Potential | 0 | 0 | 0 | 0 | 0 | 0 | 0 | 0.067233 | 0.093615 | 0.1281 | 0.16445 | 0.2053 | 0.26068 | 0.3086 | 0.338 | 0.34004 | 0.31061 | 0.25454 | 0.1778 | 0.10861 | 0.054883 | 0.024311 | 0.0092356 | 0.067233 | 0.093615 | 0.1281 | 0.16445 | 0.2053 | 0.26068 | 0.3086 | 0.338
F11_Industrial_Paper and Printing_New_Process_Natural Gas_Gas Boiler - Hot Water Reset_A_Achievable Economic TRC Potential | F11 | Industrial | Paper and Printing | New | Process | Natural Gas | Gas Boiler - Hot Water Reset | A | Purchases (Cumulative) | Achievable Economic TRC Potential | 0 | 0 | 0 | 0 | 0 | 0 | 0 | 0.067233 | 0.16085 | 0.28895 | 0.4534 | 0.6587 | 0.91938 | 1.228 | 1.566 | 1.906 | 2.2166 | 2.4712 | 2.649 | 2.7576 | 2.8125 | 2.8368 | 2.846 | 2.846 | 2.846 | 2.846 | 2.846 | 2.846 | 2.846 | 2.846 | 2.846
F1_Industrial_Paper and Printing_New_Space Heating_Natural Gas_Steam Trap Maintenance_A_Achievable Economic TRC Potential | F1 | Industrial | Paper and Printing | New | Space Heating | Natural Gas | Steam Trap Maintenance | A | Integrated Unit Energy Savings (kWh or therms) | Achievable Economic TRC Potential | 0 | 0 | 0 | 0 | 0 | 0 | 0 | 0 | 0 | 0 | 0 | 0 | 0 | 0 | 0 | 0 | 0 | 0 | 0 | 0 | 0 | 0 | 0 | 0 | 0 | 0 | 0 | 0 | 0 | 0 | 0
F2_Industrial_Paper and Printing_New_Space Heating_Natural Gas_Steam Trap Maintenance_A_Achievable Economic TRC Potential | F2 | Industrial | Paper and Printing | New | Space Heating | Natural Gas | Steam Trap Maintenance | A | Integrated Unit Summer Peak Savings (kW) | Achievable Economic TRC Potential | 0 | 0 | 0 | 0 | 0 | 0 | 0 | 0 | 0 | 0 | 0 | 0 | 0 | 0 | 0 | 0 | 0 | 0 | 0 | 0 | 0 | 0 | 0 | 0 | 0 | 0 | 0 | 0 | 0 | 0 | 0
F3_Industrial_Paper and Printing_New_Space Heating_Natural Gas_Steam Trap Maintenance_A_Achievable Economic TRC Potential | F3 | Industrial | Paper and Printing | New | Space Heating | Natural Gas | Steam Trap Maintenance | A | Integrated Unit Winter Peak Savings (kW) | Achievable Economic TRC Potential | 0 | 0 | 0 | 0 | 0 | 0 | 0 | 0 | 0 | 0 | 0 | 0 | 0 | 0 | 0 | 0 | 0 | 0 | 0 | 0 | 0 | 0 | 0 | 0 | 0 | 0 | 0 | 0 | 0 | 0 | 0
F4_Industrial_Paper and Printing_New_Space Heating_Natural Gas_Steam Trap Maintenance_A_Achievable Economic TRC Potential | F4 | Industrial | Paper and Printing | New | Space Heating | Natural Gas | Steam Trap Maintenance | A | Incremental Energy Savings (MWh or mTherms) | Achievable Economic TRC Potential | 0 | 0 | 0 | 0 | 0 | 0 | 0 | 0 | 0 | 0 | 0 | 0 | 0 | 0 | 0 | 0 | 0 | 0 | 0 | 0 | 0 | 0 | 0 | 0 | 0 | 0 | 0 | 0 | 0 | 0 | 0
F5_Industrial_Paper and Printing_New_Space Heating_Natural Gas_Steam Trap Maintenance_A_Achievable Economic TRC Potential | F5 | Industrial | Paper and Printing | New | Space Heating | Natural Gas | Steam Trap Maintenance | A | Incremental Summer Peak Savings (MW) | Achievable Economic TRC Potential | 0 | 0 | 0 | 0 | 0 | 0 | 0 | 0 | 0 | 0 | 0 | 0 | 0 | 0 | 0 | 0 | 0 | 0 | 0 | 0 | 0 | 0 | 0 | 0 | 0 | 0 | 0 | 0 | 0 | 0 | 0
F6_Industrial_Paper and Printing_New_Space Heating_Natural Gas_Steam Trap Maintenance_A_Achievable Economic TRC Potential | F6 | Industrial | Paper and Printing | New | Space Heating | Natural Gas | Steam Trap Maintenance | A | Incremental Winter Peak Savings (MW) | Achievable Economic TRC Potential | 0 | 0 | 0 | 0 | 0 | 0 | 0 | 0 | 0 | 0 | 0 | 0 | 0 | 0 | 0 | 0 | 0 | 0 | 0 | 0 | 0 | 0 | 0 | 0 | 0 | 0 | 0 | 0 | 0 | 0 | 0
F7_Industrial_Paper and Printing_New_Space Heating_Natural Gas_Steam Trap Maintenance_A_Achievable Economic TRC Potential | F7 | Industrial | Paper and Printing | New | Space Heating | Natural Gas | Steam Trap Maintenance | A | Cumulative Energy Savings (MWh or mTherms) | Achievable Economic TRC Potential | 0 | 0 | 0 | 0 | 0 | 0 | 0 | 0 | 0 | 0 | 0 | 0 | 0 | 0 | 0 | 0 | 0 | 0 | 0 | 0 | 0 | 0 | 0 | 0 | 0 | 0 | 0 | 0 | 0 | 0 | 0
F8_Industrial_Paper and Printing_New_Space Heating_Natural Gas_Steam Trap Maintenance_A_Achievable Economic TRC Potential | F8 | Industrial | Paper and Printing | New | Space Heating | Natural Gas | Steam Trap Maintenance | A | Cumulative Summer Peak Savings (MW) | Achievable Economic TRC Potential | 0 | 0 | 0 | 0 | 0 | 0 | 0 | 0 | 0 | 0 | 0 | 0 | 0 | 0 | 0 | 0 | 0 | 0 | 0 | 0 | 0 | 0 | 0 | 0 | 0 | 0 | 0 | 0 | 0 | 0 | 0
F9_Industrial_Paper and Printing_New_Space Heating_Natural Gas_Steam Trap Maintenance_A_Achievable Economic TRC Potential | F9 | Industrial | Paper and Printing | New | Space Heating | Natural Gas | Steam Trap Maintenance | A | Cumulative Winter Peak Savings (MW) | Achievable Economic TRC Potential | 0 | 0 | 0 | 0 | 0 | 0 | 0 | 0 | 0 | 0 | 0 | 0 | 0 | 0 | 0 | 0 | 0 | 0 | 0 | 0 | 0 | 0 | 0 | 0 | 0 | 0 | 0 | 0 | 0 | 0 | 0
F10_Industrial_Paper and Printing_New_Space Heating_Natural Gas_Steam Trap Maintenance_A_Achievable Economic TRC Potential | F10 | Industrial | Paper and Printing | New | Space Heating | Natural Gas | Steam Trap Maintenance | A | Purchases (Incremental) | Achievable Economic TRC Potential | 0 | 0 | 0 | 0 | 0 | 0 | 0 | 0 | 0 | 0 | 0 | 0 | 0 | 0 | 0 | 0 | 0 | 0 | 0 | 0 | 0 | 0 | 0 | 0 | 0 | 0 | 0 | 0 | 0 | 0 | 0
F11_Industrial_Paper and Printing_New_Space Heating_Natural Gas_Steam Trap Maintenance_A_Achievable Economic TRC Potential | F11 | Industrial | Paper and Printing | New | Space Heating | Natural Gas | Steam Trap Maintenance | A | Purchases (Cumulative) | Achievable Economic TRC Potential | 0 | 0 | 0 | 0 | 0 | 0 | 0 | 0 | 0 | 0 | 0 | 0 | 0 | 0 | 0 | 0 | 0 | 0 | 0 | 0 | 0 | 0 | 0 | 0 | 0 | 0 | 0 | 0 | 0 | 0 | 0
F1_Industrial_Paper and Printing_New_Process_Natural Gas_Steam Trap Maintenance_A_Achievable Economic TRC Potential | F1 | Industrial | Paper and Printing | New | Process | Natural Gas | Steam Trap Maintenance | A | Integrated Unit Energy Savings (kWh or therms) | Achievable Economic TRC Potential | 0 | 0 | 0 | 0 | 0 | 71.6416 | 71.6066 | 71.577 | 71.553 | 71.5303 | 71.512 | 71.5005 | 71.4939 | 71.491 | 71.4905 | 71.492 | 71.4948 | 71.4984 | 71.5027 | 71.5073 | 71.5157 | 71.5233 | 71.5303 | 71.5366 | 71.5424 | 71.5478 | 71.5528 | 71.5574 | 71.6855 | 71.6855 | 71.6855
F2_Industrial_Paper and Printing_New_Process_Natural Gas_Steam Trap Maintenance_A_Achievable Economic TRC Potential | F2 | Industrial | Paper and Printing | New | Process | Natural Gas | Steam Trap Maintenance | A | Integrated Unit Summer Peak Savings (kW) | Achievable Economic TRC Potential | 0 | 0 | 0 | 0 | 0 | 0 | 0 | 0 | 0 | 0 | 0 | 0 | 0 | 0 | 0 | 0 | 0 | 0 | 0 | 0 | 0 | 0 | 0 | 0 | 0 | 0 | 0 | 0 | 0 | 0 | 0
F3_Industrial_Paper and Printing_New_Process_Natural Gas_Steam Trap Maintenance_A_Achievable Economic TRC Potential | F3 | Industrial | Paper and Printing | New | Process | Natural Gas | Steam Trap Maintenance | A | Integrated Unit Winter Peak Savings (kW) | Achievable Economic TRC Potential | 0 | 0 | 0 | 0 | 0 | 0 | 0 | 0 | 0 | 0 | 0 | 0 | 0 | 0 | 0 | 0 | 0 | 0 | 0 | 0 | 0 | 0 | 0 | 0 | 0 | 0 | 0 | 0 | 0 | 0 | 0
F4_Industrial_Paper and Printing_New_Process_Natural Gas_Steam Trap Maintenance_A_Achievable Economic TRC Potential | F4 | Industrial | Paper and Printing | New | Process | Natural Gas | Steam Trap Maintenance | A | Incremental Energy Savings (MWh or mTherms) | Achievable Economic TRC Potential | 0 | 0 | 0 | 0 | 0 | 0 | 0 | 0 | 0 | 0 | 0 | 0 | 0 | 0 | 0 | 0 | 0 | 0 | 0 | 0 | 0 | 0 | 0 | 0 | 0 | 0 | 0 | 0 | 0 | 0 | 0
F5_Industrial_Paper and Printing_New_Process_Natural Gas_Steam Trap Maintenance_A_Achievable Economic TRC Potential | F5 | Industrial | Paper and Printing | New | Process | Natural Gas | Steam Trap Maintenance | A | Incremental Summer Peak Savings (MW) | Achievable Economic TRC Potential | 0 | 0 | 0 | 0 | 0 | 0 | 0 | 0 | 0 | 0 | 0 | 0 | 0 | 0 | 0 | 0 | 0 | 0 | 0 | 0 | 0 | 0 | 0 | 0 | 0 | 0 | 0 | 0 | 0 | 0 | 0
F6_Industrial_Paper and Printing_New_Process_Natural Gas_Steam Trap Maintenance_A_Achievable Economic TRC Potential | F6 | Industrial | Paper and Printing | New | Process | Natural Gas | Steam Trap Maintenance | A | Incremental Winter Peak Savings (MW) | Achievable Economic TRC Potential | 0 | 0 | 0 | 0 | 0 | 0 | 0 | 0 | 0 | 0 | 0 | 0 | 0 | 0 | 0 | 0 | 0 | 0 | 0 | 0 | 0 | 0 | 0 | 0 | 0 | 0 | 0 | 0 | 0 | 0 | 0
F7_Industrial_Paper and Printing_New_Process_Natural Gas_Steam Trap Maintenance_A_Achievable Economic TRC Potential | F7 | Industrial | Paper and Printing | New | Process | Natural Gas | Steam Trap Maintenance | A | Cumulative Energy Savings (MWh or mTherms) | Achievable Economic TRC Potential | 0 | 0 | 0 | 0 | 0 | 0 | 0 | 0 | 0 | 0 | 0 | 0 | 0 | 0 | 0 | 0 | 0 | 0 | 0 | 0 | 0 | 0 | 0 | 0 | 0 | 0 | 0 | 0 | 0 | 0 | 0
F8_Industrial_Paper and Printing_New_Process_Natural Gas_Steam Trap Maintenance_A_Achievable Economic TRC Potential | F8 | Industrial | Paper and Printing | New | Process | Natural Gas | Steam Trap Maintenance | A | Cumulative Summer Peak Savings (MW) | Achievable Economic TRC Potential | 0 | 0 | 0 | 0 | 0 | 0 | 0 | 0 | 0 | 0 | 0 | 0 | 0 | 0 | 0 | 0 | 0 | 0 | 0 | 0 | 0 | 0 | 0 | 0 | 0 | 0 | 0 | 0 | 0 | 0 | 0
F9_Industrial_Paper and Printing_New_Process_Natural Gas_Steam Trap Maintenance_A_Achievable Economic TRC Potential | F9 | Industrial | Paper and Printing | New | Process | Natural Gas | Steam Trap Maintenance | A | Cumulative Winter Peak Savings (MW) | Achievable Economic TRC Potential | 0 | 0 | 0 | 0 | 0 | 0 | 0 | 0 | 0 | 0 | 0 | 0 | 0 | 0 | 0 | 0 | 0 | 0 | 0 | 0 | 0 | 0 | 0 | 0 | 0 | 0 | 0 | 0 | 0 | 0 | 0
F10_Industrial_Paper and Printing_New_Process_Natural Gas_Steam Trap Maintenance_A_Achievable Economic TRC Potential | F10 | Industrial | Paper and Printing | New | Process | Natural Gas | Steam Trap Maintenance | A | Purchases (Incremental) | Achievable Economic TRC Potential | 0 | 0 | 0 | 0 | 0 | 0 | 0 | 0 | 0 | 0 | 0 | 0 | 0 | 0 | 0 | 0 | 0 | 0 | 0 | 0 | 0 | 0 | 0 | 0 | 0 | 0 | 0 | 0 | 0 | 0 | 0
F11_Industrial_Paper and Printing_New_Process_Natural Gas_Steam Trap Maintenance_A_Achievable Economic TRC Potential | F11 | Industrial | Paper and Printing | New | Process | Natural Gas | Steam Trap Maintenance | A | Purchases (Cumulative) | Achievable Economic TRC Potential | 0 | 0 | 0 | 0 | 0 | 0 | 0 | 0 | 0 | 0 | 0 | 0 | 0 | 0 | 0 | 0 | 0 | 0 | 0 | 0 | 0 | 0 | 0 | 0 | 0 | 0 | 0 | 0 | 0 | 0 | 0
F1_Industrial_Paper and Printing_New_Space Heating_Natural Gas_Gas Boiler - High Turndown_A_Achievable Economic TRC Potential | F1 | Industrial | Paper and Printing | New | Space Heating | Natural Gas | Gas Boiler - High Turndown | A | Integrated Unit Energy Savings (kWh or therms) | Achievable Economic TRC Potential | 0 | 0 | 0 | 0 | 0 | 0 | 0 | 0 | 0 | 0 | 0 | 0 | 0 | 0 | 0 | 0 | 0 | 0 | 0 | 0 | 0 | 0 | 0 | 0 | 0 | 0 | 0 | 0 | 0 | 0 | 0
F2_Industrial_Paper and Printing_New_Space Heating_Natural Gas_Gas Boiler - High Turndown_A_Achievable Economic TRC Potential | F2 | Industrial | Paper and Printing | New | Space Heating | Natural Gas | Gas Boiler - High Turndown | A | Integrated Unit Summer Peak Savings (kW) | Achievable Economic TRC Potential | 0 | 0 | 0 | 0 | 0 | 0 | 0 | 0 | 0 | 0 | 0 | 0 | 0 | 0 | 0 | 0 | 0 | 0 | 0 | 0 | 0 | 0 | 0 | 0 | 0 | 0 | 0 | 0 | 0 | 0 | 0
F3_Industrial_Paper and Printing_New_Space Heating_Natural Gas_Gas Boiler - High Turndown_A_Achievable Economic TRC Potential | F3 | Industrial | Paper and Printing | New | Space Heating | Natural Gas | Gas Boiler - High Turndown | A | Integrated Unit Winter Peak Savings (kW) | Achievable Economic TRC Potential | 0 | 0 | 0 | 0 | 0 | 0 | 0 | 0 | 0 | 0 | 0 | 0 | 0 | 0 | 0 | 0 | 0 | 0 | 0 | 0 | 0 | 0 | 0 | 0 | 0 | 0 | 0 | 0 | 0 | 0 | 0
F4_Industrial_Paper and Printing_New_Space Heating_Natural Gas_Gas Boiler - High Turndown_A_Achievable Economic TRC Potential | F4 | Industrial | Paper and Printing | New | Space Heating | Natural Gas | Gas Boiler - High Turndown | A | Incremental Energy Savings (MWh or mTherms) | Achievable Economic TRC Potential | 0 | 0 | 0 | 0 | 0 | 0 | 0 | 0 | 0 | 0 | 0 | 0 | 0 | 0 | 0 | 0 | 0 | 0 | 0 | 0 | 0 | 0 | 0 | 0 | 0 | 0 | 0 | 0 | 0 | 0 | 0
F5_Industrial_Paper and Printing_New_Space Heating_Natural Gas_Gas Boiler - High Turndown_A_Achievable Economic TRC Potential | F5 | Industrial | Paper and Printing | New | Space Heating | Natural Gas | Gas Boiler - High Turndown | A | Incremental Summer Peak Savings (MW) | Achievable Economic TRC Potential | 0 | 0 | 0 | 0 | 0 | 0 | 0 | 0 | 0 | 0 | 0 | 0 | 0 | 0 | 0 | 0 | 0 | 0 | 0 | 0 | 0 | 0 | 0 | 0 | 0 | 0 | 0 | 0 | 0 | 0 | 0
F6_Industrial_Paper and Printing_New_Space Heating_Natural Gas_Gas Boiler - High Turndown_A_Achievable Economic TRC Potential | F6 | Industrial | Paper and Printing | New | Space Heating | Natural Gas | Gas Boiler - High Turndown | A | Incremental Winter Peak Savings (MW) | Achievable Economic TRC Potential | 0 | 0 | 0 | 0 | 0 | 0 | 0 | 0 | 0 | 0 | 0 | 0 | 0 | 0 | 0 | 0 | 0 | 0 | 0 | 0 | 0 | 0 | 0 | 0 | 0 | 0 | 0 | 0 | 0 | 0 | 0
F7_Industrial_Paper and Printing_New_Space Heating_Natural Gas_Gas Boiler - High Turndown_A_Achievable Economic TRC Potential | F7 | Industrial | Paper and Printing | New | Space Heating | Natural Gas | Gas Boiler - High Turndown | A | Cumulative Energy Savings (MWh or mTherms) | Achievable Economic TRC Potential | 0 | 0 | 0 | 0 | 0 | 0 | 0 | 0 | 0 | 0 | 0 | 0 | 0 | 0 | 0 | 0 | 0 | 0 | 0 | 0 | 0 | 0 | 0 | 0 | 0 | 0 | 0 | 0 | 0 | 0 | 0
F8_Industrial_Paper and Printing_New_Space Heating_Natural Gas_Gas Boiler - High Turndown_A_Achievable Economic TRC Potential | F8 | Industrial | Paper and Printing | New | Space Heating | Natural Gas | Gas Boiler - High Turndown | A | Cumulative Summer Peak Savings (MW) | Achievable Economic TRC Potential | 0 | 0 | 0 | 0 | 0 | 0 | 0 | 0 | 0 | 0 | 0 | 0 | 0 | 0 | 0 | 0 | 0 | 0 | 0 | 0 | 0 | 0 | 0 | 0 | 0 | 0 | 0 | 0 | 0 | 0 | 0
F9_Industrial_Paper and Printing_New_Space Heating_Natural Gas_Gas Boiler - High Turndown_A_Achievable Economic TRC Potential | F9 | Industrial | Paper and Printing | New | Space Heating | Natural Gas | Gas Boiler - High Turndown | A | Cumulative Winter Peak Savings (MW) | Achievable Economic TRC Potential | 0 | 0 | 0 | 0 | 0 | 0 | 0 | 0 | 0 | 0 | 0 | 0 | 0 | 0 | 0 | 0 | 0 | 0 | 0 | 0 | 0 | 0 | 0 | 0 | 0 | 0 | 0 | 0 | 0 | 0 | 0
F10_Industrial_Paper and Printing_New_Space Heating_Natural Gas_Gas Boiler - High Turndown_A_Achievable Economic TRC Potential | F10 | Industrial | Paper and Printing | New | Space Heating | Natural Gas | Gas Boiler - High Turndown | A | Purchases (Incremental) | Achievable Economic TRC Potential | 0 | 0 | 0 | 0 | 0 | 0 | 0 | 0 | 0 | 0 | 0 | 0 | 0 | 0 | 0 | 0 | 0 | 0 | 0 | 0 | 0 | 0 | 0 | 0 | 0 | 0 | 0 | 0 | 0 | 0 | 0
F11_Industrial_Paper and Printing_New_Space Heating_Natural Gas_Gas Boiler - High Turndown_A_Achievable Economic TRC Potential | F11 | Industrial | Paper and Printing | New | Space Heating | Natural Gas | Gas Boiler - High Turndown | A | Purchases (Cumulative) | Achievable Economic TRC Potential | 0 | 0 | 0 | 0 | 0 | 0 | 0 | 0 | 0 | 0 | 0 | 0 | 0 | 0 | 0 | 0 | 0 | 0 | 0 | 0 | 0 | 0 | 0 | 0 | 0 | 0 | 0 | 0 | 0 | 0 | 0
F1_Industrial_Paper and Printing_New_Process_Natural Gas_Gas Boiler - High Turndown_A_Achievable Economic TRC Potential | F1 | Industrial | Paper and Printing | New | Process | Natural Gas | Gas Boiler - High Turndown | A | Integrated Unit Energy Savings (kWh or therms) | Achievable Economic TRC Potential | 0 | 0 | 0 | 0 | 0 | 75.9446 | 75.8217 | 75.7007 | 75.5903 | 75.4832 | 75.4145 | 75.3524 | 75.294 | 75.2388 | 75.1871 | 75.1416 | 75.103 | 75.0728 | 75.0507 | 75.0346 | 75.0267 | 75.0197 | 75.0125 | 75.0048 | 74.9961 | 75.0371 | 75.075 | 75.1102 | 76.093 | 76.093 | 76.093
F2_Industrial_Paper and Printing_New_Process_Natural Gas_Gas Boiler - High Turndown_A_Achievable Economic TRC Potential | F2 | Industrial | Paper and Printing | New | Process | Natural Gas | Gas Boiler - High Turndown | A | Integrated Unit Summer Peak Savings (kW) | Achievable Economic TRC Potential | 0 | 0 | 0 | 0 | 0 | 0 | 0 | 0 | 0 | 0 | 0 | 0 | 0 | 0 | 0 | 0 | 0 | 0 | 0 | 0 | 0 | 0 | 0 | 0 | 0 | 0 | 0 | 0 | 0 | 0 | 0
F3_Industrial_Paper and Printing_New_Process_Natural Gas_Gas Boiler - High Turndown_A_Achievable Economic TRC Potential | F3 | Industrial | Paper and Printing | New | Process | Natural Gas | Gas Boiler - High Turndown | A | Integrated Unit Winter Peak Savings (kW) | Achievable Economic TRC Potential | 0 | 0 | 0 | 0 | 0 | 0 | 0 | 0 | 0 | 0 | 0 | 0 | 0 | 0 | 0 | 0 | 0 | 0 | 0 | 0 | 0 | 0 | 0 | 0 | 0 | 0 | 0 | 0 | 0 | 0 | 0
F4_Industrial_Paper and Printing_New_Process_Natural Gas_Gas Boiler - High Turndown_A_Achievable Economic TRC Potential | F4 | Industrial | Paper and Printing | New | Process | Natural Gas | Gas Boiler - High Turndown | A | Incremental Energy Savings (MWh or mTherms) | Achievable Economic TRC Potential | 0 | 0 | 0 | 0 | 0 | 0 | 0 | 0 | 0 | 0 | 0 | 0 | 0 | 0 | 0 | 0 | 0 | 0 | 0 | 0 | 0 | 0 | 0 | 0 | 0 | 0 | 0 | 0 | 0 | 0 | 0
F5_Industrial_Paper and Printing_New_Process_Natural Gas_Gas Boiler - High Turndown_A_Achievable Economic TRC Potential | F5 | Industrial | Paper and Printing | New | Process | Natural Gas | Gas Boiler - High Turndown | A | Incremental Summer Peak Savings (MW) | Achievable Economic TRC Potential | 0 | 0 | 0 | 0 | 0 | 0 | 0 | 0 | 0 | 0 | 0 | 0 | 0 | 0 | 0 | 0 | 0 | 0 | 0 | 0 | 0 | 0 | 0 | 0 | 0 | 0 | 0 | 0 | 0 | 0 | 0
F6_Industrial_Paper and Printing_New_Process_Natural Gas_Gas Boiler - High Turndown_A_Achievable Economic TRC Potential | F6 | Industrial | Paper and Printing | New | Process | Natural Gas | Gas Boiler - High Turndown | A | Incremental Winter Peak Savings (MW) | Achievable Economic TRC Potential | 0 | 0 | 0 | 0 | 0 | 0 | 0 | 0 | 0 | 0 | 0 | 0 | 0 | 0 | 0 | 0 | 0 | 0 | 0 | 0 | 0 | 0 | 0 | 0 | 0 | 0 | 0 | 0 | 0 | 0 | 0
F7_Industrial_Paper and Printing_New_Process_Natural Gas_Gas Boiler - High Turndown_A_Achievable Economic TRC Potential | F7 | Industrial | Paper and Printing | New | Process | Natural Gas | Gas Boiler - High Turndown | A | Cumulative Energy Savings (MWh or mTherms) | Achievable Economic TRC Potential | 0 | 0 | 0 | 0 | 0 | 0 | 0 | 0 | 0 | 0 | 0 | 0 | 0 | 0 | 0 | 0 | 0 | 0 | 0 | 0 | 0 | 0 | 0 | 0 | 0 | 0 | 0 | 0 | 0 | 0 | 0
F8_Industrial_Paper and Printing_New_Process_Natural Gas_Gas Boiler - High Turndown_A_Achievable Economic TRC Potential | F8 | Industrial | Paper and Printing | New | Process | Natural Gas | Gas Boiler - High Turndown | A | Cumulative Summer Peak Savings (MW) | Achievable Economic TRC Potential | 0 | 0 | 0 | 0 | 0 | 0 | 0 | 0 | 0 | 0 | 0 | 0 | 0 | 0 | 0 | 0 | 0 | 0 | 0 | 0 | 0 | 0 | 0 | 0 | 0 | 0 | 0 | 0 | 0 | 0 | 0
F9_Industrial_Paper and Printing_New_Process_Natural Gas_Gas Boiler - High Turndown_A_Achievable Economic TRC Potential | F9 | Industrial | Paper and Printing | New | Process | Natural Gas | Gas Boiler - High Turndown | A | Cumulative Winter Peak Savings (MW) | Achievable Economic TRC Potential | 0 | 0 | 0 | 0 | 0 | 0 | 0 | 0 | 0 | 0 | 0 | 0 | 0 | 0 | 0 | 0 | 0 | 0 | 0 | 0 | 0 | 0 | 0 | 0 | 0 | 0 | 0 | 0 | 0 | 0 | 0
F10_Industrial_Paper and Printing_New_Process_Natural Gas_Gas Boiler - High Turndown_A_Achievable Economic TRC Potential | F10 | Industrial | Paper and Printing | New | Process | Natural Gas | Gas Boiler - High Turndown | A | Purchases (Incremental) | Achievable Economic TRC Potential | 0 | 0 | 0 | 0 | 0 | 0 | 0 | 0 | 0 | 0 | 0 | 0 | 0 | 0 | 0 | 0 | 0 | 0 | 0 | 0 | 0 | 0 | 0 | 0 | 0 | 0 | 0 | 0 | 0 | 0 | 0
F11_Industrial_Paper and Printing_New_Process_Natural Gas_Gas Boiler - High Turndown_A_Achievable Economic TRC Potential | F11 | Industrial | Paper and Printing | New | Process | Natural Gas | Gas Boiler - High Turndown | A | Purchases (Cumulative) | Achievable Economic TRC Potential | 0 | 0 | 0 | 0 | 0 | 0 | 0 | 0 | 0 | 0 | 0 | 0 | 0 | 0 | 0 | 0 | 0 | 0 | 0 | 0 | 0 | 0 | 0 | 0 | 0 | 0 | 0 | 0 | 0 | 0 | 0
F1_Industrial_Paper and Printing_New_Space Heating_Natural Gas_Gas Boiler - Burner Control Optimization_A_Achievable Economic TRC Potential | F1 | Industrial | Paper and Printing | New | Space Heating | Natural Gas | Gas Boiler - Burner Control Optimization | A | Integrated Unit Energy Savings (kWh or therms) | Achievable Economic TRC Potential | 0 | 0 | 0 | 0 | 0 | 0 | 0 | 0 | 0 | 0 | 0 | 0 | 0 | 0 | 0 | 0 | 0 | 0 | 0 | 0 | 0 | 0 | 0 | 0 | 0 | 0 | 0 | 0 | 0 | 0 | 0
F2_Industrial_Paper and Printing_New_Space Heating_Natural Gas_Gas Boiler - Burner Control Optimization_A_Achievable Economic TRC Potential | F2 | Industrial | Paper and Printing | New | Space Heating | Natural Gas | Gas Boiler - Burner Control Optimization | A | Integrated Unit Summer Peak Savings (kW) | Achievable Economic TRC Potential | 0 | 0 | 0 | 0 | 0 | 0 | 0 | 0 | 0 | 0 | 0 | 0 | 0 | 0 | 0 | 0 | 0 | 0 | 0 | 0 | 0 | 0 | 0 | 0 | 0 | 0 | 0 | 0 | 0 | 0 | 0
F3_Industrial_Paper and Printing_New_Space Heating_Natural Gas_Gas Boiler - Burner Control Optimization_A_Achievable Economic TRC Potential | F3 | Industrial | Paper and Printing | New | Space Heating | Natural Gas | Gas Boiler - Burner Control Optimization | A | Integrated Unit Winter Peak Savings (kW) | Achievable Economic TRC Potential | 0 | 0 | 0 | 0 | 0 | 0 | 0 | 0 | 0 | 0 | 0 | 0 | 0 | 0 | 0 | 0 | 0 | 0 | 0 | 0 | 0 | 0 | 0 | 0 | 0 | 0 | 0 | 0 | 0 | 0 | 0
F4_Industrial_Paper and Printing_New_Space Heating_Natural Gas_Gas Boiler - Burner Control Optimization_A_Achievable Economic TRC Potential | F4 | Industrial | Paper and Printing | New | Space Heating | Natural Gas | Gas Boiler - Burner Control Optimization | A | Incremental Energy Savings (MWh or mTherms) | Achievable Economic TRC Potential | 0 | 0 | 0 | 0 | 0 | 0 | 0 | 0 | 0 | 0 | 0 | 0 | 0 | 0 | 0 | 0 | 0 | 0 | 0 | 0 | 0 | 0 | 0 | 0 | 0 | 0 | 0 | 0 | 0 | 0 | 0
F5_Industrial_Paper and Printing_New_Space Heating_Natural Gas_Gas Boiler - Burner Control Optimization_A_Achievable Economic TRC Potential | F5 | Industrial | Paper and Printing | New | Space Heating | Natural Gas | Gas Boiler - Burner Control Optimization | A | Incremental Summer Peak Savings (MW) | Achievable Economic TRC Potential | 0 | 0 | 0 | 0 | 0 | 0 | 0 | 0 | 0 | 0 | 0 | 0 | 0 | 0 | 0 | 0 | 0 | 0 | 0 | 0 | 0 | 0 | 0 | 0 | 0 | 0 | 0 | 0 | 0 | 0 | 0
F6_Industrial_Paper and Printing_New_Space Heating_Natural Gas_Gas Boiler - Burner Control Optimization_A_Achievable Economic TRC Potential | F6 | Industrial | Paper and Printing | New | Space Heating | Natural Gas | Gas Boiler - Burner Control Optimization | A | Incremental Winter Peak Savings (MW) | Achievable Economic TRC Potential | 0 | 0 | 0 | 0 | 0 | 0 | 0 | 0 | 0 | 0 | 0 | 0 | 0 | 0 | 0 | 0 | 0 | 0 | 0 | 0 | 0 | 0 | 0 | 0 | 0 | 0 | 0 | 0 | 0 | 0 | 0
F7_Industrial_Paper and Printing_New_Space Heating_Natural Gas_Gas Boiler - Burner Control Optimization_A_Achievable Economic TRC Potential | F7 | Industrial | Paper and Printing | New | Space Heating | Natural Gas | Gas Boiler - Burner Control Optimization | A | Cumulative Energy Savings (MWh or mTherms) | Achievable Economic TRC Potential | 0 | 0 | 0 | 0 | 0 | 0 | 0 | 0 | 0 | 0 | 0 | 0 | 0 | 0 | 0 | 0 | 0 | 0 | 0 | 0 | 0 | 0 | 0 | 0 | 0 | 0 | 0 | 0 | 0 | 0 | 0
F8_Industrial_Paper and Printing_New_Space Heating_Natural Gas_Gas Boiler - Burner Control Optimization_A_Achievable Economic TRC Potential | F8 | Industrial | Paper and Printing | New | Space Heating | Natural Gas | Gas Boiler - Burner Control Optimization | A | Cumulative Summer Peak Savings (MW) | Achievable Economic TRC Potential | 0 | 0 | 0 | 0 | 0 | 0 | 0 | 0 | 0 | 0 | 0 | 0 | 0 | 0 | 0 | 0 | 0 | 0 | 0 | 0 | 0 | 0 | 0 | 0 | 0 | 0 | 0 | 0 | 0 | 0 | 0
F9_Industrial_Paper and Printing_New_Space Heating_Natural Gas_Gas Boiler - Burner Control Optimization_A_Achievable Economic TRC Potential | F9 | Industrial | Paper and Printing | New | Space Heating | Natural Gas | Gas Boiler - Burner Control Optimization | A | Cumulative Winter Peak Savings (MW) | Achievable Economic TRC Potential | 0 | 0 | 0 | 0 | 0 | 0 | 0 | 0 | 0 | 0 | 0 | 0 | 0 | 0 | 0 | 0 | 0 | 0 | 0 | 0 | 0 | 0 | 0 | 0 | 0 | 0 | 0 | 0 | 0 | 0 | 0
F10_Industrial_Paper and Printing_New_Space Heating_Natural Gas_Gas Boiler - Burner Control Optimization_A_Achievable Economic TRC Potential | F10 | Industrial | Paper and Printing | New | Space Heating | Natural Gas | Gas Boiler - Burner Control Optimization | A | Purchases (Incremental) | Achievable Economic TRC Potential | 0 | 0 | 0 | 0 | 0 | 0 | 0 | 0 | 0 | 0 | 0 | 0 | 0 | 0 | 0 | 0 | 0 | 0 | 0 | 0 | 0 | 0 | 0 | 0 | 0 | 0 | 0 | 0 | 0 | 0 | 0
F11_Industrial_Paper and Printing_New_Space Heating_Natural Gas_Gas Boiler - Burner Control Optimization_A_Achievable Economic TRC Potential | F11 | Industrial | Paper and Printing | New | Space Heating | Natural Gas | Gas Boiler - Burner Control Optimization | A | Purchases (Cumulative) | Achievable Economic TRC Potential | 0 | 0 | 0 | 0 | 0 | 0 | 0 | 0 | 0 | 0 | 0 | 0 | 0 | 0 | 0 | 0 | 0 | 0 | 0 | 0 | 0 | 0 | 0 | 0 | 0 | 0 | 0 | 0 | 0 | 0 | 0
F1_Industrial_Paper and Printing_New_Process_Natural Gas_Gas Boiler - Burner Control Optimization_A_Achievable Economic TRC Potential | F1 | Industrial | Paper and Printing | New | Process | Natural Gas | Gas Boiler - Burner Control Optimization | A | Integrated Unit Energy Savings (kWh or therms) | Achievable Economic TRC Potential | 0 | 0 | 0 | 0 | 0 | 22.0239 | 21.9883 | 21.9532 | 21.9212 | 21.8901 | 21.8702 | 21.8522 | 21.8353 | 21.8193 | 21.8043 | 21.7911 | 21.7799 | 21.7711 | 21.7647 | 21.76 | 21.7577 | 21.7557 | 21.7536 | 21.7514 | 21.7489 | 21.7607 | 21.7717 | 21.782 | 22.067 | 22.067 | 22.067
F2_Industrial_Paper and Printing_New_Process_Natural Gas_Gas Boiler - Burner Control Optimization_A_Achievable Economic TRC Potential | F2 | Industrial | Paper and Printing | New | Process | Natural Gas | Gas Boiler - Burner Control Optimization | A | Integrated Unit Summer Peak Savings (kW) | Achievable Economic TRC Potential | 0 | 0 | 0 | 0 | 0 | 0 | 0 | 0 | 0 | 0 | 0 | 0 | 0 | 0 | 0 | 0 | 0 | 0 | 0 | 0 | 0 | 0 | 0 | 0 | 0 | 0 | 0 | 0 | 0 | 0 | 0
F3_Industrial_Paper and Printing_New_Process_Natural Gas_Gas Boiler - Burner Control Optimization_A_Achievable Economic TRC Potential | F3 | Industrial | Paper and Printing | New | Process | Natural Gas | Gas Boiler - Burner Control Optimization | A | Integrated Unit Winter Peak Savings (kW) | Achievable Economic TRC Potential | 0 | 0 | 0 | 0 | 0 | 0 | 0 | 0 | 0 | 0 | 0 | 0 | 0 | 0 | 0 | 0 | 0 | 0 | 0 | 0 | 0 | 0 | 0 | 0 | 0 | 0 | 0 | 0 | 0 | 0 | 0
F4_Industrial_Paper and Printing_New_Process_Natural Gas_Gas Boiler - Burner Control Optimization_A_Achievable Economic TRC Potential | F4 | Industrial | Paper and Printing | New | Process | Natural Gas | Gas Boiler - Burner Control Optimization | A | Incremental Energy Savings (MWh or mTherms) | Achievable Economic TRC Potential | 0 | 0 | 0 | 0 | 0 | 0 | 0 | 0 | 0 | 0 | 0 | 0 | 0 | 0 | 0 | 0 | 0 | 0 | 0 | 0 | 0 | 0 | 0 | 0 | 0 | 0 | 0 | 0 | 0 | 0 | 0
F5_Industrial_Paper and Printing_New_Process_Natural Gas_Gas Boiler - Burner Control Optimization_A_Achievable Economic TRC Potential | F5 | Industrial | Paper and Printing | New | Process | Natural Gas | Gas Boiler - Burner Control Optimization | A | Incremental Summer Peak Savings (MW) | Achievable Economic TRC Potential | 0 | 0 | 0 | 0 | 0 | 0 | 0 | 0 | 0 | 0 | 0 | 0 | 0 | 0 | 0 | 0 | 0 | 0 | 0 | 0 | 0 | 0 | 0 | 0 | 0 | 0 | 0 | 0 | 0 | 0 | 0
F6_Industrial_Paper and Printing_New_Process_Natural Gas_Gas Boiler - Burner Control Optimization_A_Achievable Economic TRC Potential | F6 | Industrial | Paper and Printing | New | Process | Natural Gas | Gas Boiler - Burner Control Optimization | A | Incremental Winter Peak Savings (MW) | Achievable Economic TRC Potential | 0 | 0 | 0 | 0 | 0 | 0 | 0 | 0 | 0 | 0 | 0 | 0 | 0 | 0 | 0 | 0 | 0 | 0 | 0 | 0 | 0 | 0 | 0 | 0 | 0 | 0 | 0 | 0 | 0 | 0 | 0
F7_Industrial_Paper and Printing_New_Process_Natural Gas_Gas Boiler - Burner Control Optimization_A_Achievable Economic TRC Potential | F7 | Industrial | Paper and Printing | New | Process | Natural Gas | Gas Boiler - Burner Control Optimization | A | Cumulative Energy Savings (MWh or mTherms) | Achievable Economic TRC Potential | 0 | 0 | 0 | 0 | 0 | 0 | 0 | 0 | 0 | 0 | 0 | 0 | 0 | 0 | 0 | 0 | 0 | 0 | 0 | 0 | 0 | 0 | 0 | 0 | 0 | 0 | 0 | 0 | 0 | 0 | 0
F8_Industrial_Paper and Printing_New_Process_Natural Gas_Gas Boiler - Burner Control Optimization_A_Achievable Economic TRC Potential | F8 | Industrial | Paper and Printing | New | Process | Natural Gas | Gas Boiler - Burner Control Optimization | A | Cumulative Summer Peak Savings (MW) | Achievable Economic TRC Potential | 0 | 0 | 0 | 0 | 0 | 0 | 0 | 0 | 0 | 0 | 0 | 0 | 0 | 0 | 0 | 0 | 0 | 0 | 0 | 0 | 0 | 0 | 0 | 0 | 0 | 0 | 0 | 0 | 0 | 0 | 0
F9_Industrial_Paper and Printing_New_Process_Natural Gas_Gas Boiler - Burner Control Optimization_A_Achievable Economic TRC Potential | F9 | Industrial | Paper and Printing | New | Process | Natural Gas | Gas Boiler - Burner Control Optimization | A | Cumulative Winter Peak Savings (MW) | Achievable Economic TRC Potential | 0 | 0 | 0 | 0 | 0 | 0 | 0 | 0 | 0 | 0 | 0 | 0 | 0 | 0 | 0 | 0 | 0 | 0 | 0 | 0 | 0 | 0 | 0 | 0 | 0 | 0 | 0 | 0 | 0 | 0 | 0
F10_Industrial_Paper and Printing_New_Process_Natural Gas_Gas Boiler - Burner Control Optimization_A_Achievable Economic TRC Potential | F10 | Industrial | Paper and Printing | New | Process | Natural Gas | Gas Boiler - Burner Control Optimization | A | Purchases (Incremental) | Achievable Economic TRC Potential | 0 | 0 | 0 | 0 | 0 | 0 | 0 | 0 | 0 | 0 | 0 | 0 | 0 | 0 | 0 | 0 | 0 | 0 | 0 | 0 | 0 | 0 | 0 | 0 | 0 | 0 | 0 | 0 | 0 | 0 | 0
F11_Industrial_Paper and Printing_New_Process_Natural Gas_Gas Boiler - Burner Control Optimization_A_Achievable Economic TRC Potential | F11 | Industrial | Paper and Printing | New | Process | Natural Gas | Gas Boiler - Burner Control Optimization | A | Purchases (Cumulative) | Achievable Economic TRC Potential | 0 | 0 | 0 | 0 | 0 | 0 | 0 | 0 | 0 | 0 | 0 | 0 | 0 | 0 | 0 | 0 | 0 | 0 | 0 | 0 | 0 | 0 | 0 | 0 | 0 | 0 | 0 | 0 | 0 | 0 | 0
F1_Industrial_Paper and Printing_New_Space Heating_Natural Gas_HVAC - Demand Controlled Ventilation_A_Achievable Economic TRC Potential | F1 | Industrial | Paper and Printing | New | Space Heating | Natural Gas | HVAC - Demand Controlled Ventilation | A | Integrated Unit Energy Savings (kWh or therms) | Achievable Economic TRC Potential | 0 | 0 | 0 | 0 | 0 | 0 | 0 | 0 | 0 | 0 | 0 | 0 | 0 | 0 | 0 | 0 | 0 | 0 | 0 | 0 | 0 | 0 | 0 | 0 | 0 | 0 | 0 | 0 | 0 | 0 | 0
F2_Industrial_Paper and Printing_New_Space Heating_Natural Gas_HVAC - Demand Controlled Ventilation_A_Achievable Economic TRC Potential | F2 | Industrial | Paper and Printing | New | Space Heating | Natural Gas | HVAC - Demand Controlled Ventilation | A | Integrated Unit Summer Peak Savings (kW) | Achievable Economic TRC Potential | 0 | 0 | 0 | 0 | 0 | 0 | 0 | 0 | 0 | 0 | 0 | 0 | 0 | 0 | 0 | 0 | 0 | 0 | 0 | 0 | 0 | 0 | 0 | 0 | 0 | 0 | 0 | 0 | 0 | 0 | 0
F3_Industrial_Paper and Printing_New_Space Heating_Natural Gas_HVAC - Demand Controlled Ventilation_A_Achievable Economic TRC Potential | F3 | Industrial | Paper and Printing | New | Space Heating | Natural Gas | HVAC - Demand Controlled Ventilation | A | Integrated Unit Winter Peak Savings (kW) | Achievable Economic TRC Potential | 0 | 0 | 0 | 0 | 0 | 0 | 0 | 0 | 0 | 0 | 0 | 0 | 0 | 0 | 0 | 0 | 0 | 0 | 0 | 0 | 0 | 0 | 0 | 0 | 0 | 0 | 0 | 0 | 0 | 0 | 0
F4_Industrial_Paper and Printing_New_Space Heating_Natural Gas_HVAC - Demand Controlled Ventilation_A_Achievable Economic TRC Potential | F4 | Industrial | Paper and Printing | New | Space Heating | Natural Gas | HVAC - Demand Controlled Ventilation | A | Incremental Energy Savings (MWh or mTherms) | Achievable Economic TRC Potential | 0 | 0 | 0 | 0 | 0 | 0 | 0 | 0 | 0 | 0 | 0 | 0 | 0 | 0 | 0 | 0 | 0 | 0 | 0 | 0 | 0 | 0 | 0 | 0 | 0 | 0 | 0 | 0 | 0 | 0 | 0
F5_Industrial_Paper and Printing_New_Space Heating_Natural Gas_HVAC - Demand Controlled Ventilation_A_Achievable Economic TRC Potential | F5 | Industrial | Paper and Printing | New | Space Heating | Natural Gas | HVAC - Demand Controlled Ventilation | A | Incremental Summer Peak Savings (MW) | Achievable Economic TRC Potential | 0 | 0 | 0 | 0 | 0 | 0 | 0 | 0 | 0 | 0 | 0 | 0 | 0 | 0 | 0 | 0 | 0 | 0 | 0 | 0 | 0 | 0 | 0 | 0 | 0 | 0 | 0 | 0 | 0 | 0 | 0
F6_Industrial_Paper and Printing_New_Space Heating_Natural Gas_HVAC - Demand Controlled Ventilation_A_Achievable Economic TRC Potential | F6 | Industrial | Paper and Printing | New | Space Heating | Natural Gas | HVAC - Demand Controlled Ventilation | A | Incremental Winter Peak Savings (MW) | Achievable Economic TRC Potential | 0 | 0 | 0 | 0 | 0 | 0 | 0 | 0 | 0 | 0 | 0 | 0 | 0 | 0 | 0 | 0 | 0 | 0 | 0 | 0 | 0 | 0 | 0 | 0 | 0 | 0 | 0 | 0 | 0 | 0 | 0
F7_Industrial_Paper and Printing_New_Space Heating_Natural Gas_HVAC - Demand Controlled Ventilation_A_Achievable Economic TRC Potential | F7 | Industrial | Paper and Printing | New | Space Heating | Natural Gas | HVAC - Demand Controlled Ventilation | A | Cumulative Energy Savings (MWh or mTherms) | Achievable Economic TRC Potential | 0 | 0 | 0 | 0 | 0 | 0 | 0 | 0 | 0 | 0 | 0 | 0 | 0 | 0 | 0 | 0 | 0 | 0 | 0 | 0 | 0 | 0 | 0 | 0 | 0 | 0 | 0 | 0 | 0 | 0 | 0
F8_Industrial_Paper and Printing_New_Space Heating_Natural Gas_HVAC - Demand Controlled Ventilation_A_Achievable Economic TRC Potential | F8 | Industrial | Paper and Printing | New | Space Heating | Natural Gas | HVAC - Demand Controlled Ventilation | A | Cumulative Summer Peak Savings (MW) | Achievable Economic TRC Potential | 0 | 0 | 0 | 0 | 0 | 0 | 0 | 0 | 0 | 0 | 0 | 0 | 0 | 0 | 0 | 0 | 0 | 0 | 0 | 0 | 0 | 0 | 0 | 0 | 0 | 0 | 0 | 0 | 0 | 0 | 0
F9_Industrial_Paper and Printing_New_Space Heating_Natural Gas_HVAC - Demand Controlled Ventilation_A_Achievable Economic TRC Potential | F9 | Industrial | Paper and Printing | New | Space Heating | Natural Gas | HVAC - Demand Controlled Ventilation | A | Cumulative Winter Peak Savings (MW) | Achievable Economic TRC Potential | 0 | 0 | 0 | 0 | 0 | 0 | 0 | 0 | 0 | 0 | 0 | 0 | 0 | 0 | 0 | 0 | 0 | 0 | 0 | 0 | 0 | 0 | 0 | 0 | 0 | 0 | 0 | 0 | 0 | 0 | 0
F10_Industrial_Paper and Printing_New_Space Heating_Natural Gas_HVAC - Demand Controlled Ventilation_A_Achievable Economic TRC Potential | F10 | Industrial | Paper and Printing | New | Space Heating | Natural Gas | HVAC - Demand Controlled Ventilation | A | Purchases (Incremental) | Achievable Economic TRC Potential | 0 | 0 | 0 | 0 | 0 | 0 | 0 | 0 | 0 | 0 | 0 | 0 | 0 | 0 | 0 | 0 | 0 | 0 | 0 | 0 | 0 | 0 | 0 | 0 | 0 | 0 | 0 | 0 | 0 | 0 | 0
F11_Industrial_Paper and Printing_New_Space Heating_Natural Gas_HVAC - Demand Controlled Ventilation_A_Achievable Economic TRC Potential | F11 | Industrial | Paper and Printing | New | Space Heating | Natural Gas | HVAC - Demand Controlled Ventilation | A | Purchases (Cumulative) | Achievable Economic TRC Potential | 0 | 0 | 0 | 0 | 0 | 0 | 0 | 0 | 0 | 0 | 0 | 0 | 0 | 0 | 0 | 0 | 0 | 0 | 0 | 0 | 0 | 0 | 0 | 0 | 0 | 0 | 0 | 0 | 0 | 0 | 0
F1_Industrial_Paper and Printing_New_Space Heating_Natural Gas_Gas Boiler - Stack Economizer_A_Achievable Economic TRC Potential | F1 | Industrial | Paper and Printing | New | Space Heating | Natural Gas | Gas Boiler - Stack Economizer | A | Integrated Unit Energy Savings (kWh or therms) | Achievable Economic TRC Potential | 0 | 0 | 0 | 0 | 0 | 0 | 0 | 0 | 0 | 0 | 0 | 0 | 0 | 0 | 0 | 0 | 0 | 0 | 0 | 0 | 0 | 0 | 0 | 0 | 0 | 0 | 0 | 0 | 0 | 0 | 0
F2_Industrial_Paper and Printing_New_Space Heating_Natural Gas_Gas Boiler - Stack Economizer_A_Achievable Economic TRC Potential | F2 | Industrial | Paper and Printing | New | Space Heating | Natural Gas | Gas Boiler - Stack Economizer | A | Integrated Unit Summer Peak Savings (kW) | Achievable Economic TRC Potential | 0 | 0 | 0 | 0 | 0 | 0 | 0 | 0 | 0 | 0 | 0 | 0 | 0 | 0 | 0 | 0 | 0 | 0 | 0 | 0 | 0 | 0 | 0 | 0 | 0 | 0 | 0 | 0 | 0 | 0 | 0
F3_Industrial_Paper and Printing_New_Space Heating_Natural Gas_Gas Boiler - Stack Economizer_A_Achievable Economic TRC Potential | F3 | Industrial | Paper and Printing | New | Space Heating | Natural Gas | Gas Boiler - Stack Economizer | A | Integrated Unit Winter Peak Savings (kW) | Achievable Economic TRC Potential | 0 | 0 | 0 | 0 | 0 | 0 | 0 | 0 | 0 | 0 | 0 | 0 | 0 | 0 | 0 | 0 | 0 | 0 | 0 | 0 | 0 | 0 | 0 | 0 | 0 | 0 | 0 | 0 | 0 | 0 | 0
F4_Industrial_Paper and Printing_New_Space Heating_Natural Gas_Gas Boiler - Stack Economizer_A_Achievable Economic TRC Potential | F4 | Industrial | Paper and Printing | New | Space Heating | Natural Gas | Gas Boiler - Stack Economizer | A | Incremental Energy Savings (MWh or mTherms) | Achievable Economic TRC Potential | 0 | 0 | 0 | 0 | 0 | 0 | 0 | 0 | 0 | 0 | 0 | 0 | 0 | 0 | 0 | 0 | 0 | 0 | 0 | 0 | 0 | 0 | 0 | 0 | 0 | 0 | 0 | 0 | 0 | 0 | 0
F5_Industrial_Paper and Printing_New_Space Heating_Natural Gas_Gas Boiler - Stack Economizer_A_Achievable Economic TRC Potential | F5 | Industrial | Paper and Printing | New | Space Heating | Natural Gas | Gas Boiler - Stack Economizer | A | Incremental Summer Peak Savings (MW) | Achievable Economic TRC Potential | 0 | 0 | 0 | 0 | 0 | 0 | 0 | 0 | 0 | 0 | 0 | 0 | 0 | 0 | 0 | 0 | 0 | 0 | 0 | 0 | 0 | 0 | 0 | 0 | 0 | 0 | 0 | 0 | 0 | 0 | 0
F6_Industrial_Paper and Printing_New_Space Heating_Natural Gas_Gas Boiler - Stack Economizer_A_Achievable Economic TRC Potential | F6 | Industrial | Paper and Printing | New | Space Heating | Natural Gas | Gas Boiler - Stack Economizer | A | Incremental Winter Peak Savings (MW) | Achievable Economic TRC Potential | 0 | 0 | 0 | 0 | 0 | 0 | 0 | 0 | 0 | 0 | 0 | 0 | 0 | 0 | 0 | 0 | 0 | 0 | 0 | 0 | 0 | 0 | 0 | 0 | 0 | 0 | 0 | 0 | 0 | 0 | 0
F7_Industrial_Paper and Printing_New_Space Heating_Natural Gas_Gas Boiler - Stack Economizer_A_Achievable Economic TRC Potential | F7 | Industrial | Paper and Printing | New | Space Heating | Natural Gas | Gas Boiler - Stack Economizer | A | Cumulative Energy Savings (MWh or mTherms) | Achievable Economic TRC Potential | 0 | 0 | 0 | 0 | 0 | 0 | 0 | 0 | 0 | 0 | 0 | 0 | 0 | 0 | 0 | 0 | 0 | 0 | 0 | 0 | 0 | 0 | 0 | 0 | 0 | 0 | 0 | 0 | 0 | 0 | 0
F8_Industrial_Paper and Printing_New_Space Heating_Natural Gas_Gas Boiler - Stack Economizer_A_Achievable Economic TRC Potential | F8 | Industrial | Paper and Printing | New | Space Heating | Natural Gas | Gas Boiler - Stack Economizer | A | Cumulative Summer Peak Savings (MW) | Achievable Economic TRC Potential | 0 | 0 | 0 | 0 | 0 | 0 | 0 | 0 | 0 | 0 | 0 | 0 | 0 | 0 | 0 | 0 | 0 | 0 | 0 | 0 | 0 | 0 | 0 | 0 | 0 | 0 | 0 | 0 | 0 | 0 | 0
F9_Industrial_Paper and Printing_New_Space Heating_Natural Gas_Gas Boiler - Stack Economizer_A_Achievable Economic TRC Potential | F9 | Industrial | Paper and Printing | New | Space Heating | Natural Gas | Gas Boiler - Stack Economizer | A | Cumulative Winter Peak Savings (MW) | Achievable Economic TRC Potential | 0 | 0 | 0 | 0 | 0 | 0 | 0 | 0 | 0 | 0 | 0 | 0 | 0 | 0 | 0 | 0 | 0 | 0 | 0 | 0 | 0 | 0 | 0 | 0 | 0 | 0 | 0 | 0 | 0 | 0 | 0
F10_Industrial_Paper and Printing_New_Space Heating_Natural Gas_Gas Boiler - Stack Economizer_A_Achievable Economic TRC Potential | F10 | Industrial | Paper and Printing | New | Space Heating | Natural Gas | Gas Boiler - Stack Economizer | A | Purchases (Incremental) | Achievable Economic TRC Potential | 0 | 0 | 0 | 0 | 0 | 0 | 0 | 0 | 0 | 0 | 0 | 0 | 0 | 0 | 0 | 0 | 0 | 0 | 0 | 0 | 0 | 0 | 0 | 0 | 0 | 0 | 0 | 0 | 0 | 0 | 0
F11_Industrial_Paper and Printing_New_Space Heating_Natural Gas_Gas Boiler - Stack Economizer_A_Achievable Economic TRC Potential | F11 | Industrial | Paper and Printing | New | Space Heating | Natural Gas | Gas Boiler - Stack Economizer | A | Purchases (Cumulative) | Achievable Economic TRC Potential | 0 | 0 | 0 | 0 | 0 | 0 | 0 | 0 | 0 | 0 | 0 | 0 | 0 | 0 | 0 | 0 | 0 | 0 | 0 | 0 | 0 | 0 | 0 | 0 | 0 | 0 | 0 | 0 | 0 | 0 | 0
F1_Industrial_Paper and Printing_New_Process_Natural Gas_Gas Boiler - Stack Economizer_A_Achievable Economic TRC Potential | F1 | Industrial | Paper and Printing | New | Process | Natural Gas | Gas Boiler - Stack Economizer | A | Integrated Unit Energy Savings (kWh or therms) | Achievable Economic TRC Potential | 0 | 0 | 0 | 0 | 0 | 73.042 | 73.0381 | 73.0361 | 73.0376 | 73.0388 | 73.0398 | 73.0407 | 73.0413 | 73.0419 | 73.0424 | 73.0428 | 73.0432 | 73.0436 | 73.0439 | 73.0441 | 73.0444 | 73.0446 | 73.0448 | 73.045 | 73.0451 | 73.0453 | 73.0454 | 73.0456 | 73.0493 | 73.0493 | 73.0493
F2_Industrial_Paper and Printing_New_Process_Natural Gas_Gas Boiler - Stack Economizer_A_Achievable Economic TRC Potential | F2 | Industrial | Paper and Printing | New | Process | Natural Gas | Gas Boiler - Stack Economizer | A | Integrated Unit Summer Peak Savings (kW) | Achievable Economic TRC Potential | 0 | 0 | 0 | 0 | 0 | 0 | 0 | 0 | 0 | 0 | 0 | 0 | 0 | 0 | 0 | 0 | 0 | 0 | 0 | 0 | 0 | 0 | 0 | 0 | 0 | 0 | 0 | 0 | 0 | 0 | 0
F3_Industrial_Paper and Printing_New_Process_Natural Gas_Gas Boiler - Stack Economizer_A_Achievable Economic TRC Potential | F3 | Industrial | Paper and Printing | New | Process | Natural Gas | Gas Boiler - Stack Economizer | A | Integrated Unit Winter Peak Savings (kW) | Achievable Economic TRC Potential | 0 | 0 | 0 | 0 | 0 | 0 | 0 | 0 | 0 | 0 | 0 | 0 | 0 | 0 | 0 | 0 | 0 | 0 | 0 | 0 | 0 | 0 | 0 | 0 | 0 | 0 | 0 | 0 | 0 | 0 | 0
F4_Industrial_Paper and Printing_New_Process_Natural Gas_Gas Boiler - Stack Economizer_A_Achievable Economic TRC Potential | F4 | Industrial | Paper and Printing | New | Process | Natural Gas | Gas Boiler - Stack Economizer | A | Incremental Energy Savings (MWh or mTherms) | Achievable Economic TRC Potential | 0 | 0 | 0 | 0 | 0 | 0.014595 | 0.01729 | 0.019984 | 0.022663 | 0.025344 | 0.025224 | 0.022086 | 0.01919 | 0.016567 | 0.01421 | 0.012136 | 0.010317 | 0.0087406 | 0.00738 | 0.0062112 | 0.014596 | 0.017292 | 0.019987 | 0.022665 | 0.025346 | 0.025226 | 0.022087 | 0.019191 | 0.016568 | 0.014211 | 0.012137
F5_Industrial_Paper and Printing_New_Process_Natural Gas_Gas Boiler - Stack Economizer_A_Achievable Economic TRC Potential | F5 | Industrial | Paper and Printing | New | Process | Natural Gas | Gas Boiler - Stack Economizer | A | Incremental Summer Peak Savings (MW) | Achievable Economic TRC Potential | 0 | 0 | 0 | 0 | 0 | 0 | 0 | 0 | 0 | 0 | 0 | 0 | 0 | 0 | 0 | 0 | 0 | 0 | 0 | 0 | 0 | 0 | 0 | 0 | 0 | 0 | 0 | 0 | 0 | 0 | 0
F6_Industrial_Paper and Printing_New_Process_Natural Gas_Gas Boiler - Stack Economizer_A_Achievable Economic TRC Potential | F6 | Industrial | Paper and Printing | New | Process | Natural Gas | Gas Boiler - Stack Economizer | A | Incremental Winter Peak Savings (MW) | Achievable Economic TRC Potential | 0 | 0 | 0 | 0 | 0 | 0 | 0 | 0 | 0 | 0 | 0 | 0 | 0 | 0 | 0 | 0 | 0 | 0 | 0 | 0 | 0 | 0 | 0 | 0 | 0 | 0 | 0 | 0 | 0 | 0 | 0
F7_Industrial_Paper and Printing_New_Process_Natural Gas_Gas Boiler - Stack Economizer_A_Achievable Economic TRC Potential | F7 | Industrial | Paper and Printing | New | Process | Natural Gas | Gas Boiler - Stack Economizer | A | Cumulative Energy Savings (MWh or mTherms) | Achievable Economic TRC Potential | 0 | 0 | 0 | 0 | 0 | 0.014595 | 0.031884 | 0.051868 | 0.074532 | 0.099877 | 0.1251 | 0.14719 | 0.16638 | 0.18295 | 0.19716 | 0.2093 | 0.21961 | 0.22836 | 0.23574 | 0.24195 | 0.24195 | 0.24195 | 0.24195 | 0.24195 | 0.24195 | 0.24195 | 0.24195 | 0.24195 | 0 | 0 | 0
F8_Industrial_Paper and Printing_New_Process_Natural Gas_Gas Boiler - Stack Economizer_A_Achievable Economic TRC Potential | F8 | Industrial | Paper and Printing | New | Process | Natural Gas | Gas Boiler - Stack Economizer | A | Cumulative Summer Peak Savings (MW) | Achievable Economic TRC Potential | 0 | 0 | 0 | 0 | 0 | 0 | 0 | 0 | 0 | 0 | 0 | 0 | 0 | 0 | 0 | 0 | 0 | 0 | 0 | 0 | 0 | 0 | 0 | 0 | 0 | 0 | 0 | 0 | 0 | 0 | 0
F9_Industrial_Paper and Printing_New_Process_Natural Gas_Gas Boiler - Stack Economizer_A_Achievable Economic TRC Potential | F9 | Industrial | Paper and Printing | New | Process | Natural Gas | Gas Boiler - Stack Economizer | A | Cumulative Winter Peak Savings (MW) | Achievable Economic TRC Potential | 0 | 0 | 0 | 0 | 0 | 0 | 0 | 0 | 0 | 0 | 0 | 0 | 0 | 0 | 0 | 0 | 0 | 0 | 0 | 0 | 0 | 0 | 0 | 0 | 0 | 0 | 0 | 0 | 0 | 0 | 0
F10_Industrial_Paper and Printing_New_Process_Natural Gas_Gas Boiler - Stack Economizer_A_Achievable Economic TRC Potential | F10 | Industrial | Paper and Printing | New | Process | Natural Gas | Gas Boiler - Stack Economizer | A | Purchases (Incremental) | Achievable Economic TRC Potential | 0 | 0 | 0 | 0 | 0 | 0.19982 | 0.23673 | 0.27362 | 0.31029 | 0.34699 | 0.34534 | 0.30238 | 0.26273 | 0.22681 | 0.19454 | 0.16615 | 0.14125 | 0.11966 | 0.10103 | 0.085034 | 0.19982 | 0.23673 | 0.27362 | 0.31029 | 0.34699 | 0.34534 | 0.30238 | 0.26273 | 0.22681 | 0.19454 | 0.16615
F11_Industrial_Paper and Printing_New_Process_Natural Gas_Gas Boiler - Stack Economizer_A_Achievable Economic TRC Potential | F11 | Industrial | Paper and Printing | New | Process | Natural Gas | Gas Boiler - Stack Economizer | A | Purchases (Cumulative) | Achievable Economic TRC Potential | 0 | 0 | 0 | 0 | 0 | 0.19982 | 0.43655 | 0.71017 | 1.0205 | 1.3674 | 1.7128 | 2.0152 | 2.2779 | 2.5047 | 2.6992 | 2.8654 | 3.0066 | 3.1263 | 3.2273 | 3.3124 | 3.3124 | 3.3124 | 3.3124 | 3.3124 | 3.3124 | 3.3124 | 3.3124 | 3.3124 | 3.3124 | 3.3124 | 3.3124
F1_Industrial_Paper and Printing_New_Space Heating_Natural Gas_Gas Furnace Tube Inserts_A_Achievable Economic TRC Potential | F1 | Industrial | Paper and Printing | New | Space Heating | Natural Gas | Gas Furnace Tube Inserts | A | Integrated Unit Energy Savings (kWh or therms) | Achievable Economic TRC Potential | 0 | 0 | 0 | 0 | 0 | 0 | 0 | 0 | 0 | 0 | 0 | 0 | 0 | 0 | 0 | 0 | 0 | 0 | 0 | 0 | 0 | 0 | 0 | 0 | 0 | 0 | 0 | 0 | 0 | 0 | 0
F2_Industrial_Paper and Printing_New_Space Heating_Natural Gas_Gas Furnace Tube Inserts_A_Achievable Economic TRC Potential | F2 | Industrial | Paper and Printing | New | Space Heating | Natural Gas | Gas Furnace Tube Inserts | A | Integrated Unit Summer Peak Savings (kW) | Achievable Economic TRC Potential | 0 | 0 | 0 | 0 | 0 | 0 | 0 | 0 | 0 | 0 | 0 | 0 | 0 | 0 | 0 | 0 | 0 | 0 | 0 | 0 | 0 | 0 | 0 | 0 | 0 | 0 | 0 | 0 | 0 | 0 | 0
F3_Industrial_Paper and Printing_New_Space Heating_Natural Gas_Gas Furnace Tube Inserts_A_Achievable Economic TRC Potential | F3 | Industrial | Paper and Printing | New | Space Heating | Natural Gas | Gas Furnace Tube Inserts | A | Integrated Unit Winter Peak Savings (kW) | Achievable Economic TRC Potential | 0 | 0 | 0 | 0 | 0 | 0 | 0 | 0 | 0 | 0 | 0 | 0 | 0 | 0 | 0 | 0 | 0 | 0 | 0 | 0 | 0 | 0 | 0 | 0 | 0 | 0 | 0 | 0 | 0 | 0 | 0
F4_Industrial_Paper and Printing_New_Space Heating_Natural Gas_Gas Furnace Tube Inserts_A_Achievable Economic TRC Potential | F4 | Industrial | Paper and Printing | New | Space Heating | Natural Gas | Gas Furnace Tube Inserts | A | Incremental Energy Savings (MWh or mTherms) | Achievable Economic TRC Potential | 0 | 0 | 0 | 0 | 0 | 0 | 0 | 0 | 0 | 0 | 0 | 0 | 0 | 0 | 0 | 0 | 0 | 0 | 0 | 0 | 0 | 0 | 0 | 0 | 0 | 0 | 0 | 0 | 0 | 0 | 0
F5_Industrial_Paper and Printing_New_Space Heating_Natural Gas_Gas Furnace Tube Inserts_A_Achievable Economic TRC Potential | F5 | Industrial | Paper and Printing | New | Space Heating | Natural Gas | Gas Furnace Tube Inserts | A | Incremental Summer Peak Savings (MW) | Achievable Economic TRC Potential | 0 | 0 | 0 | 0 | 0 | 0 | 0 | 0 | 0 | 0 | 0 | 0 | 0 | 0 | 0 | 0 | 0 | 0 | 0 | 0 | 0 | 0 | 0 | 0 | 0 | 0 | 0 | 0 | 0 | 0 | 0
F6_Industrial_Paper and Printing_New_Space Heating_Natural Gas_Gas Furnace Tube Inserts_A_Achievable Economic TRC Potential | F6 | Industrial | Paper and Printing | New | Space Heating | Natural Gas | Gas Furnace Tube Inserts | A | Incremental Winter Peak Savings (MW) | Achievable Economic TRC Potential | 0 | 0 | 0 | 0 | 0 | 0 | 0 | 0 | 0 | 0 | 0 | 0 | 0 | 0 | 0 | 0 | 0 | 0 | 0 | 0 | 0 | 0 | 0 | 0 | 0 | 0 | 0 | 0 | 0 | 0 | 0
F7_Industrial_Paper and Printing_New_Space Heating_Natural Gas_Gas Furnace Tube Inserts_A_Achievable Economic TRC Potential | F7 | Industrial | Paper and Printing | New | Space Heating | Natural Gas | Gas Furnace Tube Inserts | A | Cumulative Energy Savings (MWh or mTherms) | Achievable Economic TRC Potential | 0 | 0 | 0 | 0 | 0 | 0 | 0 | 0 | 0 | 0 | 0 | 0 | 0 | 0 | 0 | 0 | 0 | 0 | 0 | 0 | 0 | 0 | 0 | 0 | 0 | 0 | 0 | 0 | 0 | 0 | 0
F8_Industrial_Paper and Printing_New_Space Heating_Natural Gas_Gas Furnace Tube Inserts_A_Achievable Economic TRC Potential | F8 | Industrial | Paper and Printing | New | Space Heating | Natural Gas | Gas Furnace Tube Inserts | A | Cumulative Summer Peak Savings (MW) | Achievable Economic TRC Potential | 0 | 0 | 0 | 0 | 0 | 0 | 0 | 0 | 0 | 0 | 0 | 0 | 0 | 0 | 0 | 0 | 0 | 0 | 0 | 0 | 0 | 0 | 0 | 0 | 0 | 0 | 0 | 0 | 0 | 0 | 0
F9_Industrial_Paper and Printing_New_Space Heating_Natural Gas_Gas Furnace Tube Inserts_A_Achievable Economic TRC Potential | F9 | Industrial | Paper and Printing | New | Space Heating | Natural Gas | Gas Furnace Tube Inserts | A | Cumulative Winter Peak Savings (MW) | Achievable Economic TRC Potential | 0 | 0 | 0 | 0 | 0 | 0 | 0 | 0 | 0 | 0 | 0 | 0 | 0 | 0 | 0 | 0 | 0 | 0 | 0 | 0 | 0 | 0 | 0 | 0 | 0 | 0 | 0 | 0 | 0 | 0 | 0
F10_Industrial_Paper and Printing_New_Space Heating_Natural Gas_Gas Furnace Tube Inserts_A_Achievable Economic TRC Potential | F10 | Industrial | Paper and Printing | New | Space Heating | Natural Gas | Gas Furnace Tube Inserts | A | Purchases (Incremental) | Achievable Economic TRC Potential | 0 | 0 | 0 | 0 | 0 | 0 | 0 | 0 | 0 | 0 | 0 | 0 | 0 | 0 | 0 | 0 | 0 | 0 | 0 | 0 | 0 | 0 | 0 | 0 | 0 | 0 | 0 | 0 | 0 | 0 | 0
F11_Industrial_Paper and Printing_New_Space Heating_Natural Gas_Gas Furnace Tube Inserts_A_Achievable Economic TRC Potential | F11 | Industrial | Paper and Printing | New | Space Heating | Natural Gas | Gas Furnace Tube Inserts | A | Purchases (Cumulative) | Achievable Economic TRC Potential | 0 | 0 | 0 | 0 | 0 | 0 | 0 | 0 | 0 | 0 | 0 | 0 | 0 | 0 | 0 | 0 | 0 | 0 | 0 | 0 | 0 | 0 | 0 | 0 | 0 | 0 | 0 | 0 | 0 | 0 | 0
F1_Industrial_Paper and Printing_New_Space Heating_Natural Gas_Space Heating - Heat Recovery Ventilator_A_Achievable Economic TRC Potential | F1 | Industrial | Paper and Printing | New | Space Heating | Natural Gas | Space Heating - Heat Recovery Ventilator | A | Integrated Unit Energy Savings (kWh or therms) | Achievable Economic TRC Potential | 0 | 0 | 0 | 0 | 0 | 0.012429 | 0.012216 | 0.012037 | 0.01188 | 0.011734 | 0.011601 | 0.01144 | 0.011263 | 0.011079 | 0.010893 | 0.010719 | 0.010558 | 0.010418 | 0.010249 | 0.010119 | 0.010022 | 0.0099496 | 0.0099137 | 0.0098968 | 0.0098936 | 0.0098999 | 0.0099085 | 0.0099195 | 0 | 0 | 0
F2_Industrial_Paper and Printing_New_Space Heating_Natural Gas_Space Heating - Heat Recovery Ventilator_A_Achievable Economic TRC Potential | F2 | Industrial | Paper and Printing | New | Space Heating | Natural Gas | Space Heating - Heat Recovery Ventilator | A | Integrated Unit Summer Peak Savings (kW) | Achievable Economic TRC Potential | 0 | 0 | 0 | 0 | 0 | 0 | 0 | 0 | 0 | 0 | 0 | 0 | 0 | 0 | 0 | 0 | 0 | 0 | 0 | 0 | 0 | 0 | 0 | 0 | 0 | 0 | 0 | 0 | 0 | 0 | 0
F3_Industrial_Paper and Printing_New_Space Heating_Natural Gas_Space Heating - Heat Recovery Ventilator_A_Achievable Economic TRC Potential | F3 | Industrial | Paper and Printing | New | Space Heating | Natural Gas | Space Heating - Heat Recovery Ventilator | A | Integrated Unit Winter Peak Savings (kW) | Achievable Economic TRC Potential | 0 | 0 | 0 | 0 | 0 | 0 | 0 | 0 | 0 | 0 | 0 | 0 | 0 | 0 | 0 | 0 | 0 | 0 | 0 | 0 | 0 | 0 | 0 | 0 | 0 | 0 | 0 | 0 | 0 | 0 | 0
F4_Industrial_Paper and Printing_New_Space Heating_Natural Gas_Space Heating - Heat Recovery Ventilator_A_Achievable Economic TRC Potential | F4 | Industrial | Paper and Printing | New | Space Heating | Natural Gas | Space Heating - Heat Recovery Ventilator | A | Incremental Energy Savings (MWh or mTherms) | Achievable Economic TRC Potential | 0 | 0 | 0 | 0 | 0 | 0 | 0 | 0 | 0 | 0 | 0 | 0 | 0 | 0 | 0 | 0 | 0 | 0 | 0 | 0 | 0 | 0 | 0 | 0 | 0 | 0 | 0 | 0 | 0 | 0 | 0
F5_Industrial_Paper and Printing_New_Space Heating_Natural Gas_Space Heating - Heat Recovery Ventilator_A_Achievable Economic TRC Potential | F5 | Industrial | Paper and Printing | New | Space Heating | Natural Gas | Space Heating - Heat Recovery Ventilator | A | Incremental Summer Peak Savings (MW) | Achievable Economic TRC Potential | 0 | 0 | 0 | 0 | 0 | 0 | 0 | 0 | 0 | 0 | 0 | 0 | 0 | 0 | 0 | 0 | 0 | 0 | 0 | 0 | 0 | 0 | 0 | 0 | 0 | 0 | 0 | 0 | 0 | 0 | 0
F6_Industrial_Paper and Printing_New_Space Heating_Natural Gas_Space Heating - Heat Recovery Ventilator_A_Achievable Economic TRC Potential | F6 | Industrial | Paper and Printing | New | Space Heating | Natural Gas | Space Heating - Heat Recovery Ventilator | A | Incremental Winter Peak Savings (MW) | Achievable Economic TRC Potential | 0 | 0 | 0 | 0 | 0 | 0 | 0 | 0 | 0 | 0 | 0 | 0 | 0 | 0 | 0 | 0 | 0 | 0 | 0 | 0 | 0 | 0 | 0 | 0 | 0 | 0 | 0 | 0 | 0 | 0 | 0
F7_Industrial_Paper and Printing_New_Space Heating_Natural Gas_Space Heating - Heat Recovery Ventilator_A_Achievable Economic TRC Potential | F7 | Industrial | Paper and Printing | New | Space Heating | Natural Gas | Space Heating - Heat Recovery Ventilator | A | Cumulative Energy Savings (MWh or mTherms) | Achievable Economic TRC Potential | 0 | 0 | 0 | 0 | 0 | 0 | 0 | 0 | 0 | 0 | 0 | 0 | 0 | 0 | 0 | 0 | 0 | 0 | 0 | 0 | 0 | 0 | 0 | 0 | 0 | 0 | 0 | 0 | 0 | 0 | 0
F8_Industrial_Paper and Printing_New_Space Heating_Natural Gas_Space Heating - Heat Recovery Ventilator_A_Achievable Economic TRC Potential | F8 | Industrial | Paper and Printing | New | Space Heating | Natural Gas | Space Heating - Heat Recovery Ventilator | A | Cumulative Summer Peak Savings (MW) | Achievable Economic TRC Potential | 0 | 0 | 0 | 0 | 0 | 0 | 0 | 0 | 0 | 0 | 0 | 0 | 0 | 0 | 0 | 0 | 0 | 0 | 0 | 0 | 0 | 0 | 0 | 0 | 0 | 0 | 0 | 0 | 0 | 0 | 0
F9_Industrial_Paper and Printing_New_Space Heating_Natural Gas_Space Heating - Heat Recovery Ventilator_A_Achievable Economic TRC Potential | F9 | Industrial | Paper and Printing | New | Space Heating | Natural Gas | Space Heating - Heat Recovery Ventilator | A | Cumulative Winter Peak Savings (MW) | Achievable Economic TRC Potential | 0 | 0 | 0 | 0 | 0 | 0 | 0 | 0 | 0 | 0 | 0 | 0 | 0 | 0 | 0 | 0 | 0 | 0 | 0 | 0 | 0 | 0 | 0 | 0 | 0 | 0 | 0 | 0 | 0 | 0 | 0
F10_Industrial_Paper and Printing_New_Space Heating_Natural Gas_Space Heating - Heat Recovery Ventilator_A_Achievable Economic TRC Potential | F10 | Industrial | Paper and Printing | New | Space Heating | Natural Gas | Space Heating - Heat Recovery Ventilator | A | Purchases (Incremental) | Achievable Economic TRC Potential | 0 | 0 | 0 | 0 | 0 | 0 | 0 | 0 | 0 | 0 | 0 | 0 | 0 | 0 | 0 | 0 | 0 | 0 | 0 | 0 | 0 | 0 | 0 | 0 | 0 | 0 | 0 | 0 | 0 | 0 | 0
F11_Industrial_Paper and Printing_New_Space Heating_Natural Gas_Space Heating - Heat Recovery Ventilator_A_Achievable Economic TRC Potential | F11 | Industrial | Paper and Printing | New | Space Heating | Natural Gas | Space Heating - Heat Recovery Ventilator | A | Purchases (Cumulative) | Achievable Economic TRC Potential | 0 | 0 | 0 | 0 | 0 | 0 | 0 | 0 | 0 | 0 | 0 | 0 | 0 | 0 | 0 | 0 | 0 | 0 | 0 | 0 | 0 | 0 | 0 | 0 | 0 | 0 | 0 | 0 | 0 | 0 | 0
F1_Industrial_Paper and Printing_New_Space Heating_Natural Gas_Thermostat - Programmable_A_Achievable Economic TRC Potential | F1 | Industrial | Paper and Printing | New | Space Heating | Natural Gas | Thermostat - Programmable | A | Integrated Unit Energy Savings (kWh or therms) | Achievable Economic TRC Potential | 0 | 0 | 0 | 0 | 0 | 0.0061747 | 0.0060689 | 0.00598 | 0.0059016 | 0.0058292 | 0.005763 | 0.0056831 | 0.0055952 | 0.005504 | 0.0054116 | 0.0053251 | 0.0052449 | 0.0051754 | 0.0050916 | 0.0050268 | 0.0049787 | 0.0049428 | 0.004925 | 0.0049166 | 0.004915 | 0.0049181 | 0.0049224 | 0.0049279 | 0 | 0 | 0
F2_Industrial_Paper and Printing_New_Space Heating_Natural Gas_Thermostat - Programmable_A_Achievable Economic TRC Potential | F2 | Industrial | Paper and Printing | New | Space Heating | Natural Gas | Thermostat - Programmable | A | Integrated Unit Summer Peak Savings (kW) | Achievable Economic TRC Potential | 0 | 0 | 0 | 0 | 0 | 0 | 0 | 0 | 0 | 0 | 0 | 0 | 0 | 0 | 0 | 0 | 0 | 0 | 0 | 0 | 0 | 0 | 0 | 0 | 0 | 0 | 0 | 0 | 0 | 0 | 0
F3_Industrial_Paper and Printing_New_Space Heating_Natural Gas_Thermostat - Programmable_A_Achievable Economic TRC Potential | F3 | Industrial | Paper and Printing | New | Space Heating | Natural Gas | Thermostat - Programmable | A | Integrated Unit Winter Peak Savings (kW) | Achievable Economic TRC Potential | 0 | 0 | 0 | 0 | 0 | 0 | 0 | 0 | 0 | 0 | 0 | 0 | 0 | 0 | 0 | 0 | 0 | 0 | 0 | 0 | 0 | 0 | 0 | 0 | 0 | 0 | 0 | 0 | 0 | 0 | 0
F4_Industrial_Paper and Printing_New_Space Heating_Natural Gas_Thermostat - Programmable_A_Achievable Economic TRC Potential | F4 | Industrial | Paper and Printing | New | Space Heating | Natural Gas | Thermostat - Programmable | A | Incremental Energy Savings (MWh or mTherms) | Achievable Economic TRC Potential | 0 | 0 | 0 | 0 | 0 | 0 | 0 | 0 | 0 | 0 | 0 | 0 | 0 | 0 | 0 | 0 | 0 | 0 | 0 | 0 | 0 | 0 | 0 | 0 | 0 | 0 | 0 | 0 | 0 | 0 | 0
F5_Industrial_Paper and Printing_New_Space Heating_Natural Gas_Thermostat - Programmable_A_Achievable Economic TRC Potential | F5 | Industrial | Paper and Printing | New | Space Heating | Natural Gas | Thermostat - Programmable | A | Incremental Summer Peak Savings (MW) | Achievable Economic TRC Potential | 0 | 0 | 0 | 0 | 0 | 0 | 0 | 0 | 0 | 0 | 0 | 0 | 0 | 0 | 0 | 0 | 0 | 0 | 0 | 0 | 0 | 0 | 0 | 0 | 0 | 0 | 0 | 0 | 0 | 0 | 0
F6_Industrial_Paper and Printing_New_Space Heating_Natural Gas_Thermostat - Programmable_A_Achievable Economic TRC Potential | F6 | Industrial | Paper and Printing | New | Space Heating | Natural Gas | Thermostat - Programmable | A | Incremental Winter Peak Savings (MW) | Achievable Economic TRC Potential | 0 | 0 | 0 | 0 | 0 | 0 | 0 | 0 | 0 | 0 | 0 | 0 | 0 | 0 | 0 | 0 | 0 | 0 | 0 | 0 | 0 | 0 | 0 | 0 | 0 | 0 | 0 | 0 | 0 | 0 | 0
F7_Industrial_Paper and Printing_New_Space Heating_Natural Gas_Thermostat - Programmable_A_Achievable Economic TRC Potential | F7 | Industrial | Paper and Printing | New | Space Heating | Natural Gas | Thermostat - Programmable | A | Cumulative Energy Savings (MWh or mTherms) | Achievable Economic TRC Potential | 0 | 0 | 0 | 0 | 0 | 0 | 0 | 0 | 0 | 0 | 0 | 0 | 0 | 0 | 0 | 0 | 0 | 0 | 0 | 0 | 0 | 0 | 0 | 0 | 0 | 0 | 0 | 0 | 0 | 0 | 0
F8_Industrial_Paper and Printing_New_Space Heating_Natural Gas_Thermostat - Programmable_A_Achievable Economic TRC Potential | F8 | Industrial | Paper and Printing | New | Space Heating | Natural Gas | Thermostat - Programmable | A | Cumulative Summer Peak Savings (MW) | Achievable Economic TRC Potential | 0 | 0 | 0 | 0 | 0 | 0 | 0 | 0 | 0 | 0 | 0 | 0 | 0 | 0 | 0 | 0 | 0 | 0 | 0 | 0 | 0 | 0 | 0 | 0 | 0 | 0 | 0 | 0 | 0 | 0 | 0
F9_Industrial_Paper and Printing_New_Space Heating_Natural Gas_Thermostat - Programmable_A_Achievable Economic TRC Potential | F9 | Industrial | Paper and Printing | New | Space Heating | Natural Gas | Thermostat - Programmable | A | Cumulative Winter Peak Savings (MW) | Achievable Economic TRC Potential | 0 | 0 | 0 | 0 | 0 | 0 | 0 | 0 | 0 | 0 | 0 | 0 | 0 | 0 | 0 | 0 | 0 | 0 | 0 | 0 | 0 | 0 | 0 | 0 | 0 | 0 | 0 | 0 | 0 | 0 | 0
F10_Industrial_Paper and Printing_New_Space Heating_Natural Gas_Thermostat - Programmable_A_Achievable Economic TRC Potential | F10 | Industrial | Paper and Printing | New | Space Heating | Natural Gas | Thermostat - Programmable | A | Purchases (Incremental) | Achievable Economic TRC Potential | 0 | 0 | 0 | 0 | 0 | 0 | 0 | 0 | 0 | 0 | 0 | 0 | 0 | 0 | 0 | 0 | 0 | 0 | 0 | 0 | 0 | 0 | 0 | 0 | 0 | 0 | 0 | 0 | 0 | 0 | 0
F11_Industrial_Paper and Printing_New_Space Heating_Natural Gas_Thermostat - Programmable_A_Achievable Economic TRC Potential | F11 | Industrial | Paper and Printing | New | Space Heating | Natural Gas | Thermostat - Programmable | A | Purchases (Cumulative) | Achievable Economic TRC Potential | 0 | 0 | 0 | 0 | 0 | 0 | 0 | 0 | 0 | 0 | 0 | 0 | 0 | 0 | 0 | 0 | 0 | 0 | 0 | 0 | 0 | 0 | 0 | 0 | 0 | 0 | 0 | 0 | 0 | 0 | 0
F1_Industrial_Paper and Printing_New_Space Heating_Natural Gas_ENERGY STAR Connected Thermostat_A_Achievable Economic TRC Potential | F1 | Industrial | Paper and Printing | New | Space Heating | Natural Gas | ENERGY STAR Connected Thermostat | A | Integrated Unit Energy Savings (kWh or therms) | Achievable Economic TRC Potential | 0 | 0 | 0 | 0 | 0 | 0.014535 | 0.014286 | 0.014077 | 0.013893 | 0.013722 | 0.013566 | 0.013378 | 0.013171 | 0.012956 | 0.012739 | 0.012535 | 0.012347 | 0.012183 | 0.011986 | 0.011833 | 0.01172 | 0.011635 | 0.011594 | 0.011574 | 0.01157 | 0.011577 | 0.011587 | 0.0116 | 0 | 0 | 0
F2_Industrial_Paper and Printing_New_Space Heating_Natural Gas_ENERGY STAR Connected Thermostat_A_Achievable Economic TRC Potential | F2 | Industrial | Paper and Printing | New | Space Heating | Natural Gas | ENERGY STAR Connected Thermostat | A | Integrated Unit Summer Peak Savings (kW) | Achievable Economic TRC Potential | 0 | 0 | 0 | 0 | 0 | 0 | 0 | 0 | 0 | 0 | 0 | 0 | 0 | 0 | 0 | 0 | 0 | 0 | 0 | 0 | 0 | 0 | 0 | 0 | 0 | 0 | 0 | 0 | 0 | 0 | 0
F3_Industrial_Paper and Printing_New_Space Heating_Natural Gas_ENERGY STAR Connected Thermostat_A_Achievable Economic TRC Potential | F3 | Industrial | Paper and Printing | New | Space Heating | Natural Gas | ENERGY STAR Connected Thermostat | A | Integrated Unit Winter Peak Savings (kW) | Achievable Economic TRC Potential | 0 | 0 | 0 | 0 | 0 | 0 | 0 | 0 | 0 | 0 | 0 | 0 | 0 | 0 | 0 | 0 | 0 | 0 | 0 | 0 | 0 | 0 | 0 | 0 | 0 | 0 | 0 | 0 | 0 | 0 | 0
F4_Industrial_Paper and Printing_New_Space Heating_Natural Gas_ENERGY STAR Connected Thermostat_A_Achievable Economic TRC Potential | F4 | Industrial | Paper and Printing | New | Space Heating | Natural Gas | ENERGY STAR Connected Thermostat | A | Incremental Energy Savings (MWh or mTherms) | Achievable Economic TRC Potential | 0 | 0 | 0 | 0 | 0 | 0 | 0 | 0 | 0 | 0 | 0 | 0 | 0 | 0 | 0 | 0 | 0 | 0 | 0 | 0 | 0 | 0 | 0 | 0 | 0 | 0 | 0 | 0 | 0 | 0 | 0
F5_Industrial_Paper and Printing_New_Space Heating_Natural Gas_ENERGY STAR Connected Thermostat_A_Achievable Economic TRC Potential | F5 | Industrial | Paper and Printing | New | Space Heating | Natural Gas | ENERGY STAR Connected Thermostat | A | Incremental Summer Peak Savings (MW) | Achievable Economic TRC Potential | 0 | 0 | 0 | 0 | 0 | 0 | 0 | 0 | 0 | 0 | 0 | 0 | 0 | 0 | 0 | 0 | 0 | 0 | 0 | 0 | 0 | 0 | 0 | 0 | 0 | 0 | 0 | 0 | 0 | 0 | 0
F6_Industrial_Paper and Printing_New_Space Heating_Natural Gas_ENERGY STAR Connected Thermostat_A_Achievable Economic TRC Potential | F6 | Industrial | Paper and Printing | New | Space Heating | Natural Gas | ENERGY STAR Connected Thermostat | A | Incremental Winter Peak Savings (MW) | Achievable Economic TRC Potential | 0 | 0 | 0 | 0 | 0 | 0 | 0 | 0 | 0 | 0 | 0 | 0 | 0 | 0 | 0 | 0 | 0 | 0 | 0 | 0 | 0 | 0 | 0 | 0 | 0 | 0 | 0 | 0 | 0 | 0 | 0
F7_Industrial_Paper and Printing_New_Space Heating_Natural Gas_ENERGY STAR Connected Thermostat_A_Achievable Economic TRC Potential | F7 | Industrial | Paper and Printing | New | Space Heating | Natural Gas | ENERGY STAR Connected Thermostat | A | Cumulative Energy Savings (MWh or mTherms) | Achievable Economic TRC Potential | 0 | 0 | 0 | 0 | 0 | 0 | 0 | 0 | 0 | 0 | 0 | 0 | 0 | 0 | 0 | 0 | 0 | 0 | 0 | 0 | 0 | 0 | 0 | 0 | 0 | 0 | 0 | 0 | 0 | 0 | 0
F8_Industrial_Paper and Printing_New_Space Heating_Natural Gas_ENERGY STAR Connected Thermostat_A_Achievable Economic TRC Potential | F8 | Industrial | Paper and Printing | New | Space Heating | Natural Gas | ENERGY STAR Connected Thermostat | A | Cumulative Summer Peak Savings (MW) | Achievable Economic TRC Potential | 0 | 0 | 0 | 0 | 0 | 0 | 0 | 0 | 0 | 0 | 0 | 0 | 0 | 0 | 0 | 0 | 0 | 0 | 0 | 0 | 0 | 0 | 0 | 0 | 0 | 0 | 0 | 0 | 0 | 0 | 0
F9_Industrial_Paper and Printing_New_Space Heating_Natural Gas_ENERGY STAR Connected Thermostat_A_Achievable Economic TRC Potential | F9 | Industrial | Paper and Printing | New | Space Heating | Natural Gas | ENERGY STAR Connected Thermostat | A | Cumulative Winter Peak Savings (MW) | Achievable Economic TRC Potential | 0 | 0 | 0 | 0 | 0 | 0 | 0 | 0 | 0 | 0 | 0 | 0 | 0 | 0 | 0 | 0 | 0 | 0 | 0 | 0 | 0 | 0 | 0 | 0 | 0 | 0 | 0 | 0 | 0 | 0 | 0
F10_Industrial_Paper and Printing_New_Space Heating_Natural Gas_ENERGY STAR Connected Thermostat_A_Achievable Economic TRC Potential | F10 | Industrial | Paper and Printing | New | Space Heating | Natural Gas | ENERGY STAR Connected Thermostat | A | Purchases (Incremental) | Achievable Economic TRC Potential | 0 | 0 | 0 | 0 | 0 | 0 | 0 | 0 | 0 | 0 | 0 | 0 | 0 | 0 | 0 | 0 | 0 | 0 | 0 | 0 | 0 | 0 | 0 | 0 | 0 | 0 | 0 | 0 | 0 | 0 | 0
F11_Industrial_Paper and Printing_New_Space Heating_Natural Gas_ENERGY STAR Connected Thermostat_A_Achievable Economic TRC Potential | F11 | Industrial | Paper and Printing | New | Space Heating | Natural Gas | ENERGY STAR Connected Thermostat | A | Purchases (Cumulative) | Achievable Economic TRC Potential | 0 | 0 | 0 | 0 | 0 | 0 | 0 | 0 | 0 | 0 | 0 | 0 | 0 | 0 | 0 | 0 | 0 | 0 | 0 | 0 | 0 | 0 | 0 | 0 | 0 | 0 | 0 | 0 | 0 | 0 | 0
F1_Industrial_Paper and Printing_New_Space Heating_Natural Gas_Destratification Fans (HVLS)_A_Achievable Economic TRC Potential | F1 | Industrial | Paper and Printing | New | Space Heating | Natural Gas | Destratification Fans (HVLS) | A | Integrated Unit Energy Savings (kWh or therms) | Achievable Economic TRC Potential | 0 | 0 | 0 | 0 | 0 | 0.014535 | 0.014286 | 0.014077 | 0.013893 | 0.013722 | 0.013566 | 0.013378 | 0.013171 | 0.012956 | 0.012739 | 0.012535 | 0.012347 | 0.012183 | 0.011986 | 0.011833 | 0.01172 | 0.011635 | 0.011594 | 0.011574 | 0.01157 | 0.011577 | 0.011587 | 0.0116 | 0 | 0 | 0
F2_Industrial_Paper and Printing_New_Space Heating_Natural Gas_Destratification Fans (HVLS)_A_Achievable Economic TRC Potential | F2 | Industrial | Paper and Printing | New | Space Heating | Natural Gas | Destratification Fans (HVLS) | A | Integrated Unit Summer Peak Savings (kW) | Achievable Economic TRC Potential | 0 | 0 | 0 | 0 | 0 | 0 | 0 | 0 | 0 | 0 | 0 | 0 | 0 | 0 | 0 | 0 | 0 | 0 | 0 | 0 | 0 | 0 | 0 | 0 | 0 | 0 | 0 | 0 | 0 | 0 | 0
F3_Industrial_Paper and Printing_New_Space Heating_Natural Gas_Destratification Fans (HVLS)_A_Achievable Economic TRC Potential | F3 | Industrial | Paper and Printing | New | Space Heating | Natural Gas | Destratification Fans (HVLS) | A | Integrated Unit Winter Peak Savings (kW) | Achievable Economic TRC Potential | 0 | 0 | 0 | 0 | 0 | 0 | 0 | 0 | 0 | 0 | 0 | 0 | 0 | 0 | 0 | 0 | 0 | 0 | 0 | 0 | 0 | 0 | 0 | 0 | 0 | 0 | 0 | 0 | 0 | 0 | 0
F4_Industrial_Paper and Printing_New_Space Heating_Natural Gas_Destratification Fans (HVLS)_A_Achievable Economic TRC Potential | F4 | Industrial | Paper and Printing | New | Space Heating | Natural Gas | Destratification Fans (HVLS) | A | Incremental Energy Savings (MWh or mTherms) | Achievable Economic TRC Potential | 0 | 0 | 0 | 0 | 0 | 0 | 0 | 0 | 0 | 0 | 0 | 0 | 0 | 0 | 0 | 0 | 0 | 0 | 0 | 0 | 0 | 0 | 0 | 0 | 0 | 0 | 0 | 0 | 0 | 0 | 0
F5_Industrial_Paper and Printing_New_Space Heating_Natural Gas_Destratification Fans (HVLS)_A_Achievable Economic TRC Potential | F5 | Industrial | Paper and Printing | New | Space Heating | Natural Gas | Destratification Fans (HVLS) | A | Incremental Summer Peak Savings (MW) | Achievable Economic TRC Potential | 0 | 0 | 0 | 0 | 0 | 0 | 0 | 0 | 0 | 0 | 0 | 0 | 0 | 0 | 0 | 0 | 0 | 0 | 0 | 0 | 0 | 0 | 0 | 0 | 0 | 0 | 0 | 0 | 0 | 0 | 0
F6_Industrial_Paper and Printing_New_Space Heating_Natural Gas_Destratification Fans (HVLS)_A_Achievable Economic TRC Potential | F6 | Industrial | Paper and Printing | New | Space Heating | Natural Gas | Destratification Fans (HVLS) | A | Incremental Winter Peak Savings (MW) | Achievable Economic TRC Potential | 0 | 0 | 0 | 0 | 0 | 0 | 0 | 0 | 0 | 0 | 0 | 0 | 0 | 0 | 0 | 0 | 0 | 0 | 0 | 0 | 0 | 0 | 0 | 0 | 0 | 0 | 0 | 0 | 0 | 0 | 0
F7_Industrial_Paper and Printing_New_Space Heating_Natural Gas_Destratification Fans (HVLS)_A_Achievable Economic TRC Potential | F7 | Industrial | Paper and Printing | New | Space Heating | Natural Gas | Destratification Fans (HVLS) | A | Cumulative Energy Savings (MWh or mTherms) | Achievable Economic TRC Potential | 0 | 0 | 0 | 0 | 0 | 0 | 0 | 0 | 0 | 0 | 0 | 0 | 0 | 0 | 0 | 0 | 0 | 0 | 0 | 0 | 0 | 0 | 0 | 0 | 0 | 0 | 0 | 0 | 0 | 0 | 0
F8_Industrial_Paper and Printing_New_Space Heating_Natural Gas_Destratification Fans (HVLS)_A_Achievable Economic TRC Potential | F8 | Industrial | Paper and Printing | New | Space Heating | Natural Gas | Destratification Fans (HVLS) | A | Cumulative Summer Peak Savings (MW) | Achievable Economic TRC Potential | 0 | 0 | 0 | 0 | 0 | 0 | 0 | 0 | 0 | 0 | 0 | 0 | 0 | 0 | 0 | 0 | 0 | 0 | 0 | 0 | 0 | 0 | 0 | 0 | 0 | 0 | 0 | 0 | 0 | 0 | 0
F9_Industrial_Paper and Printing_New_Space Heating_Natural Gas_Destratification Fans (HVLS)_A_Achievable Economic TRC Potential | F9 | Industrial | Paper and Printing | New | Space Heating | Natural Gas | Destratification Fans (HVLS) | A | Cumulative Winter Peak Savings (MW) | Achievable Economic TRC Potential | 0 | 0 | 0 | 0 | 0 | 0 | 0 | 0 | 0 | 0 | 0 | 0 | 0 | 0 | 0 | 0 | 0 | 0 | 0 | 0 | 0 | 0 | 0 | 0 | 0 | 0 | 0 | 0 | 0 | 0 | 0
F10_Industrial_Paper and Printing_New_Space Heating_Natural Gas_Destratification Fans (HVLS)_A_Achievable Economic TRC Potential | F10 | Industrial | Paper and Printing | New | Space Heating | Natural Gas | Destratification Fans (HVLS) | A | Purchases (Incremental) | Achievable Economic TRC Potential | 0 | 0 | 0 | 0 | 0 | 0 | 0 | 0 | 0 | 0 | 0 | 0 | 0 | 0 | 0 | 0 | 0 | 0 | 0 | 0 | 0 | 0 | 0 | 0 | 0 | 0 | 0 | 0 | 0 | 0 | 0
F11_Industrial_Paper and Printing_New_Space Heating_Natural Gas_Destratification Fans (HVLS)_A_Achievable Economic TRC Potential | F11 | Industrial | Paper and Printing | New | Space Heating | Natural Gas | Destratification Fans (HVLS) | A | Purchases (Cumulative) | Achievable Economic TRC Potential | 0 | 0 | 0 | 0 | 0 | 0 | 0 | 0 | 0 | 0 | 0 | 0 | 0 | 0 | 0 | 0 | 0 | 0 | 0 | 0 | 0 | 0 | 0 | 0 | 0 | 0 | 0 | 0 | 0 | 0 | 0
F1_Industrial_Paper and Printing_New_Space Heating_Natural Gas_Gas Boiler - Insulate Steam Lines/Condensate Tank_A_Achievable Economic TRC Potential | F1 | Industrial | Paper and Printing | New | Space Heating | Natural Gas | Gas Boiler - Insulate Steam Lines/Condensate Tank | A | Integrated Unit Energy Savings (kWh or therms) | Achievable Economic TRC Potential | 0 | 0 | 0 | 0 | 0 | 0 | 0 | 0 | 0 | 0 | 0 | 0 | 0 | 0 | 0 | 0 | 0 | 0 | 0 | 0 | 0 | 0 | 0 | 0 | 0 | 0 | 0 | 0 | 0 | 0 | 0
F2_Industrial_Paper and Printing_New_Space Heating_Natural Gas_Gas Boiler - Insulate Steam Lines/Condensate Tank_A_Achievable Economic TRC Potential | F2 | Industrial | Paper and Printing | New | Space Heating | Natural Gas | Gas Boiler - Insulate Steam Lines/Condensate Tank | A | Integrated Unit Summer Peak Savings (kW) | Achievable Economic TRC Potential | 0 | 0 | 0 | 0 | 0 | 0 | 0 | 0 | 0 | 0 | 0 | 0 | 0 | 0 | 0 | 0 | 0 | 0 | 0 | 0 | 0 | 0 | 0 | 0 | 0 | 0 | 0 | 0 | 0 | 0 | 0
F3_Industrial_Paper and Printing_New_Space Heating_Natural Gas_Gas Boiler - Insulate Steam Lines/Condensate Tank_A_Achievable Economic TRC Potential | F3 | Industrial | Paper and Printing | New | Space Heating | Natural Gas | Gas Boiler - Insulate Steam Lines/Condensate Tank | A | Integrated Unit Winter Peak Savings (kW) | Achievable Economic TRC Potential | 0 | 0 | 0 | 0 | 0 | 0 | 0 | 0 | 0 | 0 | 0 | 0 | 0 | 0 | 0 | 0 | 0 | 0 | 0 | 0 | 0 | 0 | 0 | 0 | 0 | 0 | 0 | 0 | 0 | 0 | 0
F4_Industrial_Paper and Printing_New_Space Heating_Natural Gas_Gas Boiler - Insulate Steam Lines/Condensate Tank_A_Achievable Economic TRC Potential | F4 | Industrial | Paper and Printing | New | Space Heating | Natural Gas | Gas Boiler - Insulate Steam Lines/Condensate Tank | A | Incremental Energy Savings (MWh or mTherms) | Achievable Economic TRC Potential | 0 | 0 | 0 | 0 | 0 | 0 | 0 | 0 | 0 | 0 | 0 | 0 | 0 | 0 | 0 | 0 | 0 | 0 | 0 | 0 | 0 | 0 | 0 | 0 | 0 | 0 | 0 | 0 | 0 | 0 | 0
F5_Industrial_Paper and Printing_New_Space Heating_Natural Gas_Gas Boiler - Insulate Steam Lines/Condensate Tank_A_Achievable Economic TRC Potential | F5 | Industrial | Paper and Printing | New | Space Heating | Natural Gas | Gas Boiler - Insulate Steam Lines/Condensate Tank | A | Incremental Summer Peak Savings (MW) | Achievable Economic TRC Potential | 0 | 0 | 0 | 0 | 0 | 0 | 0 | 0 | 0 | 0 | 0 | 0 | 0 | 0 | 0 | 0 | 0 | 0 | 0 | 0 | 0 | 0 | 0 | 0 | 0 | 0 | 0 | 0 | 0 | 0 | 0
F6_Industrial_Paper and Printing_New_Space Heating_Natural Gas_Gas Boiler - Insulate Steam Lines/Condensate Tank_A_Achievable Economic TRC Potential | F6 | Industrial | Paper and Printing | New | Space Heating | Natural Gas | Gas Boiler - Insulate Steam Lines/Condensate Tank | A | Incremental Winter Peak Savings (MW) | Achievable Economic TRC Potential | 0 | 0 | 0 | 0 | 0 | 0 | 0 | 0 | 0 | 0 | 0 | 0 | 0 | 0 | 0 | 0 | 0 | 0 | 0 | 0 | 0 | 0 | 0 | 0 | 0 | 0 | 0 | 0 | 0 | 0 | 0
F7_Industrial_Paper and Printing_New_Space Heating_Natural Gas_Gas Boiler - Insulate Steam Lines/Condensate Tank_A_Achievable Economic TRC Potential | F7 | Industrial | Paper and Printing | New | Space Heating | Natural Gas | Gas Boiler - Insulate Steam Lines/Condensate Tank | A | Cumulative Energy Savings (MWh or mTherms) | Achievable Economic TRC Potential | 0 | 0 | 0 | 0 | 0 | 0 | 0 | 0 | 0 | 0 | 0 | 0 | 0 | 0 | 0 | 0 | 0 | 0 | 0 | 0 | 0 | 0 | 0 | 0 | 0 | 0 | 0 | 0 | 0 | 0 | 0
F8_Industrial_Paper and Printing_New_Space Heating_Natural Gas_Gas Boiler - Insulate Steam Lines/Condensate Tank_A_Achievable Economic TRC Potential | F8 | Industrial | Paper and Printing | New | Space Heating | Natural Gas | Gas Boiler - Insulate Steam Lines/Condensate Tank | A | Cumulative Summer Peak Savings (MW) | Achievable Economic TRC Potential | 0 | 0 | 0 | 0 | 0 | 0 | 0 | 0 | 0 | 0 | 0 | 0 | 0 | 0 | 0 | 0 | 0 | 0 | 0 | 0 | 0 | 0 | 0 | 0 | 0 | 0 | 0 | 0 | 0 | 0 | 0
F9_Industrial_Paper and Printing_New_Space Heating_Natural Gas_Gas Boiler - Insulate Steam Lines/Condensate Tank_A_Achievable Economic TRC Potential | F9 | Industrial | Paper and Printing | New | Space Heating | Natural Gas | Gas Boiler - Insulate Steam Lines/Condensate Tank | A | Cumulative Winter Peak Savings (MW) | Achievable Economic TRC Potential | 0 | 0 | 0 | 0 | 0 | 0 | 0 | 0 | 0 | 0 | 0 | 0 | 0 | 0 | 0 | 0 | 0 | 0 | 0 | 0 | 0 | 0 | 0 | 0 | 0 | 0 | 0 | 0 | 0 | 0 | 0
F10_Industrial_Paper and Printing_New_Space Heating_Natural Gas_Gas Boiler - Insulate Steam Lines/Condensate Tank_A_Achievable Economic TRC Potential | F10 | Industrial | Paper and Printing | New | Space Heating | Natural Gas | Gas Boiler - Insulate Steam Lines/Condensate Tank | A | Purchases (Incremental) | Achievable Economic TRC Potential | 0 | 0 | 0 | 0 | 0 | 0 | 0 | 0 | 0 | 0 | 0 | 0 | 0 | 0 | 0 | 0 | 0 | 0 | 0 | 0 | 0 | 0 | 0 | 0 | 0 | 0 | 0 | 0 | 0 | 0 | 0
F11_Industrial_Paper and Printing_New_Space Heating_Natural Gas_Gas Boiler - Insulate Steam Lines/Condensate Tank_A_Achievable Economic TRC Potential | F11 | Industrial | Paper and Printing | New | Space Heating | Natural Gas | Gas Boiler - Insulate Steam Lines/Condensate Tank | A | Purchases (Cumulative) | Achievable Economic TRC Potential | 0 | 0 | 0 | 0 | 0 | 0 | 0 | 0 | 0 | 0 | 0 | 0 | 0 | 0 | 0 | 0 | 0 | 0 | 0 | 0 | 0 | 0 | 0 | 0 | 0 | 0 | 0 | 0 | 0 | 0 | 0
F1_Industrial_Paper and Printing_New_Process_Natural Gas_Gas Boiler - Insulate Steam Lines/Condensate Tank_A_Achievable Economic TRC Potential | F1 | Industrial | Paper and Printing | New | Process | Natural Gas | Gas Boiler - Insulate Steam Lines/Condensate Tank | A | Integrated Unit Energy Savings (kWh or therms) | Achievable Economic TRC Potential | 0 | 0 | 0 | 0 | 0 | 603.2901 | 602.4375 | 601.5862 | 600.8099 | 600.0534 | 599.5979 | 599.1929 | 598.8139 | 598.4593 | 598.1315 | 597.8513 | 597.6255 | 597.4647 | 597.3687 | 597.3205 | 597.3363 | 597.3593 | 597.3806 | 597.3973 | 597.4057 | 597.6645 | 597.904 | 598.1262 | 604.3224 | 604.3224 | 604.3224
F2_Industrial_Paper and Printing_New_Process_Natural Gas_Gas Boiler - Insulate Steam Lines/Condensate Tank_A_Achievable Economic TRC Potential | F2 | Industrial | Paper and Printing | New | Process | Natural Gas | Gas Boiler - Insulate Steam Lines/Condensate Tank | A | Integrated Unit Summer Peak Savings (kW) | Achievable Economic TRC Potential | 0 | 0 | 0 | 0 | 0 | 0 | 0 | 0 | 0 | 0 | 0 | 0 | 0 | 0 | 0 | 0 | 0 | 0 | 0 | 0 | 0 | 0 | 0 | 0 | 0 | 0 | 0 | 0 | 0 | 0 | 0
F3_Industrial_Paper and Printing_New_Process_Natural Gas_Gas Boiler - Insulate Steam Lines/Condensate Tank_A_Achievable Economic TRC Potential | F3 | Industrial | Paper and Printing | New | Process | Natural Gas | Gas Boiler - Insulate Steam Lines/Condensate Tank | A | Integrated Unit Winter Peak Savings (kW) | Achievable Economic TRC Potential | 0 | 0 | 0 | 0 | 0 | 0 | 0 | 0 | 0 | 0 | 0 | 0 | 0 | 0 | 0 | 0 | 0 | 0 | 0 | 0 | 0 | 0 | 0 | 0 | 0 | 0 | 0 | 0 | 0 | 0 | 0
F4_Industrial_Paper and Printing_New_Process_Natural Gas_Gas Boiler - Insulate Steam Lines/Condensate Tank_A_Achievable Economic TRC Potential | F4 | Industrial | Paper and Printing | New | Process | Natural Gas | Gas Boiler - Insulate Steam Lines/Condensate Tank | A | Incremental Energy Savings (MWh or mTherms) | Achievable Economic TRC Potential | 0 | 0 | 0 | 0 | 0 | 0.0068885 | 0.0081494 | 0.0094061 | 0.010653 | 0.011898 | 0.013147 | 0.01438 | 0.015608 | 0.016833 | 0.018037 | 0.019247 | 0.020445 | 0.021645 | 0.022841 | 0.024028 | 0.025218 | 0.026404 | 0.027586 | 0.028763 | 0.029936 | 0.0068242 | 0.0080881 | 0.009352 | 0.010715 | 0.011982 | 0.013251
F5_Industrial_Paper and Printing_New_Process_Natural Gas_Gas Boiler - Insulate Steam Lines/Condensate Tank_A_Achievable Economic TRC Potential | F5 | Industrial | Paper and Printing | New | Process | Natural Gas | Gas Boiler - Insulate Steam Lines/Condensate Tank | A | Incremental Summer Peak Savings (MW) | Achievable Economic TRC Potential | 0 | 0 | 0 | 0 | 0 | 0 | 0 | 0 | 0 | 0 | 0 | 0 | 0 | 0 | 0 | 0 | 0 | 0 | 0 | 0 | 0 | 0 | 0 | 0 | 0 | 0 | 0 | 0 | 0 | 0 | 0
F6_Industrial_Paper and Printing_New_Process_Natural Gas_Gas Boiler - Insulate Steam Lines/Condensate Tank_A_Achievable Economic TRC Potential | F6 | Industrial | Paper and Printing | New | Process | Natural Gas | Gas Boiler - Insulate Steam Lines/Condensate Tank | A | Incremental Winter Peak Savings (MW) | Achievable Economic TRC Potential | 0 | 0 | 0 | 0 | 0 | 0 | 0 | 0 | 0 | 0 | 0 | 0 | 0 | 0 | 0 | 0 | 0 | 0 | 0 | 0 | 0 | 0 | 0 | 0 | 0 | 0 | 0 | 0 | 0 | 0 | 0
F7_Industrial_Paper and Printing_New_Process_Natural Gas_Gas Boiler - Insulate Steam Lines/Condensate Tank_A_Achievable Economic TRC Potential | F7 | Industrial | Paper and Printing | New | Process | Natural Gas | Gas Boiler - Insulate Steam Lines/Condensate Tank | A | Cumulative Energy Savings (MWh or mTherms) | Achievable Economic TRC Potential | 0 | 0 | 0 | 0 | 0 | 0.0068885 | 0.015028 | 0.024413 | 0.035035 | 0.046888 | 0.06 | 0.074339 | 0.0899 | 0.10668 | 0.12466 | 0.14385 | 0.16424 | 0.18584 | 0.20865 | 0.23266 | 0.25788 | 0.2843 | 0.31189 | 0.34067 | 0.37061 | 0.37077 | 0.37092 | 0.37105 | 0 | 0 | 0
F8_Industrial_Paper and Printing_New_Process_Natural Gas_Gas Boiler - Insulate Steam Lines/Condensate Tank_A_Achievable Economic TRC Potential | F8 | Industrial | Paper and Printing | New | Process | Natural Gas | Gas Boiler - Insulate Steam Lines/Condensate Tank | A | Cumulative Summer Peak Savings (MW) | Achievable Economic TRC Potential | 0 | 0 | 0 | 0 | 0 | 0 | 0 | 0 | 0 | 0 | 0 | 0 | 0 | 0 | 0 | 0 | 0 | 0 | 0 | 0 | 0 | 0 | 0 | 0 | 0 | 0 | 0 | 0 | 0 | 0 | 0
F9_Industrial_Paper and Printing_New_Process_Natural Gas_Gas Boiler - Insulate Steam Lines/Condensate Tank_A_Achievable Economic TRC Potential | F9 | Industrial | Paper and Printing | New | Process | Natural Gas | Gas Boiler - Insulate Steam Lines/Condensate Tank | A | Cumulative Winter Peak Savings (MW) | Achievable Economic TRC Potential | 0 | 0 | 0 | 0 | 0 | 0 | 0 | 0 | 0 | 0 | 0 | 0 | 0 | 0 | 0 | 0 | 0 | 0 | 0 | 0 | 0 | 0 | 0 | 0 | 0 | 0 | 0 | 0 | 0 | 0 | 0
F10_Industrial_Paper and Printing_New_Process_Natural Gas_Gas Boiler - Insulate Steam Lines/Condensate Tank_A_Achievable Economic TRC Potential | F10 | Industrial | Paper and Printing | New | Process | Natural Gas | Gas Boiler - Insulate Steam Lines/Condensate Tank | A | Purchases (Incremental) | Achievable Economic TRC Potential | 0 | 0 | 0 | 0 | 0 | 0.011418 | 0.013527 | 0.015636 | 0.017731 | 0.019828 | 0.021926 | 0.023998 | 0.026065 | 0.028127 | 0.030156 | 0.032193 | 0.03421 | 0.036228 | 0.038236 | 0.040226 | 0.042218 | 0.044202 | 0.046178 | 0.048147 | 0.050109 | 0.011418 | 0.013527 | 0.015636 | 0.017731 | 0.019828 | 0.021926
F11_Industrial_Paper and Printing_New_Process_Natural Gas_Gas Boiler - Insulate Steam Lines/Condensate Tank_A_Achievable Economic TRC Potential | F11 | Industrial | Paper and Printing | New | Process | Natural Gas | Gas Boiler - Insulate Steam Lines/Condensate Tank | A | Purchases (Cumulative) | Achievable Economic TRC Potential | 0 | 0 | 0 | 0 | 0 | 0.011418 | 0.024946 | 0.040581 | 0.058312 | 0.07814 | 0.10007 | 0.12406 | 0.15013 | 0.17826 | 0.20841 | 0.2406 | 0.27482 | 0.31104 | 0.34928 | 0.38951 | 0.43172 | 0.47593 | 0.5221 | 0.57025 | 0.62036 | 0.62036 | 0.62036 | 0.62036 | 0.62036 | 0.62036 | 0.62036
F1_Industrial_Paper and Printing_New_Space Heating_Natural Gas_Gas Boiler - Insulate Hot Water Lines_A_Achievable Economic TRC Potential | F1 | Industrial | Paper and Printing | New | Space Heating | Natural Gas | Gas Boiler - Insulate Hot Water Lines | A | Integrated Unit Energy Savings (kWh or therms) | Achievable Economic TRC Potential | 0 | 0 | 0 | 0 | 0 | 0 | 0 | 0 | 0 | 0 | 0 | 0 | 0 | 0 | 0 | 0 | 0 | 0 | 0 | 0 | 0 | 0 | 0 | 0 | 0 | 0 | 0 | 0 | 0 | 0 | 0
F2_Industrial_Paper and Printing_New_Space Heating_Natural Gas_Gas Boiler - Insulate Hot Water Lines_A_Achievable Economic TRC Potential | F2 | Industrial | Paper and Printing | New | Space Heating | Natural Gas | Gas Boiler - Insulate Hot Water Lines | A | Integrated Unit Summer Peak Savings (kW) | Achievable Economic TRC Potential | 0 | 0 | 0 | 0 | 0 | 0 | 0 | 0 | 0 | 0 | 0 | 0 | 0 | 0 | 0 | 0 | 0 | 0 | 0 | 0 | 0 | 0 | 0 | 0 | 0 | 0 | 0 | 0 | 0 | 0 | 0
F3_Industrial_Paper and Printing_New_Space Heating_Natural Gas_Gas Boiler - Insulate Hot Water Lines_A_Achievable Economic TRC Potential | F3 | Industrial | Paper and Printing | New | Space Heating | Natural Gas | Gas Boiler - Insulate Hot Water Lines | A | Integrated Unit Winter Peak Savings (kW) | Achievable Economic TRC Potential | 0 | 0 | 0 | 0 | 0 | 0 | 0 | 0 | 0 | 0 | 0 | 0 | 0 | 0 | 0 | 0 | 0 | 0 | 0 | 0 | 0 | 0 | 0 | 0 | 0 | 0 | 0 | 0 | 0 | 0 | 0
F4_Industrial_Paper and Printing_New_Space Heating_Natural Gas_Gas Boiler - Insulate Hot Water Lines_A_Achievable Economic TRC Potential | F4 | Industrial | Paper and Printing | New | Space Heating | Natural Gas | Gas Boiler - Insulate Hot Water Lines | A | Incremental Energy Savings (MWh or mTherms) | Achievable Economic TRC Potential | 0 | 0 | 0 | 0 | 0 | 0 | 0 | 0 | 0 | 0 | 0 | 0 | 0 | 0 | 0 | 0 | 0 | 0 | 0 | 0 | 0 | 0 | 0 | 0 | 0 | 0 | 0 | 0 | 0 | 0 | 0
F5_Industrial_Paper and Printing_New_Space Heating_Natural Gas_Gas Boiler - Insulate Hot Water Lines_A_Achievable Economic TRC Potential | F5 | Industrial | Paper and Printing | New | Space Heating | Natural Gas | Gas Boiler - Insulate Hot Water Lines | A | Incremental Summer Peak Savings (MW) | Achievable Economic TRC Potential | 0 | 0 | 0 | 0 | 0 | 0 | 0 | 0 | 0 | 0 | 0 | 0 | 0 | 0 | 0 | 0 | 0 | 0 | 0 | 0 | 0 | 0 | 0 | 0 | 0 | 0 | 0 | 0 | 0 | 0 | 0
F6_Industrial_Paper and Printing_New_Space Heating_Natural Gas_Gas Boiler - Insulate Hot Water Lines_A_Achievable Economic TRC Potential | F6 | Industrial | Paper and Printing | New | Space Heating | Natural Gas | Gas Boiler - Insulate Hot Water Lines | A | Incremental Winter Peak Savings (MW) | Achievable Economic TRC Potential | 0 | 0 | 0 | 0 | 0 | 0 | 0 | 0 | 0 | 0 | 0 | 0 | 0 | 0 | 0 | 0 | 0 | 0 | 0 | 0 | 0 | 0 | 0 | 0 | 0 | 0 | 0 | 0 | 0 | 0 | 0
F7_Industrial_Paper and Printing_New_Space Heating_Natural Gas_Gas Boiler - Insulate Hot Water Lines_A_Achievable Economic TRC Potential | F7 | Industrial | Paper and Printing | New | Space Heating | Natural Gas | Gas Boiler - Insulate Hot Water Lines | A | Cumulative Energy Savings (MWh or mTherms) | Achievable Economic TRC Potential | 0 | 0 | 0 | 0 | 0 | 0 | 0 | 0 | 0 | 0 | 0 | 0 | 0 | 0 | 0 | 0 | 0 | 0 | 0 | 0 | 0 | 0 | 0 | 0 | 0 | 0 | 0 | 0 | 0 | 0 | 0
F8_Industrial_Paper and Printing_New_Space Heating_Natural Gas_Gas Boiler - Insulate Hot Water Lines_A_Achievable Economic TRC Potential | F8 | Industrial | Paper and Printing | New | Space Heating | Natural Gas | Gas Boiler - Insulate Hot Water Lines | A | Cumulative Summer Peak Savings (MW) | Achievable Economic TRC Potential | 0 | 0 | 0 | 0 | 0 | 0 | 0 | 0 | 0 | 0 | 0 | 0 | 0 | 0 | 0 | 0 | 0 | 0 | 0 | 0 | 0 | 0 | 0 | 0 | 0 | 0 | 0 | 0 | 0 | 0 | 0
F9_Industrial_Paper and Printing_New_Space Heating_Natural Gas_Gas Boiler - Insulate Hot Water Lines_A_Achievable Economic TRC Potential | F9 | Industrial | Paper and Printing | New | Space Heating | Natural Gas | Gas Boiler - Insulate Hot Water Lines | A | Cumulative Winter Peak Savings (MW) | Achievable Economic TRC Potential | 0 | 0 | 0 | 0 | 0 | 0 | 0 | 0 | 0 | 0 | 0 | 0 | 0 | 0 | 0 | 0 | 0 | 0 | 0 | 0 | 0 | 0 | 0 | 0 | 0 | 0 | 0 | 0 | 0 | 0 | 0
F10_Industrial_Paper and Printing_New_Space Heating_Natural Gas_Gas Boiler - Insulate Hot Water Lines_A_Achievable Economic TRC Potential | F10 | Industrial | Paper and Printing | New | Space Heating | Natural Gas | Gas Boiler - Insulate Hot Water Lines | A | Purchases (Incremental) | Achievable Economic TRC Potential | 0 | 0 | 0 | 0 | 0 | 0 | 0 | 0 | 0 | 0 | 0 | 0 | 0 | 0 | 0 | 0 | 0 | 0 | 0 | 0 | 0 | 0 | 0 | 0 | 0 | 0 | 0 | 0 | 0 | 0 | 0
F11_Industrial_Paper and Printing_New_Space Heating_Natural Gas_Gas Boiler - Insulate Hot Water Lines_A_Achievable Economic TRC Potential | F11 | Industrial | Paper and Printing | New | Space Heating | Natural Gas | Gas Boiler - Insulate Hot Water Lines | A | Purchases (Cumulative) | Achievable Economic TRC Potential | 0 | 0 | 0 | 0 | 0 | 0 | 0 | 0 | 0 | 0 | 0 | 0 | 0 | 0 | 0 | 0 | 0 | 0 | 0 | 0 | 0 | 0 | 0 | 0 | 0 | 0 | 0 | 0 | 0 | 0 | 0
F1_Industrial_Paper and Printing_New_Process_Natural Gas_Gas Boiler - Insulate Hot Water Lines_A_Achievable Economic TRC Potential | F1 | Industrial | Paper and Printing | New | Process | Natural Gas | Gas Boiler - Insulate Hot Water Lines | A | Integrated Unit Energy Savings (kWh or therms) | Achievable Economic TRC Potential | 0 | 0 | 0 | 0 | 0 | 682.656 | 682.3232 | 681.9216 | 681.5606 | 681.1907 | 680.8473 | 680.5498 | 680.2704 | 680.0099 | 679.7758 | 679.5879 | 679.4588 | 679.3989 | 679.4097 | 679.4736 | 679.6072 | 679.7473 | 679.884 | 680.0143 | 680.134 | 680.2444 | 680.3464 | 680.4412 | 683.0744 | 683.0744 | 683.0744
F2_Industrial_Paper and Printing_New_Process_Natural Gas_Gas Boiler - Insulate Hot Water Lines_A_Achievable Economic TRC Potential | F2 | Industrial | Paper and Printing | New | Process | Natural Gas | Gas Boiler - Insulate Hot Water Lines | A | Integrated Unit Summer Peak Savings (kW) | Achievable Economic TRC Potential | 0 | 0 | 0 | 0 | 0 | 0 | 0 | 0 | 0 | 0 | 0 | 0 | 0 | 0 | 0 | 0 | 0 | 0 | 0 | 0 | 0 | 0 | 0 | 0 | 0 | 0 | 0 | 0 | 0 | 0 | 0
F3_Industrial_Paper and Printing_New_Process_Natural Gas_Gas Boiler - Insulate Hot Water Lines_A_Achievable Economic TRC Potential | F3 | Industrial | Paper and Printing | New | Process | Natural Gas | Gas Boiler - Insulate Hot Water Lines | A | Integrated Unit Winter Peak Savings (kW) | Achievable Economic TRC Potential | 0 | 0 | 0 | 0 | 0 | 0 | 0 | 0 | 0 | 0 | 0 | 0 | 0 | 0 | 0 | 0 | 0 | 0 | 0 | 0 | 0 | 0 | 0 | 0 | 0 | 0 | 0 | 0 | 0 | 0 | 0
F4_Industrial_Paper and Printing_New_Process_Natural Gas_Gas Boiler - Insulate Hot Water Lines_A_Achievable Economic TRC Potential | F4 | Industrial | Paper and Printing | New | Process | Natural Gas | Gas Boiler - Insulate Hot Water Lines | A | Incremental Energy Savings (MWh or mTherms) | Achievable Economic TRC Potential | 0 | 0 | 0 | 0 | 0 | 0.0077947 | 0.0092301 | 0.010662 | 0.012085 | 0.013507 | 0.014929 | 0.016332 | 0.017731 | 0.019126 | 0.020499 | 0.021878 | 0.023245 | 0.024613 | 0.025978 | 0.027332 | 0.028692 | 0.030046 | 0.031396 | 0.032741 | 0.034081 | 0.0077671 | 0.0092033 | 0.010639 | 0.012112 | 0.013544 | 0.014977
F5_Industrial_Paper and Printing_New_Process_Natural Gas_Gas Boiler - Insulate Hot Water Lines_A_Achievable Economic TRC Potential | F5 | Industrial | Paper and Printing | New | Process | Natural Gas | Gas Boiler - Insulate Hot Water Lines | A | Incremental Summer Peak Savings (MW) | Achievable Economic TRC Potential | 0 | 0 | 0 | 0 | 0 | 0 | 0 | 0 | 0 | 0 | 0 | 0 | 0 | 0 | 0 | 0 | 0 | 0 | 0 | 0 | 0 | 0 | 0 | 0 | 0 | 0 | 0 | 0 | 0 | 0 | 0
F6_Industrial_Paper and Printing_New_Process_Natural Gas_Gas Boiler - Insulate Hot Water Lines_A_Achievable Economic TRC Potential | F6 | Industrial | Paper and Printing | New | Process | Natural Gas | Gas Boiler - Insulate Hot Water Lines | A | Incremental Winter Peak Savings (MW) | Achievable Economic TRC Potential | 0 | 0 | 0 | 0 | 0 | 0 | 0 | 0 | 0 | 0 | 0 | 0 | 0 | 0 | 0 | 0 | 0 | 0 | 0 | 0 | 0 | 0 | 0 | 0 | 0 | 0 | 0 | 0 | 0 | 0 | 0
F7_Industrial_Paper and Printing_New_Process_Natural Gas_Gas Boiler - Insulate Hot Water Lines_A_Achievable Economic TRC Potential | F7 | Industrial | Paper and Printing | New | Process | Natural Gas | Gas Boiler - Insulate Hot Water Lines | A | Cumulative Energy Savings (MWh or mTherms) | Achievable Economic TRC Potential | 0 | 0 | 0 | 0 | 0 | 0.0077947 | 0.017021 | 0.027673 | 0.039743 | 0.053228 | 0.06813 | 0.084432 | 0.10213 | 0.12122 | 0.14167 | 0.16351 | 0.18673 | 0.21132 | 0.2373 | 0.26466 | 0.2934 | 0.32351 | 0.35497 | 0.38778 | 0.42193 | 0.422 | 0.42206 | 0.42212 | 0 | 0 | 0
F8_Industrial_Paper and Printing_New_Process_Natural Gas_Gas Boiler - Insulate Hot Water Lines_A_Achievable Economic TRC Potential | F8 | Industrial | Paper and Printing | New | Process | Natural Gas | Gas Boiler - Insulate Hot Water Lines | A | Cumulative Summer Peak Savings (MW) | Achievable Economic TRC Potential | 0 | 0 | 0 | 0 | 0 | 0 | 0 | 0 | 0 | 0 | 0 | 0 | 0 | 0 | 0 | 0 | 0 | 0 | 0 | 0 | 0 | 0 | 0 | 0 | 0 | 0 | 0 | 0 | 0 | 0 | 0
F9_Industrial_Paper and Printing_New_Process_Natural Gas_Gas Boiler - Insulate Hot Water Lines_A_Achievable Economic TRC Potential | F9 | Industrial | Paper and Printing | New | Process | Natural Gas | Gas Boiler - Insulate Hot Water Lines | A | Cumulative Winter Peak Savings (MW) | Achievable Economic TRC Potential | 0 | 0 | 0 | 0 | 0 | 0 | 0 | 0 | 0 | 0 | 0 | 0 | 0 | 0 | 0 | 0 | 0 | 0 | 0 | 0 | 0 | 0 | 0 | 0 | 0 | 0 | 0 | 0 | 0 | 0 | 0
F10_Industrial_Paper and Printing_New_Process_Natural Gas_Gas Boiler - Insulate Hot Water Lines_A_Achievable Economic TRC Potential | F10 | Industrial | Paper and Printing | New | Process | Natural Gas | Gas Boiler - Insulate Hot Water Lines | A | Purchases (Incremental) | Achievable Economic TRC Potential | 0 | 0 | 0 | 0 | 0 | 0.011418 | 0.013527 | 0.015636 | 0.017731 | 0.019828 | 0.021926 | 0.023998 | 0.026065 | 0.028127 | 0.030156 | 0.032193 | 0.03421 | 0.036228 | 0.038236 | 0.040226 | 0.042218 | 0.044202 | 0.046178 | 0.048147 | 0.050109 | 0.011418 | 0.013527 | 0.015636 | 0.017731 | 0.019828 | 0.021926
F11_Industrial_Paper and Printing_New_Process_Natural Gas_Gas Boiler - Insulate Hot Water Lines_A_Achievable Economic TRC Potential | F11 | Industrial | Paper and Printing | New | Process | Natural Gas | Gas Boiler - Insulate Hot Water Lines | A | Purchases (Cumulative) | Achievable Economic TRC Potential | 0 | 0 | 0 | 0 | 0 | 0.011418 | 0.024946 | 0.040581 | 0.058312 | 0.07814 | 0.10007 | 0.12406 | 0.15013 | 0.17826 | 0.20841 | 0.2406 | 0.27482 | 0.31104 | 0.34928 | 0.38951 | 0.43172 | 0.47593 | 0.5221 | 0.57025 | 0.62036 | 0.62036 | 0.62036 | 0.62036 | 0.62036 | 0.62036 | 0.62036
F1_Industrial_Paper and Printing_New_Process_Natural Gas_Process - Insulate Heated Process Fluids_A_Achievable Economic TRC Potential | F1 | Industrial | Paper and Printing | New | Process | Natural Gas | Process - Insulate Heated Process Fluids | A | Integrated Unit Energy Savings (kWh or therms) | Achievable Economic TRC Potential | 0 | 0 | 0 | 0 | 0 | 558.154 | 557.251 | 556.3621 | 555.5506 | 554.7632 | 554.2581 | 553.8023 | 553.3726 | 552.9673 | 552.5874 | 552.2529 | 551.9693 | 551.7467 | 551.5844 | 551.4663 | 551.4081 | 551.3567 | 551.304 | 551.2473 | 551.1831 | 551.4843 | 551.7631 | 552.0218 | 559.2448 | 559.2448 | 559.2448
F2_Industrial_Paper and Printing_New_Process_Natural Gas_Process - Insulate Heated Process Fluids_A_Achievable Economic TRC Potential | F2 | Industrial | Paper and Printing | New | Process | Natural Gas | Process - Insulate Heated Process Fluids | A | Integrated Unit Summer Peak Savings (kW) | Achievable Economic TRC Potential | 0 | 0 | 0 | 0 | 0 | 0 | 0 | 0 | 0 | 0 | 0 | 0 | 0 | 0 | 0 | 0 | 0 | 0 | 0 | 0 | 0 | 0 | 0 | 0 | 0 | 0 | 0 | 0 | 0 | 0 | 0
F3_Industrial_Paper and Printing_New_Process_Natural Gas_Process - Insulate Heated Process Fluids_A_Achievable Economic TRC Potential | F3 | Industrial | Paper and Printing | New | Process | Natural Gas | Process - Insulate Heated Process Fluids | A | Integrated Unit Winter Peak Savings (kW) | Achievable Economic TRC Potential | 0 | 0 | 0 | 0 | 0 | 0 | 0 | 0 | 0 | 0 | 0 | 0 | 0 | 0 | 0 | 0 | 0 | 0 | 0 | 0 | 0 | 0 | 0 | 0 | 0 | 0 | 0 | 0 | 0 | 0 | 0
F4_Industrial_Paper and Printing_New_Process_Natural Gas_Process - Insulate Heated Process Fluids_A_Achievable Economic TRC Potential | F4 | Industrial | Paper and Printing | New | Process | Natural Gas | Process - Insulate Heated Process Fluids | A | Incremental Energy Savings (MWh or mTherms) | Achievable Economic TRC Potential | 0 | 0 | 0 | 0 | 0 | 0 | 0 | 0 | 0 | 0 | 0 | 0 | 0 | 0 | 0 | 0 | 0 | 0 | 0 | 0 | 0 | 0 | 0 | 0 | 0 | 0 | 0 | 0 | 0 | 0 | 0
F5_Industrial_Paper and Printing_New_Process_Natural Gas_Process - Insulate Heated Process Fluids_A_Achievable Economic TRC Potential | F5 | Industrial | Paper and Printing | New | Process | Natural Gas | Process - Insulate Heated Process Fluids | A | Incremental Summer Peak Savings (MW) | Achievable Economic TRC Potential | 0 | 0 | 0 | 0 | 0 | 0 | 0 | 0 | 0 | 0 | 0 | 0 | 0 | 0 | 0 | 0 | 0 | 0 | 0 | 0 | 0 | 0 | 0 | 0 | 0 | 0 | 0 | 0 | 0 | 0 | 0
F6_Industrial_Paper and Printing_New_Process_Natural Gas_Process - Insulate Heated Process Fluids_A_Achievable Economic TRC Potential | F6 | Industrial | Paper and Printing | New | Process | Natural Gas | Process - Insulate Heated Process Fluids | A | Incremental Winter Peak Savings (MW) | Achievable Economic TRC Potential | 0 | 0 | 0 | 0 | 0 | 0 | 0 | 0 | 0 | 0 | 0 | 0 | 0 | 0 | 0 | 0 | 0 | 0 | 0 | 0 | 0 | 0 | 0 | 0 | 0 | 0 | 0 | 0 | 0 | 0 | 0
F7_Industrial_Paper and Printing_New_Process_Natural Gas_Process - Insulate Heated Process Fluids_A_Achievable Economic TRC Potential | F7 | Industrial | Paper and Printing | New | Process | Natural Gas | Process - Insulate Heated Process Fluids | A | Cumulative Energy Savings (MWh or mTherms) | Achievable Economic TRC Potential | 0 | 0 | 0 | 0 | 0 | 0 | 0 | 0 | 0 | 0 | 0 | 0 | 0 | 0 | 0 | 0 | 0 | 0 | 0 | 0 | 0 | 0 | 0 | 0 | 0 | 0 | 0 | 0 | 0 | 0 | 0
F8_Industrial_Paper and Printing_New_Process_Natural Gas_Process - Insulate Heated Process Fluids_A_Achievable Economic TRC Potential | F8 | Industrial | Paper and Printing | New | Process | Natural Gas | Process - Insulate Heated Process Fluids | A | Cumulative Summer Peak Savings (MW) | Achievable Economic TRC Potential | 0 | 0 | 0 | 0 | 0 | 0 | 0 | 0 | 0 | 0 | 0 | 0 | 0 | 0 | 0 | 0 | 0 | 0 | 0 | 0 | 0 | 0 | 0 | 0 | 0 | 0 | 0 | 0 | 0 | 0 | 0
F9_Industrial_Paper and Printing_New_Process_Natural Gas_Process - Insulate Heated Process Fluids_A_Achievable Economic TRC Potential | F9 | Industrial | Paper and Printing | New | Process | Natural Gas | Process - Insulate Heated Process Fluids | A | Cumulative Winter Peak Savings (MW) | Achievable Economic TRC Potential | 0 | 0 | 0 | 0 | 0 | 0 | 0 | 0 | 0 | 0 | 0 | 0 | 0 | 0 | 0 | 0 | 0 | 0 | 0 | 0 | 0 | 0 | 0 | 0 | 0 | 0 | 0 | 0 | 0 | 0 | 0
F10_Industrial_Paper and Printing_New_Process_Natural Gas_Process - Insulate Heated Process Fluids_A_Achievable Economic TRC Potential | F10 | Industrial | Paper and Printing | New | Process | Natural Gas | Process - Insulate Heated Process Fluids | A | Purchases (Incremental) | Achievable Economic TRC Potential | 0 | 0 | 0 | 0 | 0 | 0 | 0 | 0 | 0 | 0 | 0 | 0 | 0 | 0 | 0 | 0 | 0 | 0 | 0 | 0 | 0 | 0 | 0 | 0 | 0 | 0 | 0 | 0 | 0 | 0 | 0
F11_Industrial_Paper and Printing_New_Process_Natural Gas_Process - Insulate Heated Process Fluids_A_Achievable Economic TRC Potential | F11 | Industrial | Paper and Printing | New | Process | Natural Gas | Process - Insulate Heated Process Fluids | A | Purchases (Cumulative) | Achievable Economic TRC Potential | 0 | 0 | 0 | 0 | 0 | 0 | 0 | 0 | 0 | 0 | 0 | 0 | 0 | 0 | 0 | 0 | 0 | 0 | 0 | 0 | 0 | 0 | 0 | 0 | 0 | 0 | 0 | 0 | 0 | 0 | 0
F1_Industrial_Paper and Printing_New_Process_Natural Gas_Process Heat Recovery_A_Achievable Economic TRC Potential | F1 | Industrial | Paper and Printing | New | Process | Natural Gas | Process Heat Recovery | A | Integrated Unit Energy Savings (kWh or therms) | Achievable Economic TRC Potential | 0 | 0 | 0 | 0 | 0 | 73.2469 | 73.1284 | 73.0117 | 72.9052 | 72.8019 | 72.7356 | 72.6758 | 72.6194 | 72.5662 | 72.5163 | 72.4725 | 72.4352 | 72.406 | 72.3847 | 72.3692 | 72.3616 | 72.3548 | 72.3479 | 72.3405 | 72.3321 | 72.3716 | 72.4082 | 72.4421 | 0 | 0 | 0
F2_Industrial_Paper and Printing_New_Process_Natural Gas_Process Heat Recovery_A_Achievable Economic TRC Potential | F2 | Industrial | Paper and Printing | New | Process | Natural Gas | Process Heat Recovery | A | Integrated Unit Summer Peak Savings (kW) | Achievable Economic TRC Potential | 0 | 0 | 0 | 0 | 0 | 0 | 0 | 0 | 0 | 0 | 0 | 0 | 0 | 0 | 0 | 0 | 0 | 0 | 0 | 0 | 0 | 0 | 0 | 0 | 0 | 0 | 0 | 0 | 0 | 0 | 0
F3_Industrial_Paper and Printing_New_Process_Natural Gas_Process Heat Recovery_A_Achievable Economic TRC Potential | F3 | Industrial | Paper and Printing | New | Process | Natural Gas | Process Heat Recovery | A | Integrated Unit Winter Peak Savings (kW) | Achievable Economic TRC Potential | 0 | 0 | 0 | 0 | 0 | 0 | 0 | 0 | 0 | 0 | 0 | 0 | 0 | 0 | 0 | 0 | 0 | 0 | 0 | 0 | 0 | 0 | 0 | 0 | 0 | 0 | 0 | 0 | 0 | 0 | 0
F4_Industrial_Paper and Printing_New_Process_Natural Gas_Process Heat Recovery_A_Achievable Economic TRC Potential | F4 | Industrial | Paper and Printing | New | Process | Natural Gas | Process Heat Recovery | A | Incremental Energy Savings (MWh or mTherms) | Achievable Economic TRC Potential | 0 | 0 | 0 | 0 | 0 | 0 | 0 | 0 | 0 | 0 | 0 | 0 | 0 | 0 | 0 | 0 | 0 | 0 | 0 | 0 | 0 | 0 | 0 | 0 | 0 | 0 | 0 | 0 | 0 | 0 | 0
F5_Industrial_Paper and Printing_New_Process_Natural Gas_Process Heat Recovery_A_Achievable Economic TRC Potential | F5 | Industrial | Paper and Printing | New | Process | Natural Gas | Process Heat Recovery | A | Incremental Summer Peak Savings (MW) | Achievable Economic TRC Potential | 0 | 0 | 0 | 0 | 0 | 0 | 0 | 0 | 0 | 0 | 0 | 0 | 0 | 0 | 0 | 0 | 0 | 0 | 0 | 0 | 0 | 0 | 0 | 0 | 0 | 0 | 0 | 0 | 0 | 0 | 0
F6_Industrial_Paper and Printing_New_Process_Natural Gas_Process Heat Recovery_A_Achievable Economic TRC Potential | F6 | Industrial | Paper and Printing | New | Process | Natural Gas | Process Heat Recovery | A | Incremental Winter Peak Savings (MW) | Achievable Economic TRC Potential | 0 | 0 | 0 | 0 | 0 | 0 | 0 | 0 | 0 | 0 | 0 | 0 | 0 | 0 | 0 | 0 | 0 | 0 | 0 | 0 | 0 | 0 | 0 | 0 | 0 | 0 | 0 | 0 | 0 | 0 | 0
F7_Industrial_Paper and Printing_New_Process_Natural Gas_Process Heat Recovery_A_Achievable Economic TRC Potential | F7 | Industrial | Paper and Printing | New | Process | Natural Gas | Process Heat Recovery | A | Cumulative Energy Savings (MWh or mTherms) | Achievable Economic TRC Potential | 0 | 0 | 0 | 0 | 0 | 0 | 0 | 0 | 0 | 0 | 0 | 0 | 0 | 0 | 0 | 0 | 0 | 0 | 0 | 0 | 0 | 0 | 0 | 0 | 0 | 0 | 0 | 0 | 0 | 0 | 0
F8_Industrial_Paper and Printing_New_Process_Natural Gas_Process Heat Recovery_A_Achievable Economic TRC Potential | F8 | Industrial | Paper and Printing | New | Process | Natural Gas | Process Heat Recovery | A | Cumulative Summer Peak Savings (MW) | Achievable Economic TRC Potential | 0 | 0 | 0 | 0 | 0 | 0 | 0 | 0 | 0 | 0 | 0 | 0 | 0 | 0 | 0 | 0 | 0 | 0 | 0 | 0 | 0 | 0 | 0 | 0 | 0 | 0 | 0 | 0 | 0 | 0 | 0
F9_Industrial_Paper and Printing_New_Process_Natural Gas_Process Heat Recovery_A_Achievable Economic TRC Potential | F9 | Industrial | Paper and Printing | New | Process | Natural Gas | Process Heat Recovery | A | Cumulative Winter Peak Savings (MW) | Achievable Economic TRC Potential | 0 | 0 | 0 | 0 | 0 | 0 | 0 | 0 | 0 | 0 | 0 | 0 | 0 | 0 | 0 | 0 | 0 | 0 | 0 | 0 | 0 | 0 | 0 | 0 | 0 | 0 | 0 | 0 | 0 | 0 | 0
F10_Industrial_Paper and Printing_New_Process_Natural Gas_Process Heat Recovery_A_Achievable Economic TRC Potential | F10 | Industrial | Paper and Printing | New | Process | Natural Gas | Process Heat Recovery | A | Purchases (Incremental) | Achievable Economic TRC Potential | 0 | 0 | 0 | 0 | 0 | 0 | 0 | 0 | 0 | 0 | 0 | 0 | 0 | 0 | 0 | 0 | 0 | 0 | 0 | 0 | 0 | 0 | 0 | 0 | 0 | 0 | 0 | 0 | 0 | 0 | 0
F11_Industrial_Paper and Printing_New_Process_Natural Gas_Process Heat Recovery_A_Achievable Economic TRC Potential | F11 | Industrial | Paper and Printing | New | Process | Natural Gas | Process Heat Recovery | A | Purchases (Cumulative) | Achievable Economic TRC Potential | 0 | 0 | 0 | 0 | 0 | 0 | 0 | 0 | 0 | 0 | 0 | 0 | 0 | 0 | 0 | 0 | 0 | 0 | 0 | 0 | 0 | 0 | 0 | 0 | 0 | 0 | 0 | 0 | 0 | 0 | 0
F1_Industrial_Paper and Printing_New_Space Heating_Natural Gas_Building Automation System_A_Achievable Economic TRC Potential | F1 | Industrial | Paper and Printing | New | Space Heating | Natural Gas | Building Automation System | A | Integrated Unit Energy Savings (kWh or therms) | Achievable Economic TRC Potential | 0 | 0 | 0 | 0 | 0 | 0.014537 | 0.014291 | 0.014088 | 0.013912 | 0.013755 | 0.013618 | 0.013454 | 0.013278 | 0.0131 | 0.012924 | 0.012766 | 0.012624 | 0.012504 | 0.012344 | 0.01222 | 0.012127 | 0.012052 | 0.012011 | 0.011983 | 0.011967 | 0.011959 | 0.011955 | 0.011955 | 0 | 0 | 0
F2_Industrial_Paper and Printing_New_Space Heating_Natural Gas_Building Automation System_A_Achievable Economic TRC Potential | F2 | Industrial | Paper and Printing | New | Space Heating | Natural Gas | Building Automation System | A | Integrated Unit Summer Peak Savings (kW) | Achievable Economic TRC Potential | 0 | 0 | 0 | 0 | 0 | 0 | 0 | 0 | 0 | 0 | 0 | 0 | 0 | 0 | 0 | 0 | 0 | 0 | 0 | 0 | 0 | 0 | 0 | 0 | 0 | 0 | 0 | 0 | 0 | 0 | 0
F3_Industrial_Paper and Printing_New_Space Heating_Natural Gas_Building Automation System_A_Achievable Economic TRC Potential | F3 | Industrial | Paper and Printing | New | Space Heating | Natural Gas | Building Automation System | A | Integrated Unit Winter Peak Savings (kW) | Achievable Economic TRC Potential | 0 | 0 | 0 | 0 | 0 | 0 | 0 | 0 | 0 | 0 | 0 | 0 | 0 | 0 | 0 | 0 | 0 | 0 | 0 | 0 | 0 | 0 | 0 | 0 | 0 | 0 | 0 | 0 | 0 | 0 | 0
F4_Industrial_Paper and Printing_New_Space Heating_Natural Gas_Building Automation System_A_Achievable Economic TRC Potential | F4 | Industrial | Paper and Printing | New | Space Heating | Natural Gas | Building Automation System | A | Incremental Energy Savings (MWh or mTherms) | Achievable Economic TRC Potential | 0 | 0 | 0 | 0 | 0 | 7.8894e-05 | 0.00018368 | 0.00037158 | 0.0006769 | 0.0011359 | 0.0017811 | 0.0026199 | 0.0036405 | 0.0047937 | 0.0059796 | 0.0070742 | 0.007908 | 0.0083298 | 0.008181 | 0.0074916 | 0.0064525 | 0.0051343 | 0.0037007 | 0.0024596 | 0.0016671 | 0.0015642 | 0.002328 | 0.0032778 | 0 | 0 | 0
F5_Industrial_Paper and Printing_New_Space Heating_Natural Gas_Building Automation System_A_Achievable Economic TRC Potential | F5 | Industrial | Paper and Printing | New | Space Heating | Natural Gas | Building Automation System | A | Incremental Summer Peak Savings (MW) | Achievable Economic TRC Potential | 0 | 0 | 0 | 0 | 0 | 0 | 0 | 0 | 0 | 0 | 0 | 0 | 0 | 0 | 0 | 0 | 0 | 0 | 0 | 0 | 0 | 0 | 0 | 0 | 0 | 0 | 0 | 0 | 0 | 0 | 0
F6_Industrial_Paper and Printing_New_Space Heating_Natural Gas_Building Automation System_A_Achievable Economic TRC Potential | F6 | Industrial | Paper and Printing | New | Space Heating | Natural Gas | Building Automation System | A | Incremental Winter Peak Savings (MW) | Achievable Economic TRC Potential | 0 | 0 | 0 | 0 | 0 | 0 | 0 | 0 | 0 | 0 | 0 | 0 | 0 | 0 | 0 | 0 | 0 | 0 | 0 | 0 | 0 | 0 | 0 | 0 | 0 | 0 | 0 | 0 | 0 | 0 | 0
F7_Industrial_Paper and Printing_New_Space Heating_Natural Gas_Building Automation System_A_Achievable Economic TRC Potential | F7 | Industrial | Paper and Printing | New | Space Heating | Natural Gas | Building Automation System | A | Cumulative Energy Savings (MWh or mTherms) | Achievable Economic TRC Potential | 0 | 0 | 0 | 0 | 0 | 7.8894e-05 | 0.00026124 | 0.0006291 | 0.0012982 | 0.0024194 | 0.0041764 | 0.0067461 | 0.010298 | 0.014954 | 0.020733 | 0.027554 | 0.035154 | 0.043151 | 0.050778 | 0.057762 | 0.063706 | 0.068294 | 0.071443 | 0.073158 | 0.073735 | 0.073687 | 0.073663 | 0.073663 | 0 | 0 | 0
F8_Industrial_Paper and Printing_New_Space Heating_Natural Gas_Building Automation System_A_Achievable Economic TRC Potential | F8 | Industrial | Paper and Printing | New | Space Heating | Natural Gas | Building Automation System | A | Cumulative Summer Peak Savings (MW) | Achievable Economic TRC Potential | 0 | 0 | 0 | 0 | 0 | 0 | 0 | 0 | 0 | 0 | 0 | 0 | 0 | 0 | 0 | 0 | 0 | 0 | 0 | 0 | 0 | 0 | 0 | 0 | 0 | 0 | 0 | 0 | 0 | 0 | 0
F9_Industrial_Paper and Printing_New_Space Heating_Natural Gas_Building Automation System_A_Achievable Economic TRC Potential | F9 | Industrial | Paper and Printing | New | Space Heating | Natural Gas | Building Automation System | A | Cumulative Winter Peak Savings (MW) | Achievable Economic TRC Potential | 0 | 0 | 0 | 0 | 0 | 0 | 0 | 0 | 0 | 0 | 0 | 0 | 0 | 0 | 0 | 0 | 0 | 0 | 0 | 0 | 0 | 0 | 0 | 0 | 0 | 0 | 0 | 0 | 0 | 0 | 0
F10_Industrial_Paper and Printing_New_Space Heating_Natural Gas_Building Automation System_A_Achievable Economic TRC Potential | F10 | Industrial | Paper and Printing | New | Space Heating | Natural Gas | Building Automation System | A | Purchases (Incremental) | Achievable Economic TRC Potential | 0 | 0 | 0 | 0 | 0 | 5.427 | 12.8522 | 26.3759 | 48.6546 | 82.5841 | 130.7961 | 194.7306 | 274.1758 | 365.9358 | 462.6588 | 554.1364 | 626.4418 | 666.1612 | 662.77 | 613.0478 | 532.0917 | 426.0145 | 308.1191 | 205.2475 | 139.3126 | 130.7961 | 194.7306 | 274.1758 | 365.9358 | 462.6588 | 554.1364
F11_Industrial_Paper and Printing_New_Space Heating_Natural Gas_Building Automation System_A_Achievable Economic TRC Potential | F11 | Industrial | Paper and Printing | New | Space Heating | Natural Gas | Building Automation System | A | Purchases (Cumulative) | Achievable Economic TRC Potential | 0 | 0 | 0 | 0 | 0 | 5.427 | 18.2793 | 44.6552 | 93.3098 | 175.8938 | 306.69 | 501.4205 | 775.5964 | 1141.5321 | 1604.1909 | 2158.3273 | 2784.7691 | 3450.9303 | 4113.7003 | 4726.7481 | 5253.4128 | 5666.5751 | 5948.3182 | 6104.9112 | 6161.6398 | 6161.6398 | 6161.6398 | 6161.6398 | 6161.6398 | 6161.6398 | 6161.6398
F1_Industrial_Paper and Printing_New_Space Heating_Natural Gas_Steam System Efficiency Improvements_A_Achievable Economic TRC Potential | F1 | Industrial | Paper and Printing | New | Space Heating | Natural Gas | Steam System Efficiency Improvements | A | Integrated Unit Energy Savings (kWh or therms) | Achievable Economic TRC Potential | 0 | 0 | 0 | 0 | 0 | 0 | 0 | 0 | 0 | 0 | 0 | 0 | 0 | 0 | 0 | 0 | 0 | 0 | 0 | 0 | 0 | 0 | 0 | 0 | 0 | 0 | 0 | 0 | 0 | 0 | 0
F2_Industrial_Paper and Printing_New_Space Heating_Natural Gas_Steam System Efficiency Improvements_A_Achievable Economic TRC Potential | F2 | Industrial | Paper and Printing | New | Space Heating | Natural Gas | Steam System Efficiency Improvements | A | Integrated Unit Summer Peak Savings (kW) | Achievable Economic TRC Potential | 0 | 0 | 0 | 0 | 0 | 0 | 0 | 0 | 0 | 0 | 0 | 0 | 0 | 0 | 0 | 0 | 0 | 0 | 0 | 0 | 0 | 0 | 0 | 0 | 0 | 0 | 0 | 0 | 0 | 0 | 0
F3_Industrial_Paper and Printing_New_Space Heating_Natural Gas_Steam System Efficiency Improvements_A_Achievable Economic TRC Potential | F3 | Industrial | Paper and Printing | New | Space Heating | Natural Gas | Steam System Efficiency Improvements | A | Integrated Unit Winter Peak Savings (kW) | Achievable Economic TRC Potential | 0 | 0 | 0 | 0 | 0 | 0 | 0 | 0 | 0 | 0 | 0 | 0 | 0 | 0 | 0 | 0 | 0 | 0 | 0 | 0 | 0 | 0 | 0 | 0 | 0 | 0 | 0 | 0 | 0 | 0 | 0
F4_Industrial_Paper and Printing_New_Space Heating_Natural Gas_Steam System Efficiency Improvements_A_Achievable Economic TRC Potential | F4 | Industrial | Paper and Printing | New | Space Heating | Natural Gas | Steam System Efficiency Improvements | A | Incremental Energy Savings (MWh or mTherms) | Achievable Economic TRC Potential | 0 | 0 | 0 | 0 | 0 | 0 | 0 | 0 | 0 | 0 | 0 | 0 | 0 | 0 | 0 | 0 | 0 | 0 | 0 | 0 | 0 | 0 | 0 | 0 | 0 | 0 | 0 | 0 | 0 | 0 | 0
F5_Industrial_Paper and Printing_New_Space Heating_Natural Gas_Steam System Efficiency Improvements_A_Achievable Economic TRC Potential | F5 | Industrial | Paper and Printing | New | Space Heating | Natural Gas | Steam System Efficiency Improvements | A | Incremental Summer Peak Savings (MW) | Achievable Economic TRC Potential | 0 | 0 | 0 | 0 | 0 | 0 | 0 | 0 | 0 | 0 | 0 | 0 | 0 | 0 | 0 | 0 | 0 | 0 | 0 | 0 | 0 | 0 | 0 | 0 | 0 | 0 | 0 | 0 | 0 | 0 | 0
F6_Industrial_Paper and Printing_New_Space Heating_Natural Gas_Steam System Efficiency Improvements_A_Achievable Economic TRC Potential | F6 | Industrial | Paper and Printing | New | Space Heating | Natural Gas | Steam System Efficiency Improvements | A | Incremental Winter Peak Savings (MW) | Achievable Economic TRC Potential | 0 | 0 | 0 | 0 | 0 | 0 | 0 | 0 | 0 | 0 | 0 | 0 | 0 | 0 | 0 | 0 | 0 | 0 | 0 | 0 | 0 | 0 | 0 | 0 | 0 | 0 | 0 | 0 | 0 | 0 | 0
F7_Industrial_Paper and Printing_New_Space Heating_Natural Gas_Steam System Efficiency Improvements_A_Achievable Economic TRC Potential | F7 | Industrial | Paper and Printing | New | Space Heating | Natural Gas | Steam System Efficiency Improvements | A | Cumulative Energy Savings (MWh or mTherms) | Achievable Economic TRC Potential | 0 | 0 | 0 | 0 | 0 | 0 | 0 | 0 | 0 | 0 | 0 | 0 | 0 | 0 | 0 | 0 | 0 | 0 | 0 | 0 | 0 | 0 | 0 | 0 | 0 | 0 | 0 | 0 | 0 | 0 | 0
F8_Industrial_Paper and Printing_New_Space Heating_Natural Gas_Steam System Efficiency Improvements_A_Achievable Economic TRC Potential | F8 | Industrial | Paper and Printing | New | Space Heating | Natural Gas | Steam System Efficiency Improvements | A | Cumulative Summer Peak Savings (MW) | Achievable Economic TRC Potential | 0 | 0 | 0 | 0 | 0 | 0 | 0 | 0 | 0 | 0 | 0 | 0 | 0 | 0 | 0 | 0 | 0 | 0 | 0 | 0 | 0 | 0 | 0 | 0 | 0 | 0 | 0 | 0 | 0 | 0 | 0
F9_Industrial_Paper and Printing_New_Space Heating_Natural Gas_Steam System Efficiency Improvements_A_Achievable Economic TRC Potential | F9 | Industrial | Paper and Printing | New | Space Heating | Natural Gas | Steam System Efficiency Improvements | A | Cumulative Winter Peak Savings (MW) | Achievable Economic TRC Potential | 0 | 0 | 0 | 0 | 0 | 0 | 0 | 0 | 0 | 0 | 0 | 0 | 0 | 0 | 0 | 0 | 0 | 0 | 0 | 0 | 0 | 0 | 0 | 0 | 0 | 0 | 0 | 0 | 0 | 0 | 0
F10_Industrial_Paper and Printing_New_Space Heating_Natural Gas_Steam System Efficiency Improvements_A_Achievable Economic TRC Potential | F10 | Industrial | Paper and Printing | New | Space Heating | Natural Gas | Steam System Efficiency Improvements | A | Purchases (Incremental) | Achievable Economic TRC Potential | 0 | 0 | 0 | 0 | 0 | 0 | 0 | 0 | 0 | 0 | 0 | 0 | 0 | 0 | 0 | 0 | 0 | 0 | 0 | 0 | 0 | 0 | 0 | 0 | 0 | 0 | 0 | 0 | 0 | 0 | 0
F11_Industrial_Paper and Printing_New_Space Heating_Natural Gas_Steam System Efficiency Improvements_A_Achievable Economic TRC Potential | F11 | Industrial | Paper and Printing | New | Space Heating | Natural Gas | Steam System Efficiency Improvements | A | Purchases (Cumulative) | Achievable Economic TRC Potential | 0 | 0 | 0 | 0 | 0 | 0 | 0 | 0 | 0 | 0 | 0 | 0 | 0 | 0 | 0 | 0 | 0 | 0 | 0 | 0 | 0 | 0 | 0 | 0 | 0 | 0 | 0 | 0 | 0 | 0 | 0
F1_Industrial_Paper and Printing_New_Process_Natural Gas_Steam System Efficiency Improvements_A_Achievable Economic TRC Potential | F1 | Industrial | Paper and Printing | New | Process | Natural Gas | Steam System Efficiency Improvements | A | Integrated Unit Energy Savings (kWh or therms) | Achievable Economic TRC Potential | 0 | 0 | 0 | 0 | 0 | 0.076838 | 0.076714 | 0.076592 | 0.07648 | 0.076371 | 0.076302 | 0.076239 | 0.07618 | 0.076124 | 0.076072 | 0.076026 | 0.075987 | 0.075956 | 0.075934 | 0.075918 | 0.07591 | 0.075902 | 0.075895 | 0.075887 | 0.075879 | 0.07592 | 0.075958 | 0.075994 | 0.076988 | 0.076988 | 0.076988
F2_Industrial_Paper and Printing_New_Process_Natural Gas_Steam System Efficiency Improvements_A_Achievable Economic TRC Potential | F2 | Industrial | Paper and Printing | New | Process | Natural Gas | Steam System Efficiency Improvements | A | Integrated Unit Summer Peak Savings (kW) | Achievable Economic TRC Potential | 0 | 0 | 0 | 0 | 0 | 0 | 0 | 0 | 0 | 0 | 0 | 0 | 0 | 0 | 0 | 0 | 0 | 0 | 0 | 0 | 0 | 0 | 0 | 0 | 0 | 0 | 0 | 0 | 0 | 0 | 0