F3_Industrial_Paper and Printing_New_Process_Natural Gas_Steam System Efficiency Improvements_A_Achievable Economic TRC Potential | F3 | Industrial | Paper and Printing | New | Process | Natural Gas | Steam System Efficiency Improvements | A | Integrated Unit Winter Peak Savings (kW) | Achievable Economic TRC Potential | 0 | 0 | 0 | 0 | 0 | 0 | 0 | 0 | 0 | 0 | 0 | 0 | 0 | 0 | 0 | 0 | 0 | 0 | 0 | 0 | 0 | 0 | 0 | 0 | 0 | 0 | 0 | 0 | 0 | 0 | 0
F4_Industrial_Paper and Printing_New_Process_Natural Gas_Steam System Efficiency Improvements_A_Achievable Economic TRC Potential | F4 | Industrial | Paper and Printing | New | Process | Natural Gas | Steam System Efficiency Improvements | A | Incremental Energy Savings (MWh or mTherms) | Achievable Economic TRC Potential | 0 | 0 | 0 | 0 | 0 | 0 | 0 | 0 | 0 | 0 | 0 | 0 | 0 | 0 | 0 | 0 | 0 | 0 | 0 | 0 | 0 | 0 | 0 | 0 | 0 | 0 | 0 | 0 | 0 | 0 | 0
F5_Industrial_Paper and Printing_New_Process_Natural Gas_Steam System Efficiency Improvements_A_Achievable Economic TRC Potential | F5 | Industrial | Paper and Printing | New | Process | Natural Gas | Steam System Efficiency Improvements | A | Incremental Summer Peak Savings (MW) | Achievable Economic TRC Potential | 0 | 0 | 0 | 0 | 0 | 0 | 0 | 0 | 0 | 0 | 0 | 0 | 0 | 0 | 0 | 0 | 0 | 0 | 0 | 0 | 0 | 0 | 0 | 0 | 0 | 0 | 0 | 0 | 0 | 0 | 0
F6_Industrial_Paper and Printing_New_Process_Natural Gas_Steam System Efficiency Improvements_A_Achievable Economic TRC Potential | F6 | Industrial | Paper and Printing | New | Process | Natural Gas | Steam System Efficiency Improvements | A | Incremental Winter Peak Savings (MW) | Achievable Economic TRC Potential | 0 | 0 | 0 | 0 | 0 | 0 | 0 | 0 | 0 | 0 | 0 | 0 | 0 | 0 | 0 | 0 | 0 | 0 | 0 | 0 | 0 | 0 | 0 | 0 | 0 | 0 | 0 | 0 | 0 | 0 | 0
F7_Industrial_Paper and Printing_New_Process_Natural Gas_Steam System Efficiency Improvements_A_Achievable Economic TRC Potential | F7 | Industrial | Paper and Printing | New | Process | Natural Gas | Steam System Efficiency Improvements | A | Cumulative Energy Savings (MWh or mTherms) | Achievable Economic TRC Potential | 0 | 0 | 0 | 0 | 0 | 0 | 0 | 0 | 0 | 0 | 0 | 0 | 0 | 0 | 0 | 0 | 0 | 0 | 0 | 0 | 0 | 0 | 0 | 0 | 0 | 0 | 0 | 0 | 0 | 0 | 0
F8_Industrial_Paper and Printing_New_Process_Natural Gas_Steam System Efficiency Improvements_A_Achievable Economic TRC Potential | F8 | Industrial | Paper and Printing | New | Process | Natural Gas | Steam System Efficiency Improvements | A | Cumulative Summer Peak Savings (MW) | Achievable Economic TRC Potential | 0 | 0 | 0 | 0 | 0 | 0 | 0 | 0 | 0 | 0 | 0 | 0 | 0 | 0 | 0 | 0 | 0 | 0 | 0 | 0 | 0 | 0 | 0 | 0 | 0 | 0 | 0 | 0 | 0 | 0 | 0
F9_Industrial_Paper and Printing_New_Process_Natural Gas_Steam System Efficiency Improvements_A_Achievable Economic TRC Potential | F9 | Industrial | Paper and Printing | New | Process | Natural Gas | Steam System Efficiency Improvements | A | Cumulative Winter Peak Savings (MW) | Achievable Economic TRC Potential | 0 | 0 | 0 | 0 | 0 | 0 | 0 | 0 | 0 | 0 | 0 | 0 | 0 | 0 | 0 | 0 | 0 | 0 | 0 | 0 | 0 | 0 | 0 | 0 | 0 | 0 | 0 | 0 | 0 | 0 | 0
F10_Industrial_Paper and Printing_New_Process_Natural Gas_Steam System Efficiency Improvements_A_Achievable Economic TRC Potential | F10 | Industrial | Paper and Printing | New | Process | Natural Gas | Steam System Efficiency Improvements | A | Purchases (Incremental) | Achievable Economic TRC Potential | 0 | 0 | 0 | 0 | 0 | 0 | 0 | 0 | 0 | 0 | 0 | 0 | 0 | 0 | 0 | 0 | 0 | 0 | 0 | 0 | 0 | 0 | 0 | 0 | 0 | 0 | 0 | 0 | 0 | 0 | 0
F11_Industrial_Paper and Printing_New_Process_Natural Gas_Steam System Efficiency Improvements_A_Achievable Economic TRC Potential | F11 | Industrial | Paper and Printing | New | Process | Natural Gas | Steam System Efficiency Improvements | A | Purchases (Cumulative) | Achievable Economic TRC Potential | 0 | 0 | 0 | 0 | 0 | 0 | 0 | 0 | 0 | 0 | 0 | 0 | 0 | 0 | 0 | 0 | 0 | 0 | 0 | 0 | 0 | 0 | 0 | 0 | 0 | 0 | 0 | 0 | 0 | 0 | 0
F1_Industrial_Paper and Printing_New_Space Heating_Natural Gas_Strategic Energy Management_A_Achievable Economic TRC Potential | F1 | Industrial | Paper and Printing | New | Space Heating | Natural Gas | Strategic Energy Management | A | Integrated Unit Energy Savings (kWh or therms) | Achievable Economic TRC Potential | 0 | 0 | 0 | 0 | 0 | 52.8161 | 51.9584 | 51.2494 | 50.639 | 50.0923 | 49.5968 | 49.0042 | 48.3654 | 47.719 | 47.0823 | 46.508 | 45.9902 | 45.5559 | 44.9724 | 44.5238 | 44.1837 | 43.9126 | 43.7626 | 43.6641 | 43.6038 | 43.5693 | 43.5495 | 43.5447 | 0 | 0 | 0
F2_Industrial_Paper and Printing_New_Space Heating_Natural Gas_Strategic Energy Management_A_Achievable Economic TRC Potential | F2 | Industrial | Paper and Printing | New | Space Heating | Natural Gas | Strategic Energy Management | A | Integrated Unit Summer Peak Savings (kW) | Achievable Economic TRC Potential | 0 | 0 | 0 | 0 | 0 | 0 | 0 | 0 | 0 | 0 | 0 | 0 | 0 | 0 | 0 | 0 | 0 | 0 | 0 | 0 | 0 | 0 | 0 | 0 | 0 | 0 | 0 | 0 | 0 | 0 | 0
F3_Industrial_Paper and Printing_New_Space Heating_Natural Gas_Strategic Energy Management_A_Achievable Economic TRC Potential | F3 | Industrial | Paper and Printing | New | Space Heating | Natural Gas | Strategic Energy Management | A | Integrated Unit Winter Peak Savings (kW) | Achievable Economic TRC Potential | 0 | 0 | 0 | 0 | 0 | 0 | 0 | 0 | 0 | 0 | 0 | 0 | 0 | 0 | 0 | 0 | 0 | 0 | 0 | 0 | 0 | 0 | 0 | 0 | 0 | 0 | 0 | 0 | 0 | 0 | 0
F4_Industrial_Paper and Printing_New_Space Heating_Natural Gas_Strategic Energy Management_A_Achievable Economic TRC Potential | F4 | Industrial | Paper and Printing | New | Space Heating | Natural Gas | Strategic Energy Management | A | Incremental Energy Savings (MWh or mTherms) | Achievable Economic TRC Potential | 0 | 0 | 0 | 0 | 0 | 0.00049649 | 0.00057865 | 0.0006597 | 0.00073921 | 0.0008177 | 0.0008953 | 0.00096819 | 0.0010378 | 0.001105 | 0.0011689 | 0.0012326 | 0.0012953 | 0.0013587 | 0.0014157 | 0.0014745 | 0.0015357 | 0.001598 | 0.0016637 | 0.0017308 | 0.0017988 | 0.0015143 | 0.0015848 | 0.0016555 | 0 | 0 | 0
F5_Industrial_Paper and Printing_New_Space Heating_Natural Gas_Strategic Energy Management_A_Achievable Economic TRC Potential | F5 | Industrial | Paper and Printing | New | Space Heating | Natural Gas | Strategic Energy Management | A | Incremental Summer Peak Savings (MW) | Achievable Economic TRC Potential | 0 | 0 | 0 | 0 | 0 | 0 | 0 | 0 | 0 | 0 | 0 | 0 | 0 | 0 | 0 | 0 | 0 | 0 | 0 | 0 | 0 | 0 | 0 | 0 | 0 | 0 | 0 | 0 | 0 | 0 | 0
F6_Industrial_Paper and Printing_New_Space Heating_Natural Gas_Strategic Energy Management_A_Achievable Economic TRC Potential | F6 | Industrial | Paper and Printing | New | Space Heating | Natural Gas | Strategic Energy Management | A | Incremental Winter Peak Savings (MW) | Achievable Economic TRC Potential | 0 | 0 | 0 | 0 | 0 | 0 | 0 | 0 | 0 | 0 | 0 | 0 | 0 | 0 | 0 | 0 | 0 | 0 | 0 | 0 | 0 | 0 | 0 | 0 | 0 | 0 | 0 | 0 | 0 | 0 | 0
F7_Industrial_Paper and Printing_New_Space Heating_Natural Gas_Strategic Energy Management_A_Achievable Economic TRC Potential | F7 | Industrial | Paper and Printing | New | Space Heating | Natural Gas | Strategic Energy Management | A | Cumulative Energy Savings (MWh or mTherms) | Achievable Economic TRC Potential | 0 | 0 | 0 | 0 | 0 | 0.00049649 | 0.0010671 | 0.0017122 | 0.002431 | 0.0032225 | 0.0036197 | 0.0039989 | 0.004362 | 0.0047121 | 0.0050496 | 0.0053811 | 0.0057078 | 0.0060351 | 0.0063321 | 0.0066381 | 0.006952 | 0.0072706 | 0.0076042 | 0.0079434 | 0.0082872 | 0.0082807 | 0.0082769 | 0.008276 | 0 | 0 | 0
F8_Industrial_Paper and Printing_New_Space Heating_Natural Gas_Strategic Energy Management_A_Achievable Economic TRC Potential | F8 | Industrial | Paper and Printing | New | Space Heating | Natural Gas | Strategic Energy Management | A | Cumulative Summer Peak Savings (MW) | Achievable Economic TRC Potential | 0 | 0 | 0 | 0 | 0 | 0 | 0 | 0 | 0 | 0 | 0 | 0 | 0 | 0 | 0 | 0 | 0 | 0 | 0 | 0 | 0 | 0 | 0 | 0 | 0 | 0 | 0 | 0 | 0 | 0 | 0
F9_Industrial_Paper and Printing_New_Space Heating_Natural Gas_Strategic Energy Management_A_Achievable Economic TRC Potential | F9 | Industrial | Paper and Printing | New | Space Heating | Natural Gas | Strategic Energy Management | A | Cumulative Winter Peak Savings (MW) | Achievable Economic TRC Potential | 0 | 0 | 0 | 0 | 0 | 0 | 0 | 0 | 0 | 0 | 0 | 0 | 0 | 0 | 0 | 0 | 0 | 0 | 0 | 0 | 0 | 0 | 0 | 0 | 0 | 0 | 0 | 0 | 0 | 0 | 0
F10_Industrial_Paper and Printing_New_Space Heating_Natural Gas_Strategic Energy Management_A_Achievable Economic TRC Potential | F10 | Industrial | Paper and Printing | New | Space Heating | Natural Gas | Strategic Energy Management | A | Purchases (Incremental) | Achievable Economic TRC Potential | 0 | 0 | 0 | 0 | 0 | 0.0094003 | 0.011137 | 0.012872 | 0.014598 | 0.016324 | 0.018052 | 0.019757 | 0.021458 | 0.023156 | 0.024827 | 0.026504 | 0.028165 | 0.029826 | 0.031479 | 0.033117 | 0.034757 | 0.03639 | 0.038017 | 0.039638 | 0.041254 | 0.034757 | 0.03639 | 0.038017 | 0.039638 | 0.041254 | 0.034757
F11_Industrial_Paper and Printing_New_Space Heating_Natural Gas_Strategic Energy Management_A_Achievable Economic TRC Potential | F11 | Industrial | Paper and Printing | New | Space Heating | Natural Gas | Strategic Energy Management | A | Purchases (Cumulative) | Achievable Economic TRC Potential | 0 | 0 | 0 | 0 | 0 | 0.0094003 | 0.020537 | 0.033409 | 0.048007 | 0.064331 | 0.072982 | 0.081603 | 0.090189 | 0.098747 | 0.10725 | 0.1157 | 0.12411 | 0.13248 | 0.1408 | 0.14909 | 0.15734 | 0.16557 | 0.17376 | 0.18192 | 0.19006 | 0.19006 | 0.19006 | 0.19006 | 0.19006 | 0.19006 | 0.19006
F1_Industrial_Paper and Printing_New_Process_Natural Gas_Strategic Energy Management_A_Achievable Economic TRC Potential | F1 | Industrial | Paper and Printing | New | Process | Natural Gas | Strategic Energy Management | A | Integrated Unit Energy Savings (kWh or therms) | Achievable Economic TRC Potential | 0 | 0 | 0 | 0 | 0 | 56.8373 | 56.7964 | 56.7513 | 56.7105 | 56.6695 | 56.6313 | 56.5971 | 56.5647 | 56.5341 | 56.5057 | 56.4813 | 56.4619 | 56.4484 | 56.4407 | 56.4375 | 56.4402 | 56.4434 | 56.4464 | 56.4489 | 56.4505 | 56.4669 | 56.482 | 56.4961 | 0 | 0 | 0
F2_Industrial_Paper and Printing_New_Process_Natural Gas_Strategic Energy Management_A_Achievable Economic TRC Potential | F2 | Industrial | Paper and Printing | New | Process | Natural Gas | Strategic Energy Management | A | Integrated Unit Summer Peak Savings (kW) | Achievable Economic TRC Potential | 0 | 0 | 0 | 0 | 0 | 0 | 0 | 0 | 0 | 0 | 0 | 0 | 0 | 0 | 0 | 0 | 0 | 0 | 0 | 0 | 0 | 0 | 0 | 0 | 0 | 0 | 0 | 0 | 0 | 0 | 0
F3_Industrial_Paper and Printing_New_Process_Natural Gas_Strategic Energy Management_A_Achievable Economic TRC Potential | F3 | Industrial | Paper and Printing | New | Process | Natural Gas | Strategic Energy Management | A | Integrated Unit Winter Peak Savings (kW) | Achievable Economic TRC Potential | 0 | 0 | 0 | 0 | 0 | 0 | 0 | 0 | 0 | 0 | 0 | 0 | 0 | 0 | 0 | 0 | 0 | 0 | 0 | 0 | 0 | 0 | 0 | 0 | 0 | 0 | 0 | 0 | 0 | 0 | 0
F4_Industrial_Paper and Printing_New_Process_Natural Gas_Strategic Energy Management_A_Achievable Economic TRC Potential | F4 | Industrial | Paper and Printing | New | Process | Natural Gas | Strategic Energy Management | A | Incremental Energy Savings (MWh or mTherms) | Achievable Economic TRC Potential | 0 | 0 | 0 | 0 | 0 | 0.023363 | 0.027659 | 0.031944 | 0.0362 | 0.040451 | 0.044702 | 0.048897 | 0.053076 | 0.057244 | 0.061343 | 0.065459 | 0.069537 | 0.073621 | 0.07769 | 0.081729 | 0.08578 | 0.089817 | 0.093837 | 0.097843 | 0.10183 | 0.085821 | 0.089878 | 0.09392 | 0 | 0 | 0
F5_Industrial_Paper and Printing_New_Process_Natural Gas_Strategic Energy Management_A_Achievable Economic TRC Potential | F5 | Industrial | Paper and Printing | New | Process | Natural Gas | Strategic Energy Management | A | Incremental Summer Peak Savings (MW) | Achievable Economic TRC Potential | 0 | 0 | 0 | 0 | 0 | 0 | 0 | 0 | 0 | 0 | 0 | 0 | 0 | 0 | 0 | 0 | 0 | 0 | 0 | 0 | 0 | 0 | 0 | 0 | 0 | 0 | 0 | 0 | 0 | 0 | 0
F6_Industrial_Paper and Printing_New_Process_Natural Gas_Strategic Energy Management_A_Achievable Economic TRC Potential | F6 | Industrial | Paper and Printing | New | Process | Natural Gas | Strategic Energy Management | A | Incremental Winter Peak Savings (MW) | Achievable Economic TRC Potential | 0 | 0 | 0 | 0 | 0 | 0 | 0 | 0 | 0 | 0 | 0 | 0 | 0 | 0 | 0 | 0 | 0 | 0 | 0 | 0 | 0 | 0 | 0 | 0 | 0 | 0 | 0 | 0 | 0 | 0 | 0
F7_Industrial_Paper and Printing_New_Process_Natural Gas_Strategic Energy Management_A_Achievable Economic TRC Potential | F7 | Industrial | Paper and Printing | New | Process | Natural Gas | Strategic Energy Management | A | Cumulative Energy Savings (MWh or mTherms) | Achievable Economic TRC Potential | 0 | 0 | 0 | 0 | 0 | 0.023363 | 0.051006 | 0.082909 | 0.11905 | 0.15941 | 0.18073 | 0.20196 | 0.22308 | 0.24411 | 0.265 | 0.28576 | 0.30642 | 0.327 | 0.3475 | 0.36794 | 0.38832 | 0.40865 | 0.42889 | 0.44905 | 0.46915 | 0.46928 | 0.46941 | 0.46953 | 0 | 0 | 0
F8_Industrial_Paper and Printing_New_Process_Natural Gas_Strategic Energy Management_A_Achievable Economic TRC Potential | F8 | Industrial | Paper and Printing | New | Process | Natural Gas | Strategic Energy Management | A | Cumulative Summer Peak Savings (MW) | Achievable Economic TRC Potential | 0 | 0 | 0 | 0 | 0 | 0 | 0 | 0 | 0 | 0 | 0 | 0 | 0 | 0 | 0 | 0 | 0 | 0 | 0 | 0 | 0 | 0 | 0 | 0 | 0 | 0 | 0 | 0 | 0 | 0 | 0
F9_Industrial_Paper and Printing_New_Process_Natural Gas_Strategic Energy Management_A_Achievable Economic TRC Potential | F9 | Industrial | Paper and Printing | New | Process | Natural Gas | Strategic Energy Management | A | Cumulative Winter Peak Savings (MW) | Achievable Economic TRC Potential | 0 | 0 | 0 | 0 | 0 | 0 | 0 | 0 | 0 | 0 | 0 | 0 | 0 | 0 | 0 | 0 | 0 | 0 | 0 | 0 | 0 | 0 | 0 | 0 | 0 | 0 | 0 | 0 | 0 | 0 | 0
F10_Industrial_Paper and Printing_New_Process_Natural Gas_Strategic Energy Management_A_Achievable Economic TRC Potential | F10 | Industrial | Paper and Printing | New | Process | Natural Gas | Strategic Energy Management | A | Purchases (Incremental) | Achievable Economic TRC Potential | 0 | 0 | 0 | 0 | 0 | 0.41105 | 0.48699 | 0.56288 | 0.63832 | 0.71381 | 0.78935 | 0.86394 | 0.93832 | 1.0126 | 1.0856 | 1.1589 | 1.2316 | 1.3042 | 1.3765 | 1.4481 | 1.5198 | 1.5913 | 1.6624 | 1.7333 | 1.8039 | 1.5198 | 1.5913 | 1.6624 | 1.7333 | 1.8039 | 1.5198
F11_Industrial_Paper and Printing_New_Process_Natural Gas_Strategic Energy Management_A_Achievable Economic TRC Potential | F11 | Industrial | Paper and Printing | New | Process | Natural Gas | Strategic Energy Management | A | Purchases (Cumulative) | Achievable Economic TRC Potential | 0 | 0 | 0 | 0 | 0 | 0.41105 | 0.89804 | 1.4609 | 2.0992 | 2.813 | 3.1913 | 3.5683 | 3.9437 | 4.318 | 4.6898 | 5.0594 | 5.427 | 5.7929 | 6.1568 | 6.5194 | 6.8803 | 7.24 | 7.5981 | 7.9549 | 8.3108 | 8.3108 | 8.3108 | 8.3108 | 8.3108 | 8.3108 | 8.3108
F1_Industrial_Paper and Printing_New_Miscellaneous_Natural Gas_Strategic Energy Management_A_Achievable Economic TRC Potential | F1 | Industrial | Paper and Printing | New | Miscellaneous | Natural Gas | Strategic Energy Management | A | Integrated Unit Energy Savings (kWh or therms) | Achievable Economic TRC Potential | 0 | 0 | 0 | 0 | 0 | 18.0192 | 18.0192 | 18.0192 | 18.0192 | 18.0192 | 18.0192 | 18.0192 | 18.0192 | 18.0192 | 18.0192 | 18.0192 | 18.0192 | 18.0192 | 18.0192 | 18.0192 | 18.0192 | 18.0192 | 18.0192 | 18.0192 | 18.0192 | 18.0192 | 18.0192 | 18.0192 | 0 | 0 | 0
F2_Industrial_Paper and Printing_New_Miscellaneous_Natural Gas_Strategic Energy Management_A_Achievable Economic TRC Potential | F2 | Industrial | Paper and Printing | New | Miscellaneous | Natural Gas | Strategic Energy Management | A | Integrated Unit Summer Peak Savings (kW) | Achievable Economic TRC Potential | 0 | 0 | 0 | 0 | 0 | 0 | 0 | 0 | 0 | 0 | 0 | 0 | 0 | 0 | 0 | 0 | 0 | 0 | 0 | 0 | 0 | 0 | 0 | 0 | 0 | 0 | 0 | 0 | 0 | 0 | 0
F3_Industrial_Paper and Printing_New_Miscellaneous_Natural Gas_Strategic Energy Management_A_Achievable Economic TRC Potential | F3 | Industrial | Paper and Printing | New | Miscellaneous | Natural Gas | Strategic Energy Management | A | Integrated Unit Winter Peak Savings (kW) | Achievable Economic TRC Potential | 0 | 0 | 0 | 0 | 0 | 0 | 0 | 0 | 0 | 0 | 0 | 0 | 0 | 0 | 0 | 0 | 0 | 0 | 0 | 0 | 0 | 0 | 0 | 0 | 0 | 0 | 0 | 0 | 0 | 0 | 0
F4_Industrial_Paper and Printing_New_Miscellaneous_Natural Gas_Strategic Energy Management_A_Achievable Economic TRC Potential | F4 | Industrial | Paper and Printing | New | Miscellaneous | Natural Gas | Strategic Energy Management | A | Incremental Energy Savings (MWh or mTherms) | Achievable Economic TRC Potential | 0 | 0 | 0 | 0 | 0 | 0.0018517 | 0.0021938 | 0.0025357 | 0.0028755 | 0.0032156 | 0.0035559 | 0.0038919 | 0.004227 | 0.0045614 | 0.0048905 | 0.0052208 | 0.005548 | 0.0058752 | 0.0062008 | 0.0065235 | 0.0068466 | 0.0071683 | 0.0074888 | 0.0078081 | 0.0081264 | 0.0068466 | 0.0071683 | 0.0074888 | 0 | 0 | 0
F5_Industrial_Paper and Printing_New_Miscellaneous_Natural Gas_Strategic Energy Management_A_Achievable Economic TRC Potential | F5 | Industrial | Paper and Printing | New | Miscellaneous | Natural Gas | Strategic Energy Management | A | Incremental Summer Peak Savings (MW) | Achievable Economic TRC Potential | 0 | 0 | 0 | 0 | 0 | 0 | 0 | 0 | 0 | 0 | 0 | 0 | 0 | 0 | 0 | 0 | 0 | 0 | 0 | 0 | 0 | 0 | 0 | 0 | 0 | 0 | 0 | 0 | 0 | 0 | 0
F6_Industrial_Paper and Printing_New_Miscellaneous_Natural Gas_Strategic Energy Management_A_Achievable Economic TRC Potential | F6 | Industrial | Paper and Printing | New | Miscellaneous | Natural Gas | Strategic Energy Management | A | Incremental Winter Peak Savings (MW) | Achievable Economic TRC Potential | 0 | 0 | 0 | 0 | 0 | 0 | 0 | 0 | 0 | 0 | 0 | 0 | 0 | 0 | 0 | 0 | 0 | 0 | 0 | 0 | 0 | 0 | 0 | 0 | 0 | 0 | 0 | 0 | 0 | 0 | 0
F7_Industrial_Paper and Printing_New_Miscellaneous_Natural Gas_Strategic Energy Management_A_Achievable Economic TRC Potential | F7 | Industrial | Paper and Printing | New | Miscellaneous | Natural Gas | Strategic Energy Management | A | Cumulative Energy Savings (MWh or mTherms) | Achievable Economic TRC Potential | 0 | 0 | 0 | 0 | 0 | 0.0018517 | 0.0040455 | 0.0065811 | 0.0094567 | 0.012672 | 0.014376 | 0.016074 | 0.017766 | 0.019452 | 0.021127 | 0.022791 | 0.024448 | 0.026096 | 0.027735 | 0.029368 | 0.030994 | 0.032615 | 0.034228 | 0.035835 | 0.037438 | 0.037438 | 0.037438 | 0.037438 | 0 | 0 | 0
F8_Industrial_Paper and Printing_New_Miscellaneous_Natural Gas_Strategic Energy Management_A_Achievable Economic TRC Potential | F8 | Industrial | Paper and Printing | New | Miscellaneous | Natural Gas | Strategic Energy Management | A | Cumulative Summer Peak Savings (MW) | Achievable Economic TRC Potential | 0 | 0 | 0 | 0 | 0 | 0 | 0 | 0 | 0 | 0 | 0 | 0 | 0 | 0 | 0 | 0 | 0 | 0 | 0 | 0 | 0 | 0 | 0 | 0 | 0 | 0 | 0 | 0 | 0 | 0 | 0
F9_Industrial_Paper and Printing_New_Miscellaneous_Natural Gas_Strategic Energy Management_A_Achievable Economic TRC Potential | F9 | Industrial | Paper and Printing | New | Miscellaneous | Natural Gas | Strategic Energy Management | A | Cumulative Winter Peak Savings (MW) | Achievable Economic TRC Potential | 0 | 0 | 0 | 0 | 0 | 0 | 0 | 0 | 0 | 0 | 0 | 0 | 0 | 0 | 0 | 0 | 0 | 0 | 0 | 0 | 0 | 0 | 0 | 0 | 0 | 0 | 0 | 0 | 0 | 0 | 0
F10_Industrial_Paper and Printing_New_Miscellaneous_Natural Gas_Strategic Energy Management_A_Achievable Economic TRC Potential | F10 | Industrial | Paper and Printing | New | Miscellaneous | Natural Gas | Strategic Energy Management | A | Purchases (Incremental) | Achievable Economic TRC Potential | 0 | 0 | 0 | 0 | 0 | 0.10276 | 0.12175 | 0.14072 | 0.15958 | 0.17845 | 0.19734 | 0.21599 | 0.23458 | 0.25314 | 0.2714 | 0.28974 | 0.30789 | 0.32605 | 0.34412 | 0.36203 | 0.37996 | 0.39782 | 0.4156 | 0.43332 | 0.45098 | 0.37996 | 0.39782 | 0.4156 | 0.43332 | 0.45098 | 0.37996
F11_Industrial_Paper and Printing_New_Miscellaneous_Natural Gas_Strategic Energy Management_A_Achievable Economic TRC Potential | F11 | Industrial | Paper and Printing | New | Miscellaneous | Natural Gas | Strategic Energy Management | A | Purchases (Cumulative) | Achievable Economic TRC Potential | 0 | 0 | 0 | 0 | 0 | 0.10276 | 0.22451 | 0.36523 | 0.52481 | 0.70326 | 0.79784 | 0.89207 | 0.98594 | 1.0795 | 1.1724 | 1.2648 | 1.3568 | 1.4482 | 1.5392 | 1.6298 | 1.7201 | 1.81 | 1.8995 | 1.9887 | 2.0777 | 2.0777 | 2.0777 | 2.0777 | 2.0777 | 2.0777 | 2.0777
F1_Industrial_Paper and Printing_New_Space Heating_Natural Gas_Commissioning_A_Achievable Economic TRC Potential | F1 | Industrial | Paper and Printing | New | Space Heating | Natural Gas | Commissioning | A | Integrated Unit Energy Savings (kWh or therms) | Achievable Economic TRC Potential | 0 | 0 | 0 | 0 | 0 | 63.5605 | 62.5283 | 61.6751 | 60.9405 | 60.2826 | 59.6863 | 58.9732 | 58.2044 | 57.4265 | 56.6603 | 55.9691 | 55.3461 | 54.8234 | 54.1211 | 53.5814 | 53.1721 | 52.8458 | 52.6653 | 52.5468 | 52.4741 | 52.4327 | 52.4089 | 52.4031 | 0 | 0 | 0
F2_Industrial_Paper and Printing_New_Space Heating_Natural Gas_Commissioning_A_Achievable Economic TRC Potential | F2 | Industrial | Paper and Printing | New | Space Heating | Natural Gas | Commissioning | A | Integrated Unit Summer Peak Savings (kW) | Achievable Economic TRC Potential | 0 | 0 | 0 | 0 | 0 | 0 | 0 | 0 | 0 | 0 | 0 | 0 | 0 | 0 | 0 | 0 | 0 | 0 | 0 | 0 | 0 | 0 | 0 | 0 | 0 | 0 | 0 | 0 | 0 | 0 | 0
F3_Industrial_Paper and Printing_New_Space Heating_Natural Gas_Commissioning_A_Achievable Economic TRC Potential | F3 | Industrial | Paper and Printing | New | Space Heating | Natural Gas | Commissioning | A | Integrated Unit Winter Peak Savings (kW) | Achievable Economic TRC Potential | 0 | 0 | 0 | 0 | 0 | 0 | 0 | 0 | 0 | 0 | 0 | 0 | 0 | 0 | 0 | 0 | 0 | 0 | 0 | 0 | 0 | 0 | 0 | 0 | 0 | 0 | 0 | 0 | 0 | 0 | 0
F4_Industrial_Paper and Printing_New_Space Heating_Natural Gas_Commissioning_A_Achievable Economic TRC Potential | F4 | Industrial | Paper and Printing | New | Space Heating | Natural Gas | Commissioning | A | Incremental Energy Savings (MWh or mTherms) | Achievable Economic TRC Potential | 0 | 0 | 0 | 0 | 0 | 0 | 0 | 0 | 0 | 0 | 0 | 0 | 0 | 0 | 0 | 0 | 0 | 0 | 0 | 0 | 0 | 0 | 0 | 0 | 0 | 0 | 0 | 0 | 0 | 0 | 0
F5_Industrial_Paper and Printing_New_Space Heating_Natural Gas_Commissioning_A_Achievable Economic TRC Potential | F5 | Industrial | Paper and Printing | New | Space Heating | Natural Gas | Commissioning | A | Incremental Summer Peak Savings (MW) | Achievable Economic TRC Potential | 0 | 0 | 0 | 0 | 0 | 0 | 0 | 0 | 0 | 0 | 0 | 0 | 0 | 0 | 0 | 0 | 0 | 0 | 0 | 0 | 0 | 0 | 0 | 0 | 0 | 0 | 0 | 0 | 0 | 0 | 0
F6_Industrial_Paper and Printing_New_Space Heating_Natural Gas_Commissioning_A_Achievable Economic TRC Potential | F6 | Industrial | Paper and Printing | New | Space Heating | Natural Gas | Commissioning | A | Incremental Winter Peak Savings (MW) | Achievable Economic TRC Potential | 0 | 0 | 0 | 0 | 0 | 0 | 0 | 0 | 0 | 0 | 0 | 0 | 0 | 0 | 0 | 0 | 0 | 0 | 0 | 0 | 0 | 0 | 0 | 0 | 0 | 0 | 0 | 0 | 0 | 0 | 0
F7_Industrial_Paper and Printing_New_Space Heating_Natural Gas_Commissioning_A_Achievable Economic TRC Potential | F7 | Industrial | Paper and Printing | New | Space Heating | Natural Gas | Commissioning | A | Cumulative Energy Savings (MWh or mTherms) | Achievable Economic TRC Potential | 0 | 0 | 0 | 0 | 0 | 0 | 0 | 0 | 0 | 0 | 0 | 0 | 0 | 0 | 0 | 0 | 0 | 0 | 0 | 0 | 0 | 0 | 0 | 0 | 0 | 0 | 0 | 0 | 0 | 0 | 0
F8_Industrial_Paper and Printing_New_Space Heating_Natural Gas_Commissioning_A_Achievable Economic TRC Potential | F8 | Industrial | Paper and Printing | New | Space Heating | Natural Gas | Commissioning | A | Cumulative Summer Peak Savings (MW) | Achievable Economic TRC Potential | 0 | 0 | 0 | 0 | 0 | 0 | 0 | 0 | 0 | 0 | 0 | 0 | 0 | 0 | 0 | 0 | 0 | 0 | 0 | 0 | 0 | 0 | 0 | 0 | 0 | 0 | 0 | 0 | 0 | 0 | 0
F9_Industrial_Paper and Printing_New_Space Heating_Natural Gas_Commissioning_A_Achievable Economic TRC Potential | F9 | Industrial | Paper and Printing | New | Space Heating | Natural Gas | Commissioning | A | Cumulative Winter Peak Savings (MW) | Achievable Economic TRC Potential | 0 | 0 | 0 | 0 | 0 | 0 | 0 | 0 | 0 | 0 | 0 | 0 | 0 | 0 | 0 | 0 | 0 | 0 | 0 | 0 | 0 | 0 | 0 | 0 | 0 | 0 | 0 | 0 | 0 | 0 | 0
F10_Industrial_Paper and Printing_New_Space Heating_Natural Gas_Commissioning_A_Achievable Economic TRC Potential | F10 | Industrial | Paper and Printing | New | Space Heating | Natural Gas | Commissioning | A | Purchases (Incremental) | Achievable Economic TRC Potential | 0 | 0 | 0 | 0 | 0 | 0 | 0 | 0 | 0 | 0 | 0 | 0 | 0 | 0 | 0 | 0 | 0 | 0 | 0 | 0 | 0 | 0 | 0 | 0 | 0 | 0 | 0 | 0 | 0 | 0 | 0
F11_Industrial_Paper and Printing_New_Space Heating_Natural Gas_Commissioning_A_Achievable Economic TRC Potential | F11 | Industrial | Paper and Printing | New | Space Heating | Natural Gas | Commissioning | A | Purchases (Cumulative) | Achievable Economic TRC Potential | 0 | 0 | 0 | 0 | 0 | 0 | 0 | 0 | 0 | 0 | 0 | 0 | 0 | 0 | 0 | 0 | 0 | 0 | 0 | 0 | 0 | 0 | 0 | 0 | 0 | 0 | 0 | 0 | 0 | 0 | 0
F1_Industrial_Paper and Printing_New_Process_Natural Gas_Commissioning_A_Achievable Economic TRC Potential | F1 | Industrial | Paper and Printing | New | Process | Natural Gas | Commissioning | A | Integrated Unit Energy Savings (kWh or therms) | Achievable Economic TRC Potential | 0 | 0 | 0 | 0 | 0 | 317.5129 | 317.5129 | 317.5129 | 317.5129 | 317.5129 | 317.5129 | 317.5129 | 317.5129 | 317.5129 | 317.5129 | 317.5129 | 317.5129 | 317.5129 | 317.5129 | 317.5129 | 317.5129 | 317.5129 | 317.5129 | 317.5129 | 317.5129 | 317.5129 | 317.5129 | 317.5129 | 0 | 0 | 0
F2_Industrial_Paper and Printing_New_Process_Natural Gas_Commissioning_A_Achievable Economic TRC Potential | F2 | Industrial | Paper and Printing | New | Process | Natural Gas | Commissioning | A | Integrated Unit Summer Peak Savings (kW) | Achievable Economic TRC Potential | 0 | 0 | 0 | 0 | 0 | 0 | 0 | 0 | 0 | 0 | 0 | 0 | 0 | 0 | 0 | 0 | 0 | 0 | 0 | 0 | 0 | 0 | 0 | 0 | 0 | 0 | 0 | 0 | 0 | 0 | 0
F3_Industrial_Paper and Printing_New_Process_Natural Gas_Commissioning_A_Achievable Economic TRC Potential | F3 | Industrial | Paper and Printing | New | Process | Natural Gas | Commissioning | A | Integrated Unit Winter Peak Savings (kW) | Achievable Economic TRC Potential | 0 | 0 | 0 | 0 | 0 | 0 | 0 | 0 | 0 | 0 | 0 | 0 | 0 | 0 | 0 | 0 | 0 | 0 | 0 | 0 | 0 | 0 | 0 | 0 | 0 | 0 | 0 | 0 | 0 | 0 | 0
F4_Industrial_Paper and Printing_New_Process_Natural Gas_Commissioning_A_Achievable Economic TRC Potential | F4 | Industrial | Paper and Printing | New | Process | Natural Gas | Commissioning | A | Incremental Energy Savings (MWh or mTherms) | Achievable Economic TRC Potential | 0 | 0 | 0 | 0 | 0 | 0 | 0 | 0 | 0 | 0 | 0 | 0 | 0 | 0 | 0 | 0 | 0 | 0 | 0 | 0 | 0 | 0 | 0 | 0 | 0 | 0 | 0 | 0 | 0 | 0 | 0
F5_Industrial_Paper and Printing_New_Process_Natural Gas_Commissioning_A_Achievable Economic TRC Potential | F5 | Industrial | Paper and Printing | New | Process | Natural Gas | Commissioning | A | Incremental Summer Peak Savings (MW) | Achievable Economic TRC Potential | 0 | 0 | 0 | 0 | 0 | 0 | 0 | 0 | 0 | 0 | 0 | 0 | 0 | 0 | 0 | 0 | 0 | 0 | 0 | 0 | 0 | 0 | 0 | 0 | 0 | 0 | 0 | 0 | 0 | 0 | 0
F6_Industrial_Paper and Printing_New_Process_Natural Gas_Commissioning_A_Achievable Economic TRC Potential | F6 | Industrial | Paper and Printing | New | Process | Natural Gas | Commissioning | A | Incremental Winter Peak Savings (MW) | Achievable Economic TRC Potential | 0 | 0 | 0 | 0 | 0 | 0 | 0 | 0 | 0 | 0 | 0 | 0 | 0 | 0 | 0 | 0 | 0 | 0 | 0 | 0 | 0 | 0 | 0 | 0 | 0 | 0 | 0 | 0 | 0 | 0 | 0
F7_Industrial_Paper and Printing_New_Process_Natural Gas_Commissioning_A_Achievable Economic TRC Potential | F7 | Industrial | Paper and Printing | New | Process | Natural Gas | Commissioning | A | Cumulative Energy Savings (MWh or mTherms) | Achievable Economic TRC Potential | 0 | 0 | 0 | 0 | 0 | 0 | 0 | 0 | 0 | 0 | 0 | 0 | 0 | 0 | 0 | 0 | 0 | 0 | 0 | 0 | 0 | 0 | 0 | 0 | 0 | 0 | 0 | 0 | 0 | 0 | 0
F8_Industrial_Paper and Printing_New_Process_Natural Gas_Commissioning_A_Achievable Economic TRC Potential | F8 | Industrial | Paper and Printing | New | Process | Natural Gas | Commissioning | A | Cumulative Summer Peak Savings (MW) | Achievable Economic TRC Potential | 0 | 0 | 0 | 0 | 0 | 0 | 0 | 0 | 0 | 0 | 0 | 0 | 0 | 0 | 0 | 0 | 0 | 0 | 0 | 0 | 0 | 0 | 0 | 0 | 0 | 0 | 0 | 0 | 0 | 0 | 0
F9_Industrial_Paper and Printing_New_Process_Natural Gas_Commissioning_A_Achievable Economic TRC Potential | F9 | Industrial | Paper and Printing | New | Process | Natural Gas | Commissioning | A | Cumulative Winter Peak Savings (MW) | Achievable Economic TRC Potential | 0 | 0 | 0 | 0 | 0 | 0 | 0 | 0 | 0 | 0 | 0 | 0 | 0 | 0 | 0 | 0 | 0 | 0 | 0 | 0 | 0 | 0 | 0 | 0 | 0 | 0 | 0 | 0 | 0 | 0 | 0
F10_Industrial_Paper and Printing_New_Process_Natural Gas_Commissioning_A_Achievable Economic TRC Potential | F10 | Industrial | Paper and Printing | New | Process | Natural Gas | Commissioning | A | Purchases (Incremental) | Achievable Economic TRC Potential | 0 | 0 | 0 | 0 | 0 | 0 | 0 | 0 | 0 | 0 | 0 | 0 | 0 | 0 | 0 | 0 | 0 | 0 | 0 | 0 | 0 | 0 | 0 | 0 | 0 | 0 | 0 | 0 | 0 | 0 | 0
F11_Industrial_Paper and Printing_New_Process_Natural Gas_Commissioning_A_Achievable Economic TRC Potential | F11 | Industrial | Paper and Printing | New | Process | Natural Gas | Commissioning | A | Purchases (Cumulative) | Achievable Economic TRC Potential | 0 | 0 | 0 | 0 | 0 | 0 | 0 | 0 | 0 | 0 | 0 | 0 | 0 | 0 | 0 | 0 | 0 | 0 | 0 | 0 | 0 | 0 | 0 | 0 | 0 | 0 | 0 | 0 | 0 | 0 | 0
F1_Industrial_Paper and Printing_New_Space Heating_Natural Gas_Retrocommissioning_A_Achievable Economic TRC Potential | F1 | Industrial | Paper and Printing | New | Space Heating | Natural Gas | Retrocommissioning | A | Integrated Unit Energy Savings (kWh or therms) | Achievable Economic TRC Potential | 0 | 0 | 0 | 0 | 0 | 0 | 0 | 0 | 0 | 0 | 0 | 0 | 0 | 0 | 0 | 0 | 0 | 0 | 0 | 0 | 0 | 0 | 0 | 0 | 0 | 0 | 0 | 0 | 0 | 0 | 0
F2_Industrial_Paper and Printing_New_Space Heating_Natural Gas_Retrocommissioning_A_Achievable Economic TRC Potential | F2 | Industrial | Paper and Printing | New | Space Heating | Natural Gas | Retrocommissioning | A | Integrated Unit Summer Peak Savings (kW) | Achievable Economic TRC Potential | 0 | 0 | 0 | 0 | 0 | 0 | 0 | 0 | 0 | 0 | 0 | 0 | 0 | 0 | 0 | 0 | 0 | 0 | 0 | 0 | 0 | 0 | 0 | 0 | 0 | 0 | 0 | 0 | 0 | 0 | 0
F3_Industrial_Paper and Printing_New_Space Heating_Natural Gas_Retrocommissioning_A_Achievable Economic TRC Potential | F3 | Industrial | Paper and Printing | New | Space Heating | Natural Gas | Retrocommissioning | A | Integrated Unit Winter Peak Savings (kW) | Achievable Economic TRC Potential | 0 | 0 | 0 | 0 | 0 | 0 | 0 | 0 | 0 | 0 | 0 | 0 | 0 | 0 | 0 | 0 | 0 | 0 | 0 | 0 | 0 | 0 | 0 | 0 | 0 | 0 | 0 | 0 | 0 | 0 | 0
F4_Industrial_Paper and Printing_New_Space Heating_Natural Gas_Retrocommissioning_A_Achievable Economic TRC Potential | F4 | Industrial | Paper and Printing | New | Space Heating | Natural Gas | Retrocommissioning | A | Incremental Energy Savings (MWh or mTherms) | Achievable Economic TRC Potential | 0 | 0 | 0 | 0 | 0 | 0 | 0 | 0 | 0 | 0 | 0 | 0 | 0 | 0 | 0 | 0 | 0 | 0 | 0 | 0 | 0 | 0 | 0 | 0 | 0 | 0 | 0 | 0 | 0 | 0 | 0
F5_Industrial_Paper and Printing_New_Space Heating_Natural Gas_Retrocommissioning_A_Achievable Economic TRC Potential | F5 | Industrial | Paper and Printing | New | Space Heating | Natural Gas | Retrocommissioning | A | Incremental Summer Peak Savings (MW) | Achievable Economic TRC Potential | 0 | 0 | 0 | 0 | 0 | 0 | 0 | 0 | 0 | 0 | 0 | 0 | 0 | 0 | 0 | 0 | 0 | 0 | 0 | 0 | 0 | 0 | 0 | 0 | 0 | 0 | 0 | 0 | 0 | 0 | 0
F6_Industrial_Paper and Printing_New_Space Heating_Natural Gas_Retrocommissioning_A_Achievable Economic TRC Potential | F6 | Industrial | Paper and Printing | New | Space Heating | Natural Gas | Retrocommissioning | A | Incremental Winter Peak Savings (MW) | Achievable Economic TRC Potential | 0 | 0 | 0 | 0 | 0 | 0 | 0 | 0 | 0 | 0 | 0 | 0 | 0 | 0 | 0 | 0 | 0 | 0 | 0 | 0 | 0 | 0 | 0 | 0 | 0 | 0 | 0 | 0 | 0 | 0 | 0
F7_Industrial_Paper and Printing_New_Space Heating_Natural Gas_Retrocommissioning_A_Achievable Economic TRC Potential | F7 | Industrial | Paper and Printing | New | Space Heating | Natural Gas | Retrocommissioning | A | Cumulative Energy Savings (MWh or mTherms) | Achievable Economic TRC Potential | 0 | 0 | 0 | 0 | 0 | 0 | 0 | 0 | 0 | 0 | 0 | 0 | 0 | 0 | 0 | 0 | 0 | 0 | 0 | 0 | 0 | 0 | 0 | 0 | 0 | 0 | 0 | 0 | 0 | 0 | 0
F8_Industrial_Paper and Printing_New_Space Heating_Natural Gas_Retrocommissioning_A_Achievable Economic TRC Potential | F8 | Industrial | Paper and Printing | New | Space Heating | Natural Gas | Retrocommissioning | A | Cumulative Summer Peak Savings (MW) | Achievable Economic TRC Potential | 0 | 0 | 0 | 0 | 0 | 0 | 0 | 0 | 0 | 0 | 0 | 0 | 0 | 0 | 0 | 0 | 0 | 0 | 0 | 0 | 0 | 0 | 0 | 0 | 0 | 0 | 0 | 0 | 0 | 0 | 0
F9_Industrial_Paper and Printing_New_Space Heating_Natural Gas_Retrocommissioning_A_Achievable Economic TRC Potential | F9 | Industrial | Paper and Printing | New | Space Heating | Natural Gas | Retrocommissioning | A | Cumulative Winter Peak Savings (MW) | Achievable Economic TRC Potential | 0 | 0 | 0 | 0 | 0 | 0 | 0 | 0 | 0 | 0 | 0 | 0 | 0 | 0 | 0 | 0 | 0 | 0 | 0 | 0 | 0 | 0 | 0 | 0 | 0 | 0 | 0 | 0 | 0 | 0 | 0
F10_Industrial_Paper and Printing_New_Space Heating_Natural Gas_Retrocommissioning_A_Achievable Economic TRC Potential | F10 | Industrial | Paper and Printing | New | Space Heating | Natural Gas | Retrocommissioning | A | Purchases (Incremental) | Achievable Economic TRC Potential | 0 | 0 | 0 | 0 | 0 | 0 | 0 | 0 | 0 | 0 | 0 | 0 | 0 | 0 | 0 | 0 | 0 | 0 | 0 | 0 | 0 | 0 | 0 | 0 | 0 | 0 | 0 | 0 | 0 | 0 | 0
F11_Industrial_Paper and Printing_New_Space Heating_Natural Gas_Retrocommissioning_A_Achievable Economic TRC Potential | F11 | Industrial | Paper and Printing | New | Space Heating | Natural Gas | Retrocommissioning | A | Purchases (Cumulative) | Achievable Economic TRC Potential | 0 | 0 | 0 | 0 | 0 | 0 | 0 | 0 | 0 | 0 | 0 | 0 | 0 | 0 | 0 | 0 | 0 | 0 | 0 | 0 | 0 | 0 | 0 | 0 | 0 | 0 | 0 | 0 | 0 | 0 | 0
F1_Industrial_Paper and Printing_New_Process_Natural Gas_Retrocommissioning_A_Achievable Economic TRC Potential | F1 | Industrial | Paper and Printing | New | Process | Natural Gas | Retrocommissioning | A | Integrated Unit Energy Savings (kWh or therms) | Achievable Economic TRC Potential | 0 | 0 | 0 | 0 | 0 | 0 | 0 | 0 | 0 | 0 | 0 | 0 | 0 | 0 | 0 | 0 | 0 | 0 | 0 | 0 | 0 | 0 | 0 | 0 | 0 | 0 | 0 | 0 | 0 | 0 | 0
F2_Industrial_Paper and Printing_New_Process_Natural Gas_Retrocommissioning_A_Achievable Economic TRC Potential | F2 | Industrial | Paper and Printing | New | Process | Natural Gas | Retrocommissioning | A | Integrated Unit Summer Peak Savings (kW) | Achievable Economic TRC Potential | 0 | 0 | 0 | 0 | 0 | 0 | 0 | 0 | 0 | 0 | 0 | 0 | 0 | 0 | 0 | 0 | 0 | 0 | 0 | 0 | 0 | 0 | 0 | 0 | 0 | 0 | 0 | 0 | 0 | 0 | 0
F3_Industrial_Paper and Printing_New_Process_Natural Gas_Retrocommissioning_A_Achievable Economic TRC Potential | F3 | Industrial | Paper and Printing | New | Process | Natural Gas | Retrocommissioning | A | Integrated Unit Winter Peak Savings (kW) | Achievable Economic TRC Potential | 0 | 0 | 0 | 0 | 0 | 0 | 0 | 0 | 0 | 0 | 0 | 0 | 0 | 0 | 0 | 0 | 0 | 0 | 0 | 0 | 0 | 0 | 0 | 0 | 0 | 0 | 0 | 0 | 0 | 0 | 0
F4_Industrial_Paper and Printing_New_Process_Natural Gas_Retrocommissioning_A_Achievable Economic TRC Potential | F4 | Industrial | Paper and Printing | New | Process | Natural Gas | Retrocommissioning | A | Incremental Energy Savings (MWh or mTherms) | Achievable Economic TRC Potential | 0 | 0 | 0 | 0 | 0 | 0 | 0 | 0 | 0 | 0 | 0 | 0 | 0 | 0 | 0 | 0 | 0 | 0 | 0 | 0 | 0 | 0 | 0 | 0 | 0 | 0 | 0 | 0 | 0 | 0 | 0
F5_Industrial_Paper and Printing_New_Process_Natural Gas_Retrocommissioning_A_Achievable Economic TRC Potential | F5 | Industrial | Paper and Printing | New | Process | Natural Gas | Retrocommissioning | A | Incremental Summer Peak Savings (MW) | Achievable Economic TRC Potential | 0 | 0 | 0 | 0 | 0 | 0 | 0 | 0 | 0 | 0 | 0 | 0 | 0 | 0 | 0 | 0 | 0 | 0 | 0 | 0 | 0 | 0 | 0 | 0 | 0 | 0 | 0 | 0 | 0 | 0 | 0
F6_Industrial_Paper and Printing_New_Process_Natural Gas_Retrocommissioning_A_Achievable Economic TRC Potential | F6 | Industrial | Paper and Printing | New | Process | Natural Gas | Retrocommissioning | A | Incremental Winter Peak Savings (MW) | Achievable Economic TRC Potential | 0 | 0 | 0 | 0 | 0 | 0 | 0 | 0 | 0 | 0 | 0 | 0 | 0 | 0 | 0 | 0 | 0 | 0 | 0 | 0 | 0 | 0 | 0 | 0 | 0 | 0 | 0 | 0 | 0 | 0 | 0
F7_Industrial_Paper and Printing_New_Process_Natural Gas_Retrocommissioning_A_Achievable Economic TRC Potential | F7 | Industrial | Paper and Printing | New | Process | Natural Gas | Retrocommissioning | A | Cumulative Energy Savings (MWh or mTherms) | Achievable Economic TRC Potential | 0 | 0 | 0 | 0 | 0 | 0 | 0 | 0 | 0 | 0 | 0 | 0 | 0 | 0 | 0 | 0 | 0 | 0 | 0 | 0 | 0 | 0 | 0 | 0 | 0 | 0 | 0 | 0 | 0 | 0 | 0
F8_Industrial_Paper and Printing_New_Process_Natural Gas_Retrocommissioning_A_Achievable Economic TRC Potential | F8 | Industrial | Paper and Printing | New | Process | Natural Gas | Retrocommissioning | A | Cumulative Summer Peak Savings (MW) | Achievable Economic TRC Potential | 0 | 0 | 0 | 0 | 0 | 0 | 0 | 0 | 0 | 0 | 0 | 0 | 0 | 0 | 0 | 0 | 0 | 0 | 0 | 0 | 0 | 0 | 0 | 0 | 0 | 0 | 0 | 0 | 0 | 0 | 0
F9_Industrial_Paper and Printing_New_Process_Natural Gas_Retrocommissioning_A_Achievable Economic TRC Potential | F9 | Industrial | Paper and Printing | New | Process | Natural Gas | Retrocommissioning | A | Cumulative Winter Peak Savings (MW) | Achievable Economic TRC Potential | 0 | 0 | 0 | 0 | 0 | 0 | 0 | 0 | 0 | 0 | 0 | 0 | 0 | 0 | 0 | 0 | 0 | 0 | 0 | 0 | 0 | 0 | 0 | 0 | 0 | 0 | 0 | 0 | 0 | 0 | 0
F10_Industrial_Paper and Printing_New_Process_Natural Gas_Retrocommissioning_A_Achievable Economic TRC Potential | F10 | Industrial | Paper and Printing | New | Process | Natural Gas | Retrocommissioning | A | Purchases (Incremental) | Achievable Economic TRC Potential | 0 | 0 | 0 | 0 | 0 | 0 | 0 | 0 | 0 | 0 | 0 | 0 | 0 | 0 | 0 | 0 | 0 | 0 | 0 | 0 | 0 | 0 | 0 | 0 | 0 | 0 | 0 | 0 | 0 | 0 | 0
F11_Industrial_Paper and Printing_New_Process_Natural Gas_Retrocommissioning_A_Achievable Economic TRC Potential | F11 | Industrial | Paper and Printing | New | Process | Natural Gas | Retrocommissioning | A | Purchases (Cumulative) | Achievable Economic TRC Potential | 0 | 0 | 0 | 0 | 0 | 0 | 0 | 0 | 0 | 0 | 0 | 0 | 0 | 0 | 0 | 0 | 0 | 0 | 0 | 0 | 0 | 0 | 0 | 0 | 0 | 0 | 0 | 0 | 0 | 0 | 0
F1_Industrial_Instruments_Existing_Space Heating_Natural Gas_Insulation - Roof/Ceiling_A_Achievable Economic TRC Potential | F1 | Industrial | Instruments | Existing | Space Heating | Natural Gas | Insulation - Roof/Ceiling | A | Integrated Unit Energy Savings (kWh or therms) | Achievable Economic TRC Potential | 0 | 0 | 0 | 0 | 0 | 0.099439 | 0.098777 | 0.097962 | 0.097064 | 0.096069 | 0.094977 | 0.093793 | 0.092529 | 0.091148 | 0.089663 | 0.088142 | 0.086631 | 0.085168 | 0.083774 | 0.082533 | 0.081382 | 0.0803 | 0.079396 | 0.078598 | 0.077874 | 0.077349 | 0.076898 | 0.076476 | 0 | 0 | 0
F2_Industrial_Instruments_Existing_Space Heating_Natural Gas_Insulation - Roof/Ceiling_A_Achievable Economic TRC Potential | F2 | Industrial | Instruments | Existing | Space Heating | Natural Gas | Insulation - Roof/Ceiling | A | Integrated Unit Summer Peak Savings (kW) | Achievable Economic TRC Potential | 0 | 0 | 0 | 0 | 0 | 0 | 0 | 0 | 0 | 0 | 0 | 0 | 0 | 0 | 0 | 0 | 0 | 0 | 0 | 0 | 0 | 0 | 0 | 0 | 0 | 0 | 0 | 0 | 0 | 0 | 0
F3_Industrial_Instruments_Existing_Space Heating_Natural Gas_Insulation - Roof/Ceiling_A_Achievable Economic TRC Potential | F3 | Industrial | Instruments | Existing | Space Heating | Natural Gas | Insulation - Roof/Ceiling | A | Integrated Unit Winter Peak Savings (kW) | Achievable Economic TRC Potential | 0 | 0 | 0 | 0 | 0 | 0 | 0 | 0 | 0 | 0 | 0 | 0 | 0 | 0 | 0 | 0 | 0 | 0 | 0 | 0 | 0 | 0 | 0 | 0 | 0 | 0 | 0 | 0 | 0 | 0 | 0
F4_Industrial_Instruments_Existing_Space Heating_Natural Gas_Insulation - Roof/Ceiling_A_Achievable Economic TRC Potential | F4 | Industrial | Instruments | Existing | Space Heating | Natural Gas | Insulation - Roof/Ceiling | A | Incremental Energy Savings (MWh or mTherms) | Achievable Economic TRC Potential | 0 | 0 | 0 | 0 | 0 | 1.3599 | 2.3626 | 3.6234 | 5.029 | 6.3402 | 7.2199 | 7.6574 | 7.5388 | 6.8211 | 5.8937 | 4.7258 | 3.6131 | 2.6041 | 1.7771 | 1.1685 | 0.73021 | 0.43686 | 0.2914 | 0 | 0 | 0 | 0 | 0 | 0 | 0 | 0
F5_Industrial_Instruments_Existing_Space Heating_Natural Gas_Insulation - Roof/Ceiling_A_Achievable Economic TRC Potential | F5 | Industrial | Instruments | Existing | Space Heating | Natural Gas | Insulation - Roof/Ceiling | A | Incremental Summer Peak Savings (MW) | Achievable Economic TRC Potential | 0 | 0 | 0 | 0 | 0 | 0 | 0 | 0 | 0 | 0 | 0 | 0 | 0 | 0 | 0 | 0 | 0 | 0 | 0 | 0 | 0 | 0 | 0 | 0 | 0 | 0 | 0 | 0 | 0 | 0 | 0
F6_Industrial_Instruments_Existing_Space Heating_Natural Gas_Insulation - Roof/Ceiling_A_Achievable Economic TRC Potential | F6 | Industrial | Instruments | Existing | Space Heating | Natural Gas | Insulation - Roof/Ceiling | A | Incremental Winter Peak Savings (MW) | Achievable Economic TRC Potential | 0 | 0 | 0 | 0 | 0 | 0 | 0 | 0 | 0 | 0 | 0 | 0 | 0 | 0 | 0 | 0 | 0 | 0 | 0 | 0 | 0 | 0 | 0 | 0 | 0 | 0 | 0 | 0 | 0 | 0 | 0
F7_Industrial_Instruments_Existing_Space Heating_Natural Gas_Insulation - Roof/Ceiling_A_Achievable Economic TRC Potential | F7 | Industrial | Instruments | Existing | Space Heating | Natural Gas | Insulation - Roof/Ceiling | A | Cumulative Energy Savings (MWh or mTherms) | Achievable Economic TRC Potential | 0 | 0 | 0 | 0 | 0 | 1.3599 | 3.7135 | 7.3062 | 12.2682 | 18.4827 | 25.4924 | 32.8322 | 39.9285 | 46.1534 | 51.2954 | 55.1513 | 57.8184 | 59.4465 | 60.2503 | 60.5264 | 60.4122 | 60.0462 | 59.6615 | 59.0616 | 58.5176 | 58.1231 | 57.7842 | 57.4676 | 0 | 0 | 0
F8_Industrial_Instruments_Existing_Space Heating_Natural Gas_Insulation - Roof/Ceiling_A_Achievable Economic TRC Potential | F8 | Industrial | Instruments | Existing | Space Heating | Natural Gas | Insulation - Roof/Ceiling | A | Cumulative Summer Peak Savings (MW) | Achievable Economic TRC Potential | 0 | 0 | 0 | 0 | 0 | 0 | 0 | 0 | 0 | 0 | 0 | 0 | 0 | 0 | 0 | 0 | 0 | 0 | 0 | 0 | 0 | 0 | 0 | 0 | 0 | 0 | 0 | 0 | 0 | 0 | 0
F9_Industrial_Instruments_Existing_Space Heating_Natural Gas_Insulation - Roof/Ceiling_A_Achievable Economic TRC Potential | F9 | Industrial | Instruments | Existing | Space Heating | Natural Gas | Insulation - Roof/Ceiling | A | Cumulative Winter Peak Savings (MW) | Achievable Economic TRC Potential | 0 | 0 | 0 | 0 | 0 | 0 | 0 | 0 | 0 | 0 | 0 | 0 | 0 | 0 | 0 | 0 | 0 | 0 | 0 | 0 | 0 | 0 | 0 | 0 | 0 | 0 | 0 | 0 | 0 | 0 | 0
F10_Industrial_Instruments_Existing_Space Heating_Natural Gas_Insulation - Roof/Ceiling_A_Achievable Economic TRC Potential | F10 | Industrial | Instruments | Existing | Space Heating | Natural Gas | Insulation - Roof/Ceiling | A | Purchases (Incremental) | Achievable Economic TRC Potential | 0 | 0 | 0 | 0 | 0 | 13675.4876 | 23918.9685 | 36987.8595 | 51810.9994 | 65995.7975 | 76017.3385 | 81641.1165 | 81475.3499 | 74836.1128 | 65731.6097 | 53615.6955 | 41706.5083 | 30576.4403 | 21212.5902 | 14158.4784 | 8972.6826 | 5440.3908 | 3670.1782 | 0 | 0 | 0 | 0 | 0 | 0 | 0 | 0
F11_Industrial_Instruments_Existing_Space Heating_Natural Gas_Insulation - Roof/Ceiling_A_Achievable Economic TRC Potential | F11 | Industrial | Instruments | Existing | Space Heating | Natural Gas | Insulation - Roof/Ceiling | A | Purchases (Cumulative) | Achievable Economic TRC Potential | 0 | 0 | 0 | 0 | 0 | 13675.4876 | 37594.456 | 74582.3156 | 126393.3149 | 192389.1124 | 268406.4509 | 350047.5675 | 431522.9173 | 506359.0301 | 572090.6397 | 625706.3352 | 667412.8435 | 697989.2838 | 719201.874 | 733360.3525 | 742333.035 | 747773.4258 | 751443.604 | 751443.604 | 751443.604 | 751443.604 | 751443.604 | 751443.604 | 751443.604 | 751443.604 | 751443.604
F1_Industrial_Instruments_Existing_Space Heating_Natural Gas_Insulation - Wall Cavity_A_Achievable Economic TRC Potential | F1 | Industrial | Instruments | Existing | Space Heating | Natural Gas | Insulation - Wall Cavity | A | Integrated Unit Energy Savings (kWh or therms) | Achievable Economic TRC Potential | 0 | 0 | 0 | 0 | 0 | 0.017839 | 0.017601 | 0.017271 | 0.016858 | 0.016365 | 0.015797 | 0.015204 | 0.014608 | 0.014001 | 0.013475 | 0.012973 | 0.01256 | 0.012196 | 0.011873 | 0.011639 | 0.011424 | 0.011236 | 0.011083 | 0.01096 | 0.010849 | 0.010767 | 0.010696 | 0.01063 | 0 | 0 | 0
F2_Industrial_Instruments_Existing_Space Heating_Natural Gas_Insulation - Wall Cavity_A_Achievable Economic TRC Potential | F2 | Industrial | Instruments | Existing | Space Heating | Natural Gas | Insulation - Wall Cavity | A | Integrated Unit Summer Peak Savings (kW) | Achievable Economic TRC Potential | 0 | 0 | 0 | 0 | 0 | 0 | 0 | 0 | 0 | 0 | 0 | 0 | 0 | 0 | 0 | 0 | 0 | 0 | 0 | 0 | 0 | 0 | 0 | 0 | 0 | 0 | 0 | 0 | 0 | 0 | 0
F3_Industrial_Instruments_Existing_Space Heating_Natural Gas_Insulation - Wall Cavity_A_Achievable Economic TRC Potential | F3 | Industrial | Instruments | Existing | Space Heating | Natural Gas | Insulation - Wall Cavity | A | Integrated Unit Winter Peak Savings (kW) | Achievable Economic TRC Potential | 0 | 0 | 0 | 0 | 0 | 0 | 0 | 0 | 0 | 0 | 0 | 0 | 0 | 0 | 0 | 0 | 0 | 0 | 0 | 0 | 0 | 0 | 0 | 0 | 0 | 0 | 0 | 0 | 0 | 0 | 0
F4_Industrial_Instruments_Existing_Space Heating_Natural Gas_Insulation - Wall Cavity_A_Achievable Economic TRC Potential | F4 | Industrial | Instruments | Existing | Space Heating | Natural Gas | Insulation - Wall Cavity | A | Incremental Energy Savings (MWh or mTherms) | Achievable Economic TRC Potential | 0 | 0 | 0 | 0 | 0 | 0.24396 | 0.421 | 0.63881 | 0.87343 | 1.08 | 1.2009 | 1.2413 | 1.1902 | 1.0478 | 0.88572 | 0.69553 | 0.52385 | 0.3729 | 0.25186 | 0.16479 | 0.10251 | 0.06113 | 0.040675 | 0 | 0 | 0 | 0 | 0 | 0 | 0 | 0
F5_Industrial_Instruments_Existing_Space Heating_Natural Gas_Insulation - Wall Cavity_A_Achievable Economic TRC Potential | F5 | Industrial | Instruments | Existing | Space Heating | Natural Gas | Insulation - Wall Cavity | A | Incremental Summer Peak Savings (MW) | Achievable Economic TRC Potential | 0 | 0 | 0 | 0 | 0 | 0 | 0 | 0 | 0 | 0 | 0 | 0 | 0 | 0 | 0 | 0 | 0 | 0 | 0 | 0 | 0 | 0 | 0 | 0 | 0 | 0 | 0 | 0 | 0 | 0 | 0
F6_Industrial_Instruments_Existing_Space Heating_Natural Gas_Insulation - Wall Cavity_A_Achievable Economic TRC Potential | F6 | Industrial | Instruments | Existing | Space Heating | Natural Gas | Insulation - Wall Cavity | A | Incremental Winter Peak Savings (MW) | Achievable Economic TRC Potential | 0 | 0 | 0 | 0 | 0 | 0 | 0 | 0 | 0 | 0 | 0 | 0 | 0 | 0 | 0 | 0 | 0 | 0 | 0 | 0 | 0 | 0 | 0 | 0 | 0 | 0 | 0 | 0 | 0 | 0 | 0
F7_Industrial_Instruments_Existing_Space Heating_Natural Gas_Insulation - Wall Cavity_A_Achievable Economic TRC Potential | F7 | Industrial | Instruments | Existing | Space Heating | Natural Gas | Insulation - Wall Cavity | A | Cumulative Energy Savings (MWh or mTherms) | Achievable Economic TRC Potential | 0 | 0 | 0 | 0 | 0 | 0.24396 | 0.6617 | 1.2881 | 2.1307 | 3.1485 | 4.2401 | 5.3222 | 6.3037 | 7.0894 | 7.7088 | 8.117 | 8.383 | 8.5124 | 8.5393 | 8.5354 | 8.4805 | 8.4023 | 8.3279 | 8.236 | 8.1526 | 8.0907 | 8.0372 | 7.9875 | 0 | 0 | 0
F8_Industrial_Instruments_Existing_Space Heating_Natural Gas_Insulation - Wall Cavity_A_Achievable Economic TRC Potential | F8 | Industrial | Instruments | Existing | Space Heating | Natural Gas | Insulation - Wall Cavity | A | Cumulative Summer Peak Savings (MW) | Achievable Economic TRC Potential | 0 | 0 | 0 | 0 | 0 | 0 | 0 | 0 | 0 | 0 | 0 | 0 | 0 | 0 | 0 | 0 | 0 | 0 | 0 | 0 | 0 | 0 | 0 | 0 | 0 | 0 | 0 | 0 | 0 | 0 | 0
F9_Industrial_Instruments_Existing_Space Heating_Natural Gas_Insulation - Wall Cavity_A_Achievable Economic TRC Potential | F9 | Industrial | Instruments | Existing | Space Heating | Natural Gas | Insulation - Wall Cavity | A | Cumulative Winter Peak Savings (MW) | Achievable Economic TRC Potential | 0 | 0 | 0 | 0 | 0 | 0 | 0 | 0 | 0 | 0 | 0 | 0 | 0 | 0 | 0 | 0 | 0 | 0 | 0 | 0 | 0 | 0 | 0 | 0 | 0 | 0 | 0 | 0 | 0 | 0 | 0
F10_Industrial_Instruments_Existing_Space Heating_Natural Gas_Insulation - Wall Cavity_A_Achievable Economic TRC Potential | F10 | Industrial | Instruments | Existing | Space Heating | Natural Gas | Insulation - Wall Cavity | A | Purchases (Incremental) | Achievable Economic TRC Potential | 0 | 0 | 0 | 0 | 0 | 13675.4876 | 23918.9685 | 36987.8595 | 51810.9994 | 65995.7975 | 76017.3385 | 81641.1165 | 81475.3499 | 74836.1128 | 65731.6097 | 53615.6955 | 41706.5083 | 30576.4403 | 21212.5902 | 14158.4784 | 8972.6826 | 5440.3908 | 3670.1782 | 0 | 0 | 0 | 0 | 0 | 0 | 0 | 0
F11_Industrial_Instruments_Existing_Space Heating_Natural Gas_Insulation - Wall Cavity_A_Achievable Economic TRC Potential | F11 | Industrial | Instruments | Existing | Space Heating | Natural Gas | Insulation - Wall Cavity | A | Purchases (Cumulative) | Achievable Economic TRC Potential | 0 | 0 | 0 | 0 | 0 | 13675.4876 | 37594.456 | 74582.3156 | 126393.3149 | 192389.1124 | 268406.4509 | 350047.5675 | 431522.9173 | 506359.0301 | 572090.6397 | 625706.3352 | 667412.8435 | 697989.2838 | 719201.874 | 733360.3525 | 742333.035 | 747773.4258 | 751443.604 | 751443.604 | 751443.604 | 751443.604 | 751443.604 | 751443.604 | 751443.604 | 751443.604 | 751443.604
F1_Industrial_Instruments_Existing_Space Heating_Natural Gas_Insulation - Ducting_A_Achievable Economic TRC Potential | F1 | Industrial | Instruments | Existing | Space Heating | Natural Gas | Insulation - Ducting | A | Integrated Unit Energy Savings (kWh or therms) | Achievable Economic TRC Potential | 0 | 0 | 0 | 0 | 0 | 0.001621 | 0.0015908 | 0.0015494 | 0.0015002 | 0.0014437 | 0.001381 | 0.001317 | 0.0012546 | 0.0011928 | 0.0011403 | 0.0010916 | 0.0010523 | 0.0010177 | 0.0009873 | 0.00096484 | 0.00094409 | 0.000926 | 0.00091007 | 0.00089701 | 0.00088497 | 0.00087544 | 0.00086696 | 0.00085904 | 0.00131 | 0.0013019 | 0.0012943
F2_Industrial_Instruments_Existing_Space Heating_Natural Gas_Insulation - Ducting_A_Achievable Economic TRC Potential | F2 | Industrial | Instruments | Existing | Space Heating | Natural Gas | Insulation - Ducting | A | Integrated Unit Summer Peak Savings (kW) | Achievable Economic TRC Potential | 0 | 0 | 0 | 0 | 0 | 0 | 0 | 0 | 0 | 0 | 0 | 0 | 0 | 0 | 0 | 0 | 0 | 0 | 0 | 0 | 0 | 0 | 0 | 0 | 0 | 0 | 0 | 0 | 0 | 0 | 0
F3_Industrial_Instruments_Existing_Space Heating_Natural Gas_Insulation - Ducting_A_Achievable Economic TRC Potential | F3 | Industrial | Instruments | Existing | Space Heating | Natural Gas | Insulation - Ducting | A | Integrated Unit Winter Peak Savings (kW) | Achievable Economic TRC Potential | 0 | 0 | 0 | 0 | 0 | 0 | 0 | 0 | 0 | 0 | 0 | 0 | 0 | 0 | 0 | 0 | 0 | 0 | 0 | 0 | 0 | 0 | 0 | 0 | 0 | 0 | 0 | 0 | 0 | 0 | 0
F4_Industrial_Instruments_Existing_Space Heating_Natural Gas_Insulation - Ducting_A_Achievable Economic TRC Potential | F4 | Industrial | Instruments | Existing | Space Heating | Natural Gas | Insulation - Ducting | A | Incremental Energy Savings (MWh or mTherms) | Achievable Economic TRC Potential | 0 | 0 | 0 | 0 | 0 | 0 | 0 | 0 | 0 | 0 | 0 | 0 | 0 | 0 | 0 | 0 | 0 | 0 | 0 | 0 | 0 | 0 | 0 | 0 | 0 | 0 | 0 | 0 | 0 | 0 | 0
F5_Industrial_Instruments_Existing_Space Heating_Natural Gas_Insulation - Ducting_A_Achievable Economic TRC Potential | F5 | Industrial | Instruments | Existing | Space Heating | Natural Gas | Insulation - Ducting | A | Incremental Summer Peak Savings (MW) | Achievable Economic TRC Potential | 0 | 0 | 0 | 0 | 0 | 0 | 0 | 0 | 0 | 0 | 0 | 0 | 0 | 0 | 0 | 0 | 0 | 0 | 0 | 0 | 0 | 0 | 0 | 0 | 0 | 0 | 0 | 0 | 0 | 0 | 0
F6_Industrial_Instruments_Existing_Space Heating_Natural Gas_Insulation - Ducting_A_Achievable Economic TRC Potential | F6 | Industrial | Instruments | Existing | Space Heating | Natural Gas | Insulation - Ducting | A | Incremental Winter Peak Savings (MW) | Achievable Economic TRC Potential | 0 | 0 | 0 | 0 | 0 | 0 | 0 | 0 | 0 | 0 | 0 | 0 | 0 | 0 | 0 | 0 | 0 | 0 | 0 | 0 | 0 | 0 | 0 | 0 | 0 | 0 | 0 | 0 | 0 | 0 | 0
F7_Industrial_Instruments_Existing_Space Heating_Natural Gas_Insulation - Ducting_A_Achievable Economic TRC Potential | F7 | Industrial | Instruments | Existing | Space Heating | Natural Gas | Insulation - Ducting | A | Cumulative Energy Savings (MWh or mTherms) | Achievable Economic TRC Potential | 0 | 0 | 0 | 0 | 0 | 0 | 0 | 0 | 0 | 0 | 0 | 0 | 0 | 0 | 0 | 0 | 0 | 0 | 0 | 0 | 0 | 0 | 0 | 0 | 0 | 0 | 0 | 0 | 0 | 0 | 0
F8_Industrial_Instruments_Existing_Space Heating_Natural Gas_Insulation - Ducting_A_Achievable Economic TRC Potential | F8 | Industrial | Instruments | Existing | Space Heating | Natural Gas | Insulation - Ducting | A | Cumulative Summer Peak Savings (MW) | Achievable Economic TRC Potential | 0 | 0 | 0 | 0 | 0 | 0 | 0 | 0 | 0 | 0 | 0 | 0 | 0 | 0 | 0 | 0 | 0 | 0 | 0 | 0 | 0 | 0 | 0 | 0 | 0 | 0 | 0 | 0 | 0 | 0 | 0
F9_Industrial_Instruments_Existing_Space Heating_Natural Gas_Insulation - Ducting_A_Achievable Economic TRC Potential | F9 | Industrial | Instruments | Existing | Space Heating | Natural Gas | Insulation - Ducting | A | Cumulative Winter Peak Savings (MW) | Achievable Economic TRC Potential | 0 | 0 | 0 | 0 | 0 | 0 | 0 | 0 | 0 | 0 | 0 | 0 | 0 | 0 | 0 | 0 | 0 | 0 | 0 | 0 | 0 | 0 | 0 | 0 | 0 | 0 | 0 | 0 | 0 | 0 | 0
F10_Industrial_Instruments_Existing_Space Heating_Natural Gas_Insulation - Ducting_A_Achievable Economic TRC Potential | F10 | Industrial | Instruments | Existing | Space Heating | Natural Gas | Insulation - Ducting | A | Purchases (Incremental) | Achievable Economic TRC Potential | 0 | 0 | 0 | 0 | 0 | 0 | 0 | 0 | 0 | 0 | 0 | 0 | 0 | 0 | 0 | 0 | 0 | 0 | 0 | 0 | 0 | 0 | 0 | 0 | 0 | 0 | 0 | 0 | 0 | 0 | 0
F11_Industrial_Instruments_Existing_Space Heating_Natural Gas_Insulation - Ducting_A_Achievable Economic TRC Potential | F11 | Industrial | Instruments | Existing | Space Heating | Natural Gas | Insulation - Ducting | A | Purchases (Cumulative) | Achievable Economic TRC Potential | 0 | 0 | 0 | 0 | 0 | 0 | 0 | 0 | 0 | 0 | 0 | 0 | 0 | 0 | 0 | 0 | 0 | 0 | 0 | 0 | 0 | 0 | 0 | 0 | 0 | 0 | 0 | 0 | 0 | 0 | 0
F1_Industrial_Instruments_Existing_Space Heating_Natural Gas_HVAC - Duct Repair and Sealing_A_Achievable Economic TRC Potential | F1 | Industrial | Instruments | Existing | Space Heating | Natural Gas | HVAC - Duct Repair and Sealing | A | Integrated Unit Energy Savings (kWh or therms) | Achievable Economic TRC Potential | 0 | 0 | 0 | 0 | 0 | 0.0038188 | 0.0037522 | 0.0036614 | 0.0035543 | 0.0034321 | 0.0032963 | 0.0031571 | 0.0030204 | 0.0028841 | 0.0027667 | 0.0026569 | 0.0025671 | 0.0024874 | 0.0024167 | 0.0023634 | 0.0023142 | 0.0022709 | 0.0022326 | 0.0022009 | 0.0021716 | 0.0021485 | 0.0021279 | 0.0021087 | 0.0030839 | 0.0030649 | 0.0030471
F2_Industrial_Instruments_Existing_Space Heating_Natural Gas_HVAC - Duct Repair and Sealing_A_Achievable Economic TRC Potential | F2 | Industrial | Instruments | Existing | Space Heating | Natural Gas | HVAC - Duct Repair and Sealing | A | Integrated Unit Summer Peak Savings (kW) | Achievable Economic TRC Potential | 0 | 0 | 0 | 0 | 0 | 0 | 0 | 0 | 0 | 0 | 0 | 0 | 0 | 0 | 0 | 0 | 0 | 0 | 0 | 0 | 0 | 0 | 0 | 0 | 0 | 0 | 0 | 0 | 0 | 0 | 0
F3_Industrial_Instruments_Existing_Space Heating_Natural Gas_HVAC - Duct Repair and Sealing_A_Achievable Economic TRC Potential | F3 | Industrial | Instruments | Existing | Space Heating | Natural Gas | HVAC - Duct Repair and Sealing | A | Integrated Unit Winter Peak Savings (kW) | Achievable Economic TRC Potential | 0 | 0 | 0 | 0 | 0 | 0 | 0 | 0 | 0 | 0 | 0 | 0 | 0 | 0 | 0 | 0 | 0 | 0 | 0 | 0 | 0 | 0 | 0 | 0 | 0 | 0 | 0 | 0 | 0 | 0 | 0
F4_Industrial_Instruments_Existing_Space Heating_Natural Gas_HVAC - Duct Repair and Sealing_A_Achievable Economic TRC Potential | F4 | Industrial | Instruments | Existing | Space Heating | Natural Gas | HVAC - Duct Repair and Sealing | A | Incremental Energy Savings (MWh or mTherms) | Achievable Economic TRC Potential | 0 | 0 | 0 | 0 | 0 | 0 | 0 | 0 | 0 | 0 | 0 | 0 | 0 | 0 | 0 | 0 | 0 | 0 | 0 | 0 | 0 | 0 | 0 | 0 | 0 | 0 | 0 | 0 | 0 | 0 | 0
F5_Industrial_Instruments_Existing_Space Heating_Natural Gas_HVAC - Duct Repair and Sealing_A_Achievable Economic TRC Potential | F5 | Industrial | Instruments | Existing | Space Heating | Natural Gas | HVAC - Duct Repair and Sealing | A | Incremental Summer Peak Savings (MW) | Achievable Economic TRC Potential | 0 | 0 | 0 | 0 | 0 | 0 | 0 | 0 | 0 | 0 | 0 | 0 | 0 | 0 | 0 | 0 | 0 | 0 | 0 | 0 | 0 | 0 | 0 | 0 | 0 | 0 | 0 | 0 | 0 | 0 | 0
F6_Industrial_Instruments_Existing_Space Heating_Natural Gas_HVAC - Duct Repair and Sealing_A_Achievable Economic TRC Potential | F6 | Industrial | Instruments | Existing | Space Heating | Natural Gas | HVAC - Duct Repair and Sealing | A | Incremental Winter Peak Savings (MW) | Achievable Economic TRC Potential | 0 | 0 | 0 | 0 | 0 | 0 | 0 | 0 | 0 | 0 | 0 | 0 | 0 | 0 | 0 | 0 | 0 | 0 | 0 | 0 | 0 | 0 | 0 | 0 | 0 | 0 | 0 | 0 | 0 | 0 | 0
F7_Industrial_Instruments_Existing_Space Heating_Natural Gas_HVAC - Duct Repair and Sealing_A_Achievable Economic TRC Potential | F7 | Industrial | Instruments | Existing | Space Heating | Natural Gas | HVAC - Duct Repair and Sealing | A | Cumulative Energy Savings (MWh or mTherms) | Achievable Economic TRC Potential | 0 | 0 | 0 | 0 | 0 | 0 | 0 | 0 | 0 | 0 | 0 | 0 | 0 | 0 | 0 | 0 | 0 | 0 | 0 | 0 | 0 | 0 | 0 | 0 | 0 | 0 | 0 | 0 | 0 | 0 | 0
F8_Industrial_Instruments_Existing_Space Heating_Natural Gas_HVAC - Duct Repair and Sealing_A_Achievable Economic TRC Potential | F8 | Industrial | Instruments | Existing | Space Heating | Natural Gas | HVAC - Duct Repair and Sealing | A | Cumulative Summer Peak Savings (MW) | Achievable Economic TRC Potential | 0 | 0 | 0 | 0 | 0 | 0 | 0 | 0 | 0 | 0 | 0 | 0 | 0 | 0 | 0 | 0 | 0 | 0 | 0 | 0 | 0 | 0 | 0 | 0 | 0 | 0 | 0 | 0 | 0 | 0 | 0
F9_Industrial_Instruments_Existing_Space Heating_Natural Gas_HVAC - Duct Repair and Sealing_A_Achievable Economic TRC Potential | F9 | Industrial | Instruments | Existing | Space Heating | Natural Gas | HVAC - Duct Repair and Sealing | A | Cumulative Winter Peak Savings (MW) | Achievable Economic TRC Potential | 0 | 0 | 0 | 0 | 0 | 0 | 0 | 0 | 0 | 0 | 0 | 0 | 0 | 0 | 0 | 0 | 0 | 0 | 0 | 0 | 0 | 0 | 0 | 0 | 0 | 0 | 0 | 0 | 0 | 0 | 0
F10_Industrial_Instruments_Existing_Space Heating_Natural Gas_HVAC - Duct Repair and Sealing_A_Achievable Economic TRC Potential | F10 | Industrial | Instruments | Existing | Space Heating | Natural Gas | HVAC - Duct Repair and Sealing | A | Purchases (Incremental) | Achievable Economic TRC Potential | 0 | 0 | 0 | 0 | 0 | 0 | 0 | 0 | 0 | 0 | 0 | 0 | 0 | 0 | 0 | 0 | 0 | 0 | 0 | 0 | 0 | 0 | 0 | 0 | 0 | 0 | 0 | 0 | 0 | 0 | 0
F11_Industrial_Instruments_Existing_Space Heating_Natural Gas_HVAC - Duct Repair and Sealing_A_Achievable Economic TRC Potential | F11 | Industrial | Instruments | Existing | Space Heating | Natural Gas | HVAC - Duct Repair and Sealing | A | Purchases (Cumulative) | Achievable Economic TRC Potential | 0 | 0 | 0 | 0 | 0 | 0 | 0 | 0 | 0 | 0 | 0 | 0 | 0 | 0 | 0 | 0 | 0 | 0 | 0 | 0 | 0 | 0 | 0 | 0 | 0 | 0 | 0 | 0 | 0 | 0 | 0
F1_Industrial_Instruments_Existing_Space Heating_Natural Gas_Windows - High Efficiency_A_Achievable Economic TRC Potential | F1 | Industrial | Instruments | Existing | Space Heating | Natural Gas | Windows - High Efficiency | A | Integrated Unit Energy Savings (kWh or therms) | Achievable Economic TRC Potential | 0 | 0 | 0 | 0 | 0 | 0.0056576 | 0.0055754 | 0.0054605 | 0.005316 | 0.0051434 | 0.0049449 | 0.0047388 | 0.0045335 | 0.0043261 | 0.0041494 | 0.003982 | 0.0038468 | 0.0037281 | 0.0036241 | 0.0035499 | 0.0034821 | 0.0034233 | 0.0033752 | 0.0033375 | 0.0033033 | 0.0032778 | 0.0032558 | 0.0032353 | 0 | 0 | 0
F2_Industrial_Instruments_Existing_Space Heating_Natural Gas_Windows - High Efficiency_A_Achievable Economic TRC Potential | F2 | Industrial | Instruments | Existing | Space Heating | Natural Gas | Windows - High Efficiency | A | Integrated Unit Summer Peak Savings (kW) | Achievable Economic TRC Potential | 0 | 0 | 0 | 0 | 0 | 0 | 0 | 0 | 0 | 0 | 0 | 0 | 0 | 0 | 0 | 0 | 0 | 0 | 0 | 0 | 0 | 0 | 0 | 0 | 0 | 0 | 0 | 0 | 0 | 0 | 0
F3_Industrial_Instruments_Existing_Space Heating_Natural Gas_Windows - High Efficiency_A_Achievable Economic TRC Potential | F3 | Industrial | Instruments | Existing | Space Heating | Natural Gas | Windows - High Efficiency | A | Integrated Unit Winter Peak Savings (kW) | Achievable Economic TRC Potential | 0 | 0 | 0 | 0 | 0 | 0 | 0 | 0 | 0 | 0 | 0 | 0 | 0 | 0 | 0 | 0 | 0 | 0 | 0 | 0 | 0 | 0 | 0 | 0 | 0 | 0 | 0 | 0 | 0 | 0 | 0
F4_Industrial_Instruments_Existing_Space Heating_Natural Gas_Windows - High Efficiency_A_Achievable Economic TRC Potential | F4 | Industrial | Instruments | Existing | Space Heating | Natural Gas | Windows - High Efficiency | A | Incremental Energy Savings (MWh or mTherms) | Achievable Economic TRC Potential | 0 | 0 | 0 | 0 | 0 | 0 | 0 | 0 | 0 | 0 | 0 | 0 | 0 | 0 | 0 | 0 | 0 | 0 | 0 | 0 | 0 | 0 | 0 | 0 | 0 | 0 | 0 | 0 | 0 | 0 | 0
F5_Industrial_Instruments_Existing_Space Heating_Natural Gas_Windows - High Efficiency_A_Achievable Economic TRC Potential | F5 | Industrial | Instruments | Existing | Space Heating | Natural Gas | Windows - High Efficiency | A | Incremental Summer Peak Savings (MW) | Achievable Economic TRC Potential | 0 | 0 | 0 | 0 | 0 | 0 | 0 | 0 | 0 | 0 | 0 | 0 | 0 | 0 | 0 | 0 | 0 | 0 | 0 | 0 | 0 | 0 | 0 | 0 | 0 | 0 | 0 | 0 | 0 | 0 | 0
F6_Industrial_Instruments_Existing_Space Heating_Natural Gas_Windows - High Efficiency_A_Achievable Economic TRC Potential | F6 | Industrial | Instruments | Existing | Space Heating | Natural Gas | Windows - High Efficiency | A | Incremental Winter Peak Savings (MW) | Achievable Economic TRC Potential | 0 | 0 | 0 | 0 | 0 | 0 | 0 | 0 | 0 | 0 | 0 | 0 | 0 | 0 | 0 | 0 | 0 | 0 | 0 | 0 | 0 | 0 | 0 | 0 | 0 | 0 | 0 | 0 | 0 | 0 | 0
F7_Industrial_Instruments_Existing_Space Heating_Natural Gas_Windows - High Efficiency_A_Achievable Economic TRC Potential | F7 | Industrial | Instruments | Existing | Space Heating | Natural Gas | Windows - High Efficiency | A | Cumulative Energy Savings (MWh or mTherms) | Achievable Economic TRC Potential | 0 | 0 | 0 | 0 | 0 | 0 | 0 | 0 | 0 | 0 | 0 | 0 | 0 | 0 | 0 | 0 | 0 | 0 | 0 | 0 | 0 | 0 | 0 | 0 | 0 | 0 | 0 | 0 | 0 | 0 | 0
F8_Industrial_Instruments_Existing_Space Heating_Natural Gas_Windows - High Efficiency_A_Achievable Economic TRC Potential | F8 | Industrial | Instruments | Existing | Space Heating | Natural Gas | Windows - High Efficiency | A | Cumulative Summer Peak Savings (MW) | Achievable Economic TRC Potential | 0 | 0 | 0 | 0 | 0 | 0 | 0 | 0 | 0 | 0 | 0 | 0 | 0 | 0 | 0 | 0 | 0 | 0 | 0 | 0 | 0 | 0 | 0 | 0 | 0 | 0 | 0 | 0 | 0 | 0 | 0
F9_Industrial_Instruments_Existing_Space Heating_Natural Gas_Windows - High Efficiency_A_Achievable Economic TRC Potential | F9 | Industrial | Instruments | Existing | Space Heating | Natural Gas | Windows - High Efficiency | A | Cumulative Winter Peak Savings (MW) | Achievable Economic TRC Potential | 0 | 0 | 0 | 0 | 0 | 0 | 0 | 0 | 0 | 0 | 0 | 0 | 0 | 0 | 0 | 0 | 0 | 0 | 0 | 0 | 0 | 0 | 0 | 0 | 0 | 0 | 0 | 0 | 0 | 0 | 0
F10_Industrial_Instruments_Existing_Space Heating_Natural Gas_Windows - High Efficiency_A_Achievable Economic TRC Potential | F10 | Industrial | Instruments | Existing | Space Heating | Natural Gas | Windows - High Efficiency | A | Purchases (Incremental) | Achievable Economic TRC Potential | 0 | 0 | 0 | 0 | 0 | 0 | 0 | 0 | 0 | 0 | 0 | 0 | 0 | 0 | 0 | 0 | 0 | 0 | 0 | 0 | 0 | 0 | 0 | 0 | 0 | 0 | 0 | 0 | 0 | 0 | 0
F11_Industrial_Instruments_Existing_Space Heating_Natural Gas_Windows - High Efficiency_A_Achievable Economic TRC Potential | F11 | Industrial | Instruments | Existing | Space Heating | Natural Gas | Windows - High Efficiency | A | Purchases (Cumulative) | Achievable Economic TRC Potential | 0 | 0 | 0 | 0 | 0 | 0 | 0 | 0 | 0 | 0 | 0 | 0 | 0 | 0 | 0 | 0 | 0 | 0 | 0 | 0 | 0 | 0 | 0 | 0 | 0 | 0 | 0 | 0 | 0 | 0 | 0
F1_Industrial_Instruments_Existing_Space Heating_Natural Gas_Gas Boiler - Maintenance_A_Achievable Economic TRC Potential | F1 | Industrial | Instruments | Existing | Space Heating | Natural Gas | Gas Boiler - Maintenance | A | Integrated Unit Energy Savings (kWh or therms) | Achievable Economic TRC Potential | 0 | 0 | 0 | 0 | 0 | 4.081 | 4.0526 | 4.0236 | 3.9936 | 3.9623 | 3.9305 | 3.8976 | 3.8638 | 3.8286 | 3.79 | 3.7527 | 3.7149 | 3.6779 | 3.6415 | 3.6065 | 3.573 | 3.5388 | 3.5077 | 3.4783 | 3.4495 | 3.4233 | 3.4008 | 3.3801 | 3.5253 | 3.5108 | 3.4976
F2_Industrial_Instruments_Existing_Space Heating_Natural Gas_Gas Boiler - Maintenance_A_Achievable Economic TRC Potential | F2 | Industrial | Instruments | Existing | Space Heating | Natural Gas | Gas Boiler - Maintenance | A | Integrated Unit Summer Peak Savings (kW) | Achievable Economic TRC Potential | 0 | 0 | 0 | 0 | 0 | 0 | 0 | 0 | 0 | 0 | 0 | 0 | 0 | 0 | 0 | 0 | 0 | 0 | 0 | 0 | 0 | 0 | 0 | 0 | 0 | 0 | 0 | 0 | 0 | 0 | 0
F3_Industrial_Instruments_Existing_Space Heating_Natural Gas_Gas Boiler - Maintenance_A_Achievable Economic TRC Potential | F3 | Industrial | Instruments | Existing | Space Heating | Natural Gas | Gas Boiler - Maintenance | A | Integrated Unit Winter Peak Savings (kW) | Achievable Economic TRC Potential | 0 | 0 | 0 | 0 | 0 | 0 | 0 | 0 | 0 | 0 | 0 | 0 | 0 | 0 | 0 | 0 | 0 | 0 | 0 | 0 | 0 | 0 | 0 | 0 | 0 | 0 | 0 | 0 | 0 | 0 | 0
F4_Industrial_Instruments_Existing_Space Heating_Natural Gas_Gas Boiler - Maintenance_A_Achievable Economic TRC Potential | F4 | Industrial | Instruments | Existing | Space Heating | Natural Gas | Gas Boiler - Maintenance | A | Incremental Energy Savings (MWh or mTherms) | Achievable Economic TRC Potential | 0 | 0 | 0 | 0 | 0 | 0.014946 | 0.010398 | 0.0071044 | 0.0054946 | 0.0047803 | 0.0040512 | 0.0034322 | 0.0028848 | 0.0023735 | 0.0019781 | 0.0016188 | 0.0012481 | 0.00095752 | 0.00073176 | 0.00056509 | 0.00051193 | 0.00039526 | 0.00033614 | 0.00027861 | 0.00022246 | 0 | 0 | 0 | 0 | 0 | 0
F5_Industrial_Instruments_Existing_Space Heating_Natural Gas_Gas Boiler - Maintenance_A_Achievable Economic TRC Potential | F5 | Industrial | Instruments | Existing | Space Heating | Natural Gas | Gas Boiler - Maintenance | A | Incremental Summer Peak Savings (MW) | Achievable Economic TRC Potential | 0 | 0 | 0 | 0 | 0 | 0 | 0 | 0 | 0 | 0 | 0 | 0 | 0 | 0 | 0 | 0 | 0 | 0 | 0 | 0 | 0 | 0 | 0 | 0 | 0 | 0 | 0 | 0 | 0 | 0 | 0
F6_Industrial_Instruments_Existing_Space Heating_Natural Gas_Gas Boiler - Maintenance_A_Achievable Economic TRC Potential | F6 | Industrial | Instruments | Existing | Space Heating | Natural Gas | Gas Boiler - Maintenance | A | Incremental Winter Peak Savings (MW) | Achievable Economic TRC Potential | 0 | 0 | 0 | 0 | 0 | 0 | 0 | 0 | 0 | 0 | 0 | 0 | 0 | 0 | 0 | 0 | 0 | 0 | 0 | 0 | 0 | 0 | 0 | 0 | 0 | 0 | 0 | 0 | 0 | 0 | 0
F7_Industrial_Instruments_Existing_Space Heating_Natural Gas_Gas Boiler - Maintenance_A_Achievable Economic TRC Potential | F7 | Industrial | Instruments | Existing | Space Heating | Natural Gas | Gas Boiler - Maintenance | A | Cumulative Energy Savings (MWh or mTherms) | Achievable Economic TRC Potential | 0 | 0 | 0 | 0 | 0 | 0.014946 | 0.02524 | 0.032164 | 0.037419 | 0.041906 | 0.04562 | 0.048672 | 0.051134 | 0.053042 | 0.054485 | 0.055567 | 0.056256 | 0.056652 | 0.056824 | 0.056843 | 0.056828 | 0.056678 | 0.056516 | 0.056321 | 0.056077 | 0.055651 | 0.055286 | 0.054949 | 0 | 0 | 0
F8_Industrial_Instruments_Existing_Space Heating_Natural Gas_Gas Boiler - Maintenance_A_Achievable Economic TRC Potential | F8 | Industrial | Instruments | Existing | Space Heating | Natural Gas | Gas Boiler - Maintenance | A | Cumulative Summer Peak Savings (MW) | Achievable Economic TRC Potential | 0 | 0 | 0 | 0 | 0 | 0 | 0 | 0 | 0 | 0 | 0 | 0 | 0 | 0 | 0 | 0 | 0 | 0 | 0 | 0 | 0 | 0 | 0 | 0 | 0 | 0 | 0 | 0 | 0 | 0 | 0
F9_Industrial_Instruments_Existing_Space Heating_Natural Gas_Gas Boiler - Maintenance_A_Achievable Economic TRC Potential | F9 | Industrial | Instruments | Existing | Space Heating | Natural Gas | Gas Boiler - Maintenance | A | Cumulative Winter Peak Savings (MW) | Achievable Economic TRC Potential | 0 | 0 | 0 | 0 | 0 | 0 | 0 | 0 | 0 | 0 | 0 | 0 | 0 | 0 | 0 | 0 | 0 | 0 | 0 | 0 | 0 | 0 | 0 | 0 | 0 | 0 | 0 | 0 | 0 | 0 | 0
F10_Industrial_Instruments_Existing_Space Heating_Natural Gas_Gas Boiler - Maintenance_A_Achievable Economic TRC Potential | F10 | Industrial | Instruments | Existing | Space Heating | Natural Gas | Gas Boiler - Maintenance | A | Purchases (Incremental) | Achievable Economic TRC Potential | 0 | 0 | 0 | 0 | 0 | 3.6625 | 2.5657 | 1.7657 | 1.3759 | 1.2064 | 1.0307 | 0.88059 | 0.74663 | 0.61993 | 0.52193 | 0.43136 | 0.33598 | 0.26035 | 0.20095 | 0.15669 | 0.14328 | 0.11169 | 0.09583 | 0.0801 | 0.064492 | 0 | 0 | 0 | 0 | 0 | 0
F11_Industrial_Instruments_Existing_Space Heating_Natural Gas_Gas Boiler - Maintenance_A_Achievable Economic TRC Potential | F11 | Industrial | Instruments | Existing | Space Heating | Natural Gas | Gas Boiler - Maintenance | A | Purchases (Cumulative) | Achievable Economic TRC Potential | 0 | 0 | 0 | 0 | 0 | 3.6625 | 6.2282 | 7.9938 | 9.3697 | 10.5761 | 11.6069 | 12.4875 | 13.2341 | 13.854 | 14.3759 | 14.8073 | 15.1433 | 15.4036 | 15.6046 | 15.7613 | 15.9045 | 16.0162 | 16.1121 | 16.1922 | 16.2567 | 16.2567 | 16.2567 | 16.2567 | 16.2567 | 16.2567 | 16.2567
F1_Industrial_Instruments_Existing_Process_Natural Gas_Gas Boiler - Maintenance_A_Achievable Economic TRC Potential | F1 | Industrial | Instruments | Existing | Process | Natural Gas | Gas Boiler - Maintenance | A | Integrated Unit Energy Savings (kWh or therms) | Achievable Economic TRC Potential | 0 | 0 | 0 | 0 | 0 | 2.58 | 2.58 | 2.58 | 2.58 | 2.58 | 2.58 | 2.58 | 2.58 | 2.58 | 2.58 | 2.58 | 2.58 | 2.58 | 2.58 | 2.58 | 2.58 | 2.58 | 2.58 | 2.58 | 2.58 | 2.58 | 2.58 | 2.58 | 2.58 | 2.58 | 2.58
F2_Industrial_Instruments_Existing_Process_Natural Gas_Gas Boiler - Maintenance_A_Achievable Economic TRC Potential | F2 | Industrial | Instruments | Existing | Process | Natural Gas | Gas Boiler - Maintenance | A | Integrated Unit Summer Peak Savings (kW) | Achievable Economic TRC Potential | 0 | 0 | 0 | 0 | 0 | 0 | 0 | 0 | 0 | 0 | 0 | 0 | 0 | 0 | 0 | 0 | 0 | 0 | 0 | 0 | 0 | 0 | 0 | 0 | 0 | 0 | 0 | 0 | 0 | 0 | 0
F3_Industrial_Instruments_Existing_Process_Natural Gas_Gas Boiler - Maintenance_A_Achievable Economic TRC Potential | F3 | Industrial | Instruments | Existing | Process | Natural Gas | Gas Boiler - Maintenance | A | Integrated Unit Winter Peak Savings (kW) | Achievable Economic TRC Potential | 0 | 0 | 0 | 0 | 0 | 0 | 0 | 0 | 0 | 0 | 0 | 0 | 0 | 0 | 0 | 0 | 0 | 0 | 0 | 0 | 0 | 0 | 0 | 0 | 0 | 0 | 0 | 0 | 0 | 0 | 0
F4_Industrial_Instruments_Existing_Process_Natural Gas_Gas Boiler - Maintenance_A_Achievable Economic TRC Potential | F4 | Industrial | Instruments | Existing | Process | Natural Gas | Gas Boiler - Maintenance | A | Incremental Energy Savings (MWh or mTherms) | Achievable Economic TRC Potential | 0 | 0 | 0 | 0 | 0 | 0.28664 | 0.2008 | 0.13819 | 0.10768 | 0.094422 | 0.080669 | 0.068919 | 0.058434 | 0.048518 | 0.040848 | 0.03376 | 0.026296 | 0.020376 | 0.015727 | 0.012263 | 0.011213 | 0.0087416 | 0.0075 | 0.006269 | 0.0050474 | 0 | 0 | 0 | 0 | 0 | 0
F5_Industrial_Instruments_Existing_Process_Natural Gas_Gas Boiler - Maintenance_A_Achievable Economic TRC Potential | F5 | Industrial | Instruments | Existing | Process | Natural Gas | Gas Boiler - Maintenance | A | Incremental Summer Peak Savings (MW) | Achievable Economic TRC Potential | 0 | 0 | 0 | 0 | 0 | 0 | 0 | 0 | 0 | 0 | 0 | 0 | 0 | 0 | 0 | 0 | 0 | 0 | 0 | 0 | 0 | 0 | 0 | 0 | 0 | 0 | 0 | 0 | 0 | 0 | 0
F6_Industrial_Instruments_Existing_Process_Natural Gas_Gas Boiler - Maintenance_A_Achievable Economic TRC Potential | F6 | Industrial | Instruments | Existing | Process | Natural Gas | Gas Boiler - Maintenance | A | Incremental Winter Peak Savings (MW) | Achievable Economic TRC Potential | 0 | 0 | 0 | 0 | 0 | 0 | 0 | 0 | 0 | 0 | 0 | 0 | 0 | 0 | 0 | 0 | 0 | 0 | 0 | 0 | 0 | 0 | 0 | 0 | 0 | 0 | 0 | 0 | 0 | 0 | 0
F7_Industrial_Instruments_Existing_Process_Natural Gas_Gas Boiler - Maintenance_A_Achievable Economic TRC Potential | F7 | Industrial | Instruments | Existing | Process | Natural Gas | Gas Boiler - Maintenance | A | Cumulative Energy Savings (MWh or mTherms) | Achievable Economic TRC Potential | 0 | 0 | 0 | 0 | 0 | 0.28664 | 0.48744 | 0.62563 | 0.73331 | 0.82773 | 0.9084 | 0.97732 | 1.0358 | 1.0843 | 1.1251 | 1.1589 | 1.1852 | 1.2056 | 1.2213 | 1.2335 | 1.2448 | 1.2535 | 1.261 | 1.2673 | 1.2723 | 1.2723 | 1.2723 | 1.2723 | 0 | 0 | 0
F8_Industrial_Instruments_Existing_Process_Natural Gas_Gas Boiler - Maintenance_A_Achievable Economic TRC Potential | F8 | Industrial | Instruments | Existing | Process | Natural Gas | Gas Boiler - Maintenance | A | Cumulative Summer Peak Savings (MW) | Achievable Economic TRC Potential | 0 | 0 | 0 | 0 | 0 | 0 | 0 | 0 | 0 | 0 | 0 | 0 | 0 | 0 | 0 | 0 | 0 | 0 | 0 | 0 | 0 | 0 | 0 | 0 | 0 | 0 | 0 | 0 | 0 | 0 | 0
F9_Industrial_Instruments_Existing_Process_Natural Gas_Gas Boiler - Maintenance_A_Achievable Economic TRC Potential | F9 | Industrial | Instruments | Existing | Process | Natural Gas | Gas Boiler - Maintenance | A | Cumulative Winter Peak Savings (MW) | Achievable Economic TRC Potential | 0 | 0 | 0 | 0 | 0 | 0 | 0 | 0 | 0 | 0 | 0 | 0 | 0 | 0 | 0 | 0 | 0 | 0 | 0 | 0 | 0 | 0 | 0 | 0 | 0 | 0 | 0 | 0 | 0 | 0 | 0
F10_Industrial_Instruments_Existing_Process_Natural Gas_Gas Boiler - Maintenance_A_Achievable Economic TRC Potential | F10 | Industrial | Instruments | Existing | Process | Natural Gas | Gas Boiler - Maintenance | A | Purchases (Incremental) | Achievable Economic TRC Potential | 0 | 0 | 0 | 0 | 0 | 111.1004 | 77.8298 | 53.5613 | 41.7361 | 36.5974 | 31.2668 | 26.7125 | 22.6489 | 18.8054 | 15.8325 | 13.0851 | 10.192 | 7.8976 | 6.0958 | 4.753 | 4.3463 | 3.3882 | 2.907 | 2.4298 | 1.9564 | 0 | 0 | 0 | 0 | 0 | 0
F11_Industrial_Instruments_Existing_Process_Natural Gas_Gas Boiler - Maintenance_A_Achievable Economic TRC Potential | F11 | Industrial | Instruments | Existing | Process | Natural Gas | Gas Boiler - Maintenance | A | Purchases (Cumulative) | Achievable Economic TRC Potential | 0 | 0 | 0 | 0 | 0 | 111.1004 | 188.9302 | 242.4915 | 284.2276 | 320.825 | 352.0918 | 378.8043 | 401.4532 | 420.2586 | 436.0911 | 449.1762 | 459.3682 | 467.2658 | 473.3616 | 478.1146 | 482.4609 | 485.8491 | 488.756 | 491.1859 | 493.1422 | 493.1422 | 493.1422 | 493.1422 | 493.1422 | 493.1422 | 493.1422
F1_Industrial_Instruments_Existing_Space Heating_Natural Gas_Gas Furnace - Maintenance_A_Achievable Economic TRC Potential | F1 | Industrial | Instruments | Existing | Space Heating | Natural Gas | Gas Furnace - Maintenance | A | Integrated Unit Energy Savings (kWh or therms) | Achievable Economic TRC Potential | 0 | 0 | 0 | 0 | 0 | 0.009191 | 0.0091042 | 0.0089934 | 0.008879 | 0.0087614 | 0.0086433 | 0.0085238 | 0.0084078 | 0.0082941 | 0.008176 | 0.0080674 | 0.0079622 | 0.0078624 | 0.0077676 | 0.0076755 | 0.0075869 | 0.0074992 | 0.0074147 | 0.0073349 | 0.007259 | 0.0071895 | 0.0071277 | 0.0070697 | 0.0073847 | 0.0073392 | 0.0072965
F2_Industrial_Instruments_Existing_Space Heating_Natural Gas_Gas Furnace - Maintenance_A_Achievable Economic TRC Potential | F2 | Industrial | Instruments | Existing | Space Heating | Natural Gas | Gas Furnace - Maintenance | A | Integrated Unit Summer Peak Savings (kW) | Achievable Economic TRC Potential | 0 | 0 | 0 | 0 | 0 | 0 | 0 | 0 | 0 | 0 | 0 | 0 | 0 | 0 | 0 | 0 | 0 | 0 | 0 | 0 | 0 | 0 | 0 | 0 | 0 | 0 | 0 | 0 | 0 | 0 | 0
F3_Industrial_Instruments_Existing_Space Heating_Natural Gas_Gas Furnace - Maintenance_A_Achievable Economic TRC Potential | F3 | Industrial | Instruments | Existing | Space Heating | Natural Gas | Gas Furnace - Maintenance | A | Integrated Unit Winter Peak Savings (kW) | Achievable Economic TRC Potential | 0 | 0 | 0 | 0 | 0 | 0 | 0 | 0 | 0 | 0 | 0 | 0 | 0 | 0 | 0 | 0 | 0 | 0 | 0 | 0 | 0 | 0 | 0 | 0 | 0 | 0 | 0 | 0 | 0 | 0 | 0
F4_Industrial_Instruments_Existing_Space Heating_Natural Gas_Gas Furnace - Maintenance_A_Achievable Economic TRC Potential | F4 | Industrial | Instruments | Existing | Space Heating | Natural Gas | Gas Furnace - Maintenance | A | Incremental Energy Savings (MWh or mTherms) | Achievable Economic TRC Potential | 0 | 0 | 0 | 0 | 0 | 0.00040574 | 0.00028155 | 0.0001914 | 0.00014725 | 0.00012741 | 0.00010738 | 9.0472e-05 | 7.5665e-05 | 6.1975e-05 | 5.1435e-05 | 4.1945e-05 | 3.2245e-05 | 2.4673e-05 | 1.8814e-05 | 1.4496e-05 | 1.3102e-05 | 1.0096e-05 | 8.5645e-06 | 7.0816e-06 | 5.6428e-06 | 0 | 0 | 0 | 0 | 0 | 0
F5_Industrial_Instruments_Existing_Space Heating_Natural Gas_Gas Furnace - Maintenance_A_Achievable Economic TRC Potential | F5 | Industrial | Instruments | Existing | Space Heating | Natural Gas | Gas Furnace - Maintenance | A | Incremental Summer Peak Savings (MW) | Achievable Economic TRC Potential | 0 | 0 | 0 | 0 | 0 | 0 | 0 | 0 | 0 | 0 | 0 | 0 | 0 | 0 | 0 | 0 | 0 | 0 | 0 | 0 | 0 | 0 | 0 | 0 | 0 | 0 | 0 | 0 | 0 | 0 | 0
F6_Industrial_Instruments_Existing_Space Heating_Natural Gas_Gas Furnace - Maintenance_A_Achievable Economic TRC Potential | F6 | Industrial | Instruments | Existing | Space Heating | Natural Gas | Gas Furnace - Maintenance | A | Incremental Winter Peak Savings (MW) | Achievable Economic TRC Potential | 0 | 0 | 0 | 0 | 0 | 0 | 0 | 0 | 0 | 0 | 0 | 0 | 0 | 0 | 0 | 0 | 0 | 0 | 0 | 0 | 0 | 0 | 0 | 0 | 0 | 0 | 0 | 0 | 0 | 0 | 0
F7_Industrial_Instruments_Existing_Space Heating_Natural Gas_Gas Furnace - Maintenance_A_Achievable Economic TRC Potential | F7 | Industrial | Instruments | Existing | Space Heating | Natural Gas | Gas Furnace - Maintenance | A | Cumulative Energy Savings (MWh or mTherms) | Achievable Economic TRC Potential | 0 | 0 | 0 | 0 | 0 | 0.00040574 | 0.00068346 | 0.00086654 | 0.0010028 | 0.0011169 | 0.0012092 | 0.001283 | 0.0013412 | 0.001385 | 0.0014167 | 0.0014399 | 0.0014533 | 0.0014598 | 0.001461 | 0.0014582 | 0.0014544 | 0.0014477 | 0.00144 | 0.0014315 | 0.0014224 | 0.0014088 | 0.0013967 | 0.0013853 | 0 | 0 | 0
F8_Industrial_Instruments_Existing_Space Heating_Natural Gas_Gas Furnace - Maintenance_A_Achievable Economic TRC Potential | F8 | Industrial | Instruments | Existing | Space Heating | Natural Gas | Gas Furnace - Maintenance | A | Cumulative Summer Peak Savings (MW) | Achievable Economic TRC Potential | 0 | 0 | 0 | 0 | 0 | 0 | 0 | 0 | 0 | 0 | 0 | 0 | 0 | 0 | 0 | 0 | 0 | 0 | 0 | 0 | 0 | 0 | 0 | 0 | 0 | 0 | 0 | 0 | 0 | 0 | 0
F9_Industrial_Instruments_Existing_Space Heating_Natural Gas_Gas Furnace - Maintenance_A_Achievable Economic TRC Potential | F9 | Industrial | Instruments | Existing | Space Heating | Natural Gas | Gas Furnace - Maintenance | A | Cumulative Winter Peak Savings (MW) | Achievable Economic TRC Potential | 0 | 0 | 0 | 0 | 0 | 0 | 0 | 0 | 0 | 0 | 0 | 0 | 0 | 0 | 0 | 0 | 0 | 0 | 0 | 0 | 0 | 0 | 0 | 0 | 0 | 0 | 0 | 0 | 0 | 0 | 0
F10_Industrial_Instruments_Existing_Space Heating_Natural Gas_Gas Furnace - Maintenance_A_Achievable Economic TRC Potential | F10 | Industrial | Instruments | Existing | Space Heating | Natural Gas | Gas Furnace - Maintenance | A | Purchases (Incremental) | Achievable Economic TRC Potential | 0 | 0 | 0 | 0 | 0 | 44.1452 | 30.9253 | 21.2823 | 16.5836 | 14.5418 | 12.4237 | 10.6141 | 8.9994 | 7.4722 | 6.291 | 5.1993 | 4.0497 | 3.1381 | 2.4221 | 1.8886 | 1.727 | 1.3463 | 1.1551 | 0.96548 | 0.77735 | 0 | 0 | 0 | 0 | 0 | 0
F11_Industrial_Instruments_Existing_Space Heating_Natural Gas_Gas Furnace - Maintenance_A_Achievable Economic TRC Potential | F11 | Industrial | Instruments | Existing | Space Heating | Natural Gas | Gas Furnace - Maintenance | A | Purchases (Cumulative) | Achievable Economic TRC Potential | 0 | 0 | 0 | 0 | 0 | 44.1452 | 75.0704 | 96.3527 | 112.9364 | 127.4782 | 139.9019 | 150.5159 | 159.5153 | 166.9876 | 173.2785 | 178.4778 | 182.5276 | 185.6657 | 188.0878 | 189.9764 | 191.7033 | 193.0496 | 194.2047 | 195.1702 | 195.9475 | 195.9475 | 195.9475 | 195.9475 | 195.9475 | 195.9475 | 195.9475
F1_Industrial_Instruments_Existing_Space Heating_Natural Gas_Gas Boiler - Hot Water Reset_A_Achievable Economic TRC Potential | F1 | Industrial | Instruments | Existing | Space Heating | Natural Gas | Gas Boiler - Hot Water Reset | A | Integrated Unit Energy Savings (kWh or therms) | Achievable Economic TRC Potential | 0 | 0 | 0 | 0 | 0 | 14.836 | 14.729 | 14.6203 | 14.5076 | 14.3907 | 14.2716 | 14.1494 | 14.0238 | 13.8931 | 13.7508 | 13.6127 | 13.4734 | 13.3368 | 13.2026 | 13.0738 | 12.9504 | 12.8242 | 12.7097 | 12.6013 | 12.495 | 12.3999 | 12.3184 | 12.2433 | 12.8193 | 12.7666 | 12.7186
F2_Industrial_Instruments_Existing_Space Heating_Natural Gas_Gas Boiler - Hot Water Reset_A_Achievable Economic TRC Potential | F2 | Industrial | Instruments | Existing | Space Heating | Natural Gas | Gas Boiler - Hot Water Reset | A | Integrated Unit Summer Peak Savings (kW) | Achievable Economic TRC Potential | 0 | 0 | 0 | 0 | 0 | 0 | 0 | 0 | 0 | 0 | 0 | 0 | 0 | 0 | 0 | 0 | 0 | 0 | 0 | 0 | 0 | 0 | 0 | 0 | 0 | 0 | 0 | 0 | 0 | 0 | 0
F3_Industrial_Instruments_Existing_Space Heating_Natural Gas_Gas Boiler - Hot Water Reset_A_Achievable Economic TRC Potential | F3 | Industrial | Instruments | Existing | Space Heating | Natural Gas | Gas Boiler - Hot Water Reset | A | Integrated Unit Winter Peak Savings (kW) | Achievable Economic TRC Potential | 0 | 0 | 0 | 0 | 0 | 0 | 0 | 0 | 0 | 0 | 0 | 0 | 0 | 0 | 0 | 0 | 0 | 0 | 0 | 0 | 0 | 0 | 0 | 0 | 0 | 0 | 0 | 0 | 0 | 0 | 0
F4_Industrial_Instruments_Existing_Space Heating_Natural Gas_Gas Boiler - Hot Water Reset_A_Achievable Economic TRC Potential | F4 | Industrial | Instruments | Existing | Space Heating | Natural Gas | Gas Boiler - Hot Water Reset | A | Incremental Energy Savings (MWh or mTherms) | Achievable Economic TRC Potential | 0 | 0 | 0 | 0 | 0 | 0.026407 | 0.032172 | 0.038848 | 0.044773 | 0.0507 | 0.058037 | 0.06295 | 0.063607 | 0.058441 | 0.04991 | 0.03787 | 0.02481 | 0.014188 | 0.0067022 | 0.0028112 | 0.0010084 | 0.0003107 | 6.687e-05 | 1.0861e-05 | 1.2886e-06 | 0 | 0 | 0 | 0 | 0 | 0
F5_Industrial_Instruments_Existing_Space Heating_Natural Gas_Gas Boiler - Hot Water Reset_A_Achievable Economic TRC Potential | F5 | Industrial | Instruments | Existing | Space Heating | Natural Gas | Gas Boiler - Hot Water Reset | A | Incremental Summer Peak Savings (MW) | Achievable Economic TRC Potential | 0 | 0 | 0 | 0 | 0 | 0 | 0 | 0 | 0 | 0 | 0 | 0 | 0 | 0 | 0 | 0 | 0 | 0 | 0 | 0 | 0 | 0 | 0 | 0 | 0 | 0 | 0 | 0 | 0 | 0 | 0
F6_Industrial_Instruments_Existing_Space Heating_Natural Gas_Gas Boiler - Hot Water Reset_A_Achievable Economic TRC Potential | F6 | Industrial | Instruments | Existing | Space Heating | Natural Gas | Gas Boiler - Hot Water Reset | A | Incremental Winter Peak Savings (MW) | Achievable Economic TRC Potential | 0 | 0 | 0 | 0 | 0 | 0 | 0 | 0 | 0 | 0 | 0 | 0 | 0 | 0 | 0 | 0 | 0 | 0 | 0 | 0 | 0 | 0 | 0 | 0 | 0 | 0 | 0 | 0 | 0 | 0 | 0
F7_Industrial_Instruments_Existing_Space Heating_Natural Gas_Gas Boiler - Hot Water Reset_A_Achievable Economic TRC Potential | F7 | Industrial | Instruments | Existing | Space Heating | Natural Gas | Gas Boiler - Hot Water Reset | A | Cumulative Energy Savings (MWh or mTherms) | Achievable Economic TRC Potential | 0 | 0 | 0 | 0 | 0 | 0.026407 | 0.058388 | 0.096805 | 0.14083 | 0.1904 | 0.24686 | 0.30769 | 0.36857 | 0.42357 | 0.46915 | 0.50231 | 0.52198 | 0.53087 | 0.53223 | 0.52985 | 0.52586 | 0.52104 | 0.51646 | 0.51206 | 0.50775 | 0.50388 | 0.50057 | 0.49752 | 0 | 0 | 0
F8_Industrial_Instruments_Existing_Space Heating_Natural Gas_Gas Boiler - Hot Water Reset_A_Achievable Economic TRC Potential | F8 | Industrial | Instruments | Existing | Space Heating | Natural Gas | Gas Boiler - Hot Water Reset | A | Cumulative Summer Peak Savings (MW) | Achievable Economic TRC Potential | 0 | 0 | 0 | 0 | 0 | 0 | 0 | 0 | 0 | 0 | 0 | 0 | 0 | 0 | 0 | 0 | 0 | 0 | 0 | 0 | 0 | 0 | 0 | 0 | 0 | 0 | 0 | 0 | 0 | 0 | 0
F9_Industrial_Instruments_Existing_Space Heating_Natural Gas_Gas Boiler - Hot Water Reset_A_Achievable Economic TRC Potential | F9 | Industrial | Instruments | Existing | Space Heating | Natural Gas | Gas Boiler - Hot Water Reset | A | Cumulative Winter Peak Savings (MW) | Achievable Economic TRC Potential | 0 | 0 | 0 | 0 | 0 | 0 | 0 | 0 | 0 | 0 | 0 | 0 | 0 | 0 | 0 | 0 | 0 | 0 | 0 | 0 | 0 | 0 | 0 | 0 | 0 | 0 | 0 | 0 | 0 | 0 | 0
F10_Industrial_Instruments_Existing_Space Heating_Natural Gas_Gas Boiler - Hot Water Reset_A_Achievable Economic TRC Potential | F10 | Industrial | Instruments | Existing | Space Heating | Natural Gas | Gas Boiler - Hot Water Reset | A | Purchases (Incremental) | Achievable Economic TRC Potential | 0 | 0 | 0 | 0 | 0 | 1.7799 | 2.1843 | 2.6571 | 3.0862 | 3.5231 | 4.0666 | 4.4489 | 4.5357 | 4.2064 | 3.6296 | 2.782 | 1.8414 | 1.0638 | 0.50764 | 0.21502 | 0.077867 | 0.024228 | 0.0052613 | 0.00086187 | 0.00010313 | 0 | 0 | 0 | 0 | 0 | 0
F11_Industrial_Instruments_Existing_Space Heating_Natural Gas_Gas Boiler - Hot Water Reset_A_Achievable Economic TRC Potential | F11 | Industrial | Instruments | Existing | Space Heating | Natural Gas | Gas Boiler - Hot Water Reset | A | Purchases (Cumulative) | Achievable Economic TRC Potential | 0 | 0 | 0 | 0 | 0 | 1.7799 | 3.9642 | 6.6213 | 9.7075 | 13.2305 | 17.2971 | 21.7461 | 26.2817 | 30.4882 | 34.1178 | 36.8997 | 38.7411 | 39.8049 | 40.3126 | 40.5276 | 40.6055 | 40.6297 | 40.635 | 40.6358 | 40.6359 | 40.6359 | 40.6359 | 40.6359 | 40.6359 | 40.6359 | 40.6359
F1_Industrial_Instruments_Existing_Process_Natural Gas_Gas Boiler - Hot Water Reset_A_Achievable Economic TRC Potential | F1 | Industrial | Instruments | Existing | Process | Natural Gas | Gas Boiler - Hot Water Reset | A | Integrated Unit Energy Savings (kWh or therms) | Achievable Economic TRC Potential | 0 | 0 | 0 | 0 | 0 | 4.6853 | 4.68 | 4.675 | 4.6703 | 4.6656 | 4.661 | 4.6574 | 4.6544 | 4.6514 | 4.6494 | 4.6473 | 4.6458 | 4.6442 | 4.6427 | 4.6417 | 4.6406 | 4.6398 | 4.6391 | 4.6384 | 4.6377 | 4.6376 | 4.6374 | 4.6373 | 4.6909 | 4.6909 | 4.6909
F2_Industrial_Instruments_Existing_Process_Natural Gas_Gas Boiler - Hot Water Reset_A_Achievable Economic TRC Potential | F2 | Industrial | Instruments | Existing | Process | Natural Gas | Gas Boiler - Hot Water Reset | A | Integrated Unit Summer Peak Savings (kW) | Achievable Economic TRC Potential | 0 | 0 | 0 | 0 | 0 | 0 | 0 | 0 | 0 | 0 | 0 | 0 | 0 | 0 | 0 | 0 | 0 | 0 | 0 | 0 | 0 | 0 | 0 | 0 | 0 | 0 | 0 | 0 | 0 | 0 | 0
F3_Industrial_Instruments_Existing_Process_Natural Gas_Gas Boiler - Hot Water Reset_A_Achievable Economic TRC Potential | F3 | Industrial | Instruments | Existing | Process | Natural Gas | Gas Boiler - Hot Water Reset | A | Integrated Unit Winter Peak Savings (kW) | Achievable Economic TRC Potential | 0 | 0 | 0 | 0 | 0 | 0 | 0 | 0 | 0 | 0 | 0 | 0 | 0 | 0 | 0 | 0 | 0 | 0 | 0 | 0 | 0 | 0 | 0 | 0 | 0 | 0 | 0 | 0 | 0 | 0 | 0
F4_Industrial_Instruments_Existing_Process_Natural Gas_Gas Boiler - Hot Water Reset_A_Achievable Economic TRC Potential | F4 | Industrial | Instruments | Existing | Process | Natural Gas | Gas Boiler - Hot Water Reset | A | Incremental Energy Savings (MWh or mTherms) | Achievable Economic TRC Potential | 0 | 0 | 0 | 0 | 0 | 0.25297 | 0.31009 | 0.37682 | 0.43722 | 0.49862 | 0.57498 | 0.62855 | 0.64039 | 0.59352 | 0.51192 | 0.39218 | 0.2595 | 0.14987 | 0.071493 | 0.030277 | 0.010962 | 0.00341 | 0.00074041 | 0.00012127 | 1.4508e-05 | 0 | 0 | 0 | 0 | 0 | 0
F5_Industrial_Instruments_Existing_Process_Natural Gas_Gas Boiler - Hot Water Reset_A_Achievable Economic TRC Potential | F5 | Industrial | Instruments | Existing | Process | Natural Gas | Gas Boiler - Hot Water Reset | A | Incremental Summer Peak Savings (MW) | Achievable Economic TRC Potential | 0 | 0 | 0 | 0 | 0 | 0 | 0 | 0 | 0 | 0 | 0 | 0 | 0 | 0 | 0 | 0 | 0 | 0 | 0 | 0 | 0 | 0 | 0 | 0 | 0 | 0 | 0 | 0 | 0 | 0 | 0
F6_Industrial_Instruments_Existing_Process_Natural Gas_Gas Boiler - Hot Water Reset_A_Achievable Economic TRC Potential | F6 | Industrial | Instruments | Existing | Process | Natural Gas | Gas Boiler - Hot Water Reset | A | Incremental Winter Peak Savings (MW) | Achievable Economic TRC Potential | 0 | 0 | 0 | 0 | 0 | 0 | 0 | 0 | 0 | 0 | 0 | 0 | 0 | 0 | 0 | 0 | 0 | 0 | 0 | 0 | 0 | 0 | 0 | 0 | 0 | 0 | 0 | 0 | 0 | 0 | 0
F7_Industrial_Instruments_Existing_Process_Natural Gas_Gas Boiler - Hot Water Reset_A_Achievable Economic TRC Potential | F7 | Industrial | Instruments | Existing | Process | Natural Gas | Gas Boiler - Hot Water Reset | A | Cumulative Energy Savings (MWh or mTherms) | Achievable Economic TRC Potential | 0 | 0 | 0 | 0 | 0 | 0.25297 | 0.56278 | 0.93901 | 1.3753 | 1.8725 | 2.4457 | 3.0723 | 3.7107 | 4.3018 | 4.812 | 5.2019 | 5.4597 | 5.6078 | 5.6774 | 5.7065 | 5.7161 | 5.7186 | 5.7184 | 5.7177 | 5.7168 | 5.7167 | 5.7165 | 5.7163 | 0 | 0 | 0
F8_Industrial_Instruments_Existing_Process_Natural Gas_Gas Boiler - Hot Water Reset_A_Achievable Economic TRC Potential | F8 | Industrial | Instruments | Existing | Process | Natural Gas | Gas Boiler - Hot Water Reset | A | Cumulative Summer Peak Savings (MW) | Achievable Economic TRC Potential | 0 | 0 | 0 | 0 | 0 | 0 | 0 | 0 | 0 | 0 | 0 | 0 | 0 | 0 | 0 | 0 | 0 | 0 | 0 | 0 | 0 | 0 | 0 | 0 | 0 | 0 | 0 | 0 | 0 | 0 | 0
F9_Industrial_Instruments_Existing_Process_Natural Gas_Gas Boiler - Hot Water Reset_A_Achievable Economic TRC Potential | F9 | Industrial | Instruments | Existing | Process | Natural Gas | Gas Boiler - Hot Water Reset | A | Cumulative Winter Peak Savings (MW) | Achievable Economic TRC Potential | 0 | 0 | 0 | 0 | 0 | 0 | 0 | 0 | 0 | 0 | 0 | 0 | 0 | 0 | 0 | 0 | 0 | 0 | 0 | 0 | 0 | 0 | 0 | 0 | 0 | 0 | 0 | 0 | 0 | 0 | 0
F10_Industrial_Instruments_Existing_Process_Natural Gas_Gas Boiler - Hot Water Reset_A_Achievable Economic TRC Potential | F10 | Industrial | Instruments | Existing | Process | Natural Gas | Gas Boiler - Hot Water Reset | A | Purchases (Incremental) | Achievable Economic TRC Potential | 0 | 0 | 0 | 0 | 0 | 53.9934 | 66.2589 | 80.6033 | 93.6183 | 106.8718 | 123.3593 | 134.9573 | 137.5885 | 127.6017 | 110.1032 | 84.39 | 55.8583 | 32.2706 | 15.3991 | 6.5227 | 2.3621 | 0.73494 | 0.1596 | 0.026145 | 0.0031284 | 0 | 0 | 0 | 0 | 0 | 0
F11_Industrial_Instruments_Existing_Process_Natural Gas_Gas Boiler - Hot Water Reset_A_Achievable Economic TRC Potential | F11 | Industrial | Instruments | Existing | Process | Natural Gas | Gas Boiler - Hot Water Reset | A | Purchases (Cumulative) | Achievable Economic TRC Potential | 0 | 0 | 0 | 0 | 0 | 53.9934 | 120.2522 | 200.8555 | 294.4738 | 401.3457 | 524.705 | 659.6623 | 797.2508 | 924.8524 | 1034.9556 | 1119.3456 | 1175.204 | 1207.4746 | 1222.8737 | 1229.3965 | 1231.7586 | 1232.4935 | 1232.6531 | 1232.6792 | 1232.6824 | 1232.6824 | 1232.6824 | 1232.6824 | 1232.6824 | 1232.6824 | 1232.6824
F1_Industrial_Instruments_Existing_Space Heating_Natural Gas_Steam Trap Maintenance_A_Achievable Economic TRC Potential | F1 | Industrial | Instruments | Existing | Space Heating | Natural Gas | Steam Trap Maintenance | A | Integrated Unit Energy Savings (kWh or therms) | Achievable Economic TRC Potential | 0 | 0 | 0 | 0 | 0 | 5.2413 | 5.2036 | 5.1653 | 5.1255 | 5.0843 | 5.0423 | 4.9992 | 4.9549 | 4.9088 | 4.8586 | 4.8099 | 4.7607 | 4.7125 | 4.6652 | 4.6197 | 4.5762 | 4.5317 | 4.4913 | 4.453 | 4.4156 | 4.382 | 4.3532 | 4.3266 | 4.5288 | 4.5102 | 4.4932
F2_Industrial_Instruments_Existing_Space Heating_Natural Gas_Steam Trap Maintenance_A_Achievable Economic TRC Potential | F2 | Industrial | Instruments | Existing | Space Heating | Natural Gas | Steam Trap Maintenance | A | Integrated Unit Summer Peak Savings (kW) | Achievable Economic TRC Potential | 0 | 0 | 0 | 0 | 0 | 0 | 0 | 0 | 0 | 0 | 0 | 0 | 0 | 0 | 0 | 0 | 0 | 0 | 0 | 0 | 0 | 0 | 0 | 0 | 0 | 0 | 0 | 0 | 0 | 0 | 0
F3_Industrial_Instruments_Existing_Space Heating_Natural Gas_Steam Trap Maintenance_A_Achievable Economic TRC Potential | F3 | Industrial | Instruments | Existing | Space Heating | Natural Gas | Steam Trap Maintenance | A | Integrated Unit Winter Peak Savings (kW) | Achievable Economic TRC Potential | 0 | 0 | 0 | 0 | 0 | 0 | 0 | 0 | 0 | 0 | 0 | 0 | 0 | 0 | 0 | 0 | 0 | 0 | 0 | 0 | 0 | 0 | 0 | 0 | 0 | 0 | 0 | 0 | 0 | 0 | 0
F4_Industrial_Instruments_Existing_Space Heating_Natural Gas_Steam Trap Maintenance_A_Achievable Economic TRC Potential | F4 | Industrial | Instruments | Existing | Space Heating | Natural Gas | Steam Trap Maintenance | A | Incremental Energy Savings (MWh or mTherms) | Achievable Economic TRC Potential | 0 | 0 | 0 | 0 | 0 | 0.005207 | 0.0051666 | 0.0050983 | 0.0050619 | 0.0050253 | 0.0049205 | 0.0048651 | 0.0048122 | 0.0046917 | 0.0046615 | 0.0045707 | 0.0045246 | 0.0044562 | 0.0043721 | 0.0043347 | 0.004276 | 0.004218 | 0.0041652 | 0.0041156 | 0.0040681 | 0 | 0 | 0 | 0 | 0 | 0
F5_Industrial_Instruments_Existing_Space Heating_Natural Gas_Steam Trap Maintenance_A_Achievable Economic TRC Potential | F5 | Industrial | Instruments | Existing | Space Heating | Natural Gas | Steam Trap Maintenance | A | Incremental Summer Peak Savings (MW) | Achievable Economic TRC Potential | 0 | 0 | 0 | 0 | 0 | 0 | 0 | 0 | 0 | 0 | 0 | 0 | 0 | 0 | 0 | 0 | 0 | 0 | 0 | 0 | 0 | 0 | 0 | 0 | 0 | 0 | 0 | 0 | 0 | 0 | 0
F6_Industrial_Instruments_Existing_Space Heating_Natural Gas_Steam Trap Maintenance_A_Achievable Economic TRC Potential | F6 | Industrial | Instruments | Existing | Space Heating | Natural Gas | Steam Trap Maintenance | A | Incremental Winter Peak Savings (MW) | Achievable Economic TRC Potential | 0 | 0 | 0 | 0 | 0 | 0 | 0 | 0 | 0 | 0 | 0 | 0 | 0 | 0 | 0 | 0 | 0 | 0 | 0 | 0 | 0 | 0 | 0 | 0 | 0 | 0 | 0 | 0 | 0 | 0 | 0
F7_Industrial_Instruments_Existing_Space Heating_Natural Gas_Steam Trap Maintenance_A_Achievable Economic TRC Potential | F7 | Industrial | Instruments | Existing | Space Heating | Natural Gas | Steam Trap Maintenance | A | Cumulative Energy Savings (MWh or mTherms) | Achievable Economic TRC Potential | 0 | 0 | 0 | 0 | 0 | 0.005207 | 0.010336 | 0.015358 | 0.020302 | 0.025164 | 0.029877 | 0.034486 | 0.038993 | 0.043322 | 0.04754 | 0.051634 | 0.055631 | 0.059524 | 0.063298 | 0.067016 | 0.070661 | 0.074191 | 0.077695 | 0.081149 | 0.084534 | 0.083891 | 0.08334 | 0.082831 | 0 | 0 | 0
F8_Industrial_Instruments_Existing_Space Heating_Natural Gas_Steam Trap Maintenance_A_Achievable Economic TRC Potential | F8 | Industrial | Instruments | Existing | Space Heating | Natural Gas | Steam Trap Maintenance | A | Cumulative Summer Peak Savings (MW) | Achievable Economic TRC Potential | 0 | 0 | 0 | 0 | 0 | 0 | 0 | 0 | 0 | 0 | 0 | 0 | 0 | 0 | 0 | 0 | 0 | 0 | 0 | 0 | 0 | 0 | 0 | 0 | 0 | 0 | 0 | 0 | 0 | 0 | 0
F9_Industrial_Instruments_Existing_Space Heating_Natural Gas_Steam Trap Maintenance_A_Achievable Economic TRC Potential | F9 | Industrial | Instruments | Existing | Space Heating | Natural Gas | Steam Trap Maintenance | A | Cumulative Winter Peak Savings (MW) | Achievable Economic TRC Potential | 0 | 0 | 0 | 0 | 0 | 0 | 0 | 0 | 0 | 0 | 0 | 0 | 0 | 0 | 0 | 0 | 0 | 0 | 0 | 0 | 0 | 0 | 0 | 0 | 0 | 0 | 0 | 0 | 0 | 0 | 0
F10_Industrial_Instruments_Existing_Space Heating_Natural Gas_Steam Trap Maintenance_A_Achievable Economic TRC Potential | F10 | Industrial | Instruments | Existing | Space Heating | Natural Gas | Steam Trap Maintenance | A | Purchases (Incremental) | Achievable Economic TRC Potential | 0 | 0 | 0 | 0 | 0 | 0.99344 | 0.9929 | 0.98704 | 0.98757 | 0.98839 | 0.97584 | 0.97317 | 0.9712 | 0.95577 | 0.95942 | 0.95027 | 0.9504 | 0.94561 | 0.93718 | 0.93829 | 0.93441 | 0.93078 | 0.92738 | 0.92423 | 0.92132 | 0 | 0 | 0 | 0 | 0 | 0
F11_Industrial_Instruments_Existing_Space Heating_Natural Gas_Steam Trap Maintenance_A_Achievable Economic TRC Potential | F11 | Industrial | Instruments | Existing | Space Heating | Natural Gas | Steam Trap Maintenance | A | Purchases (Cumulative) | Achievable Economic TRC Potential | 0 | 0 | 0 | 0 | 0 | 0.99344 | 1.9863 | 2.9734 | 3.961 | 4.9493 | 5.9252 | 6.8984 | 7.8696 | 8.8253 | 9.7847 | 10.735 | 11.6854 | 12.631 | 13.5682 | 14.5065 | 15.4409 | 16.3717 | 17.2991 | 18.2233 | 19.1446 | 19.1446 | 19.1446 | 19.1446 | 19.1446 | 19.1446 | 19.1446
F1_Industrial_Instruments_Existing_Process_Natural Gas_Steam Trap Maintenance_A_Achievable Economic TRC Potential | F1 | Industrial | Instruments | Existing | Process | Natural Gas | Steam Trap Maintenance | A | Integrated Unit Energy Savings (kWh or therms) | Achievable Economic TRC Potential | 0 | 0 | 0 | 0 | 0 | 3.3108 | 3.3074 | 3.3043 | 3.3012 | 3.2983 | 3.2954 | 3.2932 | 3.2915 | 3.2897 | 3.2887 | 3.2875 | 3.2868 | 3.2861 | 3.2854 | 3.2851 | 3.2846 | 3.2845 | 3.2844 | 3.2842 | 3.2841 | 3.284 | 3.284 | 3.2839 | 3.3144 | 3.3144 | 3.3144
F2_Industrial_Instruments_Existing_Process_Natural Gas_Steam Trap Maintenance_A_Achievable Economic TRC Potential | F2 | Industrial | Instruments | Existing | Process | Natural Gas | Steam Trap Maintenance | A | Integrated Unit Summer Peak Savings (kW) | Achievable Economic TRC Potential | 0 | 0 | 0 | 0 | 0 | 0 | 0 | 0 | 0 | 0 | 0 | 0 | 0 | 0 | 0 | 0 | 0 | 0 | 0 | 0 | 0 | 0 | 0 | 0 | 0 | 0 | 0 | 0 | 0 | 0 | 0
F3_Industrial_Instruments_Existing_Process_Natural Gas_Steam Trap Maintenance_A_Achievable Economic TRC Potential | F3 | Industrial | Instruments | Existing | Process | Natural Gas | Steam Trap Maintenance | A | Integrated Unit Winter Peak Savings (kW) | Achievable Economic TRC Potential | 0 | 0 | 0 | 0 | 0 | 0 | 0 | 0 | 0 | 0 | 0 | 0 | 0 | 0 | 0 | 0 | 0 | 0 | 0 | 0 | 0 | 0 | 0 | 0 | 0 | 0 | 0 | 0 | 0 | 0 | 0
F4_Industrial_Instruments_Existing_Process_Natural Gas_Steam Trap Maintenance_A_Achievable Economic TRC Potential | F4 | Industrial | Instruments | Existing | Process | Natural Gas | Steam Trap Maintenance | A | Incremental Energy Savings (MWh or mTherms) | Achievable Economic TRC Potential | 0 | 0 | 0 | 0 | 0 | 0.099773 | 0.099617 | 0.098935 | 0.098898 | 0.098892 | 0.097551 | 0.09722 | 0.09697 | 0.095379 | 0.095713 | 0.094768 | 0.094759 | 0.094262 | 0.093401 | 0.093502 | 0.093104 | 0.092737 | 0.092396 | 0.092078 | 0.091785 | 0 | 0 | 0 | 0 | 0 | 0
F5_Industrial_Instruments_Existing_Process_Natural Gas_Steam Trap Maintenance_A_Achievable Economic TRC Potential | F5 | Industrial | Instruments | Existing | Process | Natural Gas | Steam Trap Maintenance | A | Incremental Summer Peak Savings (MW) | Achievable Economic TRC Potential | 0 | 0 | 0 | 0 | 0 | 0 | 0 | 0 | 0 | 0 | 0 | 0 | 0 | 0 | 0 | 0 | 0 | 0 | 0 | 0 | 0 | 0 | 0 | 0 | 0 | 0 | 0 | 0 | 0 | 0 | 0
F6_Industrial_Instruments_Existing_Process_Natural Gas_Steam Trap Maintenance_A_Achievable Economic TRC Potential | F6 | Industrial | Instruments | Existing | Process | Natural Gas | Steam Trap Maintenance | A | Incremental Winter Peak Savings (MW) | Achievable Economic TRC Potential | 0 | 0 | 0 | 0 | 0 | 0 | 0 | 0 | 0 | 0 | 0 | 0 | 0 | 0 | 0 | 0 | 0 | 0 | 0 | 0 | 0 | 0 | 0 | 0 | 0 | 0 | 0 | 0 | 0 | 0 | 0
F7_Industrial_Instruments_Existing_Process_Natural Gas_Steam Trap Maintenance_A_Achievable Economic TRC Potential | F7 | Industrial | Instruments | Existing | Process | Natural Gas | Steam Trap Maintenance | A | Cumulative Energy Savings (MWh or mTherms) | Achievable Economic TRC Potential | 0 | 0 | 0 | 0 | 0 | 0.099773 | 0.19929 | 0.29803 | 0.39666 | 0.4952 | 0.59232 | 0.68914 | 0.78574 | 0.8807 | 0.97614 | 1.0706 | 1.1651 | 1.2591 | 1.3522 | 1.4456 | 1.5385 | 1.6312 | 1.7235 | 1.8155 | 1.9072 | 1.9072 | 1.9071 | 1.9071 | 0 | 0 | 0
F8_Industrial_Instruments_Existing_Process_Natural Gas_Steam Trap Maintenance_A_Achievable Economic TRC Potential | F8 | Industrial | Instruments | Existing | Process | Natural Gas | Steam Trap Maintenance | A | Cumulative Summer Peak Savings (MW) | Achievable Economic TRC Potential | 0 | 0 | 0 | 0 | 0 | 0 | 0 | 0 | 0 | 0 | 0 | 0 | 0 | 0 | 0 | 0 | 0 | 0 | 0 | 0 | 0 | 0 | 0 | 0 | 0 | 0 | 0 | 0 | 0 | 0 | 0
F9_Industrial_Instruments_Existing_Process_Natural Gas_Steam Trap Maintenance_A_Achievable Economic TRC Potential | F9 | Industrial | Instruments | Existing | Process | Natural Gas | Steam Trap Maintenance | A | Cumulative Winter Peak Savings (MW) | Achievable Economic TRC Potential | 0 | 0 | 0 | 0 | 0 | 0 | 0 | 0 | 0 | 0 | 0 | 0 | 0 | 0 | 0 | 0 | 0 | 0 | 0 | 0 | 0 | 0 | 0 | 0 | 0 | 0 | 0 | 0 | 0 | 0 | 0
F10_Industrial_Instruments_Existing_Process_Natural Gas_Steam Trap Maintenance_A_Achievable Economic TRC Potential | F10 | Industrial | Instruments | Existing | Process | Natural Gas | Steam Trap Maintenance | A | Purchases (Incremental) | Achievable Economic TRC Potential | 0 | 0 | 0 | 0 | 0 | 30.1358 | 30.1193 | 29.9417 | 29.9579 | 29.9826 | 29.6019 | 29.521 | 29.461 | 28.9932 | 29.1039 | 28.8264 | 28.8301 | 28.685 | 28.4291 | 28.4628 | 28.3451 | 28.2349 | 28.132 | 28.0364 | 27.948 | 0 | 0 | 0 | 0 | 0 | 0
F11_Industrial_Instruments_Existing_Process_Natural Gas_Steam Trap Maintenance_A_Achievable Economic TRC Potential | F11 | Industrial | Instruments | Existing | Process | Natural Gas | Steam Trap Maintenance | A | Purchases (Cumulative) | Achievable Economic TRC Potential | 0 | 0 | 0 | 0 | 0 | 30.1358 | 60.2551 | 90.1968 | 120.1547 | 150.1373 | 179.7392 | 209.2602 | 238.7212 | 267.7144 | 296.8183 | 325.6447 | 354.4748 | 383.1598 | 411.589 | 440.0518 | 468.3969 | 496.6318 | 524.7638 | 552.8002 | 580.7481 | 580.7481 | 580.7481 | 580.7481 | 580.7481 | 580.7481 | 580.7481
F1_Industrial_Instruments_Existing_Space Heating_Natural Gas_Gas Boiler - High Turndown_A_Achievable Economic TRC Potential | F1 | Industrial | Instruments | Existing | Space Heating | Natural Gas | Gas Boiler - High Turndown | A | Integrated Unit Energy Savings (kWh or therms) | Achievable Economic TRC Potential | 0 | 0 | 0 | 0 | 0 | 5.5357 | 5.4517 | 5.346 | 5.2164 | 5.0639 | 4.8897 | 4.7086 | 4.5268 | 4.3415 | 4.182 | 4.0295 | 3.9047 | 3.7929 | 3.6928 | 3.6193 | 3.5515 | 3.4916 | 3.4409 | 3.3998 | 3.3611 | 3.332 | 3.3068 | 3.2837 | 4.8072 | 4.7875 | 4.7695
F2_Industrial_Instruments_Existing_Space Heating_Natural Gas_Gas Boiler - High Turndown_A_Achievable Economic TRC Potential | F2 | Industrial | Instruments | Existing | Space Heating | Natural Gas | Gas Boiler - High Turndown | A | Integrated Unit Summer Peak Savings (kW) | Achievable Economic TRC Potential | 0 | 0 | 0 | 0 | 0 | 0 | 0 | 0 | 0 | 0 | 0 | 0 | 0 | 0 | 0 | 0 | 0 | 0 | 0 | 0 | 0 | 0 | 0 | 0 | 0 | 0 | 0 | 0 | 0 | 0 | 0
F3_Industrial_Instruments_Existing_Space Heating_Natural Gas_Gas Boiler - High Turndown_A_Achievable Economic TRC Potential | F3 | Industrial | Instruments | Existing | Space Heating | Natural Gas | Gas Boiler - High Turndown | A | Integrated Unit Winter Peak Savings (kW) | Achievable Economic TRC Potential | 0 | 0 | 0 | 0 | 0 | 0 | 0 | 0 | 0 | 0 | 0 | 0 | 0 | 0 | 0 | 0 | 0 | 0 | 0 | 0 | 0 | 0 | 0 | 0 | 0 | 0 | 0 | 0 | 0 | 0 | 0
F4_Industrial_Instruments_Existing_Space Heating_Natural Gas_Gas Boiler - High Turndown_A_Achievable Economic TRC Potential | F4 | Industrial | Instruments | Existing | Space Heating | Natural Gas | Gas Boiler - High Turndown | A | Incremental Energy Savings (MWh or mTherms) | Achievable Economic TRC Potential | 0 | 0 | 0 | 0 | 0 | 0.015037 | 0.014801 | 0.014428 | 0.014086 | 0.013686 | 0.011742 | 0.0090214 | 0.0069243 | 0.0052283 | 0.0040444 | 0.0030878 | 0.0023941 | 0.001851 | 0.0014289 | 0.0011217 | 0.00087689 | 5.8573e-06 | 2.0541e-06 | 6.8951e-07 | 2.2158e-07 | 1.8617e-07 | 1.8427e-07 | 1.8254e-07 | 2.6665e-07 | 2.6504e-07 | 2.6359e-07
F5_Industrial_Instruments_Existing_Space Heating_Natural Gas_Gas Boiler - High Turndown_A_Achievable Economic TRC Potential | F5 | Industrial | Instruments | Existing | Space Heating | Natural Gas | Gas Boiler - High Turndown | A | Incremental Summer Peak Savings (MW) | Achievable Economic TRC Potential | 0 | 0 | 0 | 0 | 0 | 0 | 0 | 0 | 0 | 0 | 0 | 0 | 0 | 0 | 0 | 0 | 0 | 0 | 0 | 0 | 0 | 0 | 0 | 0 | 0 | 0 | 0 | 0 | 0 | 0 | 0
F6_Industrial_Instruments_Existing_Space Heating_Natural Gas_Gas Boiler - High Turndown_A_Achievable Economic TRC Potential | F6 | Industrial | Instruments | Existing | Space Heating | Natural Gas | Gas Boiler - High Turndown | A | Incremental Winter Peak Savings (MW) | Achievable Economic TRC Potential | 0 | 0 | 0 | 0 | 0 | 0 | 0 | 0 | 0 | 0 | 0 | 0 | 0 | 0 | 0 | 0 | 0 | 0 | 0 | 0 | 0 | 0 | 0 | 0 | 0 | 0 | 0 | 0 | 0 | 0 | 0
F7_Industrial_Instruments_Existing_Space Heating_Natural Gas_Gas Boiler - High Turndown_A_Achievable Economic TRC Potential | F7 | Industrial | Instruments | Existing | Space Heating | Natural Gas | Gas Boiler - High Turndown | A | Cumulative Energy Savings (MWh or mTherms) | Achievable Economic TRC Potential | 0 | 0 | 0 | 0 | 0 | 0.015037 | 0.02961 | 0.043464 | 0.056498 | 0.068531 | 0.077916 | 0.084052 | 0.08773 | 0.089367 | 0.090128 | 0.089931 | 0.08954 | 0.088826 | 0.087911 | 0.087283 | 0.086524 | 0.085071 | 0.083839 | 0.082837 | 0.081895 | 0.081185 | 0.080572 | 0.080009 | 0 | 0 | 0
F8_Industrial_Instruments_Existing_Space Heating_Natural Gas_Gas Boiler - High Turndown_A_Achievable Economic TRC Potential | F8 | Industrial | Instruments | Existing | Space Heating | Natural Gas | Gas Boiler - High Turndown | A | Cumulative Summer Peak Savings (MW) | Achievable Economic TRC Potential | 0 | 0 | 0 | 0 | 0 | 0 | 0 | 0 | 0 | 0 | 0 | 0 | 0 | 0 | 0 | 0 | 0 | 0 | 0 | 0 | 0 | 0 | 0 | 0 | 0 | 0 | 0 | 0 | 0 | 0 | 0
F9_Industrial_Instruments_Existing_Space Heating_Natural Gas_Gas Boiler - High Turndown_A_Achievable Economic TRC Potential | F9 | Industrial | Instruments | Existing | Space Heating | Natural Gas | Gas Boiler - High Turndown | A | Cumulative Winter Peak Savings (MW) | Achievable Economic TRC Potential | 0 | 0 | 0 | 0 | 0 | 0 | 0 | 0 | 0 | 0 | 0 | 0 | 0 | 0 | 0 | 0 | 0 | 0 | 0 | 0 | 0 | 0 | 0 | 0 | 0 | 0 | 0 | 0 | 0 | 0 | 0
F10_Industrial_Instruments_Existing_Space Heating_Natural Gas_Gas Boiler - High Turndown_A_Achievable Economic TRC Potential | F10 | Industrial | Instruments | Existing | Space Heating | Natural Gas | Gas Boiler - High Turndown | A | Purchases (Incremental) | Achievable Economic TRC Potential | 0 | 0 | 0 | 0 | 0 | 2.7164 | 2.7149 | 2.6989 | 2.7004 | 2.7026 | 2.4015 | 1.9159 | 1.5296 | 1.2043 | 0.9671 | 0.7663 | 0.61312 | 0.48803 | 0.38694 | 0.30992 | 0.24691 | 0.0016776 | 0.00059694 | 0.00020281 | 6.5926e-05 | 5.5874e-05 | 5.5725e-05 | 5.559e-05 | 5.5469e-05 | 5.5361e-05 | 5.5267e-05
F11_Industrial_Instruments_Existing_Space Heating_Natural Gas_Gas Boiler - High Turndown_A_Achievable Economic TRC Potential | F11 | Industrial | Instruments | Existing | Space Heating | Natural Gas | Gas Boiler - High Turndown | A | Purchases (Cumulative) | Achievable Economic TRC Potential | 0 | 0 | 0 | 0 | 0 | 2.7164 | 5.4314 | 8.1303 | 10.8307 | 13.5333 | 15.9348 | 17.8507 | 19.3803 | 20.5846 | 21.5517 | 22.318 | 22.9311 | 23.4191 | 23.8061 | 24.116 | 24.3629 | 24.3646 | 24.3652 | 24.3654 | 24.3655 | 24.3655 | 24.3656 | 24.3656 | 24.3657 | 24.3657 | 24.3658
F1_Industrial_Instruments_Existing_Process_Natural Gas_Gas Boiler - High Turndown_A_Achievable Economic TRC Potential | F1 | Industrial | Instruments | Existing | Process | Natural Gas | Gas Boiler - High Turndown | A | Integrated Unit Energy Savings (kWh or therms) | Achievable Economic TRC Potential | 0 | 0 | 0 | 0 | 0 | 3.5058 | 3.4936 | 3.4812 | 3.4689 | 3.4564 | 3.4432 | 3.431 | 3.4191 | 3.4064 | 3.3964 | 3.3854 | 3.3764 | 3.3672 | 3.3578 | 3.3502 | 3.3418 | 3.3338 | 3.3259 | 3.318 | 3.3101 | 3.3095 | 3.3089 | 3.3084 | 3.5182 | 3.5182 | 3.5182
F2_Industrial_Instruments_Existing_Process_Natural Gas_Gas Boiler - High Turndown_A_Achievable Economic TRC Potential | F2 | Industrial | Instruments | Existing | Process | Natural Gas | Gas Boiler - High Turndown | A | Integrated Unit Summer Peak Savings (kW) | Achievable Economic TRC Potential | 0 | 0 | 0 | 0 | 0 | 0 | 0 | 0 | 0 | 0 | 0 | 0 | 0 | 0 | 0 | 0 | 0 | 0 | 0 | 0 | 0 | 0 | 0 | 0 | 0 | 0 | 0 | 0 | 0 | 0 | 0
F3_Industrial_Instruments_Existing_Process_Natural Gas_Gas Boiler - High Turndown_A_Achievable Economic TRC Potential | F3 | Industrial | Instruments | Existing | Process | Natural Gas | Gas Boiler - High Turndown | A | Integrated Unit Winter Peak Savings (kW) | Achievable Economic TRC Potential | 0 | 0 | 0 | 0 | 0 | 0 | 0 | 0 | 0 | 0 | 0 | 0 | 0 | 0 | 0 | 0 | 0 | 0 | 0 | 0 | 0 | 0 | 0 | 0 | 0 | 0 | 0 | 0 | 0 | 0 | 0
F4_Industrial_Instruments_Existing_Process_Natural Gas_Gas Boiler - High Turndown_A_Achievable Economic TRC Potential | F4 | Industrial | Instruments | Existing | Process | Natural Gas | Gas Boiler - High Turndown | A | Incremental Energy Savings (MWh or mTherms) | Achievable Economic TRC Potential | 0 | 0 | 0 | 0 | 0 | 0.28889 | 0.28772 | 0.28501 | 0.28415 | 0.28337 | 0.25083 | 0.19941 | 0.15865 | 0.12444 | 0.099638 | 0.078696 | 0.062796 | 0.049848 | 0.039412 | 0.031496 | 0.02503 | 0.00016965 | 6.0226e-05 | 2.0413e-05 | 6.6196e-06 | 5.6093e-06 | 5.5935e-06 | 5.5791e-06 | 5.9198e-06 | 5.9084e-06 | 5.8983e-06
F5_Industrial_Instruments_Existing_Process_Natural Gas_Gas Boiler - High Turndown_A_Achievable Economic TRC Potential | F5 | Industrial | Instruments | Existing | Process | Natural Gas | Gas Boiler - High Turndown | A | Incremental Summer Peak Savings (MW) | Achievable Economic TRC Potential | 0 | 0 | 0 | 0 | 0 | 0 | 0 | 0 | 0 | 0 | 0 | 0 | 0 | 0 | 0 | 0 | 0 | 0 | 0 | 0 | 0 | 0 | 0 | 0 | 0 | 0 | 0 | 0 | 0 | 0 | 0
F6_Industrial_Instruments_Existing_Process_Natural Gas_Gas Boiler - High Turndown_A_Achievable Economic TRC Potential | F6 | Industrial | Instruments | Existing | Process | Natural Gas | Gas Boiler - High Turndown | A | Incremental Winter Peak Savings (MW) | Achievable Economic TRC Potential | 0 | 0 | 0 | 0 | 0 | 0 | 0 | 0 | 0 | 0 | 0 | 0 | 0 | 0 | 0 | 0 | 0 | 0 | 0 | 0 | 0 | 0 | 0 | 0 | 0 | 0 | 0 | 0 | 0 | 0 | 0
F7_Industrial_Instruments_Existing_Process_Natural Gas_Gas Boiler - High Turndown_A_Achievable Economic TRC Potential | F7 | Industrial | Instruments | Existing | Process | Natural Gas | Gas Boiler - High Turndown | A | Cumulative Energy Savings (MWh or mTherms) | Achievable Economic TRC Potential | 0 | 0 | 0 | 0 | 0 | 0.28889 | 0.5756 | 0.85856 | 1.1397 | 1.419 | 1.6644 | 1.8579 | 2.0101 | 2.1271 | 2.2204 | 2.292 | 2.3486 | 2.3921 | 2.4248 | 2.4508 | 2.4698 | 2.464 | 2.4582 | 2.4524 | 2.4465 | 2.4461 | 2.4457 | 2.4454 | 0 | 0 | 0
F8_Industrial_Instruments_Existing_Process_Natural Gas_Gas Boiler - High Turndown_A_Achievable Economic TRC Potential | F8 | Industrial | Instruments | Existing | Process | Natural Gas | Gas Boiler - High Turndown | A | Cumulative Summer Peak Savings (MW) | Achievable Economic TRC Potential | 0 | 0 | 0 | 0 | 0 | 0 | 0 | 0 | 0 | 0 | 0 | 0 | 0 | 0 | 0 | 0 | 0 | 0 | 0 | 0 | 0 | 0 | 0 | 0 | 0 | 0 | 0 | 0 | 0 | 0 | 0
F9_Industrial_Instruments_Existing_Process_Natural Gas_Gas Boiler - High Turndown_A_Achievable Economic TRC Potential | F9 | Industrial | Instruments | Existing | Process | Natural Gas | Gas Boiler - High Turndown | A | Cumulative Winter Peak Savings (MW) | Achievable Economic TRC Potential | 0 | 0 | 0 | 0 | 0 | 0 | 0 | 0 | 0 | 0 | 0 | 0 | 0 | 0 | 0 | 0 | 0 | 0 | 0 | 0 | 0 | 0 | 0 | 0 | 0 | 0 | 0 | 0 | 0 | 0 | 0
F10_Industrial_Instruments_Existing_Process_Natural Gas_Gas Boiler - High Turndown_A_Achievable Economic TRC Potential | F10 | Industrial | Instruments | Existing | Process | Natural Gas | Gas Boiler - High Turndown | A | Purchases (Incremental) | Achievable Economic TRC Potential | 0 | 0 | 0 | 0 | 0 | 82.4024 | 82.3571 | 81.8715 | 81.9157 | 81.9834 | 72.8481 | 58.1192 | 46.401 | 36.5313 | 29.3366 | 23.2455 | 18.5988 | 14.8042 | 11.7377 | 9.4013 | 7.4899 | 0.050888 | 0.018108 | 0.0061523 | 0.0019998 | 0.0016949 | 0.0016904 | 0.0016863 | 0.0016826 | 0.0016794 | 0.0016765
F11_Industrial_Instruments_Existing_Process_Natural Gas_Gas Boiler - High Turndown_A_Achievable Economic TRC Potential | F11 | Industrial | Instruments | Existing | Process | Natural Gas | Gas Boiler - High Turndown | A | Purchases (Cumulative) | Achievable Economic TRC Potential | 0 | 0 | 0 | 0 | 0 | 82.4024 | 164.7595 | 246.631 | 328.5467 | 410.5301 | 483.3782 | 541.4975 | 587.8984 | 624.4298 | 653.7664 | 677.0119 | 695.6107 | 710.4149 | 722.1526 | 731.5538 | 739.0437 | 739.0946 | 739.1127 | 739.1189 | 739.1209 | 739.1226 | 739.1243 | 739.126 | 739.1277 | 739.1293 | 739.131
F1_Industrial_Instruments_Existing_Space Heating_Natural Gas_Gas Boiler - Burner Control Optimization_A_Achievable Economic TRC Potential | F1 | Industrial | Instruments | Existing | Space Heating | Natural Gas | Gas Boiler - Burner Control Optimization | A | Integrated Unit Energy Savings (kWh or therms) | Achievable Economic TRC Potential | 0 | 0 | 0 | 0 | 0 | 1.6053 | 1.5809 | 1.5501 | 1.5125 | 1.4682 | 1.4176 | 1.3651 | 1.3124 | 1.2586 | 1.2123 | 1.1681 | 1.132 | 1.0995 | 1.0705 | 1.0492 | 1.0295 | 1.0122 | 0.99747 | 0.98553 | 0.97433 | 0.96588 | 0.95858 | 0.95188 | 1.3941 | 1.3884 | 1.3831
F2_Industrial_Instruments_Existing_Space Heating_Natural Gas_Gas Boiler - Burner Control Optimization_A_Achievable Economic TRC Potential | F2 | Industrial | Instruments | Existing | Space Heating | Natural Gas | Gas Boiler - Burner Control Optimization | A | Integrated Unit Summer Peak Savings (kW) | Achievable Economic TRC Potential | 0 | 0 | 0 | 0 | 0 | 0 | 0 | 0 | 0 | 0 | 0 | 0 | 0 | 0 | 0 | 0 | 0 | 0 | 0 | 0 | 0 | 0 | 0 | 0 | 0 | 0 | 0 | 0 | 0 | 0 | 0
F3_Industrial_Instruments_Existing_Space Heating_Natural Gas_Gas Boiler - Burner Control Optimization_A_Achievable Economic TRC Potential | F3 | Industrial | Instruments | Existing | Space Heating | Natural Gas | Gas Boiler - Burner Control Optimization | A | Integrated Unit Winter Peak Savings (kW) | Achievable Economic TRC Potential | 0 | 0 | 0 | 0 | 0 | 0 | 0 | 0 | 0 | 0 | 0 | 0 | 0 | 0 | 0 | 0 | 0 | 0 | 0 | 0 | 0 | 0 | 0 | 0 | 0 | 0 | 0 | 0 | 0 | 0 | 0
F4_Industrial_Instruments_Existing_Space Heating_Natural Gas_Gas Boiler - Burner Control Optimization_A_Achievable Economic TRC Potential | F4 | Industrial | Instruments | Existing | Space Heating | Natural Gas | Gas Boiler - Burner Control Optimization | A | Incremental Energy Savings (MWh or mTherms) | Achievable Economic TRC Potential | 0 | 0 | 0 | 0 | 0 | 0.0011763 | 0.0018199 | 0.003548 | 0.0060616 | 0.0091606 | 0.012226 | 0.014943 | 0.016725 | 0.017 | 0.016438 | 0.014641 | 0.012416 | 0.0098819 | 0.0074163 | 0.0053622 | 0.0036679 | 0.0023947 | 0.0014963 | 0.00089685 | 0.00059844 | 0 | 0 | 0 | 0 | 0 | 0
F5_Industrial_Instruments_Existing_Space Heating_Natural Gas_Gas Boiler - Burner Control Optimization_A_Achievable Economic TRC Potential | F5 | Industrial | Instruments | Existing | Space Heating | Natural Gas | Gas Boiler - Burner Control Optimization | A | Incremental Summer Peak Savings (MW) | Achievable Economic TRC Potential | 0 | 0 | 0 | 0 | 0 | 0 | 0 | 0 | 0 | 0 | 0 | 0 | 0 | 0 | 0 | 0 | 0 | 0 | 0 | 0 | 0 | 0 | 0 | 0 | 0 | 0 | 0 | 0 | 0 | 0 | 0
F6_Industrial_Instruments_Existing_Space Heating_Natural Gas_Gas Boiler - Burner Control Optimization_A_Achievable Economic TRC Potential | F6 | Industrial | Instruments | Existing | Space Heating | Natural Gas | Gas Boiler - Burner Control Optimization | A | Incremental Winter Peak Savings (MW) | Achievable Economic TRC Potential | 0 | 0 | 0 | 0 | 0 | 0 | 0 | 0 | 0 | 0 | 0 | 0 | 0 | 0 | 0 | 0 | 0 | 0 | 0 | 0 | 0 | 0 | 0 | 0 | 0 | 0 | 0 | 0 | 0 | 0 | 0
F7_Industrial_Instruments_Existing_Space Heating_Natural Gas_Gas Boiler - Burner Control Optimization_A_Achievable Economic TRC Potential | F7 | Industrial | Instruments | Existing | Space Heating | Natural Gas | Gas Boiler - Burner Control Optimization | A | Cumulative Energy Savings (MWh or mTherms) | Achievable Economic TRC Potential | 0 | 0 | 0 | 0 | 0 | 0.0011763 | 0.0029783 | 0.0064685 | 0.012373 | 0.021171 | 0.032668 | 0.0464 | 0.061332 | 0.07582 | 0.089471 | 0.10085 | 0.11014 | 0.11687 | 0.1212 | 0.12415 | 0.12549 | 0.12577 | 0.12544 | 0.12483 | 0.12401 | 0.12294 | 0.12201 | 0.12116 | 0 | 0 | 0
F8_Industrial_Instruments_Existing_Space Heating_Natural Gas_Gas Boiler - Burner Control Optimization_A_Achievable Economic TRC Potential | F8 | Industrial | Instruments | Existing | Space Heating | Natural Gas | Gas Boiler - Burner Control Optimization | A | Cumulative Summer Peak Savings (MW) | Achievable Economic TRC Potential | 0 | 0 | 0 | 0 | 0 | 0 | 0 | 0 | 0 | 0 | 0 | 0 | 0 | 0 | 0 | 0 | 0 | 0 | 0 | 0 | 0 | 0 | 0 | 0 | 0 | 0 | 0 | 0 | 0 | 0 | 0
F9_Industrial_Instruments_Existing_Space Heating_Natural Gas_Gas Boiler - Burner Control Optimization_A_Achievable Economic TRC Potential | F9 | Industrial | Instruments | Existing | Space Heating | Natural Gas | Gas Boiler - Burner Control Optimization | A | Cumulative Winter Peak Savings (MW) | Achievable Economic TRC Potential | 0 | 0 | 0 | 0 | 0 | 0 | 0 | 0 | 0 | 0 | 0 | 0 | 0 | 0 | 0 | 0 | 0 | 0 | 0 | 0 | 0 | 0 | 0 | 0 | 0 | 0 | 0 | 0 | 0 | 0 | 0
F10_Industrial_Instruments_Existing_Space Heating_Natural Gas_Gas Boiler - Burner Control Optimization_A_Achievable Economic TRC Potential | F10 | Industrial | Instruments | Existing | Space Heating | Natural Gas | Gas Boiler - Burner Control Optimization | A | Purchases (Incremental) | Achievable Economic TRC Potential | 0 | 0 | 0 | 0 | 0 | 0.73277 | 1.1512 | 2.2888 | 4.0076 | 6.2393 | 8.6241 | 10.9461 | 12.7445 | 13.5069 | 13.5585 | 12.5339 | 10.9686 | 8.9875 | 6.9279 | 5.1108 | 3.5628 | 2.366 | 1.5001 | 0.91001 | 0.61421 | 0 | 0 | 0 | 0 | 0 | 0
F11_Industrial_Instruments_Existing_Space Heating_Natural Gas_Gas Boiler - Burner Control Optimization_A_Achievable Economic TRC Potential | F11 | Industrial | Instruments | Existing | Space Heating | Natural Gas | Gas Boiler - Burner Control Optimization | A | Purchases (Cumulative) | Achievable Economic TRC Potential | 0 | 0 | 0 | 0 | 0 | 0.73277 | 1.884 | 4.1728 | 8.1805 | 14.4197 | 23.0438 | 33.9899 | 46.7344 | 60.2413 | 73.7997 | 86.3336 | 97.3022 | 106.2897 | 113.2176 | 118.3284 | 121.8912 | 124.2572 | 125.7573 | 126.6673 | 127.2815 | 127.2815 | 127.2815 | 127.2815 | 127.2815 | 127.2815 | 127.2815
F1_Industrial_Instruments_Existing_Process_Natural Gas_Gas Boiler - Burner Control Optimization_A_Achievable Economic TRC Potential | F1 | Industrial | Instruments | Existing | Process | Natural Gas | Gas Boiler - Burner Control Optimization | A | Integrated Unit Energy Savings (kWh or therms) | Achievable Economic TRC Potential | 0 | 0 | 0 | 0 | 0 | 1.0164 | 1.0125 | 1.0086 | 1.0047 | 1.0008 | 0.99669 | 0.99291 | 0.98931 | 0.98546 | 0.98244 | 0.97916 | 0.97646 | 0.97373 | 0.97094 | 0.96871 | 0.96627 | 0.96394 | 0.96163 | 0.95933 | 0.95704 | 0.95686 | 0.9567 | 0.95655 | 1.0203 | 1.0203 | 1.0203
F2_Industrial_Instruments_Existing_Process_Natural Gas_Gas Boiler - Burner Control Optimization_A_Achievable Economic TRC Potential | F2 | Industrial | Instruments | Existing | Process | Natural Gas | Gas Boiler - Burner Control Optimization | A | Integrated Unit Summer Peak Savings (kW) | Achievable Economic TRC Potential | 0 | 0 | 0 | 0 | 0 | 0 | 0 | 0 | 0 | 0 | 0 | 0 | 0 | 0 | 0 | 0 | 0 | 0 | 0 | 0 | 0 | 0 | 0 | 0 | 0 | 0 | 0 | 0 | 0 | 0 | 0
F3_Industrial_Instruments_Existing_Process_Natural Gas_Gas Boiler - Burner Control Optimization_A_Achievable Economic TRC Potential | F3 | Industrial | Instruments | Existing | Process | Natural Gas | Gas Boiler - Burner Control Optimization | A | Integrated Unit Winter Peak Savings (kW) | Achievable Economic TRC Potential | 0 | 0 | 0 | 0 | 0 | 0 | 0 | 0 | 0 | 0 | 0 | 0 | 0 | 0 | 0 | 0 | 0 | 0 | 0 | 0 | 0 | 0 | 0 | 0 | 0 | 0 | 0 | 0 | 0 | 0 | 0
F4_Industrial_Instruments_Existing_Process_Natural Gas_Gas Boiler - Burner Control Optimization_A_Achievable Economic TRC Potential | F4 | Industrial | Instruments | Existing | Process | Natural Gas | Gas Boiler - Burner Control Optimization | A | Incremental Energy Savings (MWh or mTherms) | Achievable Economic TRC Potential | 0 | 0 | 0 | 0 | 0 | 0.022592 | 0.035358 | 0.070028 | 0.12214 | 0.18942 | 0.26074 | 0.32969 | 0.38247 | 0.40377 | 0.40407 | 0.37229 | 0.3249 | 0.26547 | 0.20405 | 0.15019 | 0.10443 | 0.069183 | 0.04376 | 0.026482 | 0.017832 | 0 | 0 | 0 | 0 | 0 | 0
F5_Industrial_Instruments_Existing_Process_Natural Gas_Gas Boiler - Burner Control Optimization_A_Achievable Economic TRC Potential | F5 | Industrial | Instruments | Existing | Process | Natural Gas | Gas Boiler - Burner Control Optimization | A | Incremental Summer Peak Savings (MW) | Achievable Economic TRC Potential | 0 | 0 | 0 | 0 | 0 | 0 | 0 | 0 | 0 | 0 | 0 | 0 | 0 | 0 | 0 | 0 | 0 | 0 | 0 | 0 | 0 | 0 | 0 | 0 | 0 | 0 | 0 | 0 | 0 | 0 | 0
F6_Industrial_Instruments_Existing_Process_Natural Gas_Gas Boiler - Burner Control Optimization_A_Achievable Economic TRC Potential | F6 | Industrial | Instruments | Existing | Process | Natural Gas | Gas Boiler - Burner Control Optimization | A | Incremental Winter Peak Savings (MW) | Achievable Economic TRC Potential | 0 | 0 | 0 | 0 | 0 | 0 | 0 | 0 | 0 | 0 | 0 | 0 | 0 | 0 | 0 | 0 | 0 | 0 | 0 | 0 | 0 | 0 | 0 | 0 | 0 | 0 | 0 | 0 | 0 | 0 | 0
F7_Industrial_Instruments_Existing_Process_Natural Gas_Gas Boiler - Burner Control Optimization_A_Achievable Economic TRC Potential | F7 | Industrial | Instruments | Existing | Process | Natural Gas | Gas Boiler - Burner Control Optimization | A | Cumulative Energy Savings (MWh or mTherms) | Achievable Economic TRC Potential | 0 | 0 | 0 | 0 | 0 | 0.022592 | 0.057865 | 0.12767 | 0.24932 | 0.43777 | 0.69671 | 1.0238 | 1.4025 | 1.8008 | 2.1994 | 2.5643 | 2.8822 | 3.1396 | 3.3346 | 3.4772 | 3.5728 | 3.6334 | 3.6684 | 3.6862 | 3.6952 | 3.6945 | 3.6939 | 3.6933 | 0 | 0 | 0
F8_Industrial_Instruments_Existing_Process_Natural Gas_Gas Boiler - Burner Control Optimization_A_Achievable Economic TRC Potential | F8 | Industrial | Instruments | Existing | Process | Natural Gas | Gas Boiler - Burner Control Optimization | A | Cumulative Summer Peak Savings (MW) | Achievable Economic TRC Potential | 0 | 0 | 0 | 0 | 0 | 0 | 0 | 0 | 0 | 0 | 0 | 0 | 0 | 0 | 0 | 0 | 0 | 0 | 0 | 0 | 0 | 0 | 0 | 0 | 0 | 0 | 0 | 0 | 0 | 0 | 0
F9_Industrial_Instruments_Existing_Process_Natural Gas_Gas Boiler - Burner Control Optimization_A_Achievable Economic TRC Potential | F9 | Industrial | Instruments | Existing | Process | Natural Gas | Gas Boiler - Burner Control Optimization | A | Cumulative Winter Peak Savings (MW) | Achievable Economic TRC Potential | 0 | 0 | 0 | 0 | 0 | 0 | 0 | 0 | 0 | 0 | 0 | 0 | 0 | 0 | 0 | 0 | 0 | 0 | 0 | 0 | 0 | 0 | 0 | 0 | 0 | 0 | 0 | 0 | 0 | 0 | 0
F10_Industrial_Instruments_Existing_Process_Natural Gas_Gas Boiler - Burner Control Optimization_A_Achievable Economic TRC Potential | F10 | Industrial | Instruments | Existing | Process | Natural Gas | Gas Boiler - Burner Control Optimization | A | Purchases (Incremental) | Achievable Economic TRC Potential | 0 | 0 | 0 | 0 | 0 | 22.2284 | 34.9218 | 69.4317 | 121.5711 | 189.267 | 261.609 | 332.047 | 386.6016 | 409.7288 | 411.2932 | 380.2129 | 332.7295 | 272.6334 | 210.1567 | 155.0358 | 108.0763 | 71.7706 | 45.5058 | 27.605 | 18.632 | 0 | 0 | 0 | 0 | 0 | 0
F11_Industrial_Instruments_Existing_Process_Natural Gas_Gas Boiler - Burner Control Optimization_A_Achievable Economic TRC Potential | F11 | Industrial | Instruments | Existing | Process | Natural Gas | Gas Boiler - Burner Control Optimization | A | Purchases (Cumulative) | Achievable Economic TRC Potential | 0 | 0 | 0 | 0 | 0 | 22.2284 | 57.1502 | 126.5819 | 248.153 | 437.4201 | 699.029 | 1031.076 | 1417.6776 | 1827.4065 | 2238.6997 | 2618.9126 | 2951.6421 | 3224.2755 | 3434.4322 | 3589.468 | 3697.5443 | 3769.3149 | 3814.8207 | 3842.4257 | 3861.0577 | 3861.0577 | 3861.0577 | 3861.0577 | 3861.0577 | 3861.0577 | 3861.0577
F1_Industrial_Instruments_Existing_Space Heating_Natural Gas_HVAC - Demand Controlled Ventilation_A_Achievable Economic TRC Potential | F1 | Industrial | Instruments | Existing | Space Heating | Natural Gas | HVAC - Demand Controlled Ventilation | A | Integrated Unit Energy Savings (kWh or therms) | Achievable Economic TRC Potential | 0 | 0 | 0 | 0 | 0 | 0.045647 | 0.045157 | 0.044538 | 0.043891 | 0.043213 | 0.042507 | 0.041776 | 0.041039 | 0.04028 | 0.039496 | 0.038731 | 0.037989 | 0.037272 | 0.036589 | 0.035965 | 0.035378 | 0.034829 | 0.034329 | 0.033876 | 0.033459 | 0.033131 | 0.03284 | 0.032566 | 0.036718 | 0.036492 | 0.03628
F2_Industrial_Instruments_Existing_Space Heating_Natural Gas_HVAC - Demand Controlled Ventilation_A_Achievable Economic TRC Potential | F2 | Industrial | Instruments | Existing | Space Heating | Natural Gas | HVAC - Demand Controlled Ventilation | A | Integrated Unit Summer Peak Savings (kW) | Achievable Economic TRC Potential | 0 | 0 | 0 | 0 | 0 | 0 | 0 | 0 | 0 | 0 | 0 | 0 | 0 | 0 | 0 | 0 | 0 | 0 | 0 | 0 | 0 | 0 | 0 | 0 | 0 | 0 | 0 | 0 | 0 | 0 | 0
F3_Industrial_Instruments_Existing_Space Heating_Natural Gas_HVAC - Demand Controlled Ventilation_A_Achievable Economic TRC Potential | F3 | Industrial | Instruments | Existing | Space Heating | Natural Gas | HVAC - Demand Controlled Ventilation | A | Integrated Unit Winter Peak Savings (kW) | Achievable Economic TRC Potential | 0 | 0 | 0 | 0 | 0 | 0 | 0 | 0 | 0 | 0 | 0 | 0 | 0 | 0 | 0 | 0 | 0 | 0 | 0 | 0 | 0 | 0 | 0 | 0 | 0 | 0 | 0 | 0 | 0 | 0 | 0
F4_Industrial_Instruments_Existing_Space Heating_Natural Gas_HVAC - Demand Controlled Ventilation_A_Achievable Economic TRC Potential | F4 | Industrial | Instruments | Existing | Space Heating | Natural Gas | HVAC - Demand Controlled Ventilation | A | Incremental Energy Savings (MWh or mTherms) | Achievable Economic TRC Potential | 0 | 0 | 0 | 0 | 0 | 0 | 0 | 0 | 0 | 0 | 0 | 0 | 0 | 0 | 0 | 0 | 0 | 0 | 0 | 0 | 0 | 0 | 0 | 0 | 0 | 0 | 0 | 0 | 0 | 0 | 0
F5_Industrial_Instruments_Existing_Space Heating_Natural Gas_HVAC - Demand Controlled Ventilation_A_Achievable Economic TRC Potential | F5 | Industrial | Instruments | Existing | Space Heating | Natural Gas | HVAC - Demand Controlled Ventilation | A | Incremental Summer Peak Savings (MW) | Achievable Economic TRC Potential | 0 | 0 | 0 | 0 | 0 | 0 | 0 | 0 | 0 | 0 | 0 | 0 | 0 | 0 | 0 | 0 | 0 | 0 | 0 | 0 | 0 | 0 | 0 | 0 | 0 | 0 | 0 | 0 | 0 | 0 | 0
F6_Industrial_Instruments_Existing_Space Heating_Natural Gas_HVAC - Demand Controlled Ventilation_A_Achievable Economic TRC Potential | F6 | Industrial | Instruments | Existing | Space Heating | Natural Gas | HVAC - Demand Controlled Ventilation | A | Incremental Winter Peak Savings (MW) | Achievable Economic TRC Potential | 0 | 0 | 0 | 0 | 0 | 0 | 0 | 0 | 0 | 0 | 0 | 0 | 0 | 0 | 0 | 0 | 0 | 0 | 0 | 0 | 0 | 0 | 0 | 0 | 0 | 0 | 0 | 0 | 0 | 0 | 0
F7_Industrial_Instruments_Existing_Space Heating_Natural Gas_HVAC - Demand Controlled Ventilation_A_Achievable Economic TRC Potential | F7 | Industrial | Instruments | Existing | Space Heating | Natural Gas | HVAC - Demand Controlled Ventilation | A | Cumulative Energy Savings (MWh or mTherms) | Achievable Economic TRC Potential | 0 | 0 | 0 | 0 | 0 | 0 | 0 | 0 | 0 | 0 | 0 | 0 | 0 | 0 | 0 | 0 | 0 | 0 | 0 | 0 | 0 | 0 | 0 | 0 | 0 | 0 | 0 | 0 | 0 | 0 | 0
F8_Industrial_Instruments_Existing_Space Heating_Natural Gas_HVAC - Demand Controlled Ventilation_A_Achievable Economic TRC Potential | F8 | Industrial | Instruments | Existing | Space Heating | Natural Gas | HVAC - Demand Controlled Ventilation | A | Cumulative Summer Peak Savings (MW) | Achievable Economic TRC Potential | 0 | 0 | 0 | 0 | 0 | 0 | 0 | 0 | 0 | 0 | 0 | 0 | 0 | 0 | 0 | 0 | 0 | 0 | 0 | 0 | 0 | 0 | 0 | 0 | 0 | 0 | 0 | 0 | 0 | 0 | 0
F9_Industrial_Instruments_Existing_Space Heating_Natural Gas_HVAC - Demand Controlled Ventilation_A_Achievable Economic TRC Potential | F9 | Industrial | Instruments | Existing | Space Heating | Natural Gas | HVAC - Demand Controlled Ventilation | A | Cumulative Winter Peak Savings (MW) | Achievable Economic TRC Potential | 0 | 0 | 0 | 0 | 0 | 0 | 0 | 0 | 0 | 0 | 0 | 0 | 0 | 0 | 0 | 0 | 0 | 0 | 0 | 0 | 0 | 0 | 0 | 0 | 0 | 0 | 0 | 0 | 0 | 0 | 0
F10_Industrial_Instruments_Existing_Space Heating_Natural Gas_HVAC - Demand Controlled Ventilation_A_Achievable Economic TRC Potential | F10 | Industrial | Instruments | Existing | Space Heating | Natural Gas | HVAC - Demand Controlled Ventilation | A | Purchases (Incremental) | Achievable Economic TRC Potential | 0 | 0 | 0 | 0 | 0 | 0 | 0 | 0 | 0 | 0 | 0 | 0 | 0 | 0 | 0 | 0 | 0 | 0 | 0 | 0 | 0 | 0 | 0 | 0 | 0 | 0 | 0 | 0 | 0 | 0 | 0
F11_Industrial_Instruments_Existing_Space Heating_Natural Gas_HVAC - Demand Controlled Ventilation_A_Achievable Economic TRC Potential | F11 | Industrial | Instruments | Existing | Space Heating | Natural Gas | HVAC - Demand Controlled Ventilation | A | Purchases (Cumulative) | Achievable Economic TRC Potential | 0 | 0 | 0 | 0 | 0 | 0 | 0 | 0 | 0 | 0 | 0 | 0 | 0 | 0 | 0 | 0 | 0 | 0 | 0 | 0 | 0 | 0 | 0 | 0 | 0 | 0 | 0 | 0 | 0 | 0 | 0
F1_Industrial_Instruments_Existing_Space Heating_Natural Gas_Gas Boiler - Stack Economizer_A_Achievable Economic TRC Potential | F1 | Industrial | Instruments | Existing | Space Heating | Natural Gas | Gas Boiler - Stack Economizer | A | Integrated Unit Energy Savings (kWh or therms) | Achievable Economic TRC Potential | 0 | 0 | 0 | 0 | 0 | 4.0623 | 4.0339 | 4.005 | 3.975 | 3.9438 | 3.9121 | 3.8794 | 3.8457 | 3.8106 | 3.7722 | 3.735 | 3.6973 | 3.6605 | 3.6243 | 3.5894 | 3.5561 | 3.522 | 3.4911 | 3.4618 | 3.4331 | 3.407 | 3.3847 | 3.364 | 3.5093 | 3.4949 | 3.4817
F2_Industrial_Instruments_Existing_Space Heating_Natural Gas_Gas Boiler - Stack Economizer_A_Achievable Economic TRC Potential | F2 | Industrial | Instruments | Existing | Space Heating | Natural Gas | Gas Boiler - Stack Economizer | A | Integrated Unit Summer Peak Savings (kW) | Achievable Economic TRC Potential | 0 | 0 | 0 | 0 | 0 | 0 | 0 | 0 | 0 | 0 | 0 | 0 | 0 | 0 | 0 | 0 | 0 | 0 | 0 | 0 | 0 | 0 | 0 | 0 | 0 | 0 | 0 | 0 | 0 | 0 | 0
F3_Industrial_Instruments_Existing_Space Heating_Natural Gas_Gas Boiler - Stack Economizer_A_Achievable Economic TRC Potential | F3 | Industrial | Instruments | Existing | Space Heating | Natural Gas | Gas Boiler - Stack Economizer | A | Integrated Unit Winter Peak Savings (kW) | Achievable Economic TRC Potential | 0 | 0 | 0 | 0 | 0 | 0 | 0 | 0 | 0 | 0 | 0 | 0 | 0 | 0 | 0 | 0 | 0 | 0 | 0 | 0 | 0 | 0 | 0 | 0 | 0 | 0 | 0 | 0 | 0 | 0 | 0
F4_Industrial_Instruments_Existing_Space Heating_Natural Gas_Gas Boiler - Stack Economizer_A_Achievable Economic TRC Potential | F4 | Industrial | Instruments | Existing | Space Heating | Natural Gas | Gas Boiler - Stack Economizer | A | Incremental Energy Savings (MWh or mTherms) | Achievable Economic TRC Potential | 0 | 0 | 0 | 0 | 0 | 0.029426 | 0.029205 | 0.028824 | 0.028624 | 0.028423 | 0.025053 | 0.01982 | 0.015686 | 0.012237 | 0.0097281 | 0.0076323 | 0.0060451 | 0.0047637 | 0.0037397 | 0.0029665 | 0.0023414 | 1.5756e-05 | 5.5573e-06 | 1.8723e-06 | 6.0355e-07 | 5.0764e-07 | 5.0296e-07 | 4.9868e-07 | 5.1908e-07 | 5.1594e-07 | 5.1313e-07
F5_Industrial_Instruments_Existing_Space Heating_Natural Gas_Gas Boiler - Stack Economizer_A_Achievable Economic TRC Potential | F5 | Industrial | Instruments | Existing | Space Heating | Natural Gas | Gas Boiler - Stack Economizer | A | Incremental Summer Peak Savings (MW) | Achievable Economic TRC Potential | 0 | 0 | 0 | 0 | 0 | 0 | 0 | 0 | 0 | 0 | 0 | 0 | 0 | 0 | 0 | 0 | 0 | 0 | 0 | 0 | 0 | 0 | 0 | 0 | 0 | 0 | 0 | 0 | 0 | 0 | 0
F6_Industrial_Instruments_Existing_Space Heating_Natural Gas_Gas Boiler - Stack Economizer_A_Achievable Economic TRC Potential | F6 | Industrial | Instruments | Existing | Space Heating | Natural Gas | Gas Boiler - Stack Economizer | A | Incremental Winter Peak Savings (MW) | Achievable Economic TRC Potential | 0 | 0 | 0 | 0 | 0 | 0 | 0 | 0 | 0 | 0 | 0 | 0 | 0 | 0 | 0 | 0 | 0 | 0 | 0 | 0 | 0 | 0 | 0 | 0 | 0 | 0 | 0 | 0 | 0 | 0 | 0
F7_Industrial_Instruments_Existing_Space Heating_Natural Gas_Gas Boiler - Stack Economizer_A_Achievable Economic TRC Potential | F7 | Industrial | Instruments | Existing | Space Heating | Natural Gas | Gas Boiler - Stack Economizer | A | Cumulative Energy Savings (MWh or mTherms) | Achievable Economic TRC Potential | 0 | 0 | 0 | 0 | 0 | 0.029426 | 0.058425 | 0.086831 | 0.11481 | 0.14233 | 0.16623 | 0.18466 | 0.19875 | 0.20917 | 0.21679 | 0.22229 | 0.22609 | 0.2286 | 0.23008 | 0.23083 | 0.23103 | 0.22883 | 0.22683 | 0.22493 | 0.22307 | 0.22137 | 0.21992 | 0.21858 | 0 | 0 | 0
F8_Industrial_Instruments_Existing_Space Heating_Natural Gas_Gas Boiler - Stack Economizer_A_Achievable Economic TRC Potential | F8 | Industrial | Instruments | Existing | Space Heating | Natural Gas | Gas Boiler - Stack Economizer | A | Cumulative Summer Peak Savings (MW) | Achievable Economic TRC Potential | 0 | 0 | 0 | 0 | 0 | 0 | 0 | 0 | 0 | 0 | 0 | 0 | 0 | 0 | 0 | 0 | 0 | 0 | 0 | 0 | 0 | 0 | 0 | 0 | 0 | 0 | 0 | 0 | 0 | 0 | 0
F9_Industrial_Instruments_Existing_Space Heating_Natural Gas_Gas Boiler - Stack Economizer_A_Achievable Economic TRC Potential | F9 | Industrial | Instruments | Existing | Space Heating | Natural Gas | Gas Boiler - Stack Economizer | A | Cumulative Winter Peak Savings (MW) | Achievable Economic TRC Potential | 0 | 0 | 0 | 0 | 0 | 0 | 0 | 0 | 0 | 0 | 0 | 0 | 0 | 0 | 0 | 0 | 0 | 0 | 0 | 0 | 0 | 0 | 0 | 0 | 0 | 0 | 0 | 0 | 0 | 0 | 0
F10_Industrial_Instruments_Existing_Space Heating_Natural Gas_Gas Boiler - Stack Economizer_A_Achievable Economic TRC Potential | F10 | Industrial | Instruments | Existing | Space Heating | Natural Gas | Gas Boiler - Stack Economizer | A | Purchases (Incremental) | Achievable Economic TRC Potential | 0 | 0 | 0 | 0 | 0 | 7.2438 | 7.2398 | 7.1971 | 7.201 | 7.207 | 6.4039 | 5.1091 | 4.079 | 3.2114 | 2.5789 | 2.0435 | 1.635 | 1.3014 | 1.0318 | 0.82645 | 0.65842 | 0.0044735 | 0.0015919 | 0.00054083 | 0.0001758 | 0.000149 | 0.0001486 | 0.00014824 | 0.00014792 | 0.00014763 | 0.00014738
F11_Industrial_Instruments_Existing_Space Heating_Natural Gas_Gas Boiler - Stack Economizer_A_Achievable Economic TRC Potential | F11 | Industrial | Instruments | Existing | Space Heating | Natural Gas | Gas Boiler - Stack Economizer | A | Purchases (Cumulative) | Achievable Economic TRC Potential | 0 | 0 | 0 | 0 | 0 | 7.2438 | 14.4837 | 21.6808 | 28.8818 | 36.0888 | 42.4927 | 47.6019 | 51.6809 | 54.8923 | 57.4712 | 59.5147 | 61.1497 | 62.4511 | 63.4829 | 64.3093 | 64.9678 | 64.9722 | 64.9738 | 64.9744 | 64.9745 | 64.9747 | 64.9748 | 64.975 | 64.9751 | 64.9753 | 64.9754
F1_Industrial_Instruments_Existing_Process_Natural Gas_Gas Boiler - Stack Economizer_A_Achievable Economic TRC Potential | F1 | Industrial | Instruments | Existing | Process | Natural Gas | Gas Boiler - Stack Economizer | A | Integrated Unit Energy Savings (kWh or therms) | Achievable Economic TRC Potential | 0 | 0 | 0 | 0 | 0 | 3.3764 | 3.3757 | 3.3752 | 3.3748 | 3.3745 | 3.3741 | 3.3739 | 3.3736 | 3.3734 | 3.3733 | 3.3731 | 3.373 | 3.3729 | 3.3728 | 3.3728 | 3.3727 | 3.3726 | 3.3726 | 3.3726 | 3.3725 | 3.3725 | 3.3725 | 3.3725 | 3.3775 | 3.3775 | 3.3775
F2_Industrial_Instruments_Existing_Process_Natural Gas_Gas Boiler - Stack Economizer_A_Achievable Economic TRC Potential | F2 | Industrial | Instruments | Existing | Process | Natural Gas | Gas Boiler - Stack Economizer | A | Integrated Unit Summer Peak Savings (kW) | Achievable Economic TRC Potential | 0 | 0 | 0 | 0 | 0 | 0 | 0 | 0 | 0 | 0 | 0 | 0 | 0 | 0 | 0 | 0 | 0 | 0 | 0 | 0 | 0 | 0 | 0 | 0 | 0 | 0 | 0 | 0 | 0 | 0 | 0
F3_Industrial_Instruments_Existing_Process_Natural Gas_Gas Boiler - Stack Economizer_A_Achievable Economic TRC Potential | F3 | Industrial | Instruments | Existing | Process | Natural Gas | Gas Boiler - Stack Economizer | A | Integrated Unit Winter Peak Savings (kW) | Achievable Economic TRC Potential | 0 | 0 | 0 | 0 | 0 | 0 | 0 | 0 | 0 | 0 | 0 | 0 | 0 | 0 | 0 | 0 | 0 | 0 | 0 | 0 | 0 | 0 | 0 | 0 | 0 | 0 | 0 | 0 | 0 | 0 | 0
F4_Industrial_Instruments_Existing_Process_Natural Gas_Gas Boiler - Stack Economizer_A_Achievable Economic TRC Potential | F4 | Industrial | Instruments | Existing | Process | Natural Gas | Gas Boiler - Stack Economizer | A | Incremental Energy Savings (MWh or mTherms) | Achievable Economic TRC Potential | 0 | 0 | 0 | 0 | 0 | 0.74194 | 0.74137 | 0.73689 | 0.7372 | 0.73773 | 0.65546 | 0.5229 | 0.41744 | 0.32863 | 0.26389 | 0.20909 | 0.16729 | 0.13315 | 0.10557 | 0.084555 | 0.067363 | 0.00045767 | 0.00016286 | 5.533e-05 | 1.7985e-05 | 1.5243e-05 | 1.5202e-05 | 1.5165e-05 | 1.5155e-05 | 1.5125e-05 | 1.51e-05
F5_Industrial_Instruments_Existing_Process_Natural Gas_Gas Boiler - Stack Economizer_A_Achievable Economic TRC Potential | F5 | Industrial | Instruments | Existing | Process | Natural Gas | Gas Boiler - Stack Economizer | A | Incremental Summer Peak Savings (MW) | Achievable Economic TRC Potential | 0 | 0 | 0 | 0 | 0 | 0 | 0 | 0 | 0 | 0 | 0 | 0 | 0 | 0 | 0 | 0 | 0 | 0 | 0 | 0 | 0 | 0 | 0 | 0 | 0 | 0 | 0 | 0 | 0 | 0 | 0
F6_Industrial_Instruments_Existing_Process_Natural Gas_Gas Boiler - Stack Economizer_A_Achievable Economic TRC Potential | F6 | Industrial | Instruments | Existing | Process | Natural Gas | Gas Boiler - Stack Economizer | A | Incremental Winter Peak Savings (MW) | Achievable Economic TRC Potential | 0 | 0 | 0 | 0 | 0 | 0 | 0 | 0 | 0 | 0 | 0 | 0 | 0 | 0 | 0 | 0 | 0 | 0 | 0 | 0 | 0 | 0 | 0 | 0 | 0 | 0 | 0 | 0 | 0 | 0 | 0
F7_Industrial_Instruments_Existing_Process_Natural Gas_Gas Boiler - Stack Economizer_A_Achievable Economic TRC Potential | F7 | Industrial | Instruments | Existing | Process | Natural Gas | Gas Boiler - Stack Economizer | A | Cumulative Energy Savings (MWh or mTherms) | Achievable Economic TRC Potential | 0 | 0 | 0 | 0 | 0 | 0.74194 | 1.4831 | 2.2198 | 2.9568 | 3.6942 | 4.3493 | 4.8718 | 5.289 | 5.6172 | 5.8809 | 6.0897 | 6.2568 | 6.3897 | 6.4951 | 6.5796 | 6.6468 | 6.6472 | 6.6473 | 6.6472 | 6.6472 | 6.6472 | 6.6472 | 6.6472 | 0 | 0 | 0
F8_Industrial_Instruments_Existing_Process_Natural Gas_Gas Boiler - Stack Economizer_A_Achievable Economic TRC Potential | F8 | Industrial | Instruments | Existing | Process | Natural Gas | Gas Boiler - Stack Economizer | A | Cumulative Summer Peak Savings (MW) | Achievable Economic TRC Potential | 0 | 0 | 0 | 0 | 0 | 0 | 0 | 0 | 0 | 0 | 0 | 0 | 0 | 0 | 0 | 0 | 0 | 0 | 0 | 0 | 0 | 0 | 0 | 0 | 0 | 0 | 0 | 0 | 0 | 0 | 0
F9_Industrial_Instruments_Existing_Process_Natural Gas_Gas Boiler - Stack Economizer_A_Achievable Economic TRC Potential | F9 | Industrial | Instruments | Existing | Process | Natural Gas | Gas Boiler - Stack Economizer | A | Cumulative Winter Peak Savings (MW) | Achievable Economic TRC Potential | 0 | 0 | 0 | 0 | 0 | 0 | 0 | 0 | 0 | 0 | 0 | 0 | 0 | 0 | 0 | 0 | 0 | 0 | 0 | 0 | 0 | 0 | 0 | 0 | 0 | 0 | 0 | 0 | 0 | 0 | 0
F10_Industrial_Instruments_Existing_Process_Natural Gas_Gas Boiler - Stack Economizer_A_Achievable Economic TRC Potential | F10 | Industrial | Instruments | Existing | Process | Natural Gas | Gas Boiler - Stack Economizer | A | Purchases (Incremental) | Achievable Economic TRC Potential | 0 | 0 | 0 | 0 | 0 | 219.7396 | 219.619 | 218.3239 | 218.4419 | 218.6225 | 194.2616 | 154.9846 | 123.7359 | 97.4168 | 78.231 | 61.988 | 49.5968 | 39.4778 | 31.3005 | 25.0701 | 19.9731 | 0.1357 | 0.048288 | 0.016406 | 0.0053329 | 0.0045198 | 0.0045077 | 0.0044968 | 0.004487 | 0.0044783 | 0.0044707
F11_Industrial_Instruments_Existing_Process_Natural Gas_Gas Boiler - Stack Economizer_A_Achievable Economic TRC Potential | F11 | Industrial | Instruments | Existing | Process | Natural Gas | Gas Boiler - Stack Economizer | A | Purchases (Cumulative) | Achievable Economic TRC Potential | 0 | 0 | 0 | 0 | 0 | 219.7396 | 439.3587 | 657.6826 | 876.1245 | 1094.747 | 1289.0086 | 1443.9932 | 1567.7292 | 1665.146 | 1743.377 | 1805.365 | 1854.9619 | 1894.4396 | 1925.7401 | 1950.8102 | 1970.7833 | 1970.919 | 1970.9673 | 1970.9837 | 1970.9891 | 1970.9936 | 1970.9981 | 1971.0026 | 1971.0071 | 1971.0115 | 1971.016
F1_Industrial_Instruments_Existing_Space Heating_Natural Gas_Gas Furnace Tube Inserts_A_Achievable Economic TRC Potential | F1 | Industrial | Instruments | Existing | Space Heating | Natural Gas | Gas Furnace Tube Inserts | A | Integrated Unit Energy Savings (kWh or therms) | Achievable Economic TRC Potential | 0 | 0 | 0 | 0 | 0 | 0.086176 | 0.085373 | 0.084345 | 0.083282 | 0.082189 | 0.081092 | 0.079981 | 0.078903 | 0.077846 | 0.076747 | 0.075738 | 0.074759 | 0.073832 | 0.072952 | 0.072096 | 0.071273 | 0.070458 | 0.069674 | 0.068933 | 0.068229 | 0.067576 | 0.066996 | 0.066451 | 0.069231 | 0.068805 | 0.068405
F2_Industrial_Instruments_Existing_Space Heating_Natural Gas_Gas Furnace Tube Inserts_A_Achievable Economic TRC Potential | F2 | Industrial | Instruments | Existing | Space Heating | Natural Gas | Gas Furnace Tube Inserts | A | Integrated Unit Summer Peak Savings (kW) | Achievable Economic TRC Potential | 0 | 0 | 0 | 0 | 0 | 0 | 0 | 0 | 0 | 0 | 0 | 0 | 0 | 0 | 0 | 0 | 0 | 0 | 0 | 0 | 0 | 0 | 0 | 0 | 0 | 0 | 0 | 0 | 0 | 0 | 0
F3_Industrial_Instruments_Existing_Space Heating_Natural Gas_Gas Furnace Tube Inserts_A_Achievable Economic TRC Potential | F3 | Industrial | Instruments | Existing | Space Heating | Natural Gas | Gas Furnace Tube Inserts | A | Integrated Unit Winter Peak Savings (kW) | Achievable Economic TRC Potential | 0 | 0 | 0 | 0 | 0 | 0 | 0 | 0 | 0 | 0 | 0 | 0 | 0 | 0 | 0 | 0 | 0 | 0 | 0 | 0 | 0 | 0 | 0 | 0 | 0 | 0 | 0 | 0 | 0 | 0 | 0
F4_Industrial_Instruments_Existing_Space Heating_Natural Gas_Gas Furnace Tube Inserts_A_Achievable Economic TRC Potential | F4 | Industrial | Instruments | Existing | Space Heating | Natural Gas | Gas Furnace Tube Inserts | A | Incremental Energy Savings (MWh or mTherms) | Achievable Economic TRC Potential | 0 | 0 | 0 | 0 | 0 | 0 | 0 | 0 | 0 | 0 | 0 | 0 | 0 | 0 | 0 | 0 | 0 | 0 | 0 | 0 | 0 | 0 | 0 | 0 | 0 | 0 | 0 | 0 | 0 | 0 | 0
F5_Industrial_Instruments_Existing_Space Heating_Natural Gas_Gas Furnace Tube Inserts_A_Achievable Economic TRC Potential | F5 | Industrial | Instruments | Existing | Space Heating | Natural Gas | Gas Furnace Tube Inserts | A | Incremental Summer Peak Savings (MW) | Achievable Economic TRC Potential | 0 | 0 | 0 | 0 | 0 | 0 | 0 | 0 | 0 | 0 | 0 | 0 | 0 | 0 | 0 | 0 | 0 | 0 | 0 | 0 | 0 | 0 | 0 | 0 | 0 | 0 | 0 | 0 | 0 | 0 | 0
F6_Industrial_Instruments_Existing_Space Heating_Natural Gas_Gas Furnace Tube Inserts_A_Achievable Economic TRC Potential | F6 | Industrial | Instruments | Existing | Space Heating | Natural Gas | Gas Furnace Tube Inserts | A | Incremental Winter Peak Savings (MW) | Achievable Economic TRC Potential | 0 | 0 | 0 | 0 | 0 | 0 | 0 | 0 | 0 | 0 | 0 | 0 | 0 | 0 | 0 | 0 | 0 | 0 | 0 | 0 | 0 | 0 | 0 | 0 | 0 | 0 | 0 | 0 | 0 | 0 | 0
F7_Industrial_Instruments_Existing_Space Heating_Natural Gas_Gas Furnace Tube Inserts_A_Achievable Economic TRC Potential | F7 | Industrial | Instruments | Existing | Space Heating | Natural Gas | Gas Furnace Tube Inserts | A | Cumulative Energy Savings (MWh or mTherms) | Achievable Economic TRC Potential | 0 | 0 | 0 | 0 | 0 | 0 | 0 | 0 | 0 | 0 | 0 | 0 | 0 | 0 | 0 | 0 | 0 | 0 | 0 | 0 | 0 | 0 | 0 | 0 | 0 | 0 | 0 | 0 | 0 | 0 | 0
F8_Industrial_Instruments_Existing_Space Heating_Natural Gas_Gas Furnace Tube Inserts_A_Achievable Economic TRC Potential | F8 | Industrial | Instruments | Existing | Space Heating | Natural Gas | Gas Furnace Tube Inserts | A | Cumulative Summer Peak Savings (MW) | Achievable Economic TRC Potential | 0 | 0 | 0 | 0 | 0 | 0 | 0 | 0 | 0 | 0 | 0 | 0 | 0 | 0 | 0 | 0 | 0 | 0 | 0 | 0 | 0 | 0 | 0 | 0 | 0 | 0 | 0 | 0 | 0 | 0 | 0
F9_Industrial_Instruments_Existing_Space Heating_Natural Gas_Gas Furnace Tube Inserts_A_Achievable Economic TRC Potential | F9 | Industrial | Instruments | Existing | Space Heating | Natural Gas | Gas Furnace Tube Inserts | A | Cumulative Winter Peak Savings (MW) | Achievable Economic TRC Potential | 0 | 0 | 0 | 0 | 0 | 0 | 0 | 0 | 0 | 0 | 0 | 0 | 0 | 0 | 0 | 0 | 0 | 0 | 0 | 0 | 0 | 0 | 0 | 0 | 0 | 0 | 0 | 0 | 0 | 0 | 0
F10_Industrial_Instruments_Existing_Space Heating_Natural Gas_Gas Furnace Tube Inserts_A_Achievable Economic TRC Potential | F10 | Industrial | Instruments | Existing | Space Heating | Natural Gas | Gas Furnace Tube Inserts | A | Purchases (Incremental) | Achievable Economic TRC Potential | 0 | 0 | 0 | 0 | 0 | 0 | 0 | 0 | 0 | 0 | 0 | 0 | 0 | 0 | 0 | 0 | 0 | 0 | 0 | 0 | 0 | 0 | 0 | 0 | 0 | 0 | 0 | 0 | 0 | 0 | 0
F11_Industrial_Instruments_Existing_Space Heating_Natural Gas_Gas Furnace Tube Inserts_A_Achievable Economic TRC Potential | F11 | Industrial | Instruments | Existing | Space Heating | Natural Gas | Gas Furnace Tube Inserts | A | Purchases (Cumulative) | Achievable Economic TRC Potential | 0 | 0 | 0 | 0 | 0 | 0 | 0 | 0 | 0 | 0 | 0 | 0 | 0 | 0 | 0 | 0 | 0 | 0 | 0 | 0 | 0 | 0 | 0 | 0 | 0 | 0 | 0 | 0 | 0 | 0 | 0
F1_Industrial_Instruments_Existing_Space Heating_Natural Gas_Space Heating - Heat Recovery Ventilator_A_Achievable Economic TRC Potential | F1 | Industrial | Instruments | Existing | Space Heating | Natural Gas | Space Heating - Heat Recovery Ventilator | A | Integrated Unit Energy Savings (kWh or therms) | Achievable Economic TRC Potential | 0 | 0 | 0 | 0 | 0 | 0.013145 | 0.012954 | 0.012687 | 0.012351 | 0.01195 | 0.011489 | 0.01101 | 0.010533 | 0.010051 | 0.0096407 | 0.0092517 | 0.0089376 | 0.0086619 | 0.0084202 | 0.0082479 | 0.0080904 | 0.0079537 | 0.007842 | 0.0077543 | 0.0076748 | 0.0076156 | 0.0075644 | 0.0075168 | 0 | 0 | 0
F2_Industrial_Instruments_Existing_Space Heating_Natural Gas_Space Heating - Heat Recovery Ventilator_A_Achievable Economic TRC Potential | F2 | Industrial | Instruments | Existing | Space Heating | Natural Gas | Space Heating - Heat Recovery Ventilator | A | Integrated Unit Summer Peak Savings (kW) | Achievable Economic TRC Potential | 0 | 0 | 0 | 0 | 0 | 0 | 0 | 0 | 0 | 0 | 0 | 0 | 0 | 0 | 0 | 0 | 0 | 0 | 0 | 0 | 0 | 0 | 0 | 0 | 0 | 0 | 0 | 0 | 0 | 0 | 0
F3_Industrial_Instruments_Existing_Space Heating_Natural Gas_Space Heating - Heat Recovery Ventilator_A_Achievable Economic TRC Potential | F3 | Industrial | Instruments | Existing | Space Heating | Natural Gas | Space Heating - Heat Recovery Ventilator | A | Integrated Unit Winter Peak Savings (kW) | Achievable Economic TRC Potential | 0 | 0 | 0 | 0 | 0 | 0 | 0 | 0 | 0 | 0 | 0 | 0 | 0 | 0 | 0 | 0 | 0 | 0 | 0 | 0 | 0 | 0 | 0 | 0 | 0 | 0 | 0 | 0 | 0 | 0 | 0
F4_Industrial_Instruments_Existing_Space Heating_Natural Gas_Space Heating - Heat Recovery Ventilator_A_Achievable Economic TRC Potential | F4 | Industrial | Instruments | Existing | Space Heating | Natural Gas | Space Heating - Heat Recovery Ventilator | A | Incremental Energy Savings (MWh or mTherms) | Achievable Economic TRC Potential | 0 | 0 | 0 | 0 | 0 | 0 | 0 | 0 | 0 | 0 | 0 | 0 | 0 | 0 | 0 | 0 | 0 | 0 | 0 | 0 | 0 | 0 | 0 | 0 | 0 | 0 | 0 | 0 | 0 | 0 | 0
F5_Industrial_Instruments_Existing_Space Heating_Natural Gas_Space Heating - Heat Recovery Ventilator_A_Achievable Economic TRC Potential | F5 | Industrial | Instruments | Existing | Space Heating | Natural Gas | Space Heating - Heat Recovery Ventilator | A | Incremental Summer Peak Savings (MW) | Achievable Economic TRC Potential | 0 | 0 | 0 | 0 | 0 | 0 | 0 | 0 | 0 | 0 | 0 | 0 | 0 | 0 | 0 | 0 | 0 | 0 | 0 | 0 | 0 | 0 | 0 | 0 | 0 | 0 | 0 | 0 | 0 | 0 | 0
F6_Industrial_Instruments_Existing_Space Heating_Natural Gas_Space Heating - Heat Recovery Ventilator_A_Achievable Economic TRC Potential | F6 | Industrial | Instruments | Existing | Space Heating | Natural Gas | Space Heating - Heat Recovery Ventilator | A | Incremental Winter Peak Savings (MW) | Achievable Economic TRC Potential | 0 | 0 | 0 | 0 | 0 | 0 | 0 | 0 | 0 | 0 | 0 | 0 | 0 | 0 | 0 | 0 | 0 | 0 | 0 | 0 | 0 | 0 | 0 | 0 | 0 | 0 | 0 | 0 | 0 | 0 | 0
F7_Industrial_Instruments_Existing_Space Heating_Natural Gas_Space Heating - Heat Recovery Ventilator_A_Achievable Economic TRC Potential | F7 | Industrial | Instruments | Existing | Space Heating | Natural Gas | Space Heating - Heat Recovery Ventilator | A | Cumulative Energy Savings (MWh or mTherms) | Achievable Economic TRC Potential | 0 | 0 | 0 | 0 | 0 | 0 | 0 | 0 | 0 | 0 | 0 | 0 | 0 | 0 | 0 | 0 | 0 | 0 | 0 | 0 | 0 | 0 | 0 | 0 | 0 | 0 | 0 | 0 | 0 | 0 | 0
F8_Industrial_Instruments_Existing_Space Heating_Natural Gas_Space Heating - Heat Recovery Ventilator_A_Achievable Economic TRC Potential | F8 | Industrial | Instruments | Existing | Space Heating | Natural Gas | Space Heating - Heat Recovery Ventilator | A | Cumulative Summer Peak Savings (MW) | Achievable Economic TRC Potential | 0 | 0 | 0 | 0 | 0 | 0 | 0 | 0 | 0 | 0 | 0 | 0 | 0 | 0 | 0 | 0 | 0 | 0 | 0 | 0 | 0 | 0 | 0 | 0 | 0 | 0 | 0 | 0 | 0 | 0 | 0
F9_Industrial_Instruments_Existing_Space Heating_Natural Gas_Space Heating - Heat Recovery Ventilator_A_Achievable Economic TRC Potential | F9 | Industrial | Instruments | Existing | Space Heating | Natural Gas | Space Heating - Heat Recovery Ventilator | A | Cumulative Winter Peak Savings (MW) | Achievable Economic TRC Potential | 0 | 0 | 0 | 0 | 0 | 0 | 0 | 0 | 0 | 0 | 0 | 0 | 0 | 0 | 0 | 0 | 0 | 0 | 0 | 0 | 0 | 0 | 0 | 0 | 0 | 0 | 0 | 0 | 0 | 0 | 0
F10_Industrial_Instruments_Existing_Space Heating_Natural Gas_Space Heating - Heat Recovery Ventilator_A_Achievable Economic TRC Potential | F10 | Industrial | Instruments | Existing | Space Heating | Natural Gas | Space Heating - Heat Recovery Ventilator | A | Purchases (Incremental) | Achievable Economic TRC Potential | 0 | 0 | 0 | 0 | 0 | 0 | 0 | 0 | 0 | 0 | 0 | 0 | 0 | 0 | 0 | 0 | 0 | 0 | 0 | 0 | 0 | 0 | 0 | 0 | 0 | 0 | 0 | 0 | 0 | 0 | 0
F11_Industrial_Instruments_Existing_Space Heating_Natural Gas_Space Heating - Heat Recovery Ventilator_A_Achievable Economic TRC Potential | F11 | Industrial | Instruments | Existing | Space Heating | Natural Gas | Space Heating - Heat Recovery Ventilator | A | Purchases (Cumulative) | Achievable Economic TRC Potential | 0 | 0 | 0 | 0 | 0 | 0 | 0 | 0 | 0 | 0 | 0 | 0 | 0 | 0 | 0 | 0 | 0 | 0 | 0 | 0 | 0 | 0 | 0 | 0 | 0 | 0 | 0 | 0 | 0 | 0 | 0
F1_Industrial_Instruments_Existing_Space Heating_Natural Gas_Thermostat - Programmable_A_Achievable Economic TRC Potential | F1 | Industrial | Instruments | Existing | Space Heating | Natural Gas | Thermostat - Programmable | A | Integrated Unit Energy Savings (kWh or therms) | Achievable Economic TRC Potential | 0 | 0 | 0 | 0 | 0 | 0.0065302 | 0.0064353 | 0.0063027 | 0.0061359 | 0.0059367 | 0.0057075 | 0.0054696 | 0.0052327 | 0.0049933 | 0.0047894 | 0.0045961 | 0.0044401 | 0.0043031 | 0.0041831 | 0.0040974 | 0.0040192 | 0.0039513 | 0.0038958 | 0.0038522 | 0.0038127 | 0.0037833 | 0.0037579 | 0.0037343 | 0 | 0 | 0
F2_Industrial_Instruments_Existing_Space Heating_Natural Gas_Thermostat - Programmable_A_Achievable Economic TRC Potential | F2 | Industrial | Instruments | Existing | Space Heating | Natural Gas | Thermostat - Programmable | A | Integrated Unit Summer Peak Savings (kW) | Achievable Economic TRC Potential | 0 | 0 | 0 | 0 | 0 | 0 | 0 | 0 | 0 | 0 | 0 | 0 | 0 | 0 | 0 | 0 | 0 | 0 | 0 | 0 | 0 | 0 | 0 | 0 | 0 | 0 | 0 | 0 | 0 | 0 | 0
F3_Industrial_Instruments_Existing_Space Heating_Natural Gas_Thermostat - Programmable_A_Achievable Economic TRC Potential | F3 | Industrial | Instruments | Existing | Space Heating | Natural Gas | Thermostat - Programmable | A | Integrated Unit Winter Peak Savings (kW) | Achievable Economic TRC Potential | 0 | 0 | 0 | 0 | 0 | 0 | 0 | 0 | 0 | 0 | 0 | 0 | 0 | 0 | 0 | 0 | 0 | 0 | 0 | 0 | 0 | 0 | 0 | 0 | 0 | 0 | 0 | 0 | 0 | 0 | 0
F4_Industrial_Instruments_Existing_Space Heating_Natural Gas_Thermostat - Programmable_A_Achievable Economic TRC Potential | F4 | Industrial | Instruments | Existing | Space Heating | Natural Gas | Thermostat - Programmable | A | Incremental Energy Savings (MWh or mTherms) | Achievable Economic TRC Potential | 0 | 0 | 0 | 0 | 0 | 0 | 0 | 0 | 0 | 0 | 0 | 0 | 0 | 0 | 0 | 0 | 0 | 0 | 0 | 0 | 0 | 0 | 0 | 0 | 0 | 0 | 0 | 0 | 0 | 0 | 0
F5_Industrial_Instruments_Existing_Space Heating_Natural Gas_Thermostat - Programmable_A_Achievable Economic TRC Potential | F5 | Industrial | Instruments | Existing | Space Heating | Natural Gas | Thermostat - Programmable | A | Incremental Summer Peak Savings (MW) | Achievable Economic TRC Potential | 0 | 0 | 0 | 0 | 0 | 0 | 0 | 0 | 0 | 0 | 0 | 0 | 0 | 0 | 0 | 0 | 0 | 0 | 0 | 0 | 0 | 0 | 0 | 0 | 0 | 0 | 0 | 0 | 0 | 0 | 0
F6_Industrial_Instruments_Existing_Space Heating_Natural Gas_Thermostat - Programmable_A_Achievable Economic TRC Potential | F6 | Industrial | Instruments | Existing | Space Heating | Natural Gas | Thermostat - Programmable | A | Incremental Winter Peak Savings (MW) | Achievable Economic TRC Potential | 0 | 0 | 0 | 0 | 0 | 0 | 0 | 0 | 0 | 0 | 0 | 0 | 0 | 0 | 0 | 0 | 0 | 0 | 0 | 0 | 0 | 0 | 0 | 0 | 0 | 0 | 0 | 0 | 0 | 0 | 0
F7_Industrial_Instruments_Existing_Space Heating_Natural Gas_Thermostat - Programmable_A_Achievable Economic TRC Potential | F7 | Industrial | Instruments | Existing | Space Heating | Natural Gas | Thermostat - Programmable | A | Cumulative Energy Savings (MWh or mTherms) | Achievable Economic TRC Potential | 0 | 0 | 0 | 0 | 0 | 0 | 0 | 0 | 0 | 0 | 0 | 0 | 0 | 0 | 0 | 0 | 0 | 0 | 0 | 0 | 0 | 0 | 0 | 0 | 0 | 0 | 0 | 0 | 0 | 0 | 0
F8_Industrial_Instruments_Existing_Space Heating_Natural Gas_Thermostat - Programmable_A_Achievable Economic TRC Potential | F8 | Industrial | Instruments | Existing | Space Heating | Natural Gas | Thermostat - Programmable | A | Cumulative Summer Peak Savings (MW) | Achievable Economic TRC Potential | 0 | 0 | 0 | 0 | 0 | 0 | 0 | 0 | 0 | 0 | 0 | 0 | 0 | 0 | 0 | 0 | 0 | 0 | 0 | 0 | 0 | 0 | 0 | 0 | 0 | 0 | 0 | 0 | 0 | 0 | 0
F9_Industrial_Instruments_Existing_Space Heating_Natural Gas_Thermostat - Programmable_A_Achievable Economic TRC Potential | F9 | Industrial | Instruments | Existing | Space Heating | Natural Gas | Thermostat - Programmable | A | Cumulative Winter Peak Savings (MW) | Achievable Economic TRC Potential | 0 | 0 | 0 | 0 | 0 | 0 | 0 | 0 | 0 | 0 | 0 | 0 | 0 | 0 | 0 | 0 | 0 | 0 | 0 | 0 | 0 | 0 | 0 | 0 | 0 | 0 | 0 | 0 | 0 | 0 | 0
F10_Industrial_Instruments_Existing_Space Heating_Natural Gas_Thermostat - Programmable_A_Achievable Economic TRC Potential | F10 | Industrial | Instruments | Existing | Space Heating | Natural Gas | Thermostat - Programmable | A | Purchases (Incremental) | Achievable Economic TRC Potential | 0 | 0 | 0 | 0 | 0 | 0 | 0 | 0 | 0 | 0 | 0 | 0 | 0 | 0 | 0 | 0 | 0 | 0 | 0 | 0 | 0 | 0 | 0 | 0 | 0 | 0 | 0 | 0 | 0 | 0 | 0
F11_Industrial_Instruments_Existing_Space Heating_Natural Gas_Thermostat - Programmable_A_Achievable Economic TRC Potential | F11 | Industrial | Instruments | Existing | Space Heating | Natural Gas | Thermostat - Programmable | A | Purchases (Cumulative) | Achievable Economic TRC Potential | 0 | 0 | 0 | 0 | 0 | 0 | 0 | 0 | 0 | 0 | 0 | 0 | 0 | 0 | 0 | 0 | 0 | 0 | 0 | 0 | 0 | 0 | 0 | 0 | 0 | 0 | 0 | 0 | 0 | 0 | 0
F1_Industrial_Instruments_Existing_Space Heating_Natural Gas_ENERGY STAR Connected Thermostat_A_Achievable Economic TRC Potential | F1 | Industrial | Instruments | Existing | Space Heating | Natural Gas | ENERGY STAR Connected Thermostat | A | Integrated Unit Energy Savings (kWh or therms) | Achievable Economic TRC Potential | 0 | 0 | 0 | 0 | 0 | 0.015372 | 0.015149 | 0.014837 | 0.014444 | 0.013975 | 0.013436 | 0.012876 | 0.012318 | 0.011754 | 0.011274 | 0.010819 | 0.010452 | 0.01013 | 0.009847 | 0.0096455 | 0.0094612 | 0.0093014 | 0.0091708 | 0.0090683 | 0.0089752 | 0.008906 | 0.0088462 | 0.0087905 | 0 | 0 | 0
F2_Industrial_Instruments_Existing_Space Heating_Natural Gas_ENERGY STAR Connected Thermostat_A_Achievable Economic TRC Potential | F2 | Industrial | Instruments | Existing | Space Heating | Natural Gas | ENERGY STAR Connected Thermostat | A | Integrated Unit Summer Peak Savings (kW) | Achievable Economic TRC Potential | 0 | 0 | 0 | 0 | 0 | 0 | 0 | 0 | 0 | 0 | 0 | 0 | 0 | 0 | 0 | 0 | 0 | 0 | 0 | 0 | 0 | 0 | 0 | 0 | 0 | 0 | 0 | 0 | 0 | 0 | 0
F3_Industrial_Instruments_Existing_Space Heating_Natural Gas_ENERGY STAR Connected Thermostat_A_Achievable Economic TRC Potential | F3 | Industrial | Instruments | Existing | Space Heating | Natural Gas | ENERGY STAR Connected Thermostat | A | Integrated Unit Winter Peak Savings (kW) | Achievable Economic TRC Potential | 0 | 0 | 0 | 0 | 0 | 0 | 0 | 0 | 0 | 0 | 0 | 0 | 0 | 0 | 0 | 0 | 0 | 0 | 0 | 0 | 0 | 0 | 0 | 0 | 0 | 0 | 0 | 0 | 0 | 0 | 0
F4_Industrial_Instruments_Existing_Space Heating_Natural Gas_ENERGY STAR Connected Thermostat_A_Achievable Economic TRC Potential | F4 | Industrial | Instruments | Existing | Space Heating | Natural Gas | ENERGY STAR Connected Thermostat | A | Incremental Energy Savings (MWh or mTherms) | Achievable Economic TRC Potential | 0 | 0 | 0 | 0 | 0 | 0 | 0 | 0 | 0 | 0 | 0 | 0 | 0 | 0 | 0 | 0 | 0 | 0 | 0 | 0 | 0 | 0 | 0 | 0 | 0 | 0 | 0 | 0 | 0 | 0 | 0
F5_Industrial_Instruments_Existing_Space Heating_Natural Gas_ENERGY STAR Connected Thermostat_A_Achievable Economic TRC Potential | F5 | Industrial | Instruments | Existing | Space Heating | Natural Gas | ENERGY STAR Connected Thermostat | A | Incremental Summer Peak Savings (MW) | Achievable Economic TRC Potential | 0 | 0 | 0 | 0 | 0 | 0 | 0 | 0 | 0 | 0 | 0 | 0 | 0 | 0 | 0 | 0 | 0 | 0 | 0 | 0 | 0 | 0 | 0 | 0 | 0 | 0 | 0 | 0 | 0 | 0 | 0
F6_Industrial_Instruments_Existing_Space Heating_Natural Gas_ENERGY STAR Connected Thermostat_A_Achievable Economic TRC Potential | F6 | Industrial | Instruments | Existing | Space Heating | Natural Gas | ENERGY STAR Connected Thermostat | A | Incremental Winter Peak Savings (MW) | Achievable Economic TRC Potential | 0 | 0 | 0 | 0 | 0 | 0 | 0 | 0 | 0 | 0 | 0 | 0 | 0 | 0 | 0 | 0 | 0 | 0 | 0 | 0 | 0 | 0 | 0 | 0 | 0 | 0 | 0 | 0 | 0 | 0 | 0
F7_Industrial_Instruments_Existing_Space Heating_Natural Gas_ENERGY STAR Connected Thermostat_A_Achievable Economic TRC Potential | F7 | Industrial | Instruments | Existing | Space Heating | Natural Gas | ENERGY STAR Connected Thermostat | A | Cumulative Energy Savings (MWh or mTherms) | Achievable Economic TRC Potential | 0 | 0 | 0 | 0 | 0 | 0 | 0 | 0 | 0 | 0 | 0 | 0 | 0 | 0 | 0 | 0 | 0 | 0 | 0 | 0 | 0 | 0 | 0 | 0 | 0 | 0 | 0 | 0 | 0 | 0 | 0
F8_Industrial_Instruments_Existing_Space Heating_Natural Gas_ENERGY STAR Connected Thermostat_A_Achievable Economic TRC Potential | F8 | Industrial | Instruments | Existing | Space Heating | Natural Gas | ENERGY STAR Connected Thermostat | A | Cumulative Summer Peak Savings (MW) | Achievable Economic TRC Potential | 0 | 0 | 0 | 0 | 0 | 0 | 0 | 0 | 0 | 0 | 0 | 0 | 0 | 0 | 0 | 0 | 0 | 0 | 0 | 0 | 0 | 0 | 0 | 0 | 0 | 0 | 0 | 0 | 0 | 0 | 0
F9_Industrial_Instruments_Existing_Space Heating_Natural Gas_ENERGY STAR Connected Thermostat_A_Achievable Economic TRC Potential | F9 | Industrial | Instruments | Existing | Space Heating | Natural Gas | ENERGY STAR Connected Thermostat | A | Cumulative Winter Peak Savings (MW) | Achievable Economic TRC Potential | 0 | 0 | 0 | 0 | 0 | 0 | 0 | 0 | 0 | 0 | 0 | 0 | 0 | 0 | 0 | 0 | 0 | 0 | 0 | 0 | 0 | 0 | 0 | 0 | 0 | 0 | 0 | 0 | 0 | 0 | 0
F10_Industrial_Instruments_Existing_Space Heating_Natural Gas_ENERGY STAR Connected Thermostat_A_Achievable Economic TRC Potential | F10 | Industrial | Instruments | Existing | Space Heating | Natural Gas | ENERGY STAR Connected Thermostat | A | Purchases (Incremental) | Achievable Economic TRC Potential | 0 | 0 | 0 | 0 | 0 | 0 | 0 | 0 | 0 | 0 | 0 | 0 | 0 | 0 | 0 | 0 | 0 | 0 | 0 | 0 | 0 | 0 | 0 | 0 | 0 | 0 | 0 | 0 | 0 | 0 | 0
F11_Industrial_Instruments_Existing_Space Heating_Natural Gas_ENERGY STAR Connected Thermostat_A_Achievable Economic TRC Potential | F11 | Industrial | Instruments | Existing | Space Heating | Natural Gas | ENERGY STAR Connected Thermostat | A | Purchases (Cumulative) | Achievable Economic TRC Potential | 0 | 0 | 0 | 0 | 0 | 0 | 0 | 0 | 0 | 0 | 0 | 0 | 0 | 0 | 0 | 0 | 0 | 0 | 0 | 0 | 0 | 0 | 0 | 0 | 0 | 0 | 0 | 0 | 0 | 0 | 0
F1_Industrial_Instruments_Existing_Space Heating_Natural Gas_Destratification Fans (HVLS)_A_Achievable Economic TRC Potential | F1 | Industrial | Instruments | Existing | Space Heating | Natural Gas | Destratification Fans (HVLS) | A | Integrated Unit Energy Savings (kWh or therms) | Achievable Economic TRC Potential | 0 | 0 | 0 | 0 | 0 | 0.015372 | 0.015149 | 0.014837 | 0.014444 | 0.013975 | 0.013436 | 0.012876 | 0.012318 | 0.011754 | 0.011274 | 0.010819 | 0.010452 | 0.01013 | 0.009847 | 0.0096455 | 0.0094612 | 0.0093014 | 0.0091708 | 0.0090683 | 0.0089752 | 0.008906 | 0.0088462 | 0.0087905 | 0 | 0 | 0
F2_Industrial_Instruments_Existing_Space Heating_Natural Gas_Destratification Fans (HVLS)_A_Achievable Economic TRC Potential | F2 | Industrial | Instruments | Existing | Space Heating | Natural Gas | Destratification Fans (HVLS) | A | Integrated Unit Summer Peak Savings (kW) | Achievable Economic TRC Potential | 0 | 0 | 0 | 0 | 0 | 0 | 0 | 0 | 0 | 0 | 0 | 0 | 0 | 0 | 0 | 0 | 0 | 0 | 0 | 0 | 0 | 0 | 0 | 0 | 0 | 0 | 0 | 0 | 0 | 0 | 0
F3_Industrial_Instruments_Existing_Space Heating_Natural Gas_Destratification Fans (HVLS)_A_Achievable Economic TRC Potential | F3 | Industrial | Instruments | Existing | Space Heating | Natural Gas | Destratification Fans (HVLS) | A | Integrated Unit Winter Peak Savings (kW) | Achievable Economic TRC Potential | 0 | 0 | 0 | 0 | 0 | 0 | 0 | 0 | 0 | 0 | 0 | 0 | 0 | 0 | 0 | 0 | 0 | 0 | 0 | 0 | 0 | 0 | 0 | 0 | 0 | 0 | 0 | 0 | 0 | 0 | 0
F4_Industrial_Instruments_Existing_Space Heating_Natural Gas_Destratification Fans (HVLS)_A_Achievable Economic TRC Potential | F4 | Industrial | Instruments | Existing | Space Heating | Natural Gas | Destratification Fans (HVLS) | A | Incremental Energy Savings (MWh or mTherms) | Achievable Economic TRC Potential | 0 | 0 | 0 | 0 | 0 | 0 | 0 | 0 | 0 | 0 | 0 | 0 | 0 | 0 | 0 | 0 | 0 | 0 | 0 | 0 | 0 | 0 | 0 | 0 | 0 | 0 | 0 | 0 | 0 | 0 | 0
F5_Industrial_Instruments_Existing_Space Heating_Natural Gas_Destratification Fans (HVLS)_A_Achievable Economic TRC Potential | F5 | Industrial | Instruments | Existing | Space Heating | Natural Gas | Destratification Fans (HVLS) | A | Incremental Summer Peak Savings (MW) | Achievable Economic TRC Potential | 0 | 0 | 0 | 0 | 0 | 0 | 0 | 0 | 0 | 0 | 0 | 0 | 0 | 0 | 0 | 0 | 0 | 0 | 0 | 0 | 0 | 0 | 0 | 0 | 0 | 0 | 0 | 0 | 0 | 0 | 0
F6_Industrial_Instruments_Existing_Space Heating_Natural Gas_Destratification Fans (HVLS)_A_Achievable Economic TRC Potential | F6 | Industrial | Instruments | Existing | Space Heating | Natural Gas | Destratification Fans (HVLS) | A | Incremental Winter Peak Savings (MW) | Achievable Economic TRC Potential | 0 | 0 | 0 | 0 | 0 | 0 | 0 | 0 | 0 | 0 | 0 | 0 | 0 | 0 | 0 | 0 | 0 | 0 | 0 | 0 | 0 | 0 | 0 | 0 | 0 | 0 | 0 | 0 | 0 | 0 | 0
F7_Industrial_Instruments_Existing_Space Heating_Natural Gas_Destratification Fans (HVLS)_A_Achievable Economic TRC Potential | F7 | Industrial | Instruments | Existing | Space Heating | Natural Gas | Destratification Fans (HVLS) | A | Cumulative Energy Savings (MWh or mTherms) | Achievable Economic TRC Potential | 0 | 0 | 0 | 0 | 0 | 0 | 0 | 0 | 0 | 0 | 0 | 0 | 0 | 0 | 0 | 0 | 0 | 0 | 0 | 0 | 0 | 0 | 0 | 0 | 0 | 0 | 0 | 0 | 0 | 0 | 0
F8_Industrial_Instruments_Existing_Space Heating_Natural Gas_Destratification Fans (HVLS)_A_Achievable Economic TRC Potential | F8 | Industrial | Instruments | Existing | Space Heating | Natural Gas | Destratification Fans (HVLS) | A | Cumulative Summer Peak Savings (MW) | Achievable Economic TRC Potential | 0 | 0 | 0 | 0 | 0 | 0 | 0 | 0 | 0 | 0 | 0 | 0 | 0 | 0 | 0 | 0 | 0 | 0 | 0 | 0 | 0 | 0 | 0 | 0 | 0 | 0 | 0 | 0 | 0 | 0 | 0
F9_Industrial_Instruments_Existing_Space Heating_Natural Gas_Destratification Fans (HVLS)_A_Achievable Economic TRC Potential | F9 | Industrial | Instruments | Existing | Space Heating | Natural Gas | Destratification Fans (HVLS) | A | Cumulative Winter Peak Savings (MW) | Achievable Economic TRC Potential | 0 | 0 | 0 | 0 | 0 | 0 | 0 | 0 | 0 | 0 | 0 | 0 | 0 | 0 | 0 | 0 | 0 | 0 | 0 | 0 | 0 | 0 | 0 | 0 | 0 | 0 | 0 | 0 | 0 | 0 | 0
F10_Industrial_Instruments_Existing_Space Heating_Natural Gas_Destratification Fans (HVLS)_A_Achievable Economic TRC Potential | F10 | Industrial | Instruments | Existing | Space Heating | Natural Gas | Destratification Fans (HVLS) | A | Purchases (Incremental) | Achievable Economic TRC Potential | 0 | 0 | 0 | 0 | 0 | 0 | 0 | 0 | 0 | 0 | 0 | 0 | 0 | 0 | 0 | 0 | 0 | 0 | 0 | 0 | 0 | 0 | 0 | 0 | 0 | 0 | 0 | 0 | 0 | 0 | 0
F11_Industrial_Instruments_Existing_Space Heating_Natural Gas_Destratification Fans (HVLS)_A_Achievable Economic TRC Potential | F11 | Industrial | Instruments | Existing | Space Heating | Natural Gas | Destratification Fans (HVLS) | A | Purchases (Cumulative) | Achievable Economic TRC Potential | 0 | 0 | 0 | 0 | 0 | 0 | 0 | 0 | 0 | 0 | 0 | 0 | 0 | 0 | 0 | 0 | 0 | 0 | 0 | 0 | 0 | 0 | 0 | 0 | 0 | 0 | 0 | 0 | 0 | 0 | 0
F1_Industrial_Instruments_Existing_Space Heating_Natural Gas_Gas Boiler - Insulate Steam Lines/Condensate Tank_A_Achievable Economic TRC Potential | F1 | Industrial | Instruments | Existing | Space Heating | Natural Gas | Gas Boiler - Insulate Steam Lines/Condensate Tank | A | Integrated Unit Energy Savings (kWh or therms) | Achievable Economic TRC Potential | 0 | 0 | 0 | 0 | 0 | 44.1343 | 43.7595 | 43.3702 | 42.9576 | 42.5163 | 42.044 | 41.5422 | 41.0057 | 40.4189 | 39.7935 | 39.1512 | 38.5114 | 37.8768 | 37.2585 | 36.7015 | 36.1799 | 35.6849 | 35.2557 | 34.87 | 34.5071 | 34.237 | 34.0051 | 33.7913 | 38.1785 | 38.0217 | 37.8785
F2_Industrial_Instruments_Existing_Space Heating_Natural Gas_Gas Boiler - Insulate Steam Lines/Condensate Tank_A_Achievable Economic TRC Potential | F2 | Industrial | Instruments | Existing | Space Heating | Natural Gas | Gas Boiler - Insulate Steam Lines/Condensate Tank | A | Integrated Unit Summer Peak Savings (kW) | Achievable Economic TRC Potential | 0 | 0 | 0 | 0 | 0 | 0 | 0 | 0 | 0 | 0 | 0 | 0 | 0 | 0 | 0 | 0 | 0 | 0 | 0 | 0 | 0 | 0 | 0 | 0 | 0 | 0 | 0 | 0 | 0 | 0 | 0
F3_Industrial_Instruments_Existing_Space Heating_Natural Gas_Gas Boiler - Insulate Steam Lines/Condensate Tank_A_Achievable Economic TRC Potential | F3 | Industrial | Instruments | Existing | Space Heating | Natural Gas | Gas Boiler - Insulate Steam Lines/Condensate Tank | A | Integrated Unit Winter Peak Savings (kW) | Achievable Economic TRC Potential | 0 | 0 | 0 | 0 | 0 | 0 | 0 | 0 | 0 | 0 | 0 | 0 | 0 | 0 | 0 | 0 | 0 | 0 | 0 | 0 | 0 | 0 | 0 | 0 | 0 | 0 | 0 | 0 | 0 | 0 | 0
F4_Industrial_Instruments_Existing_Space Heating_Natural Gas_Gas Boiler - Insulate Steam Lines/Condensate Tank_A_Achievable Economic TRC Potential | F4 | Industrial | Instruments | Existing | Space Heating | Natural Gas | Gas Boiler - Insulate Steam Lines/Condensate Tank | A | Incremental Energy Savings (MWh or mTherms) | Achievable Economic TRC Potential | 0 | 0 | 0 | 0 | 0 | 0.018269 | 0.018104 | 0.017837 | 0.017677 | 0.017509 | 0.017095 | 0.016845 | 0.016594 | 0.016096 | 0.015908 | 0.015502 | 0.01525 | 0.014924 | 0.014549 | 0.014349 | 0.014086 | 0.013839 | 0.013623 | 0.013428 | 0.013247 | 0 | 0 | 0 | 0 | 0 | 0
F5_Industrial_Instruments_Existing_Space Heating_Natural Gas_Gas Boiler - Insulate Steam Lines/Condensate Tank_A_Achievable Economic TRC Potential | F5 | Industrial | Instruments | Existing | Space Heating | Natural Gas | Gas Boiler - Insulate Steam Lines/Condensate Tank | A | Incremental Summer Peak Savings (MW) | Achievable Economic TRC Potential | 0 | 0 | 0 | 0 | 0 | 0 | 0 | 0 | 0 | 0 | 0 | 0 | 0 | 0 | 0 | 0 | 0 | 0 | 0 | 0 | 0 | 0 | 0 | 0 | 0 | 0 | 0 | 0 | 0 | 0 | 0
F6_Industrial_Instruments_Existing_Space Heating_Natural Gas_Gas Boiler - Insulate Steam Lines/Condensate Tank_A_Achievable Economic TRC Potential | F6 | Industrial | Instruments | Existing | Space Heating | Natural Gas | Gas Boiler - Insulate Steam Lines/Condensate Tank | A | Incremental Winter Peak Savings (MW) | Achievable Economic TRC Potential | 0 | 0 | 0 | 0 | 0 | 0 | 0 | 0 | 0 | 0 | 0 | 0 | 0 | 0 | 0 | 0 | 0 | 0 | 0 | 0 | 0 | 0 | 0 | 0 | 0 | 0 | 0 | 0 | 0 | 0 | 0
F7_Industrial_Instruments_Existing_Space Heating_Natural Gas_Gas Boiler - Insulate Steam Lines/Condensate Tank_A_Achievable Economic TRC Potential | F7 | Industrial | Instruments | Existing | Space Heating | Natural Gas | Gas Boiler - Insulate Steam Lines/Condensate Tank | A | Cumulative Energy Savings (MWh or mTherms) | Achievable Economic TRC Potential | 0 | 0 | 0 | 0 | 0 | 0.018269 | 0.036217 | 0.053732 | 0.070897 | 0.087678 | 0.1038 | 0.11941 | 0.13446 | 0.14863 | 0.16224 | 0.17512 | 0.18751 | 0.19934 | 0.21064 | 0.22184 | 0.23277 | 0.24343 | 0.25412 | 0.26477 | 0.27526 | 0.27311 | 0.27126 | 0.26955 | 0 | 0 | 0
F8_Industrial_Instruments_Existing_Space Heating_Natural Gas_Gas Boiler - Insulate Steam Lines/Condensate Tank_A_Achievable Economic TRC Potential | F8 | Industrial | Instruments | Existing | Space Heating | Natural Gas | Gas Boiler - Insulate Steam Lines/Condensate Tank | A | Cumulative Summer Peak Savings (MW) | Achievable Economic TRC Potential | 0 | 0 | 0 | 0 | 0 | 0 | 0 | 0 | 0 | 0 | 0 | 0 | 0 | 0 | 0 | 0 | 0 | 0 | 0 | 0 | 0 | 0 | 0 | 0 | 0 | 0 | 0 | 0 | 0 | 0 | 0
F9_Industrial_Instruments_Existing_Space Heating_Natural Gas_Gas Boiler - Insulate Steam Lines/Condensate Tank_A_Achievable Economic TRC Potential | F9 | Industrial | Instruments | Existing | Space Heating | Natural Gas | Gas Boiler - Insulate Steam Lines/Condensate Tank | A | Cumulative Winter Peak Savings (MW) | Achievable Economic TRC Potential | 0 | 0 | 0 | 0 | 0 | 0 | 0 | 0 | 0 | 0 | 0 | 0 | 0 | 0 | 0 | 0 | 0 | 0 | 0 | 0 | 0 | 0 | 0 | 0 | 0 | 0 | 0 | 0 | 0 | 0 | 0
F10_Industrial_Instruments_Existing_Space Heating_Natural Gas_Gas Boiler - Insulate Steam Lines/Condensate Tank_A_Achievable Economic TRC Potential | F10 | Industrial | Instruments | Existing | Space Heating | Natural Gas | Gas Boiler - Insulate Steam Lines/Condensate Tank | A | Purchases (Incremental) | Achievable Economic TRC Potential | 0 | 0 | 0 | 0 | 0 | 0.41393 | 0.41371 | 0.41127 | 0.41149 | 0.41183 | 0.4066 | 0.40549 | 0.40467 | 0.39824 | 0.39976 | 0.39595 | 0.396 | 0.39401 | 0.39049 | 0.39095 | 0.38934 | 0.38782 | 0.38641 | 0.3851 | 0.38388 | 0 | 0 | 0 | 0 | 0 | 0
F11_Industrial_Instruments_Existing_Space Heating_Natural Gas_Gas Boiler - Insulate Steam Lines/Condensate Tank_A_Achievable Economic TRC Potential | F11 | Industrial | Instruments | Existing | Space Heating | Natural Gas | Gas Boiler - Insulate Steam Lines/Condensate Tank | A | Purchases (Cumulative) | Achievable Economic TRC Potential | 0 | 0 | 0 | 0 | 0 | 0.41393 | 0.82764 | 1.2389 | 1.6504 | 2.0622 | 2.4688 | 2.8743 | 3.279 | 3.6772 | 4.077 | 4.4729 | 4.8689 | 5.2629 | 5.6534 | 6.0444 | 6.4337 | 6.8215 | 7.2079 | 7.593 | 7.9769 | 7.9769 | 7.9769 | 7.9769 | 7.9769 | 7.9769 | 7.9769
F1_Industrial_Instruments_Existing_Process_Natural Gas_Gas Boiler - Insulate Steam Lines/Condensate Tank_A_Achievable Economic TRC Potential | F1 | Industrial | Instruments | Existing | Process | Natural Gas | Gas Boiler - Insulate Steam Lines/Condensate Tank | A | Integrated Unit Energy Savings (kWh or therms) | Achievable Economic TRC Potential | 0 | 0 | 0 | 0 | 0 | 27.8533 | 27.7663 | 27.6784 | 27.591 | 27.5024 | 27.4083 | 27.3211 | 27.2374 | 27.1478 | 27.0774 | 27.0012 | 26.9391 | 26.8765 | 26.8128 | 26.762 | 26.7063 | 26.6531 | 26.6002 | 26.5475 | 26.4951 | 26.4909 | 26.4871 | 26.4837 | 27.9412 | 27.9412 | 27.9412
F2_Industrial_Instruments_Existing_Process_Natural Gas_Gas Boiler - Insulate Steam Lines/Condensate Tank_A_Achievable Economic TRC Potential | F2 | Industrial | Instruments | Existing | Process | Natural Gas | Gas Boiler - Insulate Steam Lines/Condensate Tank | A | Integrated Unit Summer Peak Savings (kW) | Achievable Economic TRC Potential | 0 | 0 | 0 | 0 | 0 | 0 | 0 | 0 | 0 | 0 | 0 | 0 | 0 | 0 | 0 | 0 | 0 | 0 | 0 | 0 | 0 | 0 | 0 | 0 | 0 | 0 | 0 | 0 | 0 | 0 | 0
F3_Industrial_Instruments_Existing_Process_Natural Gas_Gas Boiler - Insulate Steam Lines/Condensate Tank_A_Achievable Economic TRC Potential | F3 | Industrial | Instruments | Existing | Process | Natural Gas | Gas Boiler - Insulate Steam Lines/Condensate Tank | A | Integrated Unit Winter Peak Savings (kW) | Achievable Economic TRC Potential | 0 | 0 | 0 | 0 | 0 | 0 | 0 | 0 | 0 | 0 | 0 | 0 | 0 | 0 | 0 | 0 | 0 | 0 | 0 | 0 | 0 | 0 | 0 | 0 | 0 | 0 | 0 | 0 | 0 | 0 | 0
F4_Industrial_Instruments_Existing_Process_Natural Gas_Gas Boiler - Insulate Steam Lines/Condensate Tank_A_Achievable Economic TRC Potential | F4 | Industrial | Instruments | Existing | Process | Natural Gas | Gas Boiler - Insulate Steam Lines/Condensate Tank | A | Incremental Energy Savings (MWh or mTherms) | Achievable Economic TRC Potential | 0 | 0 | 0 | 0 | 0 | 0.34974 | 0.34846 | 0.34531 | 0.3444 | 0.34358 | 0.33806 | 0.33606 | 0.33435 | 0.32796 | 0.32836 | 0.32431 | 0.32361 | 0.32123 | 0.31761 | 0.31738 | 0.31541 | 0.31356 | 0.3118 | 0.31012 | 0.30854 | 0 | 0 | 0 | 0 | 0 | 0
F5_Industrial_Instruments_Existing_Process_Natural Gas_Gas Boiler - Insulate Steam Lines/Condensate Tank_A_Achievable Economic TRC Potential | F5 | Industrial | Instruments | Existing | Process | Natural Gas | Gas Boiler - Insulate Steam Lines/Condensate Tank | A | Incremental Summer Peak Savings (MW) | Achievable Economic TRC Potential | 0 | 0 | 0 | 0 | 0 | 0 | 0 | 0 | 0 | 0 | 0 | 0 | 0 | 0 | 0 | 0 | 0 | 0 | 0 | 0 | 0 | 0 | 0 | 0 | 0 | 0 | 0 | 0 | 0 | 0 | 0
F6_Industrial_Instruments_Existing_Process_Natural Gas_Gas Boiler - Insulate Steam Lines/Condensate Tank_A_Achievable Economic TRC Potential | F6 | Industrial | Instruments | Existing | Process | Natural Gas | Gas Boiler - Insulate Steam Lines/Condensate Tank | A | Incremental Winter Peak Savings (MW) | Achievable Economic TRC Potential | 0 | 0 | 0 | 0 | 0 | 0 | 0 | 0 | 0 | 0 | 0 | 0 | 0 | 0 | 0 | 0 | 0 | 0 | 0 | 0 | 0 | 0 | 0 | 0 | 0 | 0 | 0 | 0 | 0 | 0 | 0
F7_Industrial_Instruments_Existing_Process_Natural Gas_Gas Boiler - Insulate Steam Lines/Condensate Tank_A_Achievable Economic TRC Potential | F7 | Industrial | Instruments | Existing | Process | Natural Gas | Gas Boiler - Insulate Steam Lines/Condensate Tank | A | Cumulative Energy Savings (MWh or mTherms) | Achievable Economic TRC Potential | 0 | 0 | 0 | 0 | 0 | 0.34974 | 0.69711 | 1.0402 | 1.3813 | 1.7205 | 2.0526 | 2.3822 | 2.7092 | 3.0283 | 3.3488 | 3.6637 | 3.9788 | 4.2908 | 4.5983 | 4.9069 | 5.2121 | 5.5153 | 5.8162 | 6.1148 | 6.4112 | 6.4102 | 6.4093 | 6.4085 | 0 | 0 | 0
F8_Industrial_Instruments_Existing_Process_Natural Gas_Gas Boiler - Insulate Steam Lines/Condensate Tank_A_Achievable Economic TRC Potential | F8 | Industrial | Instruments | Existing | Process | Natural Gas | Gas Boiler - Insulate Steam Lines/Condensate Tank | A | Cumulative Summer Peak Savings (MW) | Achievable Economic TRC Potential | 0 | 0 | 0 | 0 | 0 | 0 | 0 | 0 | 0 | 0 | 0 | 0 | 0 | 0 | 0 | 0 | 0 | 0 | 0 | 0 | 0 | 0 | 0 | 0 | 0 | 0 | 0 | 0 | 0 | 0 | 0
F9_Industrial_Instruments_Existing_Process_Natural Gas_Gas Boiler - Insulate Steam Lines/Condensate Tank_A_Achievable Economic TRC Potential | F9 | Industrial | Instruments | Existing | Process | Natural Gas | Gas Boiler - Insulate Steam Lines/Condensate Tank | A | Cumulative Winter Peak Savings (MW) | Achievable Economic TRC Potential | 0 | 0 | 0 | 0 | 0 | 0 | 0 | 0 | 0 | 0 | 0 | 0 | 0 | 0 | 0 | 0 | 0 | 0 | 0 | 0 | 0 | 0 | 0 | 0 | 0 | 0 | 0 | 0 | 0 | 0 | 0
F10_Industrial_Instruments_Existing_Process_Natural Gas_Gas Boiler - Insulate Steam Lines/Condensate Tank_A_Achievable Economic TRC Potential | F10 | Industrial | Instruments | Existing | Process | Natural Gas | Gas Boiler - Insulate Steam Lines/Condensate Tank | A | Purchases (Incremental) | Achievable Economic TRC Potential | 0 | 0 | 0 | 0 | 0 | 12.5566 | 12.5497 | 12.4757 | 12.4824 | 12.4928 | 12.3341 | 12.3004 | 12.2754 | 12.0805 | 12.1266 | 12.011 | 12.0125 | 11.9521 | 11.8455 | 11.8595 | 11.8105 | 11.7645 | 11.7217 | 11.6818 | 11.645 | 0 | 0 | 0 | 0 | 0 | 0
F11_Industrial_Instruments_Existing_Process_Natural Gas_Gas Boiler - Insulate Steam Lines/Condensate Tank_A_Achievable Economic TRC Potential | F11 | Industrial | Instruments | Existing | Process | Natural Gas | Gas Boiler - Insulate Steam Lines/Condensate Tank | A | Purchases (Cumulative) | Achievable Economic TRC Potential | 0 | 0 | 0 | 0 | 0 | 12.5566 | 25.1063 | 37.582 | 50.0644 | 62.5572 | 74.8913 | 87.1917 | 99.4672 | 111.5477 | 123.6743 | 135.6853 | 147.6978 | 159.6499 | 171.4954 | 183.3549 | 195.1654 | 206.9299 | 218.6516 | 230.3334 | 241.9784 | 241.9784 | 241.9784 | 241.9784 | 241.9784 | 241.9784 | 241.9784
F1_Industrial_Instruments_Existing_Space Heating_Natural Gas_Gas Boiler - Insulate Hot Water Lines_A_Achievable Economic TRC Potential | F1 | Industrial | Instruments | Existing | Space Heating | Natural Gas | Gas Boiler - Insulate Hot Water Lines | A | Integrated Unit Energy Savings (kWh or therms) | Achievable Economic TRC Potential | 0 | 0 | 0 | 0 | 0 | 49.939 | 49.5744 | 49.203 | 48.8175 | 48.4169 | 48.0078 | 47.5876 | 47.156 | 46.7071 | 46.2217 | 45.7513 | 45.2795 | 44.8178 | 44.3653 | 43.9321 | 43.5169 | 43.0926 | 42.7077 | 42.3431 | 41.9859 | 41.6662 | 41.3923 | 41.1395 | 43.1537 | 42.9764 | 42.8146
F2_Industrial_Instruments_Existing_Space Heating_Natural Gas_Gas Boiler - Insulate Hot Water Lines_A_Achievable Economic TRC Potential | F2 | Industrial | Instruments | Existing | Space Heating | Natural Gas | Gas Boiler - Insulate Hot Water Lines | A | Integrated Unit Summer Peak Savings (kW) | Achievable Economic TRC Potential | 0 | 0 | 0 | 0 | 0 | 0 | 0 | 0 | 0 | 0 | 0 | 0 | 0 | 0 | 0 | 0 | 0 | 0 | 0 | 0 | 0 | 0 | 0 | 0 | 0 | 0 | 0 | 0 | 0 | 0 | 0
F3_Industrial_Instruments_Existing_Space Heating_Natural Gas_Gas Boiler - Insulate Hot Water Lines_A_Achievable Economic TRC Potential | F3 | Industrial | Instruments | Existing | Space Heating | Natural Gas | Gas Boiler - Insulate Hot Water Lines | A | Integrated Unit Winter Peak Savings (kW) | Achievable Economic TRC Potential | 0 | 0 | 0 | 0 | 0 | 0 | 0 | 0 | 0 | 0 | 0 | 0 | 0 | 0 | 0 | 0 | 0 | 0 | 0 | 0 | 0 | 0 | 0 | 0 | 0 | 0 | 0 | 0 | 0 | 0 | 0
F4_Industrial_Instruments_Existing_Space Heating_Natural Gas_Gas Boiler - Insulate Hot Water Lines_A_Achievable Economic TRC Potential | F4 | Industrial | Instruments | Existing | Space Heating | Natural Gas | Gas Boiler - Insulate Hot Water Lines | A | Incremental Energy Savings (MWh or mTherms) | Achievable Economic TRC Potential | 0 | 0 | 0 | 0 | 0 | 0.041343 | 0.041019 | 0.040471 | 0.040176 | 0.039879 | 0.03904 | 0.038592 | 0.038165 | 0.037201 | 0.036955 | 0.03623 | 0.035861 | 0.035317 | 0.034649 | 0.034351 | 0.033886 | 0.033425 | 0.033005 | 0.032612 | 0.032235 | 0 | 0 | 0 | 0 | 0 | 0
F5_Industrial_Instruments_Existing_Space Heating_Natural Gas_Gas Boiler - Insulate Hot Water Lines_A_Achievable Economic TRC Potential | F5 | Industrial | Instruments | Existing | Space Heating | Natural Gas | Gas Boiler - Insulate Hot Water Lines | A | Incremental Summer Peak Savings (MW) | Achievable Economic TRC Potential | 0 | 0 | 0 | 0 | 0 | 0 | 0 | 0 | 0 | 0 | 0 | 0 | 0 | 0 | 0 | 0 | 0 | 0 | 0 | 0 | 0 | 0 | 0 | 0 | 0 | 0 | 0 | 0 | 0 | 0 | 0
F6_Industrial_Instruments_Existing_Space Heating_Natural Gas_Gas Boiler - Insulate Hot Water Lines_A_Achievable Economic TRC Potential | F6 | Industrial | Instruments | Existing | Space Heating | Natural Gas | Gas Boiler - Insulate Hot Water Lines | A | Incremental Winter Peak Savings (MW) | Achievable Economic TRC Potential | 0 | 0 | 0 | 0 | 0 | 0 | 0 | 0 | 0 | 0 | 0 | 0 | 0 | 0 | 0 | 0 | 0 | 0 | 0 | 0 | 0 | 0 | 0 | 0 | 0 | 0 | 0 | 0 | 0 | 0 | 0
F7_Industrial_Instruments_Existing_Space Heating_Natural Gas_Gas Boiler - Insulate Hot Water Lines_A_Achievable Economic TRC Potential | F7 | Industrial | Instruments | Existing | Space Heating | Natural Gas | Gas Boiler - Insulate Hot Water Lines | A | Cumulative Energy Savings (MWh or mTherms) | Achievable Economic TRC Potential | 0 | 0 | 0 | 0 | 0 | 0.041343 | 0.08206 | 0.12192 | 0.16114 | 0.19969 | 0.23705 | 0.27356 | 0.30925 | 0.3435 | 0.37689 | 0.40928 | 0.44093 | 0.47175 | 0.50163 | 0.53108 | 0.55995 | 0.58792 | 0.61567 | 0.64303 | 0.66984 | 0.66474 | 0.66037 | 0.65633 | 0 | 0 | 0
F8_Industrial_Instruments_Existing_Space Heating_Natural Gas_Gas Boiler - Insulate Hot Water Lines_A_Achievable Economic TRC Potential | F8 | Industrial | Instruments | Existing | Space Heating | Natural Gas | Gas Boiler - Insulate Hot Water Lines | A | Cumulative Summer Peak Savings (MW) | Achievable Economic TRC Potential | 0 | 0 | 0 | 0 | 0 | 0 | 0 | 0 | 0 | 0 | 0 | 0 | 0 | 0 | 0 | 0 | 0 | 0 | 0 | 0 | 0 | 0 | 0 | 0 | 0 | 0 | 0 | 0 | 0 | 0 | 0
F9_Industrial_Instruments_Existing_Space Heating_Natural Gas_Gas Boiler - Insulate Hot Water Lines_A_Achievable Economic TRC Potential | F9 | Industrial | Instruments | Existing | Space Heating | Natural Gas | Gas Boiler - Insulate Hot Water Lines | A | Cumulative Winter Peak Savings (MW) | Achievable Economic TRC Potential | 0 | 0 | 0 | 0 | 0 | 0 | 0 | 0 | 0 | 0 | 0 | 0 | 0 | 0 | 0 | 0 | 0 | 0 | 0 | 0 | 0 | 0 | 0 | 0 | 0 | 0 | 0 | 0 | 0 | 0 | 0
F10_Industrial_Instruments_Existing_Space Heating_Natural Gas_Gas Boiler - Insulate Hot Water Lines_A_Achievable Economic TRC Potential | F10 | Industrial | Instruments | Existing | Space Heating | Natural Gas | Gas Boiler - Insulate Hot Water Lines | A | Purchases (Incremental) | Achievable Economic TRC Potential | 0 | 0 | 0 | 0 | 0 | 0.82787 | 0.82741 | 0.82253 | 0.82298 | 0.82366 | 0.8132 | 0.81098 | 0.80933 | 0.79648 | 0.79952 | 0.7919 | 0.792 | 0.78801 | 0.78098 | 0.78191 | 0.77867 | 0.77565 | 0.77282 | 0.77019 | 0.76776 | 0 | 0 | 0 | 0 | 0 | 0
F11_Industrial_Instruments_Existing_Space Heating_Natural Gas_Gas Boiler - Insulate Hot Water Lines_A_Achievable Economic TRC Potential | F11 | Industrial | Instruments | Existing | Space Heating | Natural Gas | Gas Boiler - Insulate Hot Water Lines | A | Purchases (Cumulative) | Achievable Economic TRC Potential | 0 | 0 | 0 | 0 | 0 | 0.82787 | 1.6553 | 2.4778 | 3.3008 | 4.1245 | 4.9377 | 5.7486 | 6.558 | 7.3544 | 8.154 | 8.9459 | 9.7379 | 10.5259 | 11.3068 | 12.0888 | 12.8674 | 13.6431 | 14.4159 | 15.1861 | 15.9539 | 15.9539 | 15.9539 | 15.9539 | 15.9539 | 15.9539 | 15.9539
F1_Industrial_Instruments_Existing_Process_Natural Gas_Gas Boiler - Insulate Hot Water Lines_A_Achievable Economic TRC Potential | F1 | Industrial | Instruments | Existing | Process | Natural Gas | Gas Boiler - Insulate Hot Water Lines | A | Integrated Unit Energy Savings (kWh or therms) | Achievable Economic TRC Potential | 0 | 0 | 0 | 0 | 0 | 31.5356 | 31.4899 | 31.4434 | 31.3966 | 31.3482 | 31.2968 | 31.2506 | 31.2081 | 31.1647 | 31.1344 | 31.1044 | 31.0852 | 31.0686 | 31.0538 | 31.0466 | 31.0379 | 31.032 | 31.0264 | 31.0209 | 31.0157 | 31.014 | 31.0125 | 31.0111 | 31.5823 | 31.5823 | 31.5823
F2_Industrial_Instruments_Existing_Process_Natural Gas_Gas Boiler - Insulate Hot Water Lines_A_Achievable Economic TRC Potential | F2 | Industrial | Instruments | Existing | Process | Natural Gas | Gas Boiler - Insulate Hot Water Lines | A | Integrated Unit Summer Peak Savings (kW) | Achievable Economic TRC Potential | 0 | 0 | 0 | 0 | 0 | 0 | 0 | 0 | 0 | 0 | 0 | 0 | 0 | 0 | 0 | 0 | 0 | 0 | 0 | 0 | 0 | 0 | 0 | 0 | 0 | 0 | 0 | 0 | 0 | 0 | 0
F3_Industrial_Instruments_Existing_Process_Natural Gas_Gas Boiler - Insulate Hot Water Lines_A_Achievable Economic TRC Potential | F3 | Industrial | Instruments | Existing | Process | Natural Gas | Gas Boiler - Insulate Hot Water Lines | A | Integrated Unit Winter Peak Savings (kW) | Achievable Economic TRC Potential | 0 | 0 | 0 | 0 | 0 | 0 | 0 | 0 | 0 | 0 | 0 | 0 | 0 | 0 | 0 | 0 | 0 | 0 | 0 | 0 | 0 | 0 | 0 | 0 | 0 | 0 | 0 | 0 | 0 | 0 | 0
F4_Industrial_Instruments_Existing_Process_Natural Gas_Gas Boiler - Insulate Hot Water Lines_A_Achievable Economic TRC Potential | F4 | Industrial | Instruments | Existing | Process | Natural Gas | Gas Boiler - Insulate Hot Water Lines | A | Incremental Energy Savings (MWh or mTherms) | Achievable Economic TRC Potential | 0 | 0 | 0 | 0 | 0 | 0.79196 | 0.79038 | 0.78456 | 0.78381 | 0.78325 | 0.77204 | 0.76879 | 0.76619 | 0.75297 | 0.75511 | 0.74719 | 0.74682 | 0.74267 | 0.7357 | 0.7364 | 0.73314 | 0.73015 | 0.72736 | 0.72476 | 0.72235 | 0 | 0 | 0 | 0 | 0 | 0
F5_Industrial_Instruments_Existing_Process_Natural Gas_Gas Boiler - Insulate Hot Water Lines_A_Achievable Economic TRC Potential | F5 | Industrial | Instruments | Existing | Process | Natural Gas | Gas Boiler - Insulate Hot Water Lines | A | Incremental Summer Peak Savings (MW) | Achievable Economic TRC Potential | 0 | 0 | 0 | 0 | 0 | 0 | 0 | 0 | 0 | 0 | 0 | 0 | 0 | 0 | 0 | 0 | 0 | 0 | 0 | 0 | 0 | 0 | 0 | 0 | 0 | 0 | 0 | 0 | 0 | 0 | 0
F6_Industrial_Instruments_Existing_Process_Natural Gas_Gas Boiler - Insulate Hot Water Lines_A_Achievable Economic TRC Potential | F6 | Industrial | Instruments | Existing | Process | Natural Gas | Gas Boiler - Insulate Hot Water Lines | A | Incremental Winter Peak Savings (MW) | Achievable Economic TRC Potential | 0 | 0 | 0 | 0 | 0 | 0 | 0 | 0 | 0 | 0 | 0 | 0 | 0 | 0 | 0 | 0 | 0 | 0 | 0 | 0 | 0 | 0 | 0 | 0 | 0 | 0 | 0 | 0 | 0 | 0 | 0
F7_Industrial_Instruments_Existing_Process_Natural Gas_Gas Boiler - Insulate Hot Water Lines_A_Achievable Economic TRC Potential | F7 | Industrial | Instruments | Existing | Process | Natural Gas | Gas Boiler - Insulate Hot Water Lines | A | Cumulative Energy Savings (MWh or mTherms) | Achievable Economic TRC Potential | 0 | 0 | 0 | 0 | 0 | 0.79196 | 1.5812 | 2.3634 | 3.1437 | 3.9221 | 4.6877 | 5.4496 | 6.2084 | 6.9527 | 7.7011 | 8.4408 | 9.1824 | 9.9202 | 10.6512 | 11.3851 | 12.115 | 12.8429 | 13.5679 | 14.2903 | 15.0102 | 15.0094 | 15.0087 | 15.0081 | 0 | 0 | 0
F8_Industrial_Instruments_Existing_Process_Natural Gas_Gas Boiler - Insulate Hot Water Lines_A_Achievable Economic TRC Potential | F8 | Industrial | Instruments | Existing | Process | Natural Gas | Gas Boiler - Insulate Hot Water Lines | A | Cumulative Summer Peak Savings (MW) | Achievable Economic TRC Potential | 0 | 0 | 0 | 0 | 0 | 0 | 0 | 0 | 0 | 0 | 0 | 0 | 0 | 0 | 0 | 0 | 0 | 0 | 0 | 0 | 0 | 0 | 0 | 0 | 0 | 0 | 0 | 0 | 0 | 0 | 0
F9_Industrial_Instruments_Existing_Process_Natural Gas_Gas Boiler - Insulate Hot Water Lines_A_Achievable Economic TRC Potential | F9 | Industrial | Instruments | Existing | Process | Natural Gas | Gas Boiler - Insulate Hot Water Lines | A | Cumulative Winter Peak Savings (MW) | Achievable Economic TRC Potential | 0 | 0 | 0 | 0 | 0 | 0 | 0 | 0 | 0 | 0 | 0 | 0 | 0 | 0 | 0 | 0 | 0 | 0 | 0 | 0 | 0 | 0 | 0 | 0 | 0 | 0 | 0 | 0 | 0 | 0 | 0
F10_Industrial_Instruments_Existing_Process_Natural Gas_Gas Boiler - Insulate Hot Water Lines_A_Achievable Economic TRC Potential | F10 | Industrial | Instruments | Existing | Process | Natural Gas | Gas Boiler - Insulate Hot Water Lines | A | Purchases (Incremental) | Achievable Economic TRC Potential | 0 | 0 | 0 | 0 | 0 | 25.1132 | 25.0994 | 24.9514 | 24.9649 | 24.9855 | 24.6682 | 24.6008 | 24.5509 | 24.161 | 24.2533 | 24.022 | 24.0251 | 23.9042 | 23.6909 | 23.719 | 23.6209 | 23.5291 | 23.4433 | 23.3637 | 23.29 | 0 | 0 | 0 | 0 | 0 | 0
F11_Industrial_Instruments_Existing_Process_Natural Gas_Gas Boiler - Insulate Hot Water Lines_A_Achievable Economic TRC Potential | F11 | Industrial | Instruments | Existing | Process | Natural Gas | Gas Boiler - Insulate Hot Water Lines | A | Purchases (Cumulative) | Achievable Economic TRC Potential | 0 | 0 | 0 | 0 | 0 | 25.1132 | 50.2126 | 75.164 | 100.1289 | 125.1144 | 149.7826 | 174.3835 | 198.9343 | 223.0954 | 247.3486 | 271.3706 | 295.3957 | 319.2999 | 342.9908 | 366.7098 | 390.3307 | 413.8598 | 437.3031 | 460.6668 | 483.9568 | 483.9568 | 483.9568 | 483.9568 | 483.9568 | 483.9568 | 483.9568
F1_Industrial_Instruments_Existing_Process_Natural Gas_Process - Insulate Heated Process Fluids_A_Achievable Economic TRC Potential | F1 | Industrial | Instruments | Existing | Process | Natural Gas | Process - Insulate Heated Process Fluids | A | Integrated Unit Energy Savings (kWh or therms) | Achievable Economic TRC Potential | 0 | 0 | 0 | 0 | 0 | 9.1959 | 9.1606 | 9.1245 | 9.0882 | 9.051 | 9.011 | 8.9735 | 8.9371 | 8.8979 | 8.8666 | 8.8329 | 8.8053 | 8.7777 | 8.7502 | 8.7285 | 8.7053 | 8.6834 | 8.662 | 8.6409 | 8.6199 | 8.6182 | 8.6166 | 8.6152 | 9.2315 | 9.2315 | 9.2315
F2_Industrial_Instruments_Existing_Process_Natural Gas_Process - Insulate Heated Process Fluids_A_Achievable Economic TRC Potential | F2 | Industrial | Instruments | Existing | Process | Natural Gas | Process - Insulate Heated Process Fluids | A | Integrated Unit Summer Peak Savings (kW) | Achievable Economic TRC Potential | 0 | 0 | 0 | 0 | 0 | 0 | 0 | 0 | 0 | 0 | 0 | 0 | 0 | 0 | 0 | 0 | 0 | 0 | 0 | 0 | 0 | 0 | 0 | 0 | 0 | 0 | 0 | 0 | 0 | 0 | 0
F3_Industrial_Instruments_Existing_Process_Natural Gas_Process - Insulate Heated Process Fluids_A_Achievable Economic TRC Potential | F3 | Industrial | Instruments | Existing | Process | Natural Gas | Process - Insulate Heated Process Fluids | A | Integrated Unit Winter Peak Savings (kW) | Achievable Economic TRC Potential | 0 | 0 | 0 | 0 | 0 | 0 | 0 | 0 | 0 | 0 | 0 | 0 | 0 | 0 | 0 | 0 | 0 | 0 | 0 | 0 | 0 | 0 | 0 | 0 | 0 | 0 | 0 | 0 | 0 | 0 | 0
F4_Industrial_Instruments_Existing_Process_Natural Gas_Process - Insulate Heated Process Fluids_A_Achievable Economic TRC Potential | F4 | Industrial | Instruments | Existing | Process | Natural Gas | Process - Insulate Heated Process Fluids | A | Incremental Energy Savings (MWh or mTherms) | Achievable Economic TRC Potential | 0 | 0 | 0 | 0 | 0 | 0 | 0 | 0 | 0 | 0 | 0 | 0 | 0 | 0 | 0 | 0 | 0 | 0 | 0 | 0 | 0 | 0 | 0 | 0 | 0 | 0 | 0 | 0 | 0 | 0 | 0
F5_Industrial_Instruments_Existing_Process_Natural Gas_Process - Insulate Heated Process Fluids_A_Achievable Economic TRC Potential | F5 | Industrial | Instruments | Existing | Process | Natural Gas | Process - Insulate Heated Process Fluids | A | Incremental Summer Peak Savings (MW) | Achievable Economic TRC Potential | 0 | 0 | 0 | 0 | 0 | 0 | 0 | 0 | 0 | 0 | 0 | 0 | 0 | 0 | 0 | 0 | 0 | 0 | 0 | 0 | 0 | 0 | 0 | 0 | 0 | 0 | 0 | 0 | 0 | 0 | 0
F6_Industrial_Instruments_Existing_Process_Natural Gas_Process - Insulate Heated Process Fluids_A_Achievable Economic TRC Potential | F6 | Industrial | Instruments | Existing | Process | Natural Gas | Process - Insulate Heated Process Fluids | A | Incremental Winter Peak Savings (MW) | Achievable Economic TRC Potential | 0 | 0 | 0 | 0 | 0 | 0 | 0 | 0 | 0 | 0 | 0 | 0 | 0 | 0 | 0 | 0 | 0 | 0 | 0 | 0 | 0 | 0 | 0 | 0 | 0 | 0 | 0 | 0 | 0 | 0 | 0
F7_Industrial_Instruments_Existing_Process_Natural Gas_Process - Insulate Heated Process Fluids_A_Achievable Economic TRC Potential | F7 | Industrial | Instruments | Existing | Process | Natural Gas | Process - Insulate Heated Process Fluids | A | Cumulative Energy Savings (MWh or mTherms) | Achievable Economic TRC Potential | 0 | 0 | 0 | 0 | 0 | 0 | 0 | 0 | 0 | 0 | 0 | 0 | 0 | 0 | 0 | 0 | 0 | 0 | 0 | 0 | 0 | 0 | 0 | 0 | 0 | 0 | 0 | 0 | 0 | 0 | 0
F8_Industrial_Instruments_Existing_Process_Natural Gas_Process - Insulate Heated Process Fluids_A_Achievable Economic TRC Potential | F8 | Industrial | Instruments | Existing | Process | Natural Gas | Process - Insulate Heated Process Fluids | A | Cumulative Summer Peak Savings (MW) | Achievable Economic TRC Potential | 0 | 0 | 0 | 0 | 0 | 0 | 0 | 0 | 0 | 0 | 0 | 0 | 0 | 0 | 0 | 0 | 0 | 0 | 0 | 0 | 0 | 0 | 0 | 0 | 0 | 0 | 0 | 0 | 0 | 0 | 0
F9_Industrial_Instruments_Existing_Process_Natural Gas_Process - Insulate Heated Process Fluids_A_Achievable Economic TRC Potential | F9 | Industrial | Instruments | Existing | Process | Natural Gas | Process - Insulate Heated Process Fluids | A | Cumulative Winter Peak Savings (MW) | Achievable Economic TRC Potential | 0 | 0 | 0 | 0 | 0 | 0 | 0 | 0 | 0 | 0 | 0 | 0 | 0 | 0 | 0 | 0 | 0 | 0 | 0 | 0 | 0 | 0 | 0 | 0 | 0 | 0 | 0 | 0 | 0 | 0 | 0
F10_Industrial_Instruments_Existing_Process_Natural Gas_Process - Insulate Heated Process Fluids_A_Achievable Economic TRC Potential | F10 | Industrial | Instruments | Existing | Process | Natural Gas | Process - Insulate Heated Process Fluids | A | Purchases (Incremental) | Achievable Economic TRC Potential | 0 | 0 | 0 | 0 | 0 | 0 | 0 | 0 | 0 | 0 | 0 | 0 | 0 | 0 | 0 | 0 | 0 | 0 | 0 | 0 | 0 | 0 | 0 | 0 | 0 | 0 | 0 | 0 | 0 | 0 | 0
F11_Industrial_Instruments_Existing_Process_Natural Gas_Process - Insulate Heated Process Fluids_A_Achievable Economic TRC Potential | F11 | Industrial | Instruments | Existing | Process | Natural Gas | Process - Insulate Heated Process Fluids | A | Purchases (Cumulative) | Achievable Economic TRC Potential | 0 | 0 | 0 | 0 | 0 | 0 | 0 | 0 | 0 | 0 | 0 | 0 | 0 | 0 | 0 | 0 | 0 | 0 | 0 | 0 | 0 | 0 | 0 | 0 | 0 | 0 | 0 | 0 | 0 | 0 | 0
F1_Industrial_Instruments_Existing_Process_Natural Gas_Process Heat Recovery_A_Achievable Economic TRC Potential | F1 | Industrial | Instruments | Existing | Process | Natural Gas | Process Heat Recovery | A | Integrated Unit Energy Savings (kWh or therms) | Achievable Economic TRC Potential | 0 | 0 | 0 | 0 | 0 | 0.13962 | 0.13909 | 0.13854 | 0.13799 | 0.13742 | 0.13682 | 0.13625 | 0.1357 | 0.1351 | 0.13462 | 0.13411 | 0.13369 | 0.13328 | 0.13286 | 0.13253 | 0.13217 | 0.13184 | 0.13152 | 0.1312 | 0.13088 | 0.13085 | 0.13083 | 0.13081 | 0 | 0 | 0
F2_Industrial_Instruments_Existing_Process_Natural Gas_Process Heat Recovery_A_Achievable Economic TRC Potential | F2 | Industrial | Instruments | Existing | Process | Natural Gas | Process Heat Recovery | A | Integrated Unit Summer Peak Savings (kW) | Achievable Economic TRC Potential | 0 | 0 | 0 | 0 | 0 | 0 | 0 | 0 | 0 | 0 | 0 | 0 | 0 | 0 | 0 | 0 | 0 | 0 | 0 | 0 | 0 | 0 | 0 | 0 | 0 | 0 | 0 | 0 | 0 | 0 | 0
F3_Industrial_Instruments_Existing_Process_Natural Gas_Process Heat Recovery_A_Achievable Economic TRC Potential | F3 | Industrial | Instruments | Existing | Process | Natural Gas | Process Heat Recovery | A | Integrated Unit Winter Peak Savings (kW) | Achievable Economic TRC Potential | 0 | 0 | 0 | 0 | 0 | 0 | 0 | 0 | 0 | 0 | 0 | 0 | 0 | 0 | 0 | 0 | 0 | 0 | 0 | 0 | 0 | 0 | 0 | 0 | 0 | 0 | 0 | 0 | 0 | 0 | 0
F4_Industrial_Instruments_Existing_Process_Natural Gas_Process Heat Recovery_A_Achievable Economic TRC Potential | F4 | Industrial | Instruments | Existing | Process | Natural Gas | Process Heat Recovery | A | Incremental Energy Savings (MWh or mTherms) | Achievable Economic TRC Potential | 0 | 0 | 0 | 0 | 0 | 0 | 0 | 0 | 0 | 0 | 0 | 0 | 0 | 0 | 0 | 0 | 0 | 0 | 0 | 0 | 0 | 0 | 0 | 0 | 0 | 0 | 0 | 0 | 0 | 0 | 0
F5_Industrial_Instruments_Existing_Process_Natural Gas_Process Heat Recovery_A_Achievable Economic TRC Potential | F5 | Industrial | Instruments | Existing | Process | Natural Gas | Process Heat Recovery | A | Incremental Summer Peak Savings (MW) | Achievable Economic TRC Potential | 0 | 0 | 0 | 0 | 0 | 0 | 0 | 0 | 0 | 0 | 0 | 0 | 0 | 0 | 0 | 0 | 0 | 0 | 0 | 0 | 0 | 0 | 0 | 0 | 0 | 0 | 0 | 0 | 0 | 0 | 0
F6_Industrial_Instruments_Existing_Process_Natural Gas_Process Heat Recovery_A_Achievable Economic TRC Potential | F6 | Industrial | Instruments | Existing | Process | Natural Gas | Process Heat Recovery | A | Incremental Winter Peak Savings (MW) | Achievable Economic TRC Potential | 0 | 0 | 0 | 0 | 0 | 0 | 0 | 0 | 0 | 0 | 0 | 0 | 0 | 0 | 0 | 0 | 0 | 0 | 0 | 0 | 0 | 0 | 0 | 0 | 0 | 0 | 0 | 0 | 0 | 0 | 0
F7_Industrial_Instruments_Existing_Process_Natural Gas_Process Heat Recovery_A_Achievable Economic TRC Potential | F7 | Industrial | Instruments | Existing | Process | Natural Gas | Process Heat Recovery | A | Cumulative Energy Savings (MWh or mTherms) | Achievable Economic TRC Potential | 0 | 0 | 0 | 0 | 0 | 0 | 0 | 0 | 0 | 0 | 0 | 0 | 0 | 0 | 0 | 0 | 0 | 0 | 0 | 0 | 0 | 0 | 0 | 0 | 0 | 0 | 0 | 0 | 0 | 0 | 0
F8_Industrial_Instruments_Existing_Process_Natural Gas_Process Heat Recovery_A_Achievable Economic TRC Potential | F8 | Industrial | Instruments | Existing | Process | Natural Gas | Process Heat Recovery | A | Cumulative Summer Peak Savings (MW) | Achievable Economic TRC Potential | 0 | 0 | 0 | 0 | 0 | 0 | 0 | 0 | 0 | 0 | 0 | 0 | 0 | 0 | 0 | 0 | 0 | 0 | 0 | 0 | 0 | 0 | 0 | 0 | 0 | 0 | 0 | 0 | 0 | 0 | 0
F9_Industrial_Instruments_Existing_Process_Natural Gas_Process Heat Recovery_A_Achievable Economic TRC Potential | F9 | Industrial | Instruments | Existing | Process | Natural Gas | Process Heat Recovery | A | Cumulative Winter Peak Savings (MW) | Achievable Economic TRC Potential | 0 | 0 | 0 | 0 | 0 | 0 | 0 | 0 | 0 | 0 | 0 | 0 | 0 | 0 | 0 | 0 | 0 | 0 | 0 | 0 | 0 | 0 | 0 | 0 | 0 | 0 | 0 | 0 | 0 | 0 | 0
F10_Industrial_Instruments_Existing_Process_Natural Gas_Process Heat Recovery_A_Achievable Economic TRC Potential | F10 | Industrial | Instruments | Existing | Process | Natural Gas | Process Heat Recovery | A | Purchases (Incremental) | Achievable Economic TRC Potential | 0 | 0 | 0 | 0 | 0 | 0 | 0 | 0 | 0 | 0 | 0 | 0 | 0 | 0 | 0 | 0 | 0 | 0 | 0 | 0 | 0 | 0 | 0 | 0 | 0 | 0 | 0 | 0 | 0 | 0 | 0
F11_Industrial_Instruments_Existing_Process_Natural Gas_Process Heat Recovery_A_Achievable Economic TRC Potential | F11 | Industrial | Instruments | Existing | Process | Natural Gas | Process Heat Recovery | A | Purchases (Cumulative) | Achievable Economic TRC Potential | 0 | 0 | 0 | 0 | 0 | 0 | 0 | 0 | 0 | 0 | 0 | 0 | 0 | 0 | 0 | 0 | 0 | 0 | 0 | 0 | 0 | 0 | 0 | 0 | 0 | 0 | 0 | 0 | 0 | 0 | 0
F1_Industrial_Instruments_Existing_Space Heating_Natural Gas_Building Automation System_A_Achievable Economic TRC Potential | F1 | Industrial | Instruments | Existing | Space Heating | Natural Gas | Building Automation System | A | Integrated Unit Energy Savings (kWh or therms) | Achievable Economic TRC Potential | 0 | 0 | 0 | 0 | 0 | 0.015445 | 0.015347 | 0.015228 | 0.015101 | 0.014964 | 0.01482 | 0.014669 | 0.014514 | 0.014353 | 0.014179 | 0.01401 | 0.013841 | 0.013682 | 0.013529 | 0.013387 | 0.013252 | 0.013115 | 0.012996 | 0.012884 | 0.012778 | 0.012694 | 0.012622 | 0.012555 | 0 | 0 | 0
F2_Industrial_Instruments_Existing_Space Heating_Natural Gas_Building Automation System_A_Achievable Economic TRC Potential | F2 | Industrial | Instruments | Existing | Space Heating | Natural Gas | Building Automation System | A | Integrated Unit Summer Peak Savings (kW) | Achievable Economic TRC Potential | 0 | 0 | 0 | 0 | 0 | 0 | 0 | 0 | 0 | 0 | 0 | 0 | 0 | 0 | 0 | 0 | 0 | 0 | 0 | 0 | 0 | 0 | 0 | 0 | 0 | 0 | 0 | 0 | 0 | 0 | 0
F3_Industrial_Instruments_Existing_Space Heating_Natural Gas_Building Automation System_A_Achievable Economic TRC Potential | F3 | Industrial | Instruments | Existing | Space Heating | Natural Gas | Building Automation System | A | Integrated Unit Winter Peak Savings (kW) | Achievable Economic TRC Potential | 0 | 0 | 0 | 0 | 0 | 0 | 0 | 0 | 0 | 0 | 0 | 0 | 0 | 0 | 0 | 0 | 0 | 0 | 0 | 0 | 0 | 0 | 0 | 0 | 0 | 0 | 0 | 0 | 0 | 0 | 0
F4_Industrial_Instruments_Existing_Space Heating_Natural Gas_Building Automation System_A_Achievable Economic TRC Potential | F4 | Industrial | Instruments | Existing | Space Heating | Natural Gas | Building Automation System | A | Incremental Energy Savings (MWh or mTherms) | Achievable Economic TRC Potential | 0 | 0 | 0 | 0 | 0 | 0.046716 | 0.092739 | 0.16242 | 0.26214 | 0.39461 | 0.5526 | 0.742 | 0.94984 | 1.1432 | 1.337 | 1.4679 | 1.543 | 1.5239 | 1.4078 | 1.2263 | 0.99968 | 0.75364 | 0.51511 | 0.32516 | 0.20966 | 0 | 0 | 0 | 0 | 0 | 0
F5_Industrial_Instruments_Existing_Space Heating_Natural Gas_Building Automation System_A_Achievable Economic TRC Potential | F5 | Industrial | Instruments | Existing | Space Heating | Natural Gas | Building Automation System | A | Incremental Summer Peak Savings (MW) | Achievable Economic TRC Potential | 0 | 0 | 0 | 0 | 0 | 0 | 0 | 0 | 0 | 0 | 0 | 0 | 0 | 0 | 0 | 0 | 0 | 0 | 0 | 0 | 0 | 0 | 0 | 0 | 0 | 0 | 0 | 0 | 0 | 0 | 0
F6_Industrial_Instruments_Existing_Space Heating_Natural Gas_Building Automation System_A_Achievable Economic TRC Potential | F6 | Industrial | Instruments | Existing | Space Heating | Natural Gas | Building Automation System | A | Incremental Winter Peak Savings (MW) | Achievable Economic TRC Potential | 0 | 0 | 0 | 0 | 0 | 0 | 0 | 0 | 0 | 0 | 0 | 0 | 0 | 0 | 0 | 0 | 0 | 0 | 0 | 0 | 0 | 0 | 0 | 0 | 0 | 0 | 0 | 0 | 0 | 0 | 0
F7_Industrial_Instruments_Existing_Space Heating_Natural Gas_Building Automation System_A_Achievable Economic TRC Potential | F7 | Industrial | Instruments | Existing | Space Heating | Natural Gas | Building Automation System | A | Cumulative Energy Savings (MWh or mTherms) | Achievable Economic TRC Potential | 0 | 0 | 0 | 0 | 0 | 0.046716 | 0.13916 | 0.30051 | 0.56013 | 0.94966 | 1.4931 | 2.2199 | 3.1464 | 4.2545 | 5.5402 | 6.9418 | 8.4015 | 9.8283 | 11.1267 | 12.2362 | 13.1119 | 13.7304 | 14.1204 | 14.3242 | 14.4166 | 14.3217 | 14.2403 | 14.1643 | 0 | 0 | 0
F8_Industrial_Instruments_Existing_Space Heating_Natural Gas_Building Automation System_A_Achievable Economic TRC Potential | F8 | Industrial | Instruments | Existing | Space Heating | Natural Gas | Building Automation System | A | Cumulative Summer Peak Savings (MW) | Achievable Economic TRC Potential | 0 | 0 | 0 | 0 | 0 | 0 | 0 | 0 | 0 | 0 | 0 | 0 | 0 | 0 | 0 | 0 | 0 | 0 | 0 | 0 | 0 | 0 | 0 | 0 | 0 | 0 | 0 | 0 | 0 | 0 | 0
F9_Industrial_Instruments_Existing_Space Heating_Natural Gas_Building Automation System_A_Achievable Economic TRC Potential | F9 | Industrial | Instruments | Existing | Space Heating | Natural Gas | Building Automation System | A | Cumulative Winter Peak Savings (MW) | Achievable Economic TRC Potential | 0 | 0 | 0 | 0 | 0 | 0 | 0 | 0 | 0 | 0 | 0 | 0 | 0 | 0 | 0 | 0 | 0 | 0 | 0 | 0 | 0 | 0 | 0 | 0 | 0 | 0 | 0 | 0 | 0 | 0 | 0
F10_Industrial_Instruments_Existing_Space Heating_Natural Gas_Building Automation System_A_Achievable Economic TRC Potential | F10 | Industrial | Instruments | Existing | Space Heating | Natural Gas | Building Automation System | A | Purchases (Incremental) | Achievable Economic TRC Potential | 0 | 0 | 0 | 0 | 0 | 3024.6588 | 6042.7762 | 10665.9486 | 17359.0072 | 26370.3355 | 37288.341 | 50583.7764 | 65441.6986 | 79654.8015 | 94290.5685 | 104779.0647 | 111479.6626 | 111381.651 | 104059.4323 | 91599.8912 | 75438.8449 | 57464.1586 | 39637.9242 | 25238.1696 | 16407.771 | 0 | 0 | 0 | 0 | 0 | 0
F11_Industrial_Instruments_Existing_Space Heating_Natural Gas_Building Automation System_A_Achievable Economic TRC Potential | F11 | Industrial | Instruments | Existing | Space Heating | Natural Gas | Building Automation System | A | Purchases (Cumulative) | Achievable Economic TRC Potential | 0 | 0 | 0 | 0 | 0 | 3024.6588 | 9067.4349 | 19733.3835 | 37092.3908 | 63462.7263 | 100751.0673 | 151334.8437 | 216776.5424 | 296431.3439 | 390721.9124 | 495500.977 | 606980.6396 | 718362.2907 | 822421.723 | 914021.6141 | 989460.459 | 1046924.6176 | 1086562.5418 | 1111800.7114 | 1128208.4824 | 1128208.4824 | 1128208.4824 | 1128208.4824 | 1128208.4824 | 1128208.4824 | 1128208.4824
F1_Industrial_Instruments_Existing_Space Heating_Natural Gas_Steam System Efficiency Improvements_A_Achievable Economic TRC Potential | F1 | Industrial | Instruments | Existing | Space Heating | Natural Gas | Steam System Efficiency Improvements | A | Integrated Unit Energy Savings (kWh or therms) | Achievable Economic TRC Potential | 0 | 0 | 0 | 0 | 0 | 0.13696 | 0.13471 | 0.13185 | 0.12831 | 0.12413 | 0.11936 | 0.11444 | 0.10954 | 0.10459 | 0.1004 | 0.096421 | 0.093219 | 0.090376 | 0.087854 | 0.086039 | 0.084369 | 0.082907 | 0.081674 | 0.080685 | 0.079756 | 0.079055 | 0.078449 | 0.077892 | 0.11902 | 0.11854 | 0.11809
F2_Industrial_Instruments_Existing_Space Heating_Natural Gas_Steam System Efficiency Improvements_A_Achievable Economic TRC Potential | F2 | Industrial | Instruments | Existing | Space Heating | Natural Gas | Steam System Efficiency Improvements | A | Integrated Unit Summer Peak Savings (kW) | Achievable Economic TRC Potential | 0 | 0 | 0 | 0 | 0 | 0 | 0 | 0 | 0 | 0 | 0 | 0 | 0 | 0 | 0 | 0 | 0 | 0 | 0 | 0 | 0 | 0 | 0 | 0 | 0 | 0 | 0 | 0 | 0 | 0 | 0
F3_Industrial_Instruments_Existing_Space Heating_Natural Gas_Steam System Efficiency Improvements_A_Achievable Economic TRC Potential | F3 | Industrial | Instruments | Existing | Space Heating | Natural Gas | Steam System Efficiency Improvements | A | Integrated Unit Winter Peak Savings (kW) | Achievable Economic TRC Potential | 0 | 0 | 0 | 0 | 0 | 0 | 0 | 0 | 0 | 0 | 0 | 0 | 0 | 0 | 0 | 0 | 0 | 0 | 0 | 0 | 0 | 0 | 0 | 0 | 0 | 0 | 0 | 0 | 0 | 0 | 0
F4_Industrial_Instruments_Existing_Space Heating_Natural Gas_Steam System Efficiency Improvements_A_Achievable Economic TRC Potential | F4 | Industrial | Instruments | Existing | Space Heating | Natural Gas | Steam System Efficiency Improvements | A | Incremental Energy Savings (MWh or mTherms) | Achievable Economic TRC Potential | 0 | 0 | 0 | 0 | 0 | 0.0029359 | 0.0057692 | 0.0099663 | 0.015785 | 0.023198 | 0.031544 | 0.041027 | 0.050805 | 0.059044 | 0.067091 | 0.071601 | 0.07365 | 0.071341 | 0.064791 | 0.055855 | 0.045107 | 0.033764 | 0.022944 | 0.014432 | 0.0092744 | 0 | 0 | 0 | 0 | 0 | 0
F5_Industrial_Instruments_Existing_Space Heating_Natural Gas_Steam System Efficiency Improvements_A_Achievable Economic TRC Potential | F5 | Industrial | Instruments | Existing | Space Heating | Natural Gas | Steam System Efficiency Improvements | A | Incremental Summer Peak Savings (MW) | Achievable Economic TRC Potential | 0 | 0 | 0 | 0 | 0 | 0 | 0 | 0 | 0 | 0 | 0 | 0 | 0 | 0 | 0 | 0 | 0 | 0 | 0 | 0 | 0 | 0 | 0 | 0 | 0 | 0 | 0 | 0 | 0 | 0 | 0
F6_Industrial_Instruments_Existing_Space Heating_Natural Gas_Steam System Efficiency Improvements_A_Achievable Economic TRC Potential | F6 | Industrial | Instruments | Existing | Space Heating | Natural Gas | Steam System Efficiency Improvements | A | Incremental Winter Peak Savings (MW) | Achievable Economic TRC Potential | 0 | 0 | 0 | 0 | 0 | 0 | 0 | 0 | 0 | 0 | 0 | 0 | 0 | 0 | 0 | 0 | 0 | 0 | 0 | 0 | 0 | 0 | 0 | 0 | 0 | 0 | 0 | 0 | 0 | 0 | 0
F7_Industrial_Instruments_Existing_Space Heating_Natural Gas_Steam System Efficiency Improvements_A_Achievable Economic TRC Potential | F7 | Industrial | Instruments | Existing | Space Heating | Natural Gas | Steam System Efficiency Improvements | A | Cumulative Energy Savings (MWh or mTherms) | Achievable Economic TRC Potential | 0 | 0 | 0 | 0 | 0 | 0.0029359 | 0.008657 | 0.018439 | 0.033729 | 0.055829 | 0.08523 | 0.12274 | 0.16829 | 0.21973 | 0.27801 | 0.3386 | 0.40101 | 0.46012 | 0.51206 | 0.55734 | 0.59163 | 0.61514 | 0.62894 | 0.63575 | 0.63771 | 0.6321 | 0.62726 | 0.6228 | 0 | 0 | 0
F8_Industrial_Instruments_Existing_Space Heating_Natural Gas_Steam System Efficiency Improvements_A_Achievable Economic TRC Potential | F8 | Industrial | Instruments | Existing | Space Heating | Natural Gas | Steam System Efficiency Improvements | A | Cumulative Summer Peak Savings (MW) | Achievable Economic TRC Potential | 0 | 0 | 0 | 0 | 0 | 0 | 0 | 0 | 0 | 0 | 0 | 0 | 0 | 0 | 0 | 0 | 0 | 0 | 0 | 0 | 0 | 0 | 0 | 0 | 0 | 0 | 0 | 0 | 0 | 0 | 0
F9_Industrial_Instruments_Existing_Space Heating_Natural Gas_Steam System Efficiency Improvements_A_Achievable Economic TRC Potential | F9 | Industrial | Instruments | Existing | Space Heating | Natural Gas | Steam System Efficiency Improvements | A | Cumulative Winter Peak Savings (MW) | Achievable Economic TRC Potential | 0 | 0 | 0 | 0 | 0 | 0 | 0 | 0 | 0 | 0 | 0 | 0 | 0 | 0 | 0 | 0 | 0 | 0 | 0 | 0 | 0 | 0 | 0 | 0 | 0 | 0 | 0 | 0 | 0 | 0 | 0
F10_Industrial_Instruments_Existing_Space Heating_Natural Gas_Steam System Efficiency Improvements_A_Achievable Economic TRC Potential | F10 | Industrial | Instruments | Existing | Space Heating | Natural Gas | Steam System Efficiency Improvements | A | Purchases (Incremental) | Achievable Economic TRC Potential | 0 | 0 | 0 | 0 | 0 | 21.4361 | 42.8259 | 75.5909 | 123.0254 | 186.8898 | 264.267 | 358.4934 | 463.7933 | 564.5233 | 668.2488 | 742.582 | 790.07 | 789.3754 | 737.4819 | 649.1796 | 534.6443 | 407.2555 | 280.9188 | 178.866 | 116.2839 | 0 | 0 | 0 | 0 | 0 | 0
F11_Industrial_Instruments_Existing_Space Heating_Natural Gas_Steam System Efficiency Improvements_A_Achievable Economic TRC Potential | F11 | Industrial | Instruments | Existing | Space Heating | Natural Gas | Steam System Efficiency Improvements | A | Purchases (Cumulative) | Achievable Economic TRC Potential | 0 | 0 | 0 | 0 | 0 | 21.4361 | 64.262 | 139.8529 | 262.8783 | 449.7681 | 714.0351 | 1072.5285 | 1536.3219 | 2100.8452 | 2769.094 | 3511.676 | 4301.746 | 5091.1214 | 5828.6033 | 6477.783 | 7012.4273 | 7419.6828 | 7700.6016 | 7879.4676 | 7995.7515 | 7995.7515 | 7995.7515 | 7995.7515 | 7995.7515 | 7995.7515 | 7995.7515
F1_Industrial_Instruments_Existing_Process_Natural Gas_Steam System Efficiency Improvements_A_Achievable Economic TRC Potential | F1 | Industrial | Instruments | Existing | Process | Natural Gas | Steam System Efficiency Improvements | A | Integrated Unit Energy Savings (kWh or therms) | Achievable Economic TRC Potential | 0 | 0 | 0 | 0 | 0 | 0.086773 | 0.086439 | 0.086099 | 0.085757 | 0.085405 | 0.085028 | 0.084674 | 0.084331 | 0.083961 | 0.083665 | 0.083348 | 0.083087 | 0.082827 | 0.082567 | 0.082363 | 0.082143 | 0.081937 | 0.081735 | 0.081535 | 0.081338 | 0.081322 | 0.081307 | 0.081293 | 0.087109 | 0.087109 | 0.087109
F2_Industrial_Instruments_Existing_Process_Natural Gas_Steam System Efficiency Improvements_A_Achievable Economic TRC Potential | F2 | Industrial | Instruments | Existing | Process | Natural Gas | Steam System Efficiency Improvements | A | Integrated Unit Summer Peak Savings (kW) | Achievable Economic TRC Potential | 0 | 0 | 0 | 0 | 0 | 0 | 0 | 0 | 0 | 0 | 0 | 0 | 0 | 0 | 0 | 0 | 0 | 0 | 0 | 0 | 0 | 0 | 0 | 0 | 0 | 0 | 0 | 0 | 0 | 0 | 0
F3_Industrial_Instruments_Existing_Process_Natural Gas_Steam System Efficiency Improvements_A_Achievable Economic TRC Potential | F3 | Industrial | Instruments | Existing | Process | Natural Gas | Steam System Efficiency Improvements | A | Integrated Unit Winter Peak Savings (kW) | Achievable Economic TRC Potential | 0 | 0 | 0 | 0 | 0 | 0 | 0 | 0 | 0 | 0 | 0 | 0 | 0 | 0 | 0 | 0 | 0 | 0 | 0 | 0 | 0 | 0 | 0 | 0 | 0 | 0 | 0 | 0 | 0 | 0 | 0
F4_Industrial_Instruments_Existing_Process_Natural Gas_Steam System Efficiency Improvements_A_Achievable Economic TRC Potential | F4 | Industrial | Instruments | Existing | Process | Natural Gas | Steam System Efficiency Improvements | A | Incremental Energy Savings (MWh or mTherms) | Achievable Economic TRC Potential | 0 | 0 | 0 | 0 | 0 | 0 | 0 | 0 | 0 | 0 | 0 | 0 | 0 | 0 | 0 | 0 | 0 | 0 | 0 | 0 | 0 | 0 | 0 | 0 | 0 | 0 | 0 | 0 | 0 | 0 | 0
F5_Industrial_Instruments_Existing_Process_Natural Gas_Steam System Efficiency Improvements_A_Achievable Economic TRC Potential | F5 | Industrial | Instruments | Existing | Process | Natural Gas | Steam System Efficiency Improvements | A | Incremental Summer Peak Savings (MW) | Achievable Economic TRC Potential | 0 | 0 | 0 | 0 | 0 | 0 | 0 | 0 | 0 | 0 | 0 | 0 | 0 | 0 | 0 | 0 | 0 | 0 | 0 | 0 | 0 | 0 | 0 | 0 | 0 | 0 | 0 | 0 | 0 | 0 | 0
F6_Industrial_Instruments_Existing_Process_Natural Gas_Steam System Efficiency Improvements_A_Achievable Economic TRC Potential | F6 | Industrial | Instruments | Existing | Process | Natural Gas | Steam System Efficiency Improvements | A | Incremental Winter Peak Savings (MW) | Achievable Economic TRC Potential | 0 | 0 | 0 | 0 | 0 | 0 | 0 | 0 | 0 | 0 | 0 | 0 | 0 | 0 | 0 | 0 | 0 | 0 | 0 | 0 | 0 | 0 | 0 | 0 | 0 | 0 | 0 | 0 | 0 | 0 | 0
F7_Industrial_Instruments_Existing_Process_Natural Gas_Steam System Efficiency Improvements_A_Achievable Economic TRC Potential | F7 | Industrial | Instruments | Existing | Process | Natural Gas | Steam System Efficiency Improvements | A | Cumulative Energy Savings (MWh or mTherms) | Achievable Economic TRC Potential | 0 | 0 | 0 | 0 | 0 | 0 | 0 | 0 | 0 | 0 | 0 | 0 | 0 | 0 | 0 | 0 | 0 | 0 | 0 | 0 | 0 | 0 | 0 | 0 | 0 | 0 | 0 | 0 | 0 | 0 | 0
F8_Industrial_Instruments_Existing_Process_Natural Gas_Steam System Efficiency Improvements_A_Achievable Economic TRC Potential | F8 | Industrial | Instruments | Existing | Process | Natural Gas | Steam System Efficiency Improvements | A | Cumulative Summer Peak Savings (MW) | Achievable Economic TRC Potential | 0 | 0 | 0 | 0 | 0 | 0 | 0 | 0 | 0 | 0 | 0 | 0 | 0 | 0 | 0 | 0 | 0 | 0 | 0 | 0 | 0 | 0 | 0 | 0 | 0 | 0 | 0 | 0 | 0 | 0 | 0
F9_Industrial_Instruments_Existing_Process_Natural Gas_Steam System Efficiency Improvements_A_Achievable Economic TRC Potential | F9 | Industrial | Instruments | Existing | Process | Natural Gas | Steam System Efficiency Improvements | A | Cumulative Winter Peak Savings (MW) | Achievable Economic TRC Potential | 0 | 0 | 0 | 0 | 0 | 0 | 0 | 0 | 0 | 0 | 0 | 0 | 0 | 0 | 0 | 0 | 0 | 0 | 0 | 0 | 0 | 0 | 0 | 0 | 0 | 0 | 0 | 0 | 0 | 0 | 0
F10_Industrial_Instruments_Existing_Process_Natural Gas_Steam System Efficiency Improvements_A_Achievable Economic TRC Potential | F10 | Industrial | Instruments | Existing | Process | Natural Gas | Steam System Efficiency Improvements | A | Purchases (Incremental) | Achievable Economic TRC Potential | 0 | 0 | 0 | 0 | 0 | 0 | 0 | 0 | 0 | 0 | 0 | 0 | 0 | 0 | 0 | 0 | 0 | 0 | 0 | 0 | 0 | 0 | 0 | 0 | 0 | 0 | 0 | 0 | 0 | 0 | 0
F11_Industrial_Instruments_Existing_Process_Natural Gas_Steam System Efficiency Improvements_A_Achievable Economic TRC Potential | F11 | Industrial | Instruments | Existing | Process | Natural Gas | Steam System Efficiency Improvements | A | Purchases (Cumulative) | Achievable Economic TRC Potential | 0 | 0 | 0 | 0 | 0 | 0 | 0 | 0 | 0 | 0 | 0 | 0 | 0 | 0 | 0 | 0 | 0 | 0 | 0 | 0 | 0 | 0 | 0 | 0 | 0 | 0 | 0 | 0 | 0 | 0 | 0
F1_Industrial_Instruments_Existing_Space Heating_Natural Gas_Strategic Energy Management_A_Achievable Economic TRC Potential | F1 | Industrial | Instruments | Existing | Space Heating | Natural Gas | Strategic Energy Management | A | Integrated Unit Energy Savings (kWh or therms) | Achievable Economic TRC Potential | 0 | 0 | 0 | 0 | 0 | 3.176 | 3.1585 | 3.1367 | 3.113 | 3.0873 | 3.0602 | 3.0316 | 3.0022 | 2.9715 | 2.938 | 2.9055 | 2.873 | 2.8423 | 2.8133 | 2.786 | 2.7602 | 2.7342 | 2.7117 | 2.6908 | 2.6711 | 2.6537 | 2.6388 | 2.6248 | 0 | 0 | 0
F2_Industrial_Instruments_Existing_Space Heating_Natural Gas_Strategic Energy Management_A_Achievable Economic TRC Potential | F2 | Industrial | Instruments | Existing | Space Heating | Natural Gas | Strategic Energy Management | A | Integrated Unit Summer Peak Savings (kW) | Achievable Economic TRC Potential | 0 | 0 | 0 | 0 | 0 | 0 | 0 | 0 | 0 | 0 | 0 | 0 | 0 | 0 | 0 | 0 | 0 | 0 | 0 | 0 | 0 | 0 | 0 | 0 | 0 | 0 | 0 | 0 | 0 | 0 | 0
F3_Industrial_Instruments_Existing_Space Heating_Natural Gas_Strategic Energy Management_A_Achievable Economic TRC Potential | F3 | Industrial | Instruments | Existing | Space Heating | Natural Gas | Strategic Energy Management | A | Integrated Unit Winter Peak Savings (kW) | Achievable Economic TRC Potential | 0 | 0 | 0 | 0 | 0 | 0 | 0 | 0 | 0 | 0 | 0 | 0 | 0 | 0 | 0 | 0 | 0 | 0 | 0 | 0 | 0 | 0 | 0 | 0 | 0 | 0 | 0 | 0 | 0 | 0 | 0
F4_Industrial_Instruments_Existing_Space Heating_Natural Gas_Strategic Energy Management_A_Achievable Economic TRC Potential | F4 | Industrial | Instruments | Existing | Space Heating | Natural Gas | Strategic Energy Management | A | Incremental Energy Savings (MWh or mTherms) | Achievable Economic TRC Potential | 0 | 0 | 0 | 0 | 0 | 0.29399 | 0.29221 | 0.28848 | 0.28645 | 0.28433 | 0.27825 | 0.2749 | 0.27168 | 0.26463 | 0.26265 | 0.25726 | 0.25442 | 0.25044 | 0.24567 | 0.24357 | 0.24032 | 0.23713 | 0.23432 | 0.23172 | 0.22931 | 0 | 0 | 0 | 0 | 0 | 0
F5_Industrial_Instruments_Existing_Space Heating_Natural Gas_Strategic Energy Management_A_Achievable Economic TRC Potential | F5 | Industrial | Instruments | Existing | Space Heating | Natural Gas | Strategic Energy Management | A | Incremental Summer Peak Savings (MW) | Achievable Economic TRC Potential | 0 | 0 | 0 | 0 | 0 | 0 | 0 | 0 | 0 | 0 | 0 | 0 | 0 | 0 | 0 | 0 | 0 | 0 | 0 | 0 | 0 | 0 | 0 | 0 | 0 | 0 | 0 | 0 | 0 | 0 | 0
F6_Industrial_Instruments_Existing_Space Heating_Natural Gas_Strategic Energy Management_A_Achievable Economic TRC Potential | F6 | Industrial | Instruments | Existing | Space Heating | Natural Gas | Strategic Energy Management | A | Incremental Winter Peak Savings (MW) | Achievable Economic TRC Potential | 0 | 0 | 0 | 0 | 0 | 0 | 0 | 0 | 0 | 0 | 0 | 0 | 0 | 0 | 0 | 0 | 0 | 0 | 0 | 0 | 0 | 0 | 0 | 0 | 0 | 0 | 0 | 0 | 0 | 0 | 0
F7_Industrial_Instruments_Existing_Space Heating_Natural Gas_Strategic Energy Management_A_Achievable Economic TRC Potential | F7 | Industrial | Instruments | Existing | Space Heating | Natural Gas | Strategic Energy Management | A | Cumulative Energy Savings (MWh or mTherms) | Achievable Economic TRC Potential | 0 | 0 | 0 | 0 | 0 | 0.29399 | 0.58458 | 0.86902 | 1.1489 | 1.4238 | 1.6895 | 1.9486 | 2.2014 | 2.4435 | 2.6786 | 2.9063 | 3.1281 | 3.3452 | 3.5567 | 3.7658 | 3.9713 | 4.171 | 4.371 | 4.569 | 4.7649 | 4.7338 | 4.7071 | 4.6822 | 0 | 0 | 0
F8_Industrial_Instruments_Existing_Space Heating_Natural Gas_Strategic Energy Management_A_Achievable Economic TRC Potential | F8 | Industrial | Instruments | Existing | Space Heating | Natural Gas | Strategic Energy Management | A | Cumulative Summer Peak Savings (MW) | Achievable Economic TRC Potential | 0 | 0 | 0 | 0 | 0 | 0 | 0 | 0 | 0 | 0 | 0 | 0 | 0 | 0 | 0 | 0 | 0 | 0 | 0 | 0 | 0 | 0 | 0 | 0 | 0 | 0 | 0 | 0 | 0 | 0 | 0
F9_Industrial_Instruments_Existing_Space Heating_Natural Gas_Strategic Energy Management_A_Achievable Economic TRC Potential | F9 | Industrial | Instruments | Existing | Space Heating | Natural Gas | Strategic Energy Management | A | Cumulative Winter Peak Savings (MW) | Achievable Economic TRC Potential | 0 | 0 | 0 | 0 | 0 | 0 | 0 | 0 | 0 | 0 | 0 | 0 | 0 | 0 | 0 | 0 | 0 | 0 | 0 | 0 | 0 | 0 | 0 | 0 | 0 | 0 | 0 | 0 | 0 | 0 | 0
F10_Industrial_Instruments_Existing_Space Heating_Natural Gas_Strategic Energy Management_A_Achievable Economic TRC Potential | F10 | Industrial | Instruments | Existing | Space Heating | Natural Gas | Strategic Energy Management | A | Purchases (Incremental) | Achievable Economic TRC Potential | 0 | 0 | 0 | 0 | 0 | 92.566 | 92.5152 | 91.9696 | 92.0193 | 92.0954 | 90.9259 | 90.6774 | 90.4933 | 89.0563 | 89.3963 | 88.5438 | 88.5553 | 88.1096 | 87.3236 | 87.4271 | 87.0655 | 86.7269 | 86.4109 | 86.1173 | 85.8457 | 0 | 0 | 0 | 0 | 0 | 0
F11_Industrial_Instruments_Existing_Space Heating_Natural Gas_Strategic Energy Management_A_Achievable Economic TRC Potential | F11 | Industrial | Instruments | Existing | Space Heating | Natural Gas | Strategic Energy Management | A | Purchases (Cumulative) | Achievable Economic TRC Potential | 0 | 0 | 0 | 0 | 0 | 92.566 | 185.0811 | 277.0507 | 369.07 | 461.1653 | 552.0912 | 642.7686 | 733.2619 | 822.3181 | 911.7144 | 1000.2582 | 1088.8135 | 1176.923 | 1264.2467 | 1351.6738 | 1438.7393 | 1525.4662 | 1611.8771 | 1697.9944 | 1783.8401 | 1783.8401 | 1783.8401 | 1783.8401 | 1783.8401 | 1783.8401 | 1783.8401
F1_Industrial_Instruments_Existing_Process_Natural Gas_Strategic Energy Management_A_Achievable Economic TRC Potential | F1 | Industrial | Instruments | Existing | Process | Natural Gas | Strategic Energy Management | A | Integrated Unit Energy Savings (kWh or therms) | Achievable Economic TRC Potential | 0 | 0 | 0 | 0 | 0 | 1.6954 | 1.6915 | 1.6876 | 1.6836 | 1.6796 | 1.6753 | 1.6714 | 1.6677 | 1.6638 | 1.6608 | 1.6576 | 1.6552 | 1.6528 | 1.6504 | 1.6486 | 1.6466 | 1.6448 | 1.643 | 1.6412 | 1.6394 | 1.6393 | 1.6391 | 1.639 | 0 | 0 | 0
F2_Industrial_Instruments_Existing_Process_Natural Gas_Strategic Energy Management_A_Achievable Economic TRC Potential | F2 | Industrial | Instruments | Existing | Process | Natural Gas | Strategic Energy Management | A | Integrated Unit Summer Peak Savings (kW) | Achievable Economic TRC Potential | 0 | 0 | 0 | 0 | 0 | 0 | 0 | 0 | 0 | 0 | 0 | 0 | 0 | 0 | 0 | 0 | 0 | 0 | 0 | 0 | 0 | 0 | 0 | 0 | 0 | 0 | 0 | 0 | 0 | 0 | 0
F3_Industrial_Instruments_Existing_Process_Natural Gas_Strategic Energy Management_A_Achievable Economic TRC Potential | F3 | Industrial | Instruments | Existing | Process | Natural Gas | Strategic Energy Management | A | Integrated Unit Winter Peak Savings (kW) | Achievable Economic TRC Potential | 0 | 0 | 0 | 0 | 0 | 0 | 0 | 0 | 0 | 0 | 0 | 0 | 0 | 0 | 0 | 0 | 0 | 0 | 0 | 0 | 0 | 0 | 0 | 0 | 0 | 0 | 0 | 0 | 0 | 0 | 0
F4_Industrial_Instruments_Existing_Process_Natural Gas_Strategic Energy Management_A_Achievable Economic TRC Potential | F4 | Industrial | Instruments | Existing | Process | Natural Gas | Strategic Energy Management | A | Incremental Energy Savings (MWh or mTherms) | Achievable Economic TRC Potential | 0 | 0 | 0 | 0 | 0 | 0.76639 | 0.76421 | 0.75793 | 0.75657 | 0.75538 | 0.74389 | 0.74012 | 0.73697 | 0.72356 | 0.72502 | 0.71674 | 0.71578 | 0.71115 | 0.70379 | 0.70386 | 0.70011 | 0.69662 | 0.69332 | 0.69021 | 0.68728 | 0 | 0 | 0 | 0 | 0 | 0
F5_Industrial_Instruments_Existing_Process_Natural Gas_Strategic Energy Management_A_Achievable Economic TRC Potential | F5 | Industrial | Instruments | Existing | Process | Natural Gas | Strategic Energy Management | A | Incremental Summer Peak Savings (MW) | Achievable Economic TRC Potential | 0 | 0 | 0 | 0 | 0 | 0 | 0 | 0 | 0 | 0 | 0 | 0 | 0 | 0 | 0 | 0 | 0 | 0 | 0 | 0 | 0 | 0 | 0 | 0 | 0 | 0 | 0 | 0 | 0 | 0 | 0
F6_Industrial_Instruments_Existing_Process_Natural Gas_Strategic Energy Management_A_Achievable Economic TRC Potential | F6 | Industrial | Instruments | Existing | Process | Natural Gas | Strategic Energy Management | A | Incremental Winter Peak Savings (MW) | Achievable Economic TRC Potential | 0 | 0 | 0 | 0 | 0 | 0 | 0 | 0 | 0 | 0 | 0 | 0 | 0 | 0 | 0 | 0 | 0 | 0 | 0 | 0 | 0 | 0 | 0 | 0 | 0 | 0 | 0 | 0 | 0 | 0 | 0
F7_Industrial_Instruments_Existing_Process_Natural Gas_Strategic Energy Management_A_Achievable Economic TRC Potential | F7 | Industrial | Instruments | Existing | Process | Natural Gas | Strategic Energy Management | A | Cumulative Energy Savings (MWh or mTherms) | Achievable Economic TRC Potential | 0 | 0 | 0 | 0 | 0 | 0.76639 | 1.5288 | 2.2832 | 3.0344 | 3.7826 | 4.5168 | 5.2464 | 5.9717 | 6.6811 | 7.3942 | 8.0968 | 8.8007 | 9.4991 | 10.1892 | 10.8821 | 11.5692 | 12.253 | 12.9329 | 13.609 | 14.2815 | 14.28 | 14.2786 | 14.2773 | 0 | 0 | 0
F8_Industrial_Instruments_Existing_Process_Natural Gas_Strategic Energy Management_A_Achievable Economic TRC Potential | F8 | Industrial | Instruments | Existing | Process | Natural Gas | Strategic Energy Management | A | Cumulative Summer Peak Savings (MW) | Achievable Economic TRC Potential | 0 | 0 | 0 | 0 | 0 | 0 | 0 | 0 | 0 | 0 | 0 | 0 | 0 | 0 | 0 | 0 | 0 | 0 | 0 | 0 | 0 | 0 | 0 | 0 | 0 | 0 | 0 | 0 | 0 | 0 | 0
F9_Industrial_Instruments_Existing_Process_Natural Gas_Strategic Energy Management_A_Achievable Economic TRC Potential | F9 | Industrial | Instruments | Existing | Process | Natural Gas | Strategic Energy Management | A | Cumulative Winter Peak Savings (MW) | Achievable Economic TRC Potential | 0 | 0 | 0 | 0 | 0 | 0 | 0 | 0 | 0 | 0 | 0 | 0 | 0 | 0 | 0 | 0 | 0 | 0 | 0 | 0 | 0 | 0 | 0 | 0 | 0 | 0 | 0 | 0 | 0 | 0 | 0
F10_Industrial_Instruments_Existing_Process_Natural Gas_Strategic Energy Management_A_Achievable Economic TRC Potential | F10 | Industrial | Instruments | Existing | Process | Natural Gas | Strategic Energy Management | A | Purchases (Incremental) | Achievable Economic TRC Potential | 0 | 0 | 0 | 0 | 0 | 452.0375 | 451.7894 | 449.1251 | 449.3679 | 449.7394 | 444.0282 | 442.8148 | 441.9157 | 434.8983 | 436.5587 | 432.3956 | 432.4517 | 430.2751 | 426.4371 | 426.9422 | 425.1767 | 423.5231 | 421.9799 | 420.5459 | 419.2197 | 0 | 0 | 0 | 0 | 0 | 0
F11_Industrial_Instruments_Existing_Process_Natural Gas_Strategic Energy Management_A_Achievable Economic TRC Potential | F11 | Industrial | Instruments | Existing | Process | Natural Gas | Strategic Energy Management | A | Purchases (Cumulative) | Achievable Economic TRC Potential | 0 | 0 | 0 | 0 | 0 | 452.0375 | 903.8269 | 1352.952 | 1802.3198 | 2252.0593 | 2696.0875 | 3138.9023 | 3580.818 | 4015.7163 | 4452.275 | 4884.6706 | 5317.1222 | 5747.3974 | 6173.8345 | 6600.7767 | 7025.9534 | 7449.4765 | 7871.4564 | 8292.0023 | 8711.222 | 8711.222 | 8711.222 | 8711.222 | 8711.222 | 8711.222 | 8711.222
F1_Industrial_Instruments_Existing_Miscellaneous_Natural Gas_Strategic Energy Management_A_Achievable Economic TRC Potential | F1 | Industrial | Instruments | Existing | Miscellaneous | Natural Gas | Strategic Energy Management | A | Integrated Unit Energy Savings (kWh or therms) | Achievable Economic TRC Potential | 0 | 0 | 0 | 0 | 0 | 1.1153 | 1.1153 | 1.1153 | 1.1153 | 1.1153 | 1.1153 | 1.1153 | 1.1153 | 1.1153 | 1.1153 | 1.1153 | 1.1153 | 1.1153 | 1.1153 | 1.1153 | 1.1153 | 1.1153 | 1.1153 | 1.1153 | 1.1153 | 1.1153 | 1.1153 | 1.1153 | 0 | 0 | 0
F2_Industrial_Instruments_Existing_Miscellaneous_Natural Gas_Strategic Energy Management_A_Achievable Economic TRC Potential | F2 | Industrial | Instruments | Existing | Miscellaneous | Natural Gas | Strategic Energy Management | A | Integrated Unit Summer Peak Savings (kW) | Achievable Economic TRC Potential | 0 | 0 | 0 | 0 | 0 | 0 | 0 | 0 | 0 | 0 | 0 | 0 | 0 | 0 | 0 | 0 | 0 | 0 | 0 | 0 | 0 | 0 | 0 | 0 | 0 | 0 | 0 | 0 | 0 | 0 | 0
F3_Industrial_Instruments_Existing_Miscellaneous_Natural Gas_Strategic Energy Management_A_Achievable Economic TRC Potential | F3 | Industrial | Instruments | Existing | Miscellaneous | Natural Gas | Strategic Energy Management | A | Integrated Unit Winter Peak Savings (kW) | Achievable Economic TRC Potential | 0 | 0 | 0 | 0 | 0 | 0 | 0 | 0 | 0 | 0 | 0 | 0 | 0 | 0 | 0 | 0 | 0 | 0 | 0 | 0 | 0 | 0 | 0 | 0 | 0 | 0 | 0 | 0 | 0 | 0 | 0
F4_Industrial_Instruments_Existing_Miscellaneous_Natural Gas_Strategic Energy Management_A_Achievable Economic TRC Potential | F4 | Industrial | Instruments | Existing | Miscellaneous | Natural Gas | Strategic Energy Management | A | Incremental Energy Savings (MWh or mTherms) | Achievable Economic TRC Potential | 0 | 0 | 0 | 0 | 0 | 0.12604 | 0.12597 | 0.12522 | 0.12529 | 0.1254 | 0.1238 | 0.12347 | 0.12321 | 0.12126 | 0.12172 | 0.12056 | 0.12058 | 0.11997 | 0.1189 | 0.11904 | 0.11855 | 0.11809 | 0.11766 | 0.11726 | 0.11689 | 0 | 0 | 0 | 0 | 0 | 0
F5_Industrial_Instruments_Existing_Miscellaneous_Natural Gas_Strategic Energy Management_A_Achievable Economic TRC Potential | F5 | Industrial | Instruments | Existing | Miscellaneous | Natural Gas | Strategic Energy Management | A | Incremental Summer Peak Savings (MW) | Achievable Economic TRC Potential | 0 | 0 | 0 | 0 | 0 | 0 | 0 | 0 | 0 | 0 | 0 | 0 | 0 | 0 | 0 | 0 | 0 | 0 | 0 | 0 | 0 | 0 | 0 | 0 | 0 | 0 | 0 | 0 | 0 | 0 | 0
F6_Industrial_Instruments_Existing_Miscellaneous_Natural Gas_Strategic Energy Management_A_Achievable Economic TRC Potential | F6 | Industrial | Instruments | Existing | Miscellaneous | Natural Gas | Strategic Energy Management | A | Incremental Winter Peak Savings (MW) | Achievable Economic TRC Potential | 0 | 0 | 0 | 0 | 0 | 0 | 0 | 0 | 0 | 0 | 0 | 0 | 0 | 0 | 0 | 0 | 0 | 0 | 0 | 0 | 0 | 0 | 0 | 0 | 0 | 0 | 0 | 0 | 0 | 0 | 0
F7_Industrial_Instruments_Existing_Miscellaneous_Natural Gas_Strategic Energy Management_A_Achievable Economic TRC Potential | F7 | Industrial | Instruments | Existing | Miscellaneous | Natural Gas | Strategic Energy Management | A | Cumulative Energy Savings (MWh or mTherms) | Achievable Economic TRC Potential | 0 | 0 | 0 | 0 | 0 | 0.12604 | 0.252 | 0.37723 | 0.50252 | 0.62792 | 0.75172 | 0.87519 | 0.9984 | 1.1197 | 1.2414 | 1.3619 | 1.4825 | 1.6025 | 1.7214 | 1.8404 | 1.959 | 2.0771 | 2.1947 | 2.312 | 2.4289 | 2.4289 | 2.4289 | 2.4289 | 0 | 0 | 0
F8_Industrial_Instruments_Existing_Miscellaneous_Natural Gas_Strategic Energy Management_A_Achievable Economic TRC Potential | F8 | Industrial | Instruments | Existing | Miscellaneous | Natural Gas | Strategic Energy Management | A | Cumulative Summer Peak Savings (MW) | Achievable Economic TRC Potential | 0 | 0 | 0 | 0 | 0 | 0 | 0 | 0 | 0 | 0 | 0 | 0 | 0 | 0 | 0 | 0 | 0 | 0 | 0 | 0 | 0 | 0 | 0 | 0 | 0 | 0 | 0 | 0 | 0 | 0 | 0
F9_Industrial_Instruments_Existing_Miscellaneous_Natural Gas_Strategic Energy Management_A_Achievable Economic TRC Potential | F9 | Industrial | Instruments | Existing | Miscellaneous | Natural Gas | Strategic Energy Management | A | Cumulative Winter Peak Savings (MW) | Achievable Economic TRC Potential | 0 | 0 | 0 | 0 | 0 | 0 | 0 | 0 | 0 | 0 | 0 | 0 | 0 | 0 | 0 | 0 | 0 | 0 | 0 | 0 | 0 | 0 | 0 | 0 | 0 | 0 | 0 | 0 | 0 | 0 | 0
F10_Industrial_Instruments_Existing_Miscellaneous_Natural Gas_Strategic Energy Management_A_Achievable Economic TRC Potential | F10 | Industrial | Instruments | Existing | Miscellaneous | Natural Gas | Strategic Energy Management | A | Purchases (Incremental) | Achievable Economic TRC Potential | 0 | 0 | 0 | 0 | 0 | 113.0094 | 112.9474 | 112.2813 | 112.342 | 112.4349 | 111.0071 | 110.7037 | 110.4789 | 108.7246 | 109.1397 | 108.0989 | 108.1129 | 107.5688 | 106.6093 | 106.7356 | 106.2942 | 105.8808 | 105.495 | 105.1365 | 104.8049 | 0 | 0 | 0 | 0 | 0 | 0
F11_Industrial_Instruments_Existing_Miscellaneous_Natural Gas_Strategic Energy Management_A_Achievable Economic TRC Potential | F11 | Industrial | Instruments | Existing | Miscellaneous | Natural Gas | Strategic Energy Management | A | Purchases (Cumulative) | Achievable Economic TRC Potential | 0 | 0 | 0 | 0 | 0 | 113.0094 | 225.9567 | 338.238 | 450.58 | 563.0148 | 674.0219 | 784.7256 | 895.2045 | 1003.9291 | 1113.0688 | 1221.1676 | 1329.2806 | 1436.8493 | 1543.4586 | 1650.1942 | 1756.4884 | 1862.3691 | 1967.8641 | 2073.0006 | 2177.8055 | 2177.8055 | 2177.8055 | 2177.8055 | 2177.8055 | 2177.8055 | 2177.8055
F1_Industrial_Instruments_Existing_Space Heating_Natural Gas_Commissioning_A_Achievable Economic TRC Potential | F1 | Industrial | Instruments | Existing | Space Heating | Natural Gas | Commissioning | A | Integrated Unit Energy Savings (kWh or therms) | Achievable Economic TRC Potential | 0 | 0 | 0 | 0 | 0 | 3.6315 | 3.613 | 3.5896 | 3.5642 | 3.5365 | 3.5073 | 3.4763 | 3.4443 | 3.4109 | 3.3739 | 3.3381 | 3.3019 | 3.2678 | 3.2355 | 3.205 | 3.1763 | 3.1472 | 3.1222 | 3.0989 | 3.0771 | 3.0571 | 3.0399 | 3.0238 | 0 | 0 | 0
F2_Industrial_Instruments_Existing_Space Heating_Natural Gas_Commissioning_A_Achievable Economic TRC Potential | F2 | Industrial | Instruments | Existing | Space Heating | Natural Gas | Commissioning | A | Integrated Unit Summer Peak Savings (kW) | Achievable Economic TRC Potential | 0 | 0 | 0 | 0 | 0 | 0 | 0 | 0 | 0 | 0 | 0 | 0 | 0 | 0 | 0 | 0 | 0 | 0 | 0 | 0 | 0 | 0 | 0 | 0 | 0 | 0 | 0 | 0 | 0 | 0 | 0
F3_Industrial_Instruments_Existing_Space Heating_Natural Gas_Commissioning_A_Achievable Economic TRC Potential | F3 | Industrial | Instruments | Existing | Space Heating | Natural Gas | Commissioning | A | Integrated Unit Winter Peak Savings (kW) | Achievable Economic TRC Potential | 0 | 0 | 0 | 0 | 0 | 0 | 0 | 0 | 0 | 0 | 0 | 0 | 0 | 0 | 0 | 0 | 0 | 0 | 0 | 0 | 0 | 0 | 0 | 0 | 0 | 0 | 0 | 0 | 0 | 0 | 0
F4_Industrial_Instruments_Existing_Space Heating_Natural Gas_Commissioning_A_Achievable Economic TRC Potential | F4 | Industrial | Instruments | Existing | Space Heating | Natural Gas | Commissioning | A | Incremental Energy Savings (MWh or mTherms) | Achievable Economic TRC Potential | 0 | 0 | 0 | 0 | 0 | 0 | 0 | 0 | 0 | 0 | 0 | 0 | 0 | 0 | 0 | 0 | 0 | 0 | 0 | 0 | 0 | 0 | 0 | 0 | 0 | 0 | 0 | 0 | 0 | 0 | 0
F5_Industrial_Instruments_Existing_Space Heating_Natural Gas_Commissioning_A_Achievable Economic TRC Potential | F5 | Industrial | Instruments | Existing | Space Heating | Natural Gas | Commissioning | A | Incremental Summer Peak Savings (MW) | Achievable Economic TRC Potential | 0 | 0 | 0 | 0 | 0 | 0 | 0 | 0 | 0 | 0 | 0 | 0 | 0 | 0 | 0 | 0 | 0 | 0 | 0 | 0 | 0 | 0 | 0 | 0 | 0 | 0 | 0 | 0 | 0 | 0 | 0
F6_Industrial_Instruments_Existing_Space Heating_Natural Gas_Commissioning_A_Achievable Economic TRC Potential | F6 | Industrial | Instruments | Existing | Space Heating | Natural Gas | Commissioning | A | Incremental Winter Peak Savings (MW) | Achievable Economic TRC Potential | 0 | 0 | 0 | 0 | 0 | 0 | 0 | 0 | 0 | 0 | 0 | 0 | 0 | 0 | 0 | 0 | 0 | 0 | 0 | 0 | 0 | 0 | 0 | 0 | 0 | 0 | 0 | 0 | 0 | 0 | 0
F7_Industrial_Instruments_Existing_Space Heating_Natural Gas_Commissioning_A_Achievable Economic TRC Potential | F7 | Industrial | Instruments | Existing | Space Heating | Natural Gas | Commissioning | A | Cumulative Energy Savings (MWh or mTherms) | Achievable Economic TRC Potential | 0 | 0 | 0 | 0 | 0 | 0 | 0 | 0 | 0 | 0 | 0 | 0 | 0 | 0 | 0 | 0 | 0 | 0 | 0 | 0 | 0 | 0 | 0 | 0 | 0 | 0 | 0 | 0 | 0 | 0 | 0
F8_Industrial_Instruments_Existing_Space Heating_Natural Gas_Commissioning_A_Achievable Economic TRC Potential | F8 | Industrial | Instruments | Existing | Space Heating | Natural Gas | Commissioning | A | Cumulative Summer Peak Savings (MW) | Achievable Economic TRC Potential | 0 | 0 | 0 | 0 | 0 | 0 | 0 | 0 | 0 | 0 | 0 | 0 | 0 | 0 | 0 | 0 | 0 | 0 | 0 | 0 | 0 | 0 | 0 | 0 | 0 | 0 | 0 | 0 | 0 | 0 | 0
F9_Industrial_Instruments_Existing_Space Heating_Natural Gas_Commissioning_A_Achievable Economic TRC Potential | F9 | Industrial | Instruments | Existing | Space Heating | Natural Gas | Commissioning | A | Cumulative Winter Peak Savings (MW) | Achievable Economic TRC Potential | 0 | 0 | 0 | 0 | 0 | 0 | 0 | 0 | 0 | 0 | 0 | 0 | 0 | 0 | 0 | 0 | 0 | 0 | 0 | 0 | 0 | 0 | 0 | 0 | 0 | 0 | 0 | 0 | 0 | 0 | 0
F10_Industrial_Instruments_Existing_Space Heating_Natural Gas_Commissioning_A_Achievable Economic TRC Potential | F10 | Industrial | Instruments | Existing | Space Heating | Natural Gas | Commissioning | A | Purchases (Incremental) | Achievable Economic TRC Potential | 0 | 0 | 0 | 0 | 0 | 0 | 0 | 0 | 0 | 0 | 0 | 0 | 0 | 0 | 0 | 0 | 0 | 0 | 0 | 0 | 0 | 0 | 0 | 0 | 0 | 0 | 0 | 0 | 0 | 0 | 0
F11_Industrial_Instruments_Existing_Space Heating_Natural Gas_Commissioning_A_Achievable Economic TRC Potential | F11 | Industrial | Instruments | Existing | Space Heating | Natural Gas | Commissioning | A | Purchases (Cumulative) | Achievable Economic TRC Potential | 0 | 0 | 0 | 0 | 0 | 0 | 0 | 0 | 0 | 0 | 0 | 0 | 0 | 0 | 0 | 0 | 0 | 0 | 0 | 0 | 0 | 0 | 0 | 0 | 0 | 0 | 0 | 0 | 0 | 0 | 0
F1_Industrial_Instruments_Existing_Process_Natural Gas_Commissioning_A_Achievable Economic TRC Potential | F1 | Industrial | Instruments | Existing | Process | Natural Gas | Commissioning | A | Integrated Unit Energy Savings (kWh or therms) | Achievable Economic TRC Potential | 0 | 0 | 0 | 0 | 0 | 9.4819 | 9.4799 | 9.4785 | 9.4774 | 9.4764 | 9.4755 | 9.4747 | 9.4741 | 9.4734 | 9.473 | 9.4726 | 9.4723 | 9.472 | 9.4717 | 9.4716 | 9.4714 | 9.4713 | 9.4711 | 9.471 | 9.4709 | 9.4709 | 9.4708 | 9.4708 | 0 | 0 | 0
F2_Industrial_Instruments_Existing_Process_Natural Gas_Commissioning_A_Achievable Economic TRC Potential | F2 | Industrial | Instruments | Existing | Process | Natural Gas | Commissioning | A | Integrated Unit Summer Peak Savings (kW) | Achievable Economic TRC Potential | 0 | 0 | 0 | 0 | 0 | 0 | 0 | 0 | 0 | 0 | 0 | 0 | 0 | 0 | 0 | 0 | 0 | 0 | 0 | 0 | 0 | 0 | 0 | 0 | 0 | 0 | 0 | 0 | 0 | 0 | 0
F3_Industrial_Instruments_Existing_Process_Natural Gas_Commissioning_A_Achievable Economic TRC Potential | F3 | Industrial | Instruments | Existing | Process | Natural Gas | Commissioning | A | Integrated Unit Winter Peak Savings (kW) | Achievable Economic TRC Potential | 0 | 0 | 0 | 0 | 0 | 0 | 0 | 0 | 0 | 0 | 0 | 0 | 0 | 0 | 0 | 0 | 0 | 0 | 0 | 0 | 0 | 0 | 0 | 0 | 0 | 0 | 0 | 0 | 0 | 0 | 0
F4_Industrial_Instruments_Existing_Process_Natural Gas_Commissioning_A_Achievable Economic TRC Potential | F4 | Industrial | Instruments | Existing | Process | Natural Gas | Commissioning | A | Incremental Energy Savings (MWh or mTherms) | Achievable Economic TRC Potential | 0 | 0 | 0 | 0 | 0 | 0 | 0 | 0 | 0 | 0 | 0 | 0 | 0 | 0 | 0 | 0 | 0 | 0 | 0 | 0 | 0 | 0 | 0 | 0 | 0 | 0 | 0 | 0 | 0 | 0 | 0
F5_Industrial_Instruments_Existing_Process_Natural Gas_Commissioning_A_Achievable Economic TRC Potential | F5 | Industrial | Instruments | Existing | Process | Natural Gas | Commissioning | A | Incremental Summer Peak Savings (MW) | Achievable Economic TRC Potential | 0 | 0 | 0 | 0 | 0 | 0 | 0 | 0 | 0 | 0 | 0 | 0 | 0 | 0 | 0 | 0 | 0 | 0 | 0 | 0 | 0 | 0 | 0 | 0 | 0 | 0 | 0 | 0 | 0 | 0 | 0
F6_Industrial_Instruments_Existing_Process_Natural Gas_Commissioning_A_Achievable Economic TRC Potential | F6 | Industrial | Instruments | Existing | Process | Natural Gas | Commissioning | A | Incremental Winter Peak Savings (MW) | Achievable Economic TRC Potential | 0 | 0 | 0 | 0 | 0 | 0 | 0 | 0 | 0 | 0 | 0 | 0 | 0 | 0 | 0 | 0 | 0 | 0 | 0 | 0 | 0 | 0 | 0 | 0 | 0 | 0 | 0 | 0 | 0 | 0 | 0
F7_Industrial_Instruments_Existing_Process_Natural Gas_Commissioning_A_Achievable Economic TRC Potential | F7 | Industrial | Instruments | Existing | Process | Natural Gas | Commissioning | A | Cumulative Energy Savings (MWh or mTherms) | Achievable Economic TRC Potential | 0 | 0 | 0 | 0 | 0 | 0 | 0 | 0 | 0 | 0 | 0 | 0 | 0 | 0 | 0 | 0 | 0 | 0 | 0 | 0 | 0 | 0 | 0 | 0 | 0 | 0 | 0 | 0 | 0 | 0 | 0
F8_Industrial_Instruments_Existing_Process_Natural Gas_Commissioning_A_Achievable Economic TRC Potential | F8 | Industrial | Instruments | Existing | Process | Natural Gas | Commissioning | A | Cumulative Summer Peak Savings (MW) | Achievable Economic TRC Potential | 0 | 0 | 0 | 0 | 0 | 0 | 0 | 0 | 0 | 0 | 0 | 0 | 0 | 0 | 0 | 0 | 0 | 0 | 0 | 0 | 0 | 0 | 0 | 0 | 0 | 0 | 0 | 0 | 0 | 0 | 0
F9_Industrial_Instruments_Existing_Process_Natural Gas_Commissioning_A_Achievable Economic TRC Potential | F9 | Industrial | Instruments | Existing | Process | Natural Gas | Commissioning | A | Cumulative Winter Peak Savings (MW) | Achievable Economic TRC Potential | 0 | 0 | 0 | 0 | 0 | 0 | 0 | 0 | 0 | 0 | 0 | 0 | 0 | 0 | 0 | 0 | 0 | 0 | 0 | 0 | 0 | 0 | 0 | 0 | 0 | 0 | 0 | 0 | 0 | 0 | 0
F10_Industrial_Instruments_Existing_Process_Natural Gas_Commissioning_A_Achievable Economic TRC Potential | F10 | Industrial | Instruments | Existing | Process | Natural Gas | Commissioning | A | Purchases (Incremental) | Achievable Economic TRC Potential | 0 | 0 | 0 | 0 | 0 | 0 | 0 | 0 | 0 | 0 | 0 | 0 | 0 | 0 | 0 | 0 | 0 | 0 | 0 | 0 | 0 | 0 | 0 | 0 | 0 | 0 | 0 | 0 | 0 | 0 | 0
F11_Industrial_Instruments_Existing_Process_Natural Gas_Commissioning_A_Achievable Economic TRC Potential | F11 | Industrial | Instruments | Existing | Process | Natural Gas | Commissioning | A | Purchases (Cumulative) | Achievable Economic TRC Potential | 0 | 0 | 0 | 0 | 0 | 0 | 0 | 0 | 0 | 0 | 0 | 0 | 0 | 0 | 0 | 0 | 0 | 0 | 0 | 0 | 0 | 0 | 0 | 0 | 0 | 0 | 0 | 0 | 0 | 0 | 0
F1_Industrial_Instruments_Existing_Space Heating_Natural Gas_Retrocommissioning_A_Achievable Economic TRC Potential | F1 | Industrial | Instruments | Existing | Space Heating | Natural Gas | Retrocommissioning | A | Integrated Unit Energy Savings (kWh or therms) | Achievable Economic TRC Potential | 0 | 0 | 0 | 0 | 0 | 0.50435 | 0.50173 | 0.49845 | 0.49487 | 0.49099 | 0.4869 | 0.48256 | 0.4781 | 0.47345 | 0.4683 | 0.4633 | 0.45827 | 0.45353 | 0.44904 | 0.44481 | 0.44081 | 0.43678 | 0.43331 | 0.43008 | 0.42705 | 0.42427 | 0.42189 | 0.41966 | 0 | 0 | 0
F2_Industrial_Instruments_Existing_Space Heating_Natural Gas_Retrocommissioning_A_Achievable Economic TRC Potential | F2 | Industrial | Instruments | Existing | Space Heating | Natural Gas | Retrocommissioning | A | Integrated Unit Summer Peak Savings (kW) | Achievable Economic TRC Potential | 0 | 0 | 0 | 0 | 0 | 0 | 0 | 0 | 0 | 0 | 0 | 0 | 0 | 0 | 0 | 0 | 0 | 0 | 0 | 0 | 0 | 0 | 0 | 0 | 0 | 0 | 0 | 0 | 0 | 0 | 0
F3_Industrial_Instruments_Existing_Space Heating_Natural Gas_Retrocommissioning_A_Achievable Economic TRC Potential | F3 | Industrial | Instruments | Existing | Space Heating | Natural Gas | Retrocommissioning | A | Integrated Unit Winter Peak Savings (kW) | Achievable Economic TRC Potential | 0 | 0 | 0 | 0 | 0 | 0 | 0 | 0 | 0 | 0 | 0 | 0 | 0 | 0 | 0 | 0 | 0 | 0 | 0 | 0 | 0 | 0 | 0 | 0 | 0 | 0 | 0 | 0 | 0 | 0 | 0
F4_Industrial_Instruments_Existing_Space Heating_Natural Gas_Retrocommissioning_A_Achievable Economic TRC Potential | F4 | Industrial | Instruments | Existing | Space Heating | Natural Gas | Retrocommissioning | A | Incremental Energy Savings (MWh or mTherms) | Achievable Economic TRC Potential | 0 | 0 | 0 | 0 | 0 | 0.04433 | 0.044076 | 0.04353 | 0.043241 | 0.042937 | 0.042038 | 0.04155 | 0.041082 | 0.040036 | 0.039752 | 0.038953 | 0.038535 | 0.037945 | 0.037234 | 0.036926 | 0.036444 | 0.03597 | 0.035553 | 0.035169 | 0.034811 | 0 | 0 | 0 | 0 | 0 | 0
F5_Industrial_Instruments_Existing_Space Heating_Natural Gas_Retrocommissioning_A_Achievable Economic TRC Potential | F5 | Industrial | Instruments | Existing | Space Heating | Natural Gas | Retrocommissioning | A | Incremental Summer Peak Savings (MW) | Achievable Economic TRC Potential | 0 | 0 | 0 | 0 | 0 | 0 | 0 | 0 | 0 | 0 | 0 | 0 | 0 | 0 | 0 | 0 | 0 | 0 | 0 | 0 | 0 | 0 | 0 | 0 | 0 | 0 | 0 | 0 | 0 | 0 | 0
F6_Industrial_Instruments_Existing_Space Heating_Natural Gas_Retrocommissioning_A_Achievable Economic TRC Potential | F6 | Industrial | Instruments | Existing | Space Heating | Natural Gas | Retrocommissioning | A | Incremental Winter Peak Savings (MW) | Achievable Economic TRC Potential | 0 | 0 | 0 | 0 | 0 | 0 | 0 | 0 | 0 | 0 | 0 | 0 | 0 | 0 | 0 | 0 | 0 | 0 | 0 | 0 | 0 | 0 | 0 | 0 | 0 | 0 | 0 | 0 | 0 | 0 | 0
F7_Industrial_Instruments_Existing_Space Heating_Natural Gas_Retrocommissioning_A_Achievable Economic TRC Potential | F7 | Industrial | Instruments | Existing | Space Heating | Natural Gas | Retrocommissioning | A | Cumulative Energy Savings (MWh or mTherms) | Achievable Economic TRC Potential | 0 | 0 | 0 | 0 | 0 | 0.04433 | 0.088176 | 0.13113 | 0.17343 | 0.21501 | 0.25525 | 0.29453 | 0.33289 | 0.36968 | 0.40541 | 0.44005 | 0.4738 | 0.50684 | 0.53906 | 0.5709 | 0.60222 | 0.63268 | 0.6632 | 0.69343 | 0.72336 | 0.71865 | 0.71461 | 0.71083 | 0 | 0 | 0
F8_Industrial_Instruments_Existing_Space Heating_Natural Gas_Retrocommissioning_A_Achievable Economic TRC Potential | F8 | Industrial | Instruments | Existing | Space Heating | Natural Gas | Retrocommissioning | A | Cumulative Summer Peak Savings (MW) | Achievable Economic TRC Potential | 0 | 0 | 0 | 0 | 0 | 0 | 0 | 0 | 0 | 0 | 0 | 0 | 0 | 0 | 0 | 0 | 0 | 0 | 0 | 0 | 0 | 0 | 0 | 0 | 0 | 0 | 0 | 0 | 0 | 0 | 0
F9_Industrial_Instruments_Existing_Space Heating_Natural Gas_Retrocommissioning_A_Achievable Economic TRC Potential | F9 | Industrial | Instruments | Existing | Space Heating | Natural Gas | Retrocommissioning | A | Cumulative Winter Peak Savings (MW) | Achievable Economic TRC Potential | 0 | 0 | 0 | 0 | 0 | 0 | 0 | 0 | 0 | 0 | 0 | 0 | 0 | 0 | 0 | 0 | 0 | 0 | 0 | 0 | 0 | 0 | 0 | 0 | 0 | 0 | 0 | 0 | 0 | 0 | 0
F10_Industrial_Instruments_Existing_Space Heating_Natural Gas_Retrocommissioning_A_Achievable Economic TRC Potential | F10 | Industrial | Instruments | Existing | Space Heating | Natural Gas | Retrocommissioning | A | Purchases (Incremental) | Achievable Economic TRC Potential | 0 | 0 | 0 | 0 | 0 | 87.8962 | 87.8479 | 87.3299 | 87.3771 | 87.4493 | 86.3388 | 86.1029 | 85.9281 | 84.5635 | 84.8864 | 84.0769 | 84.0878 | 83.6646 | 82.9183 | 83.0165 | 82.6733 | 82.3517 | 82.0516 | 81.7728 | 81.5149 | 0 | 0 | 0 | 0 | 0 | 0
F11_Industrial_Instruments_Existing_Space Heating_Natural Gas_Retrocommissioning_A_Achievable Economic TRC Potential | F11 | Industrial | Instruments | Existing | Space Heating | Natural Gas | Retrocommissioning | A | Purchases (Cumulative) | Achievable Economic TRC Potential | 0 | 0 | 0 | 0 | 0 | 87.8962 | 175.7441 | 263.074 | 350.4511 | 437.9004 | 524.2392 | 610.3421 | 696.2702 | 780.8337 | 865.7201 | 949.7971 | 1033.8849 | 1117.5495 | 1200.4678 | 1283.4844 | 1366.1576 | 1448.5093 | 1530.561 | 1612.3338 | 1693.8487 | 1693.8487 | 1693.8487 | 1693.8487 | 1693.8487 | 1693.8487 | 1693.8487
F1_Industrial_Instruments_Existing_Process_Natural Gas_Retrocommissioning_A_Achievable Economic TRC Potential | F1 | Industrial | Instruments | Existing | Process | Natural Gas | Retrocommissioning | A | Integrated Unit Energy Savings (kWh or therms) | Achievable Economic TRC Potential | 0 | 0 | 0 | 0 | 0 | 0 | 0 | 0 | 0 | 0 | 0 | 0 | 0 | 0 | 0 | 0 | 0 | 0 | 0 | 0 | 0 | 0 | 0 | 0 | 0 | 0 | 0 | 0 | 0 | 0 | 0
F2_Industrial_Instruments_Existing_Process_Natural Gas_Retrocommissioning_A_Achievable Economic TRC Potential | F2 | Industrial | Instruments | Existing | Process | Natural Gas | Retrocommissioning | A | Integrated Unit Summer Peak Savings (kW) | Achievable Economic TRC Potential | 0 | 0 | 0 | 0 | 0 | 0 | 0 | 0 | 0 | 0 | 0 | 0 | 0 | 0 | 0 | 0 | 0 | 0 | 0 | 0 | 0 | 0 | 0 | 0 | 0 | 0 | 0 | 0 | 0 | 0 | 0
F3_Industrial_Instruments_Existing_Process_Natural Gas_Retrocommissioning_A_Achievable Economic TRC Potential | F3 | Industrial | Instruments | Existing | Process | Natural Gas | Retrocommissioning | A | Integrated Unit Winter Peak Savings (kW) | Achievable Economic TRC Potential | 0 | 0 | 0 | 0 | 0 | 0 | 0 | 0 | 0 | 0 | 0 | 0 | 0 | 0 | 0 | 0 | 0 | 0 | 0 | 0 | 0 | 0 | 0 | 0 | 0 | 0 | 0 | 0 | 0 | 0 | 0
F4_Industrial_Instruments_Existing_Process_Natural Gas_Retrocommissioning_A_Achievable Economic TRC Potential | F4 | Industrial | Instruments | Existing | Process | Natural Gas | Retrocommissioning | A | Incremental Energy Savings (MWh or mTherms) | Achievable Economic TRC Potential | 0 | 0 | 0 | 0 | 0 | 0 | 0 | 0 | 0 | 0 | 0 | 0 | 0 | 0 | 0 | 0 | 0 | 0 | 0 | 0 | 0 | 0 | 0 | 0 | 0 | 0 | 0 | 0 | 0 | 0 | 0
F5_Industrial_Instruments_Existing_Process_Natural Gas_Retrocommissioning_A_Achievable Economic TRC Potential | F5 | Industrial | Instruments | Existing | Process | Natural Gas | Retrocommissioning | A | Incremental Summer Peak Savings (MW) | Achievable Economic TRC Potential | 0 | 0 | 0 | 0 | 0 | 0 | 0 | 0 | 0 | 0 | 0 | 0 | 0 | 0 | 0 | 0 | 0 | 0 | 0 | 0 | 0 | 0 | 0 | 0 | 0 | 0 | 0 | 0 | 0 | 0 | 0
F6_Industrial_Instruments_Existing_Process_Natural Gas_Retrocommissioning_A_Achievable Economic TRC Potential | F6 | Industrial | Instruments | Existing | Process | Natural Gas | Retrocommissioning | A | Incremental Winter Peak Savings (MW) | Achievable Economic TRC Potential | 0 | 0 | 0 | 0 | 0 | 0 | 0 | 0 | 0 | 0 | 0 | 0 | 0 | 0 | 0 | 0 | 0 | 0 | 0 | 0 | 0 | 0 | 0 | 0 | 0 | 0 | 0 | 0 | 0 | 0 | 0
F7_Industrial_Instruments_Existing_Process_Natural Gas_Retrocommissioning_A_Achievable Economic TRC Potential | F7 | Industrial | Instruments | Existing | Process | Natural Gas | Retrocommissioning | A | Cumulative Energy Savings (MWh or mTherms) | Achievable Economic TRC Potential | 0 | 0 | 0 | 0 | 0 | 0 | 0 | 0 | 0 | 0 | 0 | 0 | 0 | 0 | 0 | 0 | 0 | 0 | 0 | 0 | 0 | 0 | 0 | 0 | 0 | 0 | 0 | 0 | 0 | 0 | 0
F8_Industrial_Instruments_Existing_Process_Natural Gas_Retrocommissioning_A_Achievable Economic TRC Potential | F8 | Industrial | Instruments | Existing | Process | Natural Gas | Retrocommissioning | A | Cumulative Summer Peak Savings (MW) | Achievable Economic TRC Potential | 0 | 0 | 0 | 0 | 0 | 0 | 0 | 0 | 0 | 0 | 0 | 0 | 0 | 0 | 0 | 0 | 0 | 0 | 0 | 0 | 0 | 0 | 0 | 0 | 0 | 0 | 0 | 0 | 0 | 0 | 0
F9_Industrial_Instruments_Existing_Process_Natural Gas_Retrocommissioning_A_Achievable Economic TRC Potential | F9 | Industrial | Instruments | Existing | Process | Natural Gas | Retrocommissioning | A | Cumulative Winter Peak Savings (MW) | Achievable Economic TRC Potential | 0 | 0 | 0 | 0 | 0 | 0 | 0 | 0 | 0 | 0 | 0 | 0 | 0 | 0 | 0 | 0 | 0 | 0 | 0 | 0 | 0 | 0 | 0 | 0 | 0 | 0 | 0 | 0 | 0 | 0 | 0
F10_Industrial_Instruments_Existing_Process_Natural Gas_Retrocommissioning_A_Achievable Economic TRC Potential | F10 | Industrial | Instruments | Existing | Process | Natural Gas | Retrocommissioning | A | Purchases (Incremental) | Achievable Economic TRC Potential | 0 | 0 | 0 | 0 | 0 | 87.8962 | 87.8479 | 87.3299 | 87.3771 | 87.4493 | 86.3388 | 86.1029 | 85.9281 | 84.5635 | 84.8864 | 84.0769 | 84.0878 | 83.6646 | 82.9183 | 83.0165 | 82.6733 | 82.3517 | 82.0516 | 81.7728 | 81.5149 | 0 | 0 | 0 | 0 | 0 | 0
F11_Industrial_Instruments_Existing_Process_Natural Gas_Retrocommissioning_A_Achievable Economic TRC Potential | F11 | Industrial | Instruments | Existing | Process | Natural Gas | Retrocommissioning | A | Purchases (Cumulative) | Achievable Economic TRC Potential | 0 | 0 | 0 | 0 | 0 | 87.8962 | 175.7441 | 263.074 | 350.4511 | 437.9004 | 524.2392 | 610.3421 | 696.2702 | 780.8337 | 865.7201 | 949.7971 | 1033.8849 | 1117.5495 | 1200.4678 | 1283.4844 | 1366.1576 | 1448.5093 | 1530.561 | 1612.3338 | 1693.8487 | 1693.8487 | 1693.8487 | 1693.8487 | 1693.8487 | 1693.8487 | 1693.8487
F1_Industrial_Instruments_New_Space Heating_Natural Gas_Insulation - Roof/Ceiling_A_Achievable Economic TRC Potential | F1 | Industrial | Instruments | New | Space Heating | Natural Gas | Insulation - Roof/Ceiling | A | Integrated Unit Energy Savings (kWh or therms) | Achievable Economic TRC Potential | 0 | 0 | 0 | 0 | 0 | 0.093608 | 0.092013 | 0.090675 | 0.089498 | 0.088413 | 0.087424 | 0.086229 | 0.084918 | 0.083559 | 0.082187 | 0.080907 | 0.079722 | 0.078698 | 0.077452 | 0.076489 | 0.075773 | 0.075236 | 0.074967 | 0.074834 | 0.074801 | 0.074838 | 0.074892 | 0.074965 | 0 | 0 | 0
F2_Industrial_Instruments_New_Space Heating_Natural Gas_Insulation - Roof/Ceiling_A_Achievable Economic TRC Potential | F2 | Industrial | Instruments | New | Space Heating | Natural Gas | Insulation - Roof/Ceiling | A | Integrated Unit Summer Peak Savings (kW) | Achievable Economic TRC Potential | 0 | 0 | 0 | 0 | 0 | 0 | 0 | 0 | 0 | 0 | 0 | 0 | 0 | 0 | 0 | 0 | 0 | 0 | 0 | 0 | 0 | 0 | 0 | 0 | 0 | 0 | 0 | 0 | 0 | 0 | 0
F3_Industrial_Instruments_New_Space Heating_Natural Gas_Insulation - Roof/Ceiling_A_Achievable Economic TRC Potential | F3 | Industrial | Instruments | New | Space Heating | Natural Gas | Insulation - Roof/Ceiling | A | Integrated Unit Winter Peak Savings (kW) | Achievable Economic TRC Potential | 0 | 0 | 0 | 0 | 0 | 0 | 0 | 0 | 0 | 0 | 0 | 0 | 0 | 0 | 0 | 0 | 0 | 0 | 0 | 0 | 0 | 0 | 0 | 0 | 0 | 0 | 0 | 0 | 0 | 0 | 0
F4_Industrial_Instruments_New_Space Heating_Natural Gas_Insulation - Roof/Ceiling_A_Achievable Economic TRC Potential | F4 | Industrial | Instruments | New | Space Heating | Natural Gas | Insulation - Roof/Ceiling | A | Incremental Energy Savings (MWh or mTherms) | Achievable Economic TRC Potential | 0 | 0 | 0 | 0 | 0 | 0 | 0 | 0 | 0 | 0 | 0 | 0 | 0 | 0 | 0 | 0 | 0 | 0 | 0 | 0 | 0 | 0 | 0 | 0 | 0 | 0 | 0 | 0 | 0 | 0 | 0
F5_Industrial_Instruments_New_Space Heating_Natural Gas_Insulation - Roof/Ceiling_A_Achievable Economic TRC Potential | F5 | Industrial | Instruments | New | Space Heating | Natural Gas | Insulation - Roof/Ceiling | A | Incremental Summer Peak Savings (MW) | Achievable Economic TRC Potential | 0 | 0 | 0 | 0 | 0 | 0 | 0 | 0 | 0 | 0 | 0 | 0 | 0 | 0 | 0 | 0 | 0 | 0 | 0 | 0 | 0 | 0 | 0 | 0 | 0 | 0 | 0 | 0 | 0 | 0 | 0
F6_Industrial_Instruments_New_Space Heating_Natural Gas_Insulation - Roof/Ceiling_A_Achievable Economic TRC Potential | F6 | Industrial | Instruments | New | Space Heating | Natural Gas | Insulation - Roof/Ceiling | A | Incremental Winter Peak Savings (MW) | Achievable Economic TRC Potential | 0 | 0 | 0 | 0 | 0 | 0 | 0 | 0 | 0 | 0 | 0 | 0 | 0 | 0 | 0 | 0 | 0 | 0 | 0 | 0 | 0 | 0 | 0 | 0 | 0 | 0 | 0 | 0 | 0 | 0 | 0
F7_Industrial_Instruments_New_Space Heating_Natural Gas_Insulation - Roof/Ceiling_A_Achievable Economic TRC Potential | F7 | Industrial | Instruments | New | Space Heating | Natural Gas | Insulation - Roof/Ceiling | A | Cumulative Energy Savings (MWh or mTherms) | Achievable Economic TRC Potential | 0 | 0 | 0 | 0 | 0 | 0 | 0 | 0 | 0 | 0 | 0 | 0 | 0 | 0 | 0 | 0 | 0 | 0 | 0 | 0 | 0 | 0 | 0 | 0 | 0 | 0 | 0 | 0 | 0 | 0 | 0
F8_Industrial_Instruments_New_Space Heating_Natural Gas_Insulation - Roof/Ceiling_A_Achievable Economic TRC Potential | F8 | Industrial | Instruments | New | Space Heating | Natural Gas | Insulation - Roof/Ceiling | A | Cumulative Summer Peak Savings (MW) | Achievable Economic TRC Potential | 0 | 0 | 0 | 0 | 0 | 0 | 0 | 0 | 0 | 0 | 0 | 0 | 0 | 0 | 0 | 0 | 0 | 0 | 0 | 0 | 0 | 0 | 0 | 0 | 0 | 0 | 0 | 0 | 0 | 0 | 0
F9_Industrial_Instruments_New_Space Heating_Natural Gas_Insulation - Roof/Ceiling_A_Achievable Economic TRC Potential | F9 | Industrial | Instruments | New | Space Heating | Natural Gas | Insulation - Roof/Ceiling | A | Cumulative Winter Peak Savings (MW) | Achievable Economic TRC Potential | 0 | 0 | 0 | 0 | 0 | 0 | 0 | 0 | 0 | 0 | 0 | 0 | 0 | 0 | 0 | 0 | 0 | 0 | 0 | 0 | 0 | 0 | 0 | 0 | 0 | 0 | 0 | 0 | 0 | 0 | 0
F10_Industrial_Instruments_New_Space Heating_Natural Gas_Insulation - Roof/Ceiling_A_Achievable Economic TRC Potential | F10 | Industrial | Instruments | New | Space Heating | Natural Gas | Insulation - Roof/Ceiling | A | Purchases (Incremental) | Achievable Economic TRC Potential | 0 | 0 | 0 | 0 | 0 | 0 | 0 | 0 | 0 | 0 | 0 | 0 | 0 | 0 | 0 | 0 | 0 | 0 | 0 | 0 | 0 | 0 | 0 | 0 | 0 | 0 | 0 | 0 | 0 | 0 | 0
F11_Industrial_Instruments_New_Space Heating_Natural Gas_Insulation - Roof/Ceiling_A_Achievable Economic TRC Potential | F11 | Industrial | Instruments | New | Space Heating | Natural Gas | Insulation - Roof/Ceiling | A | Purchases (Cumulative) | Achievable Economic TRC Potential | 0 | 0 | 0 | 0 | 0 | 0 | 0 | 0 | 0 | 0 | 0 | 0 | 0 | 0 | 0 | 0 | 0 | 0 | 0 | 0 | 0 | 0 | 0 | 0 | 0 | 0 | 0 | 0 | 0 | 0 | 0
F1_Industrial_Instruments_New_Space Heating_Natural Gas_Insulation - Wall Cavity_A_Achievable Economic TRC Potential | F1 | Industrial | Instruments | New | Space Heating | Natural Gas | Insulation - Wall Cavity | A | Integrated Unit Energy Savings (kWh or therms) | Achievable Economic TRC Potential | 0 | 0 | 0 | 0 | 0 | 0.016858 | 0.016571 | 0.01633 | 0.016118 | 0.015922 | 0.015744 | 0.015529 | 0.015293 | 0.015048 | 0.014801 | 0.014571 | 0.014357 | 0.014173 | 0.013948 | 0.013775 | 0.013646 | 0.013549 | 0.013501 | 0.013477 | 0.013471 | 0.013478 | 0.013487 | 0.013501 | 0 | 0 | 0
F2_Industrial_Instruments_New_Space Heating_Natural Gas_Insulation - Wall Cavity_A_Achievable Economic TRC Potential | F2 | Industrial | Instruments | New | Space Heating | Natural Gas | Insulation - Wall Cavity | A | Integrated Unit Summer Peak Savings (kW) | Achievable Economic TRC Potential | 0 | 0 | 0 | 0 | 0 | 0 | 0 | 0 | 0 | 0 | 0 | 0 | 0 | 0 | 0 | 0 | 0 | 0 | 0 | 0 | 0 | 0 | 0 | 0 | 0 | 0 | 0 | 0 | 0 | 0 | 0
F3_Industrial_Instruments_New_Space Heating_Natural Gas_Insulation - Wall Cavity_A_Achievable Economic TRC Potential | F3 | Industrial | Instruments | New | Space Heating | Natural Gas | Insulation - Wall Cavity | A | Integrated Unit Winter Peak Savings (kW) | Achievable Economic TRC Potential | 0 | 0 | 0 | 0 | 0 | 0 | 0 | 0 | 0 | 0 | 0 | 0 | 0 | 0 | 0 | 0 | 0 | 0 | 0 | 0 | 0 | 0 | 0 | 0 | 0 | 0 | 0 | 0 | 0 | 0 | 0
F4_Industrial_Instruments_New_Space Heating_Natural Gas_Insulation - Wall Cavity_A_Achievable Economic TRC Potential | F4 | Industrial | Instruments | New | Space Heating | Natural Gas | Insulation - Wall Cavity | A | Incremental Energy Savings (MWh or mTherms) | Achievable Economic TRC Potential | 0 | 0 | 0 | 0 | 0 | 0 | 0 | 0 | 0 | 0 | 0 | 0 | 0 | 0 | 0 | 0 | 0 | 0 | 0 | 0 | 0 | 0 | 0 | 0 | 0 | 0 | 0 | 0 | 0 | 0 | 0
F5_Industrial_Instruments_New_Space Heating_Natural Gas_Insulation - Wall Cavity_A_Achievable Economic TRC Potential | F5 | Industrial | Instruments | New | Space Heating | Natural Gas | Insulation - Wall Cavity | A | Incremental Summer Peak Savings (MW) | Achievable Economic TRC Potential | 0 | 0 | 0 | 0 | 0 | 0 | 0 | 0 | 0 | 0 | 0 | 0 | 0 | 0 | 0 | 0 | 0 | 0 | 0 | 0 | 0 | 0 | 0 | 0 | 0 | 0 | 0 | 0 | 0 | 0 | 0
F6_Industrial_Instruments_New_Space Heating_Natural Gas_Insulation - Wall Cavity_A_Achievable Economic TRC Potential | F6 | Industrial | Instruments | New | Space Heating | Natural Gas | Insulation - Wall Cavity | A | Incremental Winter Peak Savings (MW) | Achievable Economic TRC Potential | 0 | 0 | 0 | 0 | 0 | 0 | 0 | 0 | 0 | 0 | 0 | 0 | 0 | 0 | 0 | 0 | 0 | 0 | 0 | 0 | 0 | 0 | 0 | 0 | 0 | 0 | 0 | 0 | 0 | 0 | 0
F7_Industrial_Instruments_New_Space Heating_Natural Gas_Insulation - Wall Cavity_A_Achievable Economic TRC Potential | F7 | Industrial | Instruments | New | Space Heating | Natural Gas | Insulation - Wall Cavity | A | Cumulative Energy Savings (MWh or mTherms) | Achievable Economic TRC Potential | 0 | 0 | 0 | 0 | 0 | 0 | 0 | 0 | 0 | 0 | 0 | 0 | 0 | 0 | 0 | 0 | 0 | 0 | 0 | 0 | 0 | 0 | 0 | 0 | 0 | 0 | 0 | 0 | 0 | 0 | 0
F8_Industrial_Instruments_New_Space Heating_Natural Gas_Insulation - Wall Cavity_A_Achievable Economic TRC Potential | F8 | Industrial | Instruments | New | Space Heating | Natural Gas | Insulation - Wall Cavity | A | Cumulative Summer Peak Savings (MW) | Achievable Economic TRC Potential | 0 | 0 | 0 | 0 | 0 | 0 | 0 | 0 | 0 | 0 | 0 | 0 | 0 | 0 | 0 | 0 | 0 | 0 | 0 | 0 | 0 | 0 | 0 | 0 | 0 | 0 | 0 | 0 | 0 | 0 | 0
F9_Industrial_Instruments_New_Space Heating_Natural Gas_Insulation - Wall Cavity_A_Achievable Economic TRC Potential | F9 | Industrial | Instruments | New | Space Heating | Natural Gas | Insulation - Wall Cavity | A | Cumulative Winter Peak Savings (MW) | Achievable Economic TRC Potential | 0 | 0 | 0 | 0 | 0 | 0 | 0 | 0 | 0 | 0 | 0 | 0 | 0 | 0 | 0 | 0 | 0 | 0 | 0 | 0 | 0 | 0 | 0 | 0 | 0 | 0 | 0 | 0 | 0 | 0 | 0
F10_Industrial_Instruments_New_Space Heating_Natural Gas_Insulation - Wall Cavity_A_Achievable Economic TRC Potential | F10 | Industrial | Instruments | New | Space Heating | Natural Gas | Insulation - Wall Cavity | A | Purchases (Incremental) | Achievable Economic TRC Potential | 0 | 0 | 0 | 0 | 0 | 0 | 0 | 0 | 0 | 0 | 0 | 0 | 0 | 0 | 0 | 0 | 0 | 0 | 0 | 0 | 0 | 0 | 0 | 0 | 0 | 0 | 0 | 0 | 0 | 0 | 0
F11_Industrial_Instruments_New_Space Heating_Natural Gas_Insulation - Wall Cavity_A_Achievable Economic TRC Potential | F11 | Industrial | Instruments | New | Space Heating | Natural Gas | Insulation - Wall Cavity | A | Purchases (Cumulative) | Achievable Economic TRC Potential | 0 | 0 | 0 | 0 | 0 | 0 | 0 | 0 | 0 | 0 | 0 | 0 | 0 | 0 | 0 | 0 | 0 | 0 | 0 | 0 | 0 | 0 | 0 | 0 | 0 | 0 | 0 | 0 | 0 | 0 | 0
F1_Industrial_Instruments_New_Space Heating_Natural Gas_Insulation - Ducting_A_Achievable Economic TRC Potential | F1 | Industrial | Instruments | New | Space Heating | Natural Gas | Insulation - Ducting | A | Integrated Unit Energy Savings (kWh or therms) | Achievable Economic TRC Potential | 0 | 0 | 0 | 0 | 0 | 0 | 0 | 0 | 0 | 0 | 0 | 0 | 0 | 0 | 0 | 0 | 0 | 0 | 0 | 0 | 0 | 0 | 0 | 0 | 0 | 0 | 0 | 0 | 0 | 0 | 0
F2_Industrial_Instruments_New_Space Heating_Natural Gas_Insulation - Ducting_A_Achievable Economic TRC Potential | F2 | Industrial | Instruments | New | Space Heating | Natural Gas | Insulation - Ducting | A | Integrated Unit Summer Peak Savings (kW) | Achievable Economic TRC Potential | 0 | 0 | 0 | 0 | 0 | 0 | 0 | 0 | 0 | 0 | 0 | 0 | 0 | 0 | 0 | 0 | 0 | 0 | 0 | 0 | 0 | 0 | 0 | 0 | 0 | 0 | 0 | 0 | 0 | 0 | 0
F3_Industrial_Instruments_New_Space Heating_Natural Gas_Insulation - Ducting_A_Achievable Economic TRC Potential | F3 | Industrial | Instruments | New | Space Heating | Natural Gas | Insulation - Ducting | A | Integrated Unit Winter Peak Savings (kW) | Achievable Economic TRC Potential | 0 | 0 | 0 | 0 | 0 | 0 | 0 | 0 | 0 | 0 | 0 | 0 | 0 | 0 | 0 | 0 | 0 | 0 | 0 | 0 | 0 | 0 | 0 | 0 | 0 | 0 | 0 | 0 | 0 | 0 | 0
F4_Industrial_Instruments_New_Space Heating_Natural Gas_Insulation - Ducting_A_Achievable Economic TRC Potential | F4 | Industrial | Instruments | New | Space Heating | Natural Gas | Insulation - Ducting | A | Incremental Energy Savings (MWh or mTherms) | Achievable Economic TRC Potential | 0 | 0 | 0 | 0 | 0 | 0 | 0 | 0 | 0 | 0 | 0 | 0 | 0 | 0 | 0 | 0 | 0 | 0 | 0 | 0 | 0 | 0 | 0 | 0 | 0 | 0 | 0 | 0 | 0 | 0 | 0
F5_Industrial_Instruments_New_Space Heating_Natural Gas_Insulation - Ducting_A_Achievable Economic TRC Potential | F5 | Industrial | Instruments | New | Space Heating | Natural Gas | Insulation - Ducting | A | Incremental Summer Peak Savings (MW) | Achievable Economic TRC Potential | 0 | 0 | 0 | 0 | 0 | 0 | 0 | 0 | 0 | 0 | 0 | 0 | 0 | 0 | 0 | 0 | 0 | 0 | 0 | 0 | 0 | 0 | 0 | 0 | 0 | 0 | 0 | 0 | 0 | 0 | 0
F6_Industrial_Instruments_New_Space Heating_Natural Gas_Insulation - Ducting_A_Achievable Economic TRC Potential | F6 | Industrial | Instruments | New | Space Heating | Natural Gas | Insulation - Ducting | A | Incremental Winter Peak Savings (MW) | Achievable Economic TRC Potential | 0 | 0 | 0 | 0 | 0 | 0 | 0 | 0 | 0 | 0 | 0 | 0 | 0 | 0 | 0 | 0 | 0 | 0 | 0 | 0 | 0 | 0 | 0 | 0 | 0 | 0 | 0 | 0 | 0 | 0 | 0
F7_Industrial_Instruments_New_Space Heating_Natural Gas_Insulation - Ducting_A_Achievable Economic TRC Potential | F7 | Industrial | Instruments | New | Space Heating | Natural Gas | Insulation - Ducting | A | Cumulative Energy Savings (MWh or mTherms) | Achievable Economic TRC Potential | 0 | 0 | 0 | 0 | 0 | 0 | 0 | 0 | 0 | 0 | 0 | 0 | 0 | 0 | 0 | 0 | 0 | 0 | 0 | 0 | 0 | 0 | 0 | 0 | 0 | 0 | 0 | 0 | 0 | 0 | 0
F8_Industrial_Instruments_New_Space Heating_Natural Gas_Insulation - Ducting_A_Achievable Economic TRC Potential | F8 | Industrial | Instruments | New | Space Heating | Natural Gas | Insulation - Ducting | A | Cumulative Summer Peak Savings (MW) | Achievable Economic TRC Potential | 0 | 0 | 0 | 0 | 0 | 0 | 0 | 0 | 0 | 0 | 0 | 0 | 0 | 0 | 0 | 0 | 0 | 0 | 0 | 0 | 0 | 0 | 0 | 0 | 0 | 0 | 0 | 0 | 0 | 0 | 0
F9_Industrial_Instruments_New_Space Heating_Natural Gas_Insulation - Ducting_A_Achievable Economic TRC Potential | F9 | Industrial | Instruments | New | Space Heating | Natural Gas | Insulation - Ducting | A | Cumulative Winter Peak Savings (MW) | Achievable Economic TRC Potential | 0 | 0 | 0 | 0 | 0 | 0 | 0 | 0 | 0 | 0 | 0 | 0 | 0 | 0 | 0 | 0 | 0 | 0 | 0 | 0 | 0 | 0 | 0 | 0 | 0 | 0 | 0 | 0 | 0 | 0 | 0
F10_Industrial_Instruments_New_Space Heating_Natural Gas_Insulation - Ducting_A_Achievable Economic TRC Potential | F10 | Industrial | Instruments | New | Space Heating | Natural Gas | Insulation - Ducting | A | Purchases (Incremental) | Achievable Economic TRC Potential | 0 | 0 | 0 | 0 | 0 | 0 | 0 | 0 | 0 | 0 | 0 | 0 | 0 | 0 | 0 | 0 | 0 | 0 | 0 | 0 | 0 | 0 | 0 | 0 | 0 | 0 | 0 | 0 | 0 | 0 | 0
F11_Industrial_Instruments_New_Space Heating_Natural Gas_Insulation - Ducting_A_Achievable Economic TRC Potential | F11 | Industrial | Instruments | New | Space Heating | Natural Gas | Insulation - Ducting | A | Purchases (Cumulative) | Achievable Economic TRC Potential | 0 | 0 | 0 | 0 | 0 | 0 | 0 | 0 | 0 | 0 | 0 | 0 | 0 | 0 | 0 | 0 | 0 | 0 | 0 | 0 | 0 | 0 | 0 | 0 | 0 | 0 | 0 | 0 | 0 | 0 | 0
F1_Industrial_Instruments_New_Space Heating_Natural Gas_HVAC - Duct Repair and Sealing_A_Achievable Economic TRC Potential | F1 | Industrial | Instruments | New | Space Heating | Natural Gas | HVAC - Duct Repair and Sealing | A | Integrated Unit Energy Savings (kWh or therms) | Achievable Economic TRC Potential | 0 | 0 | 0 | 0 | 0 | 0 | 0 | 0 | 0 | 0 | 0 | 0 | 0 | 0 | 0 | 0 | 0 | 0 | 0 | 0 | 0 | 0 | 0 | 0 | 0 | 0 | 0 | 0 | 0 | 0 | 0
F2_Industrial_Instruments_New_Space Heating_Natural Gas_HVAC - Duct Repair and Sealing_A_Achievable Economic TRC Potential | F2 | Industrial | Instruments | New | Space Heating | Natural Gas | HVAC - Duct Repair and Sealing | A | Integrated Unit Summer Peak Savings (kW) | Achievable Economic TRC Potential | 0 | 0 | 0 | 0 | 0 | 0 | 0 | 0 | 0 | 0 | 0 | 0 | 0 | 0 | 0 | 0 | 0 | 0 | 0 | 0 | 0 | 0 | 0 | 0 | 0 | 0 | 0 | 0 | 0 | 0 | 0
F3_Industrial_Instruments_New_Space Heating_Natural Gas_HVAC - Duct Repair and Sealing_A_Achievable Economic TRC Potential | F3 | Industrial | Instruments | New | Space Heating | Natural Gas | HVAC - Duct Repair and Sealing | A | Integrated Unit Winter Peak Savings (kW) | Achievable Economic TRC Potential | 0 | 0 | 0 | 0 | 0 | 0 | 0 | 0 | 0 | 0 | 0 | 0 | 0 | 0 | 0 | 0 | 0 | 0 | 0 | 0 | 0 | 0 | 0 | 0 | 0 | 0 | 0 | 0 | 0 | 0 | 0
F4_Industrial_Instruments_New_Space Heating_Natural Gas_HVAC - Duct Repair and Sealing_A_Achievable Economic TRC Potential | F4 | Industrial | Instruments | New | Space Heating | Natural Gas | HVAC - Duct Repair and Sealing | A | Incremental Energy Savings (MWh or mTherms) | Achievable Economic TRC Potential | 0 | 0 | 0 | 0 | 0 | 0 | 0 | 0 | 0 | 0 | 0 | 0 | 0 | 0 | 0 | 0 | 0 | 0 | 0 | 0 | 0 | 0 | 0 | 0 | 0 | 0 | 0 | 0 | 0 | 0 | 0
F5_Industrial_Instruments_New_Space Heating_Natural Gas_HVAC - Duct Repair and Sealing_A_Achievable Economic TRC Potential | F5 | Industrial | Instruments | New | Space Heating | Natural Gas | HVAC - Duct Repair and Sealing | A | Incremental Summer Peak Savings (MW) | Achievable Economic TRC Potential | 0 | 0 | 0 | 0 | 0 | 0 | 0 | 0 | 0 | 0 | 0 | 0 | 0 | 0 | 0 | 0 | 0 | 0 | 0 | 0 | 0 | 0 | 0 | 0 | 0 | 0 | 0 | 0 | 0 | 0 | 0
F6_Industrial_Instruments_New_Space Heating_Natural Gas_HVAC - Duct Repair and Sealing_A_Achievable Economic TRC Potential | F6 | Industrial | Instruments | New | Space Heating | Natural Gas | HVAC - Duct Repair and Sealing | A | Incremental Winter Peak Savings (MW) | Achievable Economic TRC Potential | 0 | 0 | 0 | 0 | 0 | 0 | 0 | 0 | 0 | 0 | 0 | 0 | 0 | 0 | 0 | 0 | 0 | 0 | 0 | 0 | 0 | 0 | 0 | 0 | 0 | 0 | 0 | 0 | 0 | 0 | 0
F7_Industrial_Instruments_New_Space Heating_Natural Gas_HVAC - Duct Repair and Sealing_A_Achievable Economic TRC Potential | F7 | Industrial | Instruments | New | Space Heating | Natural Gas | HVAC - Duct Repair and Sealing | A | Cumulative Energy Savings (MWh or mTherms) | Achievable Economic TRC Potential | 0 | 0 | 0 | 0 | 0 | 0 | 0 | 0 | 0 | 0 | 0 | 0 | 0 | 0 | 0 | 0 | 0 | 0 | 0 | 0 | 0 | 0 | 0 | 0 | 0 | 0 | 0 | 0 | 0 | 0 | 0
F8_Industrial_Instruments_New_Space Heating_Natural Gas_HVAC - Duct Repair and Sealing_A_Achievable Economic TRC Potential | F8 | Industrial | Instruments | New | Space Heating | Natural Gas | HVAC - Duct Repair and Sealing | A | Cumulative Summer Peak Savings (MW) | Achievable Economic TRC Potential | 0 | 0 | 0 | 0 | 0 | 0 | 0 | 0 | 0 | 0 | 0 | 0 | 0 | 0 | 0 | 0 | 0 | 0 | 0 | 0 | 0 | 0 | 0 | 0 | 0 | 0 | 0 | 0 | 0 | 0 | 0
F9_Industrial_Instruments_New_Space Heating_Natural Gas_HVAC - Duct Repair and Sealing_A_Achievable Economic TRC Potential | F9 | Industrial | Instruments | New | Space Heating | Natural Gas | HVAC - Duct Repair and Sealing | A | Cumulative Winter Peak Savings (MW) | Achievable Economic TRC Potential | 0 | 0 | 0 | 0 | 0 | 0 | 0 | 0 | 0 | 0 | 0 | 0 | 0 | 0 | 0 | 0 | 0 | 0 | 0 | 0 | 0 | 0 | 0 | 0 | 0 | 0 | 0 | 0 | 0 | 0 | 0
F10_Industrial_Instruments_New_Space Heating_Natural Gas_HVAC - Duct Repair and Sealing_A_Achievable Economic TRC Potential | F10 | Industrial | Instruments | New | Space Heating | Natural Gas | HVAC - Duct Repair and Sealing | A | Purchases (Incremental) | Achievable Economic TRC Potential | 0 | 0 | 0 | 0 | 0 | 0 | 0 | 0 | 0 | 0 | 0 | 0 | 0 | 0 | 0 | 0 | 0 | 0 | 0 | 0 | 0 | 0 | 0 | 0 | 0 | 0 | 0 | 0 | 0 | 0 | 0
F11_Industrial_Instruments_New_Space Heating_Natural Gas_HVAC - Duct Repair and Sealing_A_Achievable Economic TRC Potential | F11 | Industrial | Instruments | New | Space Heating | Natural Gas | HVAC - Duct Repair and Sealing | A | Purchases (Cumulative) | Achievable Economic TRC Potential | 0 | 0 | 0 | 0 | 0 | 0 | 0 | 0 | 0 | 0 | 0 | 0 | 0 | 0 | 0 | 0 | 0 | 0 | 0 | 0 | 0 | 0 | 0 | 0 | 0 | 0 | 0 | 0 | 0 | 0 | 0
F1_Industrial_Instruments_New_Space Heating_Natural Gas_Windows - High Efficiency_A_Achievable Economic TRC Potential | F1 | Industrial | Instruments | New | Space Heating | Natural Gas | Windows - High Efficiency | A | Integrated Unit Energy Savings (kWh or therms) | Achievable Economic TRC Potential | 0 | 0 | 0 | 0 | 0 | 0.0053502 | 0.005259 | 0.0051825 | 0.0051152 | 0.0050532 | 0.0049967 | 0.0049284 | 0.0048534 | 0.0047758 | 0.0046974 | 0.0046242 | 0.0045565 | 0.004498 | 0.0044267 | 0.0043717 | 0.0043308 | 0.0043001 | 0.0042847 | 0.0042771 | 0.0042752 | 0.0042773 | 0.0042804 | 0.0042846 | 0 | 0 | 0
F2_Industrial_Instruments_New_Space Heating_Natural Gas_Windows - High Efficiency_A_Achievable Economic TRC Potential | F2 | Industrial | Instruments | New | Space Heating | Natural Gas | Windows - High Efficiency | A | Integrated Unit Summer Peak Savings (kW) | Achievable Economic TRC Potential | 0 | 0 | 0 | 0 | 0 | 0 | 0 | 0 | 0 | 0 | 0 | 0 | 0 | 0 | 0 | 0 | 0 | 0 | 0 | 0 | 0 | 0 | 0 | 0 | 0 | 0 | 0 | 0 | 0 | 0 | 0
F3_Industrial_Instruments_New_Space Heating_Natural Gas_Windows - High Efficiency_A_Achievable Economic TRC Potential | F3 | Industrial | Instruments | New | Space Heating | Natural Gas | Windows - High Efficiency | A | Integrated Unit Winter Peak Savings (kW) | Achievable Economic TRC Potential | 0 | 0 | 0 | 0 | 0 | 0 | 0 | 0 | 0 | 0 | 0 | 0 | 0 | 0 | 0 | 0 | 0 | 0 | 0 | 0 | 0 | 0 | 0 | 0 | 0 | 0 | 0 | 0 | 0 | 0 | 0
F4_Industrial_Instruments_New_Space Heating_Natural Gas_Windows - High Efficiency_A_Achievable Economic TRC Potential | F4 | Industrial | Instruments | New | Space Heating | Natural Gas | Windows - High Efficiency | A | Incremental Energy Savings (MWh or mTherms) | Achievable Economic TRC Potential | 0 | 0 | 0 | 0 | 0 | 0 | 0 | 0 | 0 | 0 | 0 | 0 | 0 | 0 | 0 | 0 | 0 | 0 | 0 | 0 | 0 | 0 | 0 | 0 | 0 | 0 | 0 | 0 | 0 | 0 | 0
F5_Industrial_Instruments_New_Space Heating_Natural Gas_Windows - High Efficiency_A_Achievable Economic TRC Potential | F5 | Industrial | Instruments | New | Space Heating | Natural Gas | Windows - High Efficiency | A | Incremental Summer Peak Savings (MW) | Achievable Economic TRC Potential | 0 | 0 | 0 | 0 | 0 | 0 | 0 | 0 | 0 | 0 | 0 | 0 | 0 | 0 | 0 | 0 | 0 | 0 | 0 | 0 | 0 | 0 | 0 | 0 | 0 | 0 | 0 | 0 | 0 | 0 | 0
F6_Industrial_Instruments_New_Space Heating_Natural Gas_Windows - High Efficiency_A_Achievable Economic TRC Potential | F6 | Industrial | Instruments | New | Space Heating | Natural Gas | Windows - High Efficiency | A | Incremental Winter Peak Savings (MW) | Achievable Economic TRC Potential | 0 | 0 | 0 | 0 | 0 | 0 | 0 | 0 | 0 | 0 | 0 | 0 | 0 | 0 | 0 | 0 | 0 | 0 | 0 | 0 | 0 | 0 | 0 | 0 | 0 | 0 | 0 | 0 | 0 | 0 | 0
F7_Industrial_Instruments_New_Space Heating_Natural Gas_Windows - High Efficiency_A_Achievable Economic TRC Potential | F7 | Industrial | Instruments | New | Space Heating | Natural Gas | Windows - High Efficiency | A | Cumulative Energy Savings (MWh or mTherms) | Achievable Economic TRC Potential | 0 | 0 | 0 | 0 | 0 | 0 | 0 | 0 | 0 | 0 | 0 | 0 | 0 | 0 | 0 | 0 | 0 | 0 | 0 | 0 | 0 | 0 | 0 | 0 | 0 | 0 | 0 | 0 | 0 | 0 | 0
F8_Industrial_Instruments_New_Space Heating_Natural Gas_Windows - High Efficiency_A_Achievable Economic TRC Potential | F8 | Industrial | Instruments | New | Space Heating | Natural Gas | Windows - High Efficiency | A | Cumulative Summer Peak Savings (MW) | Achievable Economic TRC Potential | 0 | 0 | 0 | 0 | 0 | 0 | 0 | 0 | 0 | 0 | 0 | 0 | 0 | 0 | 0 | 0 | 0 | 0 | 0 | 0 | 0 | 0 | 0 | 0 | 0 | 0 | 0 | 0 | 0 | 0 | 0
F9_Industrial_Instruments_New_Space Heating_Natural Gas_Windows - High Efficiency_A_Achievable Economic TRC Potential | F9 | Industrial | Instruments | New | Space Heating | Natural Gas | Windows - High Efficiency | A | Cumulative Winter Peak Savings (MW) | Achievable Economic TRC Potential | 0 | 0 | 0 | 0 | 0 | 0 | 0 | 0 | 0 | 0 | 0 | 0 | 0 | 0 | 0 | 0 | 0 | 0 | 0 | 0 | 0 | 0 | 0 | 0 | 0 | 0 | 0 | 0 | 0 | 0 | 0
F10_Industrial_Instruments_New_Space Heating_Natural Gas_Windows - High Efficiency_A_Achievable Economic TRC Potential | F10 | Industrial | Instruments | New | Space Heating | Natural Gas | Windows - High Efficiency | A | Purchases (Incremental) | Achievable Economic TRC Potential | 0 | 0 | 0 | 0 | 0 | 0 | 0 | 0 | 0 | 0 | 0 | 0 | 0 | 0 | 0 | 0 | 0 | 0 | 0 | 0 | 0 | 0 | 0 | 0 | 0 | 0 | 0 | 0 | 0 | 0 | 0
F11_Industrial_Instruments_New_Space Heating_Natural Gas_Windows - High Efficiency_A_Achievable Economic TRC Potential | F11 | Industrial | Instruments | New | Space Heating | Natural Gas | Windows - High Efficiency | A | Purchases (Cumulative) | Achievable Economic TRC Potential | 0 | 0 | 0 | 0 | 0 | 0 | 0 | 0 | 0 | 0 | 0 | 0 | 0 | 0 | 0 | 0 | 0 | 0 | 0 | 0 | 0 | 0 | 0 | 0 | 0 | 0 | 0 | 0 | 0 | 0 | 0
F1_Industrial_Instruments_New_Space Heating_Natural Gas_Gas Boiler - Maintenance_A_Achievable Economic TRC Potential | F1 | Industrial | Instruments | New | Space Heating | Natural Gas | Gas Boiler - Maintenance | A | Integrated Unit Energy Savings (kWh or therms) | Achievable Economic TRC Potential | 0 | 0 | 0 | 0 | 0 | 0 | 0 | 0 | 0 | 0 | 0 | 0 | 0 | 0 | 0 | 0 | 0 | 0 | 0 | 0 | 0 | 0 | 0 | 0 | 0 | 0 | 0 | 0 | 0 | 0 | 0
F2_Industrial_Instruments_New_Space Heating_Natural Gas_Gas Boiler - Maintenance_A_Achievable Economic TRC Potential | F2 | Industrial | Instruments | New | Space Heating | Natural Gas | Gas Boiler - Maintenance | A | Integrated Unit Summer Peak Savings (kW) | Achievable Economic TRC Potential | 0 | 0 | 0 | 0 | 0 | 0 | 0 | 0 | 0 | 0 | 0 | 0 | 0 | 0 | 0 | 0 | 0 | 0 | 0 | 0 | 0 | 0 | 0 | 0 | 0 | 0 | 0 | 0 | 0 | 0 | 0
F3_Industrial_Instruments_New_Space Heating_Natural Gas_Gas Boiler - Maintenance_A_Achievable Economic TRC Potential | F3 | Industrial | Instruments | New | Space Heating | Natural Gas | Gas Boiler - Maintenance | A | Integrated Unit Winter Peak Savings (kW) | Achievable Economic TRC Potential | 0 | 0 | 0 | 0 | 0 | 0 | 0 | 0 | 0 | 0 | 0 | 0 | 0 | 0 | 0 | 0 | 0 | 0 | 0 | 0 | 0 | 0 | 0 | 0 | 0 | 0 | 0 | 0 | 0 | 0 | 0
F4_Industrial_Instruments_New_Space Heating_Natural Gas_Gas Boiler - Maintenance_A_Achievable Economic TRC Potential | F4 | Industrial | Instruments | New | Space Heating | Natural Gas | Gas Boiler - Maintenance | A | Incremental Energy Savings (MWh or mTherms) | Achievable Economic TRC Potential | 0 | 0 | 0 | 0 | 0 | 0 | 0 | 0 | 0 | 0 | 0 | 0 | 0 | 0 | 0 | 0 | 0 | 0 | 0 | 0 | 0 | 0 | 0 | 0 | 0 | 0 | 0 | 0 | 0 | 0 | 0
F5_Industrial_Instruments_New_Space Heating_Natural Gas_Gas Boiler - Maintenance_A_Achievable Economic TRC Potential | F5 | Industrial | Instruments | New | Space Heating | Natural Gas | Gas Boiler - Maintenance | A | Incremental Summer Peak Savings (MW) | Achievable Economic TRC Potential | 0 | 0 | 0 | 0 | 0 | 0 | 0 | 0 | 0 | 0 | 0 | 0 | 0 | 0 | 0 | 0 | 0 | 0 | 0 | 0 | 0 | 0 | 0 | 0 | 0 | 0 | 0 | 0 | 0 | 0 | 0
F6_Industrial_Instruments_New_Space Heating_Natural Gas_Gas Boiler - Maintenance_A_Achievable Economic TRC Potential | F6 | Industrial | Instruments | New | Space Heating | Natural Gas | Gas Boiler - Maintenance | A | Incremental Winter Peak Savings (MW) | Achievable Economic TRC Potential | 0 | 0 | 0 | 0 | 0 | 0 | 0 | 0 | 0 | 0 | 0 | 0 | 0 | 0 | 0 | 0 | 0 | 0 | 0 | 0 | 0 | 0 | 0 | 0 | 0 | 0 | 0 | 0 | 0 | 0 | 0
F7_Industrial_Instruments_New_Space Heating_Natural Gas_Gas Boiler - Maintenance_A_Achievable Economic TRC Potential | F7 | Industrial | Instruments | New | Space Heating | Natural Gas | Gas Boiler - Maintenance | A | Cumulative Energy Savings (MWh or mTherms) | Achievable Economic TRC Potential | 0 | 0 | 0 | 0 | 0 | 0 | 0 | 0 | 0 | 0 | 0 | 0 | 0 | 0 | 0 | 0 | 0 | 0 | 0 | 0 | 0 | 0 | 0 | 0 | 0 | 0 | 0 | 0 | 0 | 0 | 0
F8_Industrial_Instruments_New_Space Heating_Natural Gas_Gas Boiler - Maintenance_A_Achievable Economic TRC Potential | F8 | Industrial | Instruments | New | Space Heating | Natural Gas | Gas Boiler - Maintenance | A | Cumulative Summer Peak Savings (MW) | Achievable Economic TRC Potential | 0 | 0 | 0 | 0 | 0 | 0 | 0 | 0 | 0 | 0 | 0 | 0 | 0 | 0 | 0 | 0 | 0 | 0 | 0 | 0 | 0 | 0 | 0 | 0 | 0 | 0 | 0 | 0 | 0 | 0 | 0
F9_Industrial_Instruments_New_Space Heating_Natural Gas_Gas Boiler - Maintenance_A_Achievable Economic TRC Potential | F9 | Industrial | Instruments | New | Space Heating | Natural Gas | Gas Boiler - Maintenance | A | Cumulative Winter Peak Savings (MW) | Achievable Economic TRC Potential | 0 | 0 | 0 | 0 | 0 | 0 | 0 | 0 | 0 | 0 | 0 | 0 | 0 | 0 | 0 | 0 | 0 | 0 | 0 | 0 | 0 | 0 | 0 | 0 | 0 | 0 | 0 | 0 | 0 | 0 | 0
F10_Industrial_Instruments_New_Space Heating_Natural Gas_Gas Boiler - Maintenance_A_Achievable Economic TRC Potential | F10 | Industrial | Instruments | New | Space Heating | Natural Gas | Gas Boiler - Maintenance | A | Purchases (Incremental) | Achievable Economic TRC Potential | 0 | 0 | 0 | 0 | 0 | 0 | 0 | 0 | 0 | 0 | 0 | 0 | 0 | 0 | 0 | 0 | 0 | 0 | 0 | 0 | 0 | 0 | 0 | 0 | 0 | 0 | 0 | 0 | 0 | 0 | 0
F11_Industrial_Instruments_New_Space Heating_Natural Gas_Gas Boiler - Maintenance_A_Achievable Economic TRC Potential | F11 | Industrial | Instruments | New | Space Heating | Natural Gas | Gas Boiler - Maintenance | A | Purchases (Cumulative) | Achievable Economic TRC Potential | 0 | 0 | 0 | 0 | 0 | 0 | 0 | 0 | 0 | 0 | 0 | 0 | 0 | 0 | 0 | 0 | 0 | 0 | 0 | 0 | 0 | 0 | 0 | 0 | 0 | 0 | 0 | 0 | 0 | 0 | 0
F1_Industrial_Instruments_New_Process_Natural Gas_Gas Boiler - Maintenance_A_Achievable Economic TRC Potential | F1 | Industrial | Instruments | New | Process | Natural Gas | Gas Boiler - Maintenance | A | Integrated Unit Energy Savings (kWh or therms) | Achievable Economic TRC Potential | 0 | 0 | 0 | 0 | 0 | 2.58 | 2.58 | 2.58 | 2.58 | 2.58 | 2.58 | 2.58 | 2.58 | 2.58 | 2.58 | 2.58 | 2.58 | 2.58 | 2.58 | 2.58 | 2.58 | 2.58 | 2.58 | 2.58 | 2.58 | 2.58 | 2.58 | 2.58 | 2.58 | 2.58 | 2.58
F2_Industrial_Instruments_New_Process_Natural Gas_Gas Boiler - Maintenance_A_Achievable Economic TRC Potential | F2 | Industrial | Instruments | New | Process | Natural Gas | Gas Boiler - Maintenance | A | Integrated Unit Summer Peak Savings (kW) | Achievable Economic TRC Potential | 0 | 0 | 0 | 0 | 0 | 0 | 0 | 0 | 0 | 0 | 0 | 0 | 0 | 0 | 0 | 0 | 0 | 0 | 0 | 0 | 0 | 0 | 0 | 0 | 0 | 0 | 0 | 0 | 0 | 0 | 0
F3_Industrial_Instruments_New_Process_Natural Gas_Gas Boiler - Maintenance_A_Achievable Economic TRC Potential | F3 | Industrial | Instruments | New | Process | Natural Gas | Gas Boiler - Maintenance | A | Integrated Unit Winter Peak Savings (kW) | Achievable Economic TRC Potential | 0 | 0 | 0 | 0 | 0 | 0 | 0 | 0 | 0 | 0 | 0 | 0 | 0 | 0 | 0 | 0 | 0 | 0 | 0 | 0 | 0 | 0 | 0 | 0 | 0 | 0 | 0 | 0 | 0 | 0 | 0
F4_Industrial_Instruments_New_Process_Natural Gas_Gas Boiler - Maintenance_A_Achievable Economic TRC Potential | F4 | Industrial | Instruments | New | Process | Natural Gas | Gas Boiler - Maintenance | A | Incremental Energy Savings (MWh or mTherms) | Achievable Economic TRC Potential | 0 | 0 | 0 | 0 | 0 | 0.015517 | 0.012885 | 0.01031 | 0.015517 | 0.012885 | 0.01031 | 0.015517 | 0.012885 | 0.01031 | 0.015517 | 0.012885 | 0.01031 | 0.015517 | 0.012885 | 0.01031 | 0.015517 | 0.012885 | 0.01031 | 0.015517 | 0.012885 | 0.01031 | 0.015517 | 0.012885 | 0.01031 | 0.015517 | 0.012885
F5_Industrial_Instruments_New_Process_Natural Gas_Gas Boiler - Maintenance_A_Achievable Economic TRC Potential | F5 | Industrial | Instruments | New | Process | Natural Gas | Gas Boiler - Maintenance | A | Incremental Summer Peak Savings (MW) | Achievable Economic TRC Potential | 0 | 0 | 0 | 0 | 0 | 0 | 0 | 0 | 0 | 0 | 0 | 0 | 0 | 0 | 0 | 0 | 0 | 0 | 0 | 0 | 0 | 0 | 0 | 0 | 0 | 0 | 0 | 0 | 0 | 0 | 0
F6_Industrial_Instruments_New_Process_Natural Gas_Gas Boiler - Maintenance_A_Achievable Economic TRC Potential | F6 | Industrial | Instruments | New | Process | Natural Gas | Gas Boiler - Maintenance | A | Incremental Winter Peak Savings (MW) | Achievable Economic TRC Potential | 0 | 0 | 0 | 0 | 0 | 0 | 0 | 0 | 0 | 0 | 0 | 0 | 0 | 0 | 0 | 0 | 0 | 0 | 0 | 0 | 0 | 0 | 0 | 0 | 0 | 0 | 0 | 0 | 0 | 0 | 0
F7_Industrial_Instruments_New_Process_Natural Gas_Gas Boiler - Maintenance_A_Achievable Economic TRC Potential | F7 | Industrial | Instruments | New | Process | Natural Gas | Gas Boiler - Maintenance | A | Cumulative Energy Savings (MWh or mTherms) | Achievable Economic TRC Potential | 0 | 0 | 0 | 0 | 0 | 0.015517 | 0.028402 | 0.038712 | 0.038712 | 0.038712 | 0.038712 | 0.038712 | 0.038712 | 0.038712 | 0.038712 | 0.038712 | 0.038712 | 0.038712 | 0.038712 | 0.038712 | 0.038712 | 0.038712 | 0.038712 | 0.038712 | 0.038712 | 0.038712 | 0.038712 | 0.038712 | 0 | 0 | 0
F8_Industrial_Instruments_New_Process_Natural Gas_Gas Boiler - Maintenance_A_Achievable Economic TRC Potential | F8 | Industrial | Instruments | New | Process | Natural Gas | Gas Boiler - Maintenance | A | Cumulative Summer Peak Savings (MW) | Achievable Economic TRC Potential | 0 | 0 | 0 | 0 | 0 | 0 | 0 | 0 | 0 | 0 | 0 | 0 | 0 | 0 | 0 | 0 | 0 | 0 | 0 | 0 | 0 | 0 | 0 | 0 | 0 | 0 | 0 | 0 | 0 | 0 | 0
F9_Industrial_Instruments_New_Process_Natural Gas_Gas Boiler - Maintenance_A_Achievable Economic TRC Potential | F9 | Industrial | Instruments | New | Process | Natural Gas | Gas Boiler - Maintenance | A | Cumulative Winter Peak Savings (MW) | Achievable Economic TRC Potential | 0 | 0 | 0 | 0 | 0 | 0 | 0 | 0 | 0 | 0 | 0 | 0 | 0 | 0 | 0 | 0 | 0 | 0 | 0 | 0 | 0 | 0 | 0 | 0 | 0 | 0 | 0 | 0 | 0 | 0 | 0
F10_Industrial_Instruments_New_Process_Natural Gas_Gas Boiler - Maintenance_A_Achievable Economic TRC Potential | F10 | Industrial | Instruments | New | Process | Natural Gas | Gas Boiler - Maintenance | A | Purchases (Incremental) | Achievable Economic TRC Potential | 0 | 0 | 0 | 0 | 0 | 6.0143 | 4.9943 | 3.9962 | 6.0143 | 4.9943 | 3.9962 | 6.0143 | 4.9943 | 3.9962 | 6.0143 | 4.9943 | 3.9962 | 6.0143 | 4.9943 | 3.9962 | 6.0143 | 4.9943 | 3.9962 | 6.0143 | 4.9943 | 3.9962 | 6.0143 | 4.9943 | 3.9962 | 6.0143 | 4.9943
F11_Industrial_Instruments_New_Process_Natural Gas_Gas Boiler - Maintenance_A_Achievable Economic TRC Potential | F11 | Industrial | Instruments | New | Process | Natural Gas | Gas Boiler - Maintenance | A | Purchases (Cumulative) | Achievable Economic TRC Potential | 0 | 0 | 0 | 0 | 0 | 6.0143 | 11.0086 | 15.0047 | 15.0047 | 15.0047 | 15.0047 | 15.0047 | 15.0047 | 15.0047 | 15.0047 | 15.0047 | 15.0047 | 15.0047 | 15.0047 | 15.0047 | 15.0047 | 15.0047 | 15.0047 | 15.0047 | 15.0047 | 15.0047 | 15.0047 | 15.0047 | 15.0047 | 15.0047 | 15.0047
F1_Industrial_Instruments_New_Space Heating_Natural Gas_Gas Furnace - Maintenance_A_Achievable Economic TRC Potential | F1 | Industrial | Instruments | New | Space Heating | Natural Gas | Gas Furnace - Maintenance | A | Integrated Unit Energy Savings (kWh or therms) | Achievable Economic TRC Potential | 0 | 0 | 0 | 0 | 0 | 0 | 0 | 0 | 0 | 0 | 0 | 0 | 0 | 0 | 0 | 0 | 0 | 0 | 0 | 0 | 0 | 0 | 0 | 0 | 0 | 0 | 0 | 0 | 0 | 0 | 0
F2_Industrial_Instruments_New_Space Heating_Natural Gas_Gas Furnace - Maintenance_A_Achievable Economic TRC Potential | F2 | Industrial | Instruments | New | Space Heating | Natural Gas | Gas Furnace - Maintenance | A | Integrated Unit Summer Peak Savings (kW) | Achievable Economic TRC Potential | 0 | 0 | 0 | 0 | 0 | 0 | 0 | 0 | 0 | 0 | 0 | 0 | 0 | 0 | 0 | 0 | 0 | 0 | 0 | 0 | 0 | 0 | 0 | 0 | 0 | 0 | 0 | 0 | 0 | 0 | 0
F3_Industrial_Instruments_New_Space Heating_Natural Gas_Gas Furnace - Maintenance_A_Achievable Economic TRC Potential | F3 | Industrial | Instruments | New | Space Heating | Natural Gas | Gas Furnace - Maintenance | A | Integrated Unit Winter Peak Savings (kW) | Achievable Economic TRC Potential | 0 | 0 | 0 | 0 | 0 | 0 | 0 | 0 | 0 | 0 | 0 | 0 | 0 | 0 | 0 | 0 | 0 | 0 | 0 | 0 | 0 | 0 | 0 | 0 | 0 | 0 | 0 | 0 | 0 | 0 | 0
F4_Industrial_Instruments_New_Space Heating_Natural Gas_Gas Furnace - Maintenance_A_Achievable Economic TRC Potential | F4 | Industrial | Instruments | New | Space Heating | Natural Gas | Gas Furnace - Maintenance | A | Incremental Energy Savings (MWh or mTherms) | Achievable Economic TRC Potential | 0 | 0 | 0 | 0 | 0 | 0 | 0 | 0 | 0 | 0 | 0 | 0 | 0 | 0 | 0 | 0 | 0 | 0 | 0 | 0 | 0 | 0 | 0 | 0 | 0 | 0 | 0 | 0 | 0 | 0 | 0
F5_Industrial_Instruments_New_Space Heating_Natural Gas_Gas Furnace - Maintenance_A_Achievable Economic TRC Potential | F5 | Industrial | Instruments | New | Space Heating | Natural Gas | Gas Furnace - Maintenance | A | Incremental Summer Peak Savings (MW) | Achievable Economic TRC Potential | 0 | 0 | 0 | 0 | 0 | 0 | 0 | 0 | 0 | 0 | 0 | 0 | 0 | 0 | 0 | 0 | 0 | 0 | 0 | 0 | 0 | 0 | 0 | 0 | 0 | 0 | 0 | 0 | 0 | 0 | 0
F6_Industrial_Instruments_New_Space Heating_Natural Gas_Gas Furnace - Maintenance_A_Achievable Economic TRC Potential | F6 | Industrial | Instruments | New | Space Heating | Natural Gas | Gas Furnace - Maintenance | A | Incremental Winter Peak Savings (MW) | Achievable Economic TRC Potential | 0 | 0 | 0 | 0 | 0 | 0 | 0 | 0 | 0 | 0 | 0 | 0 | 0 | 0 | 0 | 0 | 0 | 0 | 0 | 0 | 0 | 0 | 0 | 0 | 0 | 0 | 0 | 0 | 0 | 0 | 0
F7_Industrial_Instruments_New_Space Heating_Natural Gas_Gas Furnace - Maintenance_A_Achievable Economic TRC Potential | F7 | Industrial | Instruments | New | Space Heating | Natural Gas | Gas Furnace - Maintenance | A | Cumulative Energy Savings (MWh or mTherms) | Achievable Economic TRC Potential | 0 | 0 | 0 | 0 | 0 | 0 | 0 | 0 | 0 | 0 | 0 | 0 | 0 | 0 | 0 | 0 | 0 | 0 | 0 | 0 | 0 | 0 | 0 | 0 | 0 | 0 | 0 | 0 | 0 | 0 | 0
F8_Industrial_Instruments_New_Space Heating_Natural Gas_Gas Furnace - Maintenance_A_Achievable Economic TRC Potential | F8 | Industrial | Instruments | New | Space Heating | Natural Gas | Gas Furnace - Maintenance | A | Cumulative Summer Peak Savings (MW) | Achievable Economic TRC Potential | 0 | 0 | 0 | 0 | 0 | 0 | 0 | 0 | 0 | 0 | 0 | 0 | 0 | 0 | 0 | 0 | 0 | 0 | 0 | 0 | 0 | 0 | 0 | 0 | 0 | 0 | 0 | 0 | 0 | 0 | 0
F9_Industrial_Instruments_New_Space Heating_Natural Gas_Gas Furnace - Maintenance_A_Achievable Economic TRC Potential | F9 | Industrial | Instruments | New | Space Heating | Natural Gas | Gas Furnace - Maintenance | A | Cumulative Winter Peak Savings (MW) | Achievable Economic TRC Potential | 0 | 0 | 0 | 0 | 0 | 0 | 0 | 0 | 0 | 0 | 0 | 0 | 0 | 0 | 0 | 0 | 0 | 0 | 0 | 0 | 0 | 0 | 0 | 0 | 0 | 0 | 0 | 0 | 0 | 0 | 0
F10_Industrial_Instruments_New_Space Heating_Natural Gas_Gas Furnace - Maintenance_A_Achievable Economic TRC Potential | F10 | Industrial | Instruments | New | Space Heating | Natural Gas | Gas Furnace - Maintenance | A | Purchases (Incremental) | Achievable Economic TRC Potential | 0 | 0 | 0 | 0 | 0 | 0 | 0 | 0 | 0 | 0 | 0 | 0 | 0 | 0 | 0 | 0 | 0 | 0 | 0 | 0 | 0 | 0 | 0 | 0 | 0 | 0 | 0 | 0 | 0 | 0 | 0
F11_Industrial_Instruments_New_Space Heating_Natural Gas_Gas Furnace - Maintenance_A_Achievable Economic TRC Potential | F11 | Industrial | Instruments | New | Space Heating | Natural Gas | Gas Furnace - Maintenance | A | Purchases (Cumulative) | Achievable Economic TRC Potential | 0 | 0 | 0 | 0 | 0 | 0 | 0 | 0 | 0 | 0 | 0 | 0 | 0 | 0 | 0 | 0 | 0 | 0 | 0 | 0 | 0 | 0 | 0 | 0 | 0 | 0 | 0 | 0 | 0 | 0 | 0
F1_Industrial_Instruments_New_Space Heating_Natural Gas_Gas Boiler - Hot Water Reset_A_Achievable Economic TRC Potential | F1 | Industrial | Instruments | New | Space Heating | Natural Gas | Gas Boiler - Hot Water Reset | A | Integrated Unit Energy Savings (kWh or therms) | Achievable Economic TRC Potential | 0 | 0 | 0 | 0 | 0 | 0 | 0 | 0 | 0 | 0 | 0 | 0 | 0 | 0 | 0 | 0 | 0 | 0 | 0 | 0 | 0 | 0 | 0 | 0 | 0 | 0 | 0 | 0 | 0 | 0 | 0
F2_Industrial_Instruments_New_Space Heating_Natural Gas_Gas Boiler - Hot Water Reset_A_Achievable Economic TRC Potential | F2 | Industrial | Instruments | New | Space Heating | Natural Gas | Gas Boiler - Hot Water Reset | A | Integrated Unit Summer Peak Savings (kW) | Achievable Economic TRC Potential | 0 | 0 | 0 | 0 | 0 | 0 | 0 | 0 | 0 | 0 | 0 | 0 | 0 | 0 | 0 | 0 | 0 | 0 | 0 | 0 | 0 | 0 | 0 | 0 | 0 | 0 | 0 | 0 | 0 | 0 | 0
F3_Industrial_Instruments_New_Space Heating_Natural Gas_Gas Boiler - Hot Water Reset_A_Achievable Economic TRC Potential | F3 | Industrial | Instruments | New | Space Heating | Natural Gas | Gas Boiler - Hot Water Reset | A | Integrated Unit Winter Peak Savings (kW) | Achievable Economic TRC Potential | 0 | 0 | 0 | 0 | 0 | 0 | 0 | 0 | 0 | 0 | 0 | 0 | 0 | 0 | 0 | 0 | 0 | 0 | 0 | 0 | 0 | 0 | 0 | 0 | 0 | 0 | 0 | 0 | 0 | 0 | 0
F4_Industrial_Instruments_New_Space Heating_Natural Gas_Gas Boiler - Hot Water Reset_A_Achievable Economic TRC Potential | F4 | Industrial | Instruments | New | Space Heating | Natural Gas | Gas Boiler - Hot Water Reset | A | Incremental Energy Savings (MWh or mTherms) | Achievable Economic TRC Potential | 0 | 0 | 0 | 0 | 0 | 0 | 0 | 0 | 0 | 0 | 0 | 0 | 0 | 0 | 0 | 0 | 0 | 0 | 0 | 0 | 0 | 0 | 0 | 0 | 0 | 0 | 0 | 0 | 0 | 0 | 0
F5_Industrial_Instruments_New_Space Heating_Natural Gas_Gas Boiler - Hot Water Reset_A_Achievable Economic TRC Potential | F5 | Industrial | Instruments | New | Space Heating | Natural Gas | Gas Boiler - Hot Water Reset | A | Incremental Summer Peak Savings (MW) | Achievable Economic TRC Potential | 0 | 0 | 0 | 0 | 0 | 0 | 0 | 0 | 0 | 0 | 0 | 0 | 0 | 0 | 0 | 0 | 0 | 0 | 0 | 0 | 0 | 0 | 0 | 0 | 0 | 0 | 0 | 0 | 0 | 0 | 0
F6_Industrial_Instruments_New_Space Heating_Natural Gas_Gas Boiler - Hot Water Reset_A_Achievable Economic TRC Potential | F6 | Industrial | Instruments | New | Space Heating | Natural Gas | Gas Boiler - Hot Water Reset | A | Incremental Winter Peak Savings (MW) | Achievable Economic TRC Potential | 0 | 0 | 0 | 0 | 0 | 0 | 0 | 0 | 0 | 0 | 0 | 0 | 0 | 0 | 0 | 0 | 0 | 0 | 0 | 0 | 0 | 0 | 0 | 0 | 0 | 0 | 0 | 0 | 0 | 0 | 0
F7_Industrial_Instruments_New_Space Heating_Natural Gas_Gas Boiler - Hot Water Reset_A_Achievable Economic TRC Potential | F7 | Industrial | Instruments | New | Space Heating | Natural Gas | Gas Boiler - Hot Water Reset | A | Cumulative Energy Savings (MWh or mTherms) | Achievable Economic TRC Potential | 0 | 0 | 0 | 0 | 0 | 0 | 0 | 0 | 0 | 0 | 0 | 0 | 0 | 0 | 0 | 0 | 0 | 0 | 0 | 0 | 0 | 0 | 0 | 0 | 0 | 0 | 0 | 0 | 0 | 0 | 0
F8_Industrial_Instruments_New_Space Heating_Natural Gas_Gas Boiler - Hot Water Reset_A_Achievable Economic TRC Potential | F8 | Industrial | Instruments | New | Space Heating | Natural Gas | Gas Boiler - Hot Water Reset | A | Cumulative Summer Peak Savings (MW) | Achievable Economic TRC Potential | 0 | 0 | 0 | 0 | 0 | 0 | 0 | 0 | 0 | 0 | 0 | 0 | 0 | 0 | 0 | 0 | 0 | 0 | 0 | 0 | 0 | 0 | 0 | 0 | 0 | 0 | 0 | 0 | 0 | 0 | 0
F9_Industrial_Instruments_New_Space Heating_Natural Gas_Gas Boiler - Hot Water Reset_A_Achievable Economic TRC Potential | F9 | Industrial | Instruments | New | Space Heating | Natural Gas | Gas Boiler - Hot Water Reset | A | Cumulative Winter Peak Savings (MW) | Achievable Economic TRC Potential | 0 | 0 | 0 | 0 | 0 | 0 | 0 | 0 | 0 | 0 | 0 | 0 | 0 | 0 | 0 | 0 | 0 | 0 | 0 | 0 | 0 | 0 | 0 | 0 | 0 | 0 | 0 | 0 | 0 | 0 | 0
F10_Industrial_Instruments_New_Space Heating_Natural Gas_Gas Boiler - Hot Water Reset_A_Achievable Economic TRC Potential | F10 | Industrial | Instruments | New | Space Heating | Natural Gas | Gas Boiler - Hot Water Reset | A | Purchases (Incremental) | Achievable Economic TRC Potential | 0 | 0 | 0 | 0 | 0 | 0 | 0 | 0 | 0 | 0 | 0 | 0 | 0 | 0 | 0 | 0 | 0 | 0 | 0 | 0 | 0 | 0 | 0 | 0 | 0 | 0 | 0 | 0 | 0 | 0 | 0
F11_Industrial_Instruments_New_Space Heating_Natural Gas_Gas Boiler - Hot Water Reset_A_Achievable Economic TRC Potential | F11 | Industrial | Instruments | New | Space Heating | Natural Gas | Gas Boiler - Hot Water Reset | A | Purchases (Cumulative) | Achievable Economic TRC Potential | 0 | 0 | 0 | 0 | 0 | 0 | 0 | 0 | 0 | 0 | 0 | 0 | 0 | 0 | 0 | 0 | 0 | 0 | 0 | 0 | 0 | 0 | 0 | 0 | 0 | 0 | 0 | 0 | 0 | 0 | 0
F1_Industrial_Instruments_New_Process_Natural Gas_Gas Boiler - Hot Water Reset_A_Achievable Economic TRC Potential | F1 | Industrial | Instruments | New | Process | Natural Gas | Gas Boiler - Hot Water Reset | A | Integrated Unit Energy Savings (kWh or therms) | Achievable Economic TRC Potential | 0 | 0 | 0 | 0 | 0 | 4.6865 | 4.683 | 4.68 | 4.6775 | 4.6752 | 4.6734 | 4.6722 | 4.6715 | 4.6712 | 4.6712 | 4.6713 | 4.6716 | 4.672 | 4.6724 | 4.6729 | 4.6737 | 4.6745 | 4.6752 | 4.6759 | 4.6765 | 4.677 | 4.6775 | 4.678 | 4.6909 | 4.6909 | 4.6909
F2_Industrial_Instruments_New_Process_Natural Gas_Gas Boiler - Hot Water Reset_A_Achievable Economic TRC Potential | F2 | Industrial | Instruments | New | Process | Natural Gas | Gas Boiler - Hot Water Reset | A | Integrated Unit Summer Peak Savings (kW) | Achievable Economic TRC Potential | 0 | 0 | 0 | 0 | 0 | 0 | 0 | 0 | 0 | 0 | 0 | 0 | 0 | 0 | 0 | 0 | 0 | 0 | 0 | 0 | 0 | 0 | 0 | 0 | 0 | 0 | 0 | 0 | 0 | 0 | 0
F3_Industrial_Instruments_New_Process_Natural Gas_Gas Boiler - Hot Water Reset_A_Achievable Economic TRC Potential | F3 | Industrial | Instruments | New | Process | Natural Gas | Gas Boiler - Hot Water Reset | A | Integrated Unit Winter Peak Savings (kW) | Achievable Economic TRC Potential | 0 | 0 | 0 | 0 | 0 | 0 | 0 | 0 | 0 | 0 | 0 | 0 | 0 | 0 | 0 | 0 | 0 | 0 | 0 | 0 | 0 | 0 | 0 | 0 | 0 | 0 | 0 | 0 | 0 | 0 | 0
F4_Industrial_Instruments_New_Process_Natural Gas_Gas Boiler - Hot Water Reset_A_Achievable Economic TRC Potential | F4 | Industrial | Instruments | New | Process | Natural Gas | Gas Boiler - Hot Water Reset | A | Incremental Energy Savings (MWh or mTherms) | Achievable Economic TRC Potential | 0 | 0 | 0 | 0 | 0 | 0.027396 | 0.039822 | 0.056288 | 0.074061 | 0.094419 | 0.12202 | 0.14647 | 0.16249 | 0.16523 | 0.15228 | 0.1258 | 0.088482 | 0.054411 | 0.027652 | 0.012309 | 0.0046986 | 0.027326 | 0.039756 | 0.056239 | 0.074044 | 0.094455 | 0.12213 | 0.14665 | 0.16317 | 0.16593 | 0.15292
F5_Industrial_Instruments_New_Process_Natural Gas_Gas Boiler - Hot Water Reset_A_Achievable Economic TRC Potential | F5 | Industrial | Instruments | New | Process | Natural Gas | Gas Boiler - Hot Water Reset | A | Incremental Summer Peak Savings (MW) | Achievable Economic TRC Potential | 0 | 0 | 0 | 0 | 0 | 0 | 0 | 0 | 0 | 0 | 0 | 0 | 0 | 0 | 0 | 0 | 0 | 0 | 0 | 0 | 0 | 0 | 0 | 0 | 0 | 0 | 0 | 0 | 0 | 0 | 0
F6_Industrial_Instruments_New_Process_Natural Gas_Gas Boiler - Hot Water Reset_A_Achievable Economic TRC Potential | F6 | Industrial | Instruments | New | Process | Natural Gas | Gas Boiler - Hot Water Reset | A | Incremental Winter Peak Savings (MW) | Achievable Economic TRC Potential | 0 | 0 | 0 | 0 | 0 | 0 | 0 | 0 | 0 | 0 | 0 | 0 | 0 | 0 | 0 | 0 | 0 | 0 | 0 | 0 | 0 | 0 | 0 | 0 | 0 | 0 | 0 | 0 | 0 | 0 | 0
F7_Industrial_Instruments_New_Process_Natural Gas_Gas Boiler - Hot Water Reset_A_Achievable Economic TRC Potential | F7 | Industrial | Instruments | New | Process | Natural Gas | Gas Boiler - Hot Water Reset | A | Cumulative Energy Savings (MWh or mTherms) | Achievable Economic TRC Potential | 0 | 0 | 0 | 0 | 0 | 0.027396 | 0.067197 | 0.12344 | 0.19744 | 0.29176 | 0.41367 | 0.56004 | 0.72245 | 0.88763 | 1.0399 | 1.1657 | 1.2543 | 1.3088 | 1.3366 | 1.349 | 1.354 | 1.3542 | 1.3544 | 1.3546 | 1.3547 | 1.3549 | 1.355 | 1.3552 | 0 | 0 | 0
F8_Industrial_Instruments_New_Process_Natural Gas_Gas Boiler - Hot Water Reset_A_Achievable Economic TRC Potential | F8 | Industrial | Instruments | New | Process | Natural Gas | Gas Boiler - Hot Water Reset | A | Cumulative Summer Peak Savings (MW) | Achievable Economic TRC Potential | 0 | 0 | 0 | 0 | 0 | 0 | 0 | 0 | 0 | 0 | 0 | 0 | 0 | 0 | 0 | 0 | 0 | 0 | 0 | 0 | 0 | 0 | 0 | 0 | 0 | 0 | 0 | 0 | 0 | 0 | 0
F9_Industrial_Instruments_New_Process_Natural Gas_Gas Boiler - Hot Water Reset_A_Achievable Economic TRC Potential | F9 | Industrial | Instruments | New | Process | Natural Gas | Gas Boiler - Hot Water Reset | A | Cumulative Winter Peak Savings (MW) | Achievable Economic TRC Potential | 0 | 0 | 0 | 0 | 0 | 0 | 0 | 0 | 0 | 0 | 0 | 0 | 0 | 0 | 0 | 0 | 0 | 0 | 0 | 0 | 0 | 0 | 0 | 0 | 0 | 0 | 0 | 0 | 0 | 0 | 0
F10_Industrial_Instruments_New_Process_Natural Gas_Gas Boiler - Hot Water Reset_A_Achievable Economic TRC Potential | F10 | Industrial | Instruments | New | Process | Natural Gas | Gas Boiler - Hot Water Reset | A | Purchases (Incremental) | Achievable Economic TRC Potential | 0 | 0 | 0 | 0 | 0 | 5.8457 | 8.5035 | 12.0275 | 15.8334 | 20.1956 | 26.11 | 31.3497 | 34.7833 | 35.3723 | 32.5991 | 26.9306 | 18.9403 | 11.6463 | 5.9182 | 2.6342 | 1.0053 | 5.8457 | 8.5035 | 12.0275 | 15.8334 | 20.1956 | 26.11 | 31.3497 | 34.7833 | 35.3723 | 32.5991
F11_Industrial_Instruments_New_Process_Natural Gas_Gas Boiler - Hot Water Reset_A_Achievable Economic TRC Potential | F11 | Industrial | Instruments | New | Process | Natural Gas | Gas Boiler - Hot Water Reset | A | Purchases (Cumulative) | Achievable Economic TRC Potential | 0 | 0 | 0 | 0 | 0 | 5.8457 | 14.3493 | 26.3768 | 42.2101 | 62.4058 | 88.5158 | 119.8654 | 154.6487 | 190.021 | 222.6201 | 249.5507 | 268.491 | 280.1373 | 286.0555 | 288.6897 | 289.695 | 289.695 | 289.695 | 289.695 | 289.695 | 289.695 | 289.695 | 289.695 | 289.695 | 289.695 | 289.695
F1_Industrial_Instruments_New_Space Heating_Natural Gas_Steam Trap Maintenance_A_Achievable Economic TRC Potential | F1 | Industrial | Instruments | New | Space Heating | Natural Gas | Steam Trap Maintenance | A | Integrated Unit Energy Savings (kWh or therms) | Achievable Economic TRC Potential | 0 | 0 | 0 | 0 | 0 | 0 | 0 | 0 | 0 | 0 | 0 | 0 | 0 | 0 | 0 | 0 | 0 | 0 | 0 | 0 | 0 | 0 | 0 | 0 | 0 | 0 | 0 | 0 | 0 | 0 | 0
F2_Industrial_Instruments_New_Space Heating_Natural Gas_Steam Trap Maintenance_A_Achievable Economic TRC Potential | F2 | Industrial | Instruments | New | Space Heating | Natural Gas | Steam Trap Maintenance | A | Integrated Unit Summer Peak Savings (kW) | Achievable Economic TRC Potential | 0 | 0 | 0 | 0 | 0 | 0 | 0 | 0 | 0 | 0 | 0 | 0 | 0 | 0 | 0 | 0 | 0 | 0 | 0 | 0 | 0 | 0 | 0 | 0 | 0 | 0 | 0 | 0 | 0 | 0 | 0
F3_Industrial_Instruments_New_Space Heating_Natural Gas_Steam Trap Maintenance_A_Achievable Economic TRC Potential | F3 | Industrial | Instruments | New | Space Heating | Natural Gas | Steam Trap Maintenance | A | Integrated Unit Winter Peak Savings (kW) | Achievable Economic TRC Potential | 0 | 0 | 0 | 0 | 0 | 0 | 0 | 0 | 0 | 0 | 0 | 0 | 0 | 0 | 0 | 0 | 0 | 0 | 0 | 0 | 0 | 0 | 0 | 0 | 0 | 0 | 0 | 0 | 0 | 0 | 0
F4_Industrial_Instruments_New_Space Heating_Natural Gas_Steam Trap Maintenance_A_Achievable Economic TRC Potential | F4 | Industrial | Instruments | New | Space Heating | Natural Gas | Steam Trap Maintenance | A | Incremental Energy Savings (MWh or mTherms) | Achievable Economic TRC Potential | 0 | 0 | 0 | 0 | 0 | 0 | 0 | 0 | 0 | 0 | 0 | 0 | 0 | 0 | 0 | 0 | 0 | 0 | 0 | 0 | 0 | 0 | 0 | 0 | 0 | 0 | 0 | 0 | 0 | 0 | 0
F5_Industrial_Instruments_New_Space Heating_Natural Gas_Steam Trap Maintenance_A_Achievable Economic TRC Potential | F5 | Industrial | Instruments | New | Space Heating | Natural Gas | Steam Trap Maintenance | A | Incremental Summer Peak Savings (MW) | Achievable Economic TRC Potential | 0 | 0 | 0 | 0 | 0 | 0 | 0 | 0 | 0 | 0 | 0 | 0 | 0 | 0 | 0 | 0 | 0 | 0 | 0 | 0 | 0 | 0 | 0 | 0 | 0 | 0 | 0 | 0 | 0 | 0 | 0
F6_Industrial_Instruments_New_Space Heating_Natural Gas_Steam Trap Maintenance_A_Achievable Economic TRC Potential | F6 | Industrial | Instruments | New | Space Heating | Natural Gas | Steam Trap Maintenance | A | Incremental Winter Peak Savings (MW) | Achievable Economic TRC Potential | 0 | 0 | 0 | 0 | 0 | 0 | 0 | 0 | 0 | 0 | 0 | 0 | 0 | 0 | 0 | 0 | 0 | 0 | 0 | 0 | 0 | 0 | 0 | 0 | 0 | 0 | 0 | 0 | 0 | 0 | 0
F7_Industrial_Instruments_New_Space Heating_Natural Gas_Steam Trap Maintenance_A_Achievable Economic TRC Potential | F7 | Industrial | Instruments | New | Space Heating | Natural Gas | Steam Trap Maintenance | A | Cumulative Energy Savings (MWh or mTherms) | Achievable Economic TRC Potential | 0 | 0 | 0 | 0 | 0 | 0 | 0 | 0 | 0 | 0 | 0 | 0 | 0 | 0 | 0 | 0 | 0 | 0 | 0 | 0 | 0 | 0 | 0 | 0 | 0 | 0 | 0 | 0 | 0 | 0 | 0
F8_Industrial_Instruments_New_Space Heating_Natural Gas_Steam Trap Maintenance_A_Achievable Economic TRC Potential | F8 | Industrial | Instruments | New | Space Heating | Natural Gas | Steam Trap Maintenance | A | Cumulative Summer Peak Savings (MW) | Achievable Economic TRC Potential | 0 | 0 | 0 | 0 | 0 | 0 | 0 | 0 | 0 | 0 | 0 | 0 | 0 | 0 | 0 | 0 | 0 | 0 | 0 | 0 | 0 | 0 | 0 | 0 | 0 | 0 | 0 | 0 | 0 | 0 | 0
F9_Industrial_Instruments_New_Space Heating_Natural Gas_Steam Trap Maintenance_A_Achievable Economic TRC Potential | F9 | Industrial | Instruments | New | Space Heating | Natural Gas | Steam Trap Maintenance | A | Cumulative Winter Peak Savings (MW) | Achievable Economic TRC Potential | 0 | 0 | 0 | 0 | 0 | 0 | 0 | 0 | 0 | 0 | 0 | 0 | 0 | 0 | 0 | 0 | 0 | 0 | 0 | 0 | 0 | 0 | 0 | 0 | 0 | 0 | 0 | 0 | 0 | 0 | 0
F10_Industrial_Instruments_New_Space Heating_Natural Gas_Steam Trap Maintenance_A_Achievable Economic TRC Potential | F10 | Industrial | Instruments | New | Space Heating | Natural Gas | Steam Trap Maintenance | A | Purchases (Incremental) | Achievable Economic TRC Potential | 0 | 0 | 0 | 0 | 0 | 0 | 0 | 0 | 0 | 0 | 0 | 0 | 0 | 0 | 0 | 0 | 0 | 0 | 0 | 0 | 0 | 0 | 0 | 0 | 0 | 0 | 0 | 0 | 0 | 0 | 0
F11_Industrial_Instruments_New_Space Heating_Natural Gas_Steam Trap Maintenance_A_Achievable Economic TRC Potential | F11 | Industrial | Instruments | New | Space Heating | Natural Gas | Steam Trap Maintenance | A | Purchases (Cumulative) | Achievable Economic TRC Potential | 0 | 0 | 0 | 0 | 0 | 0 | 0 | 0 | 0 | 0 | 0 | 0 | 0 | 0 | 0 | 0 | 0 | 0 | 0 | 0 | 0 | 0 | 0 | 0 | 0 | 0 | 0 | 0 | 0 | 0 | 0
F1_Industrial_Instruments_New_Process_Natural Gas_Steam Trap Maintenance_A_Achievable Economic TRC Potential | F1 | Industrial | Instruments | New | Process | Natural Gas | Steam Trap Maintenance | A | Integrated Unit Energy Savings (kWh or therms) | Achievable Economic TRC Potential | 0 | 0 | 0 | 0 | 0 | 3.3113 | 3.3088 | 3.3067 | 3.3049 | 3.3033 | 3.302 | 3.3012 | 3.3007 | 3.3005 | 3.3005 | 3.3006 | 3.3008 | 3.301 | 3.3013 | 3.3017 | 3.3023 | 3.3028 | 3.3033 | 3.3038 | 3.3042 | 3.3046 | 3.3049 | 3.3053 | 3.3144 | 3.3144 | 3.3144
F2_Industrial_Instruments_New_Process_Natural Gas_Steam Trap Maintenance_A_Achievable Economic TRC Potential | F2 | Industrial | Instruments | New | Process | Natural Gas | Steam Trap Maintenance | A | Integrated Unit Summer Peak Savings (kW) | Achievable Economic TRC Potential | 0 | 0 | 0 | 0 | 0 | 0 | 0 | 0 | 0 | 0 | 0 | 0 | 0 | 0 | 0 | 0 | 0 | 0 | 0 | 0 | 0 | 0 | 0 | 0 | 0 | 0 | 0 | 0 | 0 | 0 | 0
F3_Industrial_Instruments_New_Process_Natural Gas_Steam Trap Maintenance_A_Achievable Economic TRC Potential | F3 | Industrial | Instruments | New | Process | Natural Gas | Steam Trap Maintenance | A | Integrated Unit Winter Peak Savings (kW) | Achievable Economic TRC Potential | 0 | 0 | 0 | 0 | 0 | 0 | 0 | 0 | 0 | 0 | 0 | 0 | 0 | 0 | 0 | 0 | 0 | 0 | 0 | 0 | 0 | 0 | 0 | 0 | 0 | 0 | 0 | 0 | 0 | 0 | 0
F4_Industrial_Instruments_New_Process_Natural Gas_Steam Trap Maintenance_A_Achievable Economic TRC Potential | F4 | Industrial | Instruments | New | Process | Natural Gas | Steam Trap Maintenance | A | Incremental Energy Savings (MWh or mTherms) | Achievable Economic TRC Potential | 0 | 0 | 0 | 0 | 0 | 0 | 0 | 0 | 0 | 0 | 0 | 0 | 0 | 0 | 0 | 0 | 0 | 0 | 0 | 0 | 0 | 0 | 0 | 0 | 0 | 0 | 0 | 0 | 0 | 0 | 0
F5_Industrial_Instruments_New_Process_Natural Gas_Steam Trap Maintenance_A_Achievable Economic TRC Potential | F5 | Industrial | Instruments | New | Process | Natural Gas | Steam Trap Maintenance | A | Incremental Summer Peak Savings (MW) | Achievable Economic TRC Potential | 0 | 0 | 0 | 0 | 0 | 0 | 0 | 0 | 0 | 0 | 0 | 0 | 0 | 0 | 0 | 0 | 0 | 0 | 0 | 0 | 0 | 0 | 0 | 0 | 0 | 0 | 0 | 0 | 0 | 0 | 0
F6_Industrial_Instruments_New_Process_Natural Gas_Steam Trap Maintenance_A_Achievable Economic TRC Potential | F6 | Industrial | Instruments | New | Process | Natural Gas | Steam Trap Maintenance | A | Incremental Winter Peak Savings (MW) | Achievable Economic TRC Potential | 0 | 0 | 0 | 0 | 0 | 0 | 0 | 0 | 0 | 0 | 0 | 0 | 0 | 0 | 0 | 0 | 0 | 0 | 0 | 0 | 0 | 0 | 0 | 0 | 0 | 0 | 0 | 0 | 0 | 0 | 0
F7_Industrial_Instruments_New_Process_Natural Gas_Steam Trap Maintenance_A_Achievable Economic TRC Potential | F7 | Industrial | Instruments | New | Process | Natural Gas | Steam Trap Maintenance | A | Cumulative Energy Savings (MWh or mTherms) | Achievable Economic TRC Potential | 0 | 0 | 0 | 0 | 0 | 0 | 0 | 0 | 0 | 0 | 0 | 0 | 0 | 0 | 0 | 0 | 0 | 0 | 0 | 0 | 0 | 0 | 0 | 0 | 0 | 0 | 0 | 0 | 0 | 0 | 0
F8_Industrial_Instruments_New_Process_Natural Gas_Steam Trap Maintenance_A_Achievable Economic TRC Potential | F8 | Industrial | Instruments | New | Process | Natural Gas | Steam Trap Maintenance | A | Cumulative Summer Peak Savings (MW) | Achievable Economic TRC Potential | 0 | 0 | 0 | 0 | 0 | 0 | 0 | 0 | 0 | 0 | 0 | 0 | 0 | 0 | 0 | 0 | 0 | 0 | 0 | 0 | 0 | 0 | 0 | 0 | 0 | 0 | 0 | 0 | 0 | 0 | 0
F9_Industrial_Instruments_New_Process_Natural Gas_Steam Trap Maintenance_A_Achievable Economic TRC Potential | F9 | Industrial | Instruments | New | Process | Natural Gas | Steam Trap Maintenance | A | Cumulative Winter Peak Savings (MW) | Achievable Economic TRC Potential | 0 | 0 | 0 | 0 | 0 | 0 | 0 | 0 | 0 | 0 | 0 | 0 | 0 | 0 | 0 | 0 | 0 | 0 | 0 | 0 | 0 | 0 | 0 | 0 | 0 | 0 | 0 | 0 | 0 | 0 | 0
F10_Industrial_Instruments_New_Process_Natural Gas_Steam Trap Maintenance_A_Achievable Economic TRC Potential | F10 | Industrial | Instruments | New | Process | Natural Gas | Steam Trap Maintenance | A | Purchases (Incremental) | Achievable Economic TRC Potential | 0 | 0 | 0 | 0 | 0 | 0 | 0 | 0 | 0 | 0 | 0 | 0 | 0 | 0 | 0 | 0 | 0 | 0 | 0 | 0 | 0 | 0 | 0 | 0 | 0 | 0 | 0 | 0 | 0 | 0 | 0
F11_Industrial_Instruments_New_Process_Natural Gas_Steam Trap Maintenance_A_Achievable Economic TRC Potential | F11 | Industrial | Instruments | New | Process | Natural Gas | Steam Trap Maintenance | A | Purchases (Cumulative) | Achievable Economic TRC Potential | 0 | 0 | 0 | 0 | 0 | 0 | 0 | 0 | 0 | 0 | 0 | 0 | 0 | 0 | 0 | 0 | 0 | 0 | 0 | 0 | 0 | 0 | 0 | 0 | 0 | 0 | 0 | 0 | 0 | 0 | 0
F1_Industrial_Instruments_New_Space Heating_Natural Gas_Gas Boiler - High Turndown_A_Achievable Economic TRC Potential | F1 | Industrial | Instruments | New | Space Heating | Natural Gas | Gas Boiler - High Turndown | A | Integrated Unit Energy Savings (kWh or therms) | Achievable Economic TRC Potential | 0 | 0 | 0 | 0 | 0 | 0 | 0 | 0 | 0 | 0 | 0 | 0 | 0 | 0 | 0 | 0 | 0 | 0 | 0 | 0 | 0 | 0 | 0 | 0 | 0 | 0 | 0 | 0 | 0 | 0 | 0
F2_Industrial_Instruments_New_Space Heating_Natural Gas_Gas Boiler - High Turndown_A_Achievable Economic TRC Potential | F2 | Industrial | Instruments | New | Space Heating | Natural Gas | Gas Boiler - High Turndown | A | Integrated Unit Summer Peak Savings (kW) | Achievable Economic TRC Potential | 0 | 0 | 0 | 0 | 0 | 0 | 0 | 0 | 0 | 0 | 0 | 0 | 0 | 0 | 0 | 0 | 0 | 0 | 0 | 0 | 0 | 0 | 0 | 0 | 0 | 0 | 0 | 0 | 0 | 0 | 0
F3_Industrial_Instruments_New_Space Heating_Natural Gas_Gas Boiler - High Turndown_A_Achievable Economic TRC Potential | F3 | Industrial | Instruments | New | Space Heating | Natural Gas | Gas Boiler - High Turndown | A | Integrated Unit Winter Peak Savings (kW) | Achievable Economic TRC Potential | 0 | 0 | 0 | 0 | 0 | 0 | 0 | 0 | 0 | 0 | 0 | 0 | 0 | 0 | 0 | 0 | 0 | 0 | 0 | 0 | 0 | 0 | 0 | 0 | 0 | 0 | 0 | 0 | 0 | 0 | 0
F4_Industrial_Instruments_New_Space Heating_Natural Gas_Gas Boiler - High Turndown_A_Achievable Economic TRC Potential | F4 | Industrial | Instruments | New | Space Heating | Natural Gas | Gas Boiler - High Turndown | A | Incremental Energy Savings (MWh or mTherms) | Achievable Economic TRC Potential | 0 | 0 | 0 | 0 | 0 | 0 | 0 | 0 | 0 | 0 | 0 | 0 | 0 | 0 | 0 | 0 | 0 | 0 | 0 | 0 | 0 | 0 | 0 | 0 | 0 | 0 | 0 | 0 | 0 | 0 | 0
F5_Industrial_Instruments_New_Space Heating_Natural Gas_Gas Boiler - High Turndown_A_Achievable Economic TRC Potential | F5 | Industrial | Instruments | New | Space Heating | Natural Gas | Gas Boiler - High Turndown | A | Incremental Summer Peak Savings (MW) | Achievable Economic TRC Potential | 0 | 0 | 0 | 0 | 0 | 0 | 0 | 0 | 0 | 0 | 0 | 0 | 0 | 0 | 0 | 0 | 0 | 0 | 0 | 0 | 0 | 0 | 0 | 0 | 0 | 0 | 0 | 0 | 0 | 0 | 0
F6_Industrial_Instruments_New_Space Heating_Natural Gas_Gas Boiler - High Turndown_A_Achievable Economic TRC Potential | F6 | Industrial | Instruments | New | Space Heating | Natural Gas | Gas Boiler - High Turndown | A | Incremental Winter Peak Savings (MW) | Achievable Economic TRC Potential | 0 | 0 | 0 | 0 | 0 | 0 | 0 | 0 | 0 | 0 | 0 | 0 | 0 | 0 | 0 | 0 | 0 | 0 | 0 | 0 | 0 | 0 | 0 | 0 | 0 | 0 | 0 | 0 | 0 | 0 | 0
F7_Industrial_Instruments_New_Space Heating_Natural Gas_Gas Boiler - High Turndown_A_Achievable Economic TRC Potential | F7 | Industrial | Instruments | New | Space Heating | Natural Gas | Gas Boiler - High Turndown | A | Cumulative Energy Savings (MWh or mTherms) | Achievable Economic TRC Potential | 0 | 0 | 0 | 0 | 0 | 0 | 0 | 0 | 0 | 0 | 0 | 0 | 0 | 0 | 0 | 0 | 0 | 0 | 0 | 0 | 0 | 0 | 0 | 0 | 0 | 0 | 0 | 0 | 0 | 0 | 0
F8_Industrial_Instruments_New_Space Heating_Natural Gas_Gas Boiler - High Turndown_A_Achievable Economic TRC Potential | F8 | Industrial | Instruments | New | Space Heating | Natural Gas | Gas Boiler - High Turndown | A | Cumulative Summer Peak Savings (MW) | Achievable Economic TRC Potential | 0 | 0 | 0 | 0 | 0 | 0 | 0 | 0 | 0 | 0 | 0 | 0 | 0 | 0 | 0 | 0 | 0 | 0 | 0 | 0 | 0 | 0 | 0 | 0 | 0 | 0 | 0 | 0 | 0 | 0 | 0
F9_Industrial_Instruments_New_Space Heating_Natural Gas_Gas Boiler - High Turndown_A_Achievable Economic TRC Potential | F9 | Industrial | Instruments | New | Space Heating | Natural Gas | Gas Boiler - High Turndown | A | Cumulative Winter Peak Savings (MW) | Achievable Economic TRC Potential | 0 | 0 | 0 | 0 | 0 | 0 | 0 | 0 | 0 | 0 | 0 | 0 | 0 | 0 | 0 | 0 | 0 | 0 | 0 | 0 | 0 | 0 | 0 | 0 | 0 | 0 | 0 | 0 | 0 | 0 | 0
F10_Industrial_Instruments_New_Space Heating_Natural Gas_Gas Boiler - High Turndown_A_Achievable Economic TRC Potential | F10 | Industrial | Instruments | New | Space Heating | Natural Gas | Gas Boiler - High Turndown | A | Purchases (Incremental) | Achievable Economic TRC Potential | 0 | 0 | 0 | 0 | 0 | 0 | 0 | 0 | 0 | 0 | 0 | 0 | 0 | 0 | 0 | 0 | 0 | 0 | 0 | 0 | 0 | 0 | 0 | 0 | 0 | 0 | 0 | 0 | 0 | 0 | 0
F11_Industrial_Instruments_New_Space Heating_Natural Gas_Gas Boiler - High Turndown_A_Achievable Economic TRC Potential | F11 | Industrial | Instruments | New | Space Heating | Natural Gas | Gas Boiler - High Turndown | A | Purchases (Cumulative) | Achievable Economic TRC Potential | 0 | 0 | 0 | 0 | 0 | 0 | 0 | 0 | 0 | 0 | 0 | 0 | 0 | 0 | 0 | 0 | 0 | 0 | 0 | 0 | 0 | 0 | 0 | 0 | 0 | 0 | 0 | 0 | 0 | 0 | 0
F1_Industrial_Instruments_New_Process_Natural Gas_Gas Boiler - High Turndown_A_Achievable Economic TRC Potential | F1 | Industrial | Instruments | New | Process | Natural Gas | Gas Boiler - High Turndown | A | Integrated Unit Energy Savings (kWh or therms) | Achievable Economic TRC Potential | 0 | 0 | 0 | 0 | 0 | 3.5082 | 3.4998 | 3.4921 | 3.4851 | 3.4782 | 3.4732 | 3.4686 | 3.4646 | 3.461 | 3.4581 | 3.4558 | 3.4542 | 3.4531 | 3.4522 | 3.4515 | 3.4512 | 3.4507 | 3.4502 | 3.4496 | 3.4489 | 3.4515 | 3.4539 | 3.4561 | 3.5182 | 3.5182 | 3.5182
F2_Industrial_Instruments_New_Process_Natural Gas_Gas Boiler - High Turndown_A_Achievable Economic TRC Potential | F2 | Industrial | Instruments | New | Process | Natural Gas | Gas Boiler - High Turndown | A | Integrated Unit Summer Peak Savings (kW) | Achievable Economic TRC Potential | 0 | 0 | 0 | 0 | 0 | 0 | 0 | 0 | 0 | 0 | 0 | 0 | 0 | 0 | 0 | 0 | 0 | 0 | 0 | 0 | 0 | 0 | 0 | 0 | 0 | 0 | 0 | 0 | 0 | 0 | 0
F3_Industrial_Instruments_New_Process_Natural Gas_Gas Boiler - High Turndown_A_Achievable Economic TRC Potential | F3 | Industrial | Instruments | New | Process | Natural Gas | Gas Boiler - High Turndown | A | Integrated Unit Winter Peak Savings (kW) | Achievable Economic TRC Potential | 0 | 0 | 0 | 0 | 0 | 0 | 0 | 0 | 0 | 0 | 0 | 0 | 0 | 0 | 0 | 0 | 0 | 0 | 0 | 0 | 0 | 0 | 0 | 0 | 0 | 0 | 0 | 0 | 0 | 0 | 0
F4_Industrial_Instruments_New_Process_Natural Gas_Gas Boiler - High Turndown_A_Achievable Economic TRC Potential | F4 | Industrial | Instruments | New | Process | Natural Gas | Gas Boiler - High Turndown | A | Incremental Energy Savings (MWh or mTherms) | Achievable Economic TRC Potential | 0 | 0 | 0 | 0 | 0 | 0 | 0 | 0 | 0 | 0 | 0 | 0 | 0 | 0 | 0 | 0 | 0 | 0 | 0 | 0 | 0 | 0 | 0 | 0 | 0 | 0 | 0 | 0 | 0 | 0 | 0
F5_Industrial_Instruments_New_Process_Natural Gas_Gas Boiler - High Turndown_A_Achievable Economic TRC Potential | F5 | Industrial | Instruments | New | Process | Natural Gas | Gas Boiler - High Turndown | A | Incremental Summer Peak Savings (MW) | Achievable Economic TRC Potential | 0 | 0 | 0 | 0 | 0 | 0 | 0 | 0 | 0 | 0 | 0 | 0 | 0 | 0 | 0 | 0 | 0 | 0 | 0 | 0 | 0 | 0 | 0 | 0 | 0 | 0 | 0 | 0 | 0 | 0 | 0
F6_Industrial_Instruments_New_Process_Natural Gas_Gas Boiler - High Turndown_A_Achievable Economic TRC Potential | F6 | Industrial | Instruments | New | Process | Natural Gas | Gas Boiler - High Turndown | A | Incremental Winter Peak Savings (MW) | Achievable Economic TRC Potential | 0 | 0 | 0 | 0 | 0 | 0 | 0 | 0 | 0 | 0 | 0 | 0 | 0 | 0 | 0 | 0 | 0 | 0 | 0 | 0 | 0 | 0 | 0 | 0 | 0 | 0 | 0 | 0 | 0 | 0 | 0
F7_Industrial_Instruments_New_Process_Natural Gas_Gas Boiler - High Turndown_A_Achievable Economic TRC Potential | F7 | Industrial | Instruments | New | Process | Natural Gas | Gas Boiler - High Turndown | A | Cumulative Energy Savings (MWh or mTherms) | Achievable Economic TRC Potential | 0 | 0 | 0 | 0 | 0 | 0 | 0 | 0 | 0 | 0 | 0 | 0 | 0 | 0 | 0 | 0 | 0 | 0 | 0 | 0 | 0 | 0 | 0 | 0 | 0 | 0 | 0 | 0 | 0 | 0 | 0
F8_Industrial_Instruments_New_Process_Natural Gas_Gas Boiler - High Turndown_A_Achievable Economic TRC Potential | F8 | Industrial | Instruments | New | Process | Natural Gas | Gas Boiler - High Turndown | A | Cumulative Summer Peak Savings (MW) | Achievable Economic TRC Potential | 0 | 0 | 0 | 0 | 0 | 0 | 0 | 0 | 0 | 0 | 0 | 0 | 0 | 0 | 0 | 0 | 0 | 0 | 0 | 0 | 0 | 0 | 0 | 0 | 0 | 0 | 0 | 0 | 0 | 0 | 0
F9_Industrial_Instruments_New_Process_Natural Gas_Gas Boiler - High Turndown_A_Achievable Economic TRC Potential | F9 | Industrial | Instruments | New | Process | Natural Gas | Gas Boiler - High Turndown | A | Cumulative Winter Peak Savings (MW) | Achievable Economic TRC Potential | 0 | 0 | 0 | 0 | 0 | 0 | 0 | 0 | 0 | 0 | 0 | 0 | 0 | 0 | 0 | 0 | 0 | 0 | 0 | 0 | 0 | 0 | 0 | 0 | 0 | 0 | 0 | 0 | 0 | 0 | 0
F10_Industrial_Instruments_New_Process_Natural Gas_Gas Boiler - High Turndown_A_Achievable Economic TRC Potential | F10 | Industrial | Instruments | New | Process | Natural Gas | Gas Boiler - High Turndown | A | Purchases (Incremental) | Achievable Economic TRC Potential | 0 | 0 | 0 | 0 | 0 | 0 | 0 | 0 | 0 | 0 | 0 | 0 | 0 | 0 | 0 | 0 | 0 | 0 | 0 | 0 | 0 | 0 | 0 | 0 | 0 | 0 | 0 | 0 | 0 | 0 | 0
F11_Industrial_Instruments_New_Process_Natural Gas_Gas Boiler - High Turndown_A_Achievable Economic TRC Potential | F11 | Industrial | Instruments | New | Process | Natural Gas | Gas Boiler - High Turndown | A | Purchases (Cumulative) | Achievable Economic TRC Potential | 0 | 0 | 0 | 0 | 0 | 0 | 0 | 0 | 0 | 0 | 0 | 0 | 0 | 0 | 0 | 0 | 0 | 0 | 0 | 0 | 0 | 0 | 0 | 0 | 0 | 0 | 0 | 0 | 0 | 0 | 0
F1_Industrial_Instruments_New_Space Heating_Natural Gas_Gas Boiler - Burner Control Optimization_A_Achievable Economic TRC Potential | F1 | Industrial | Instruments | New | Space Heating | Natural Gas | Gas Boiler - Burner Control Optimization | A | Integrated Unit Energy Savings (kWh or therms) | Achievable Economic TRC Potential | 0 | 0 | 0 | 0 | 0 | 0 | 0 | 0 | 0 | 0 | 0 | 0 | 0 | 0 | 0 | 0 | 0 | 0 | 0 | 0 | 0 | 0 | 0 | 0 | 0 | 0 | 0 | 0 | 0 | 0 | 0
F2_Industrial_Instruments_New_Space Heating_Natural Gas_Gas Boiler - Burner Control Optimization_A_Achievable Economic TRC Potential | F2 | Industrial | Instruments | New | Space Heating | Natural Gas | Gas Boiler - Burner Control Optimization | A | Integrated Unit Summer Peak Savings (kW) | Achievable Economic TRC Potential | 0 | 0 | 0 | 0 | 0 | 0 | 0 | 0 | 0 | 0 | 0 | 0 | 0 | 0 | 0 | 0 | 0 | 0 | 0 | 0 | 0 | 0 | 0 | 0 | 0 | 0 | 0 | 0 | 0 | 0 | 0
F3_Industrial_Instruments_New_Space Heating_Natural Gas_Gas Boiler - Burner Control Optimization_A_Achievable Economic TRC Potential | F3 | Industrial | Instruments | New | Space Heating | Natural Gas | Gas Boiler - Burner Control Optimization | A | Integrated Unit Winter Peak Savings (kW) | Achievable Economic TRC Potential | 0 | 0 | 0 | 0 | 0 | 0 | 0 | 0 | 0 | 0 | 0 | 0 | 0 | 0 | 0 | 0 | 0 | 0 | 0 | 0 | 0 | 0 | 0 | 0 | 0 | 0 | 0 | 0 | 0 | 0 | 0
F4_Industrial_Instruments_New_Space Heating_Natural Gas_Gas Boiler - Burner Control Optimization_A_Achievable Economic TRC Potential | F4 | Industrial | Instruments | New | Space Heating | Natural Gas | Gas Boiler - Burner Control Optimization | A | Incremental Energy Savings (MWh or mTherms) | Achievable Economic TRC Potential | 0 | 0 | 0 | 0 | 0 | 0 | 0 | 0 | 0 | 0 | 0 | 0 | 0 | 0 | 0 | 0 | 0 | 0 | 0 | 0 | 0 | 0 | 0 | 0 | 0 | 0 | 0 | 0 | 0 | 0 | 0
F5_Industrial_Instruments_New_Space Heating_Natural Gas_Gas Boiler - Burner Control Optimization_A_Achievable Economic TRC Potential | F5 | Industrial | Instruments | New | Space Heating | Natural Gas | Gas Boiler - Burner Control Optimization | A | Incremental Summer Peak Savings (MW) | Achievable Economic TRC Potential | 0 | 0 | 0 | 0 | 0 | 0 | 0 | 0 | 0 | 0 | 0 | 0 | 0 | 0 | 0 | 0 | 0 | 0 | 0 | 0 | 0 | 0 | 0 | 0 | 0 | 0 | 0 | 0 | 0 | 0 | 0
F6_Industrial_Instruments_New_Space Heating_Natural Gas_Gas Boiler - Burner Control Optimization_A_Achievable Economic TRC Potential | F6 | Industrial | Instruments | New | Space Heating | Natural Gas | Gas Boiler - Burner Control Optimization | A | Incremental Winter Peak Savings (MW) | Achievable Economic TRC Potential | 0 | 0 | 0 | 0 | 0 | 0 | 0 | 0 | 0 | 0 | 0 | 0 | 0 | 0 | 0 | 0 | 0 | 0 | 0 | 0 | 0 | 0 | 0 | 0 | 0 | 0 | 0 | 0 | 0 | 0 | 0
F7_Industrial_Instruments_New_Space Heating_Natural Gas_Gas Boiler - Burner Control Optimization_A_Achievable Economic TRC Potential | F7 | Industrial | Instruments | New | Space Heating | Natural Gas | Gas Boiler - Burner Control Optimization | A | Cumulative Energy Savings (MWh or mTherms) | Achievable Economic TRC Potential | 0 | 0 | 0 | 0 | 0 | 0 | 0 | 0 | 0 | 0 | 0 | 0 | 0 | 0 | 0 | 0 | 0 | 0 | 0 | 0 | 0 | 0 | 0 | 0 | 0 | 0 | 0 | 0 | 0 | 0 | 0
F8_Industrial_Instruments_New_Space Heating_Natural Gas_Gas Boiler - Burner Control Optimization_A_Achievable Economic TRC Potential | F8 | Industrial | Instruments | New | Space Heating | Natural Gas | Gas Boiler - Burner Control Optimization | A | Cumulative Summer Peak Savings (MW) | Achievable Economic TRC Potential | 0 | 0 | 0 | 0 | 0 | 0 | 0 | 0 | 0 | 0 | 0 | 0 | 0 | 0 | 0 | 0 | 0 | 0 | 0 | 0 | 0 | 0 | 0 | 0 | 0 | 0 | 0 | 0 | 0 | 0 | 0
F9_Industrial_Instruments_New_Space Heating_Natural Gas_Gas Boiler - Burner Control Optimization_A_Achievable Economic TRC Potential | F9 | Industrial | Instruments | New | Space Heating | Natural Gas | Gas Boiler - Burner Control Optimization | A | Cumulative Winter Peak Savings (MW) | Achievable Economic TRC Potential | 0 | 0 | 0 | 0 | 0 | 0 | 0 | 0 | 0 | 0 | 0 | 0 | 0 | 0 | 0 | 0 | 0 | 0 | 0 | 0 | 0 | 0 | 0 | 0 | 0 | 0 | 0 | 0 | 0 | 0 | 0
F10_Industrial_Instruments_New_Space Heating_Natural Gas_Gas Boiler - Burner Control Optimization_A_Achievable Economic TRC Potential | F10 | Industrial | Instruments | New | Space Heating | Natural Gas | Gas Boiler - Burner Control Optimization | A | Purchases (Incremental) | Achievable Economic TRC Potential | 0 | 0 | 0 | 0 | 0 | 0 | 0 | 0 | 0 | 0 | 0 | 0 | 0 | 0 | 0 | 0 | 0 | 0 | 0 | 0 | 0 | 0 | 0 | 0 | 0 | 0 | 0 | 0 | 0 | 0 | 0
F11_Industrial_Instruments_New_Space Heating_Natural Gas_Gas Boiler - Burner Control Optimization_A_Achievable Economic TRC Potential | F11 | Industrial | Instruments | New | Space Heating | Natural Gas | Gas Boiler - Burner Control Optimization | A | Purchases (Cumulative) | Achievable Economic TRC Potential | 0 | 0 | 0 | 0 | 0 | 0 | 0 | 0 | 0 | 0 | 0 | 0 | 0 | 0 | 0 | 0 | 0 | 0 | 0 | 0 | 0 | 0 | 0 | 0 | 0 | 0 | 0 | 0 | 0 | 0 | 0
F1_Industrial_Instruments_New_Process_Natural Gas_Gas Boiler - Burner Control Optimization_A_Achievable Economic TRC Potential | F1 | Industrial | Instruments | New | Process | Natural Gas | Gas Boiler - Burner Control Optimization | A | Integrated Unit Energy Savings (kWh or therms) | Achievable Economic TRC Potential | 0 | 0 | 0 | 0 | 0 | 1.0174 | 1.0149 | 1.0127 | 1.0107 | 1.0087 | 1.0072 | 1.0059 | 1.0047 | 1.0037 | 1.0028 | 1.0022 | 1.0017 | 1.0014 | 1.0011 | 1.0009 | 1.0008 | 1.0007 | 1.0006 | 1.0004 | 1.0002 | 1.0009 | 1.0016 | 1.0023 | 1.0203 | 1.0203 | 1.0203
F2_Industrial_Instruments_New_Process_Natural Gas_Gas Boiler - Burner Control Optimization_A_Achievable Economic TRC Potential | F2 | Industrial | Instruments | New | Process | Natural Gas | Gas Boiler - Burner Control Optimization | A | Integrated Unit Summer Peak Savings (kW) | Achievable Economic TRC Potential | 0 | 0 | 0 | 0 | 0 | 0 | 0 | 0 | 0 | 0 | 0 | 0 | 0 | 0 | 0 | 0 | 0 | 0 | 0 | 0 | 0 | 0 | 0 | 0 | 0 | 0 | 0 | 0 | 0 | 0 | 0
F3_Industrial_Instruments_New_Process_Natural Gas_Gas Boiler - Burner Control Optimization_A_Achievable Economic TRC Potential | F3 | Industrial | Instruments | New | Process | Natural Gas | Gas Boiler - Burner Control Optimization | A | Integrated Unit Winter Peak Savings (kW) | Achievable Economic TRC Potential | 0 | 0 | 0 | 0 | 0 | 0 | 0 | 0 | 0 | 0 | 0 | 0 | 0 | 0 | 0 | 0 | 0 | 0 | 0 | 0 | 0 | 0 | 0 | 0 | 0 | 0 | 0 | 0 | 0 | 0 | 0
F4_Industrial_Instruments_New_Process_Natural Gas_Gas Boiler - Burner Control Optimization_A_Achievable Economic TRC Potential | F4 | Industrial | Instruments | New | Process | Natural Gas | Gas Boiler - Burner Control Optimization | A | Incremental Energy Savings (MWh or mTherms) | Achievable Economic TRC Potential | 0 | 0 | 0 | 0 | 0 | 0 | 0 | 0 | 0 | 0 | 0 | 0 | 0 | 0 | 0 | 0 | 0 | 0 | 0 | 0 | 0 | 0 | 0 | 0 | 0 | 0 | 0 | 0 | 0 | 0 | 0
F5_Industrial_Instruments_New_Process_Natural Gas_Gas Boiler - Burner Control Optimization_A_Achievable Economic TRC Potential | F5 | Industrial | Instruments | New | Process | Natural Gas | Gas Boiler - Burner Control Optimization | A | Incremental Summer Peak Savings (MW) | Achievable Economic TRC Potential | 0 | 0 | 0 | 0 | 0 | 0 | 0 | 0 | 0 | 0 | 0 | 0 | 0 | 0 | 0 | 0 | 0 | 0 | 0 | 0 | 0 | 0 | 0 | 0 | 0 | 0 | 0 | 0 | 0 | 0 | 0
F6_Industrial_Instruments_New_Process_Natural Gas_Gas Boiler - Burner Control Optimization_A_Achievable Economic TRC Potential | F6 | Industrial | Instruments | New | Process | Natural Gas | Gas Boiler - Burner Control Optimization | A | Incremental Winter Peak Savings (MW) | Achievable Economic TRC Potential | 0 | 0 | 0 | 0 | 0 | 0 | 0 | 0 | 0 | 0 | 0 | 0 | 0 | 0 | 0 | 0 | 0 | 0 | 0 | 0 | 0 | 0 | 0 | 0 | 0 | 0 | 0 | 0 | 0 | 0 | 0
F7_Industrial_Instruments_New_Process_Natural Gas_Gas Boiler - Burner Control Optimization_A_Achievable Economic TRC Potential | F7 | Industrial | Instruments | New | Process | Natural Gas | Gas Boiler - Burner Control Optimization | A | Cumulative Energy Savings (MWh or mTherms) | Achievable Economic TRC Potential | 0 | 0 | 0 | 0 | 0 | 0 | 0 | 0 | 0 | 0 | 0 | 0 | 0 | 0 | 0 | 0 | 0 | 0 | 0 | 0 | 0 | 0 | 0 | 0 | 0 | 0 | 0 | 0 | 0 | 0 | 0
F8_Industrial_Instruments_New_Process_Natural Gas_Gas Boiler - Burner Control Optimization_A_Achievable Economic TRC Potential | F8 | Industrial | Instruments | New | Process | Natural Gas | Gas Boiler - Burner Control Optimization | A | Cumulative Summer Peak Savings (MW) | Achievable Economic TRC Potential | 0 | 0 | 0 | 0 | 0 | 0 | 0 | 0 | 0 | 0 | 0 | 0 | 0 | 0 | 0 | 0 | 0 | 0 | 0 | 0 | 0 | 0 | 0 | 0 | 0 | 0 | 0 | 0 | 0 | 0 | 0
F9_Industrial_Instruments_New_Process_Natural Gas_Gas Boiler - Burner Control Optimization_A_Achievable Economic TRC Potential | F9 | Industrial | Instruments | New | Process | Natural Gas | Gas Boiler - Burner Control Optimization | A | Cumulative Winter Peak Savings (MW) | Achievable Economic TRC Potential | 0 | 0 | 0 | 0 | 0 | 0 | 0 | 0 | 0 | 0 | 0 | 0 | 0 | 0 | 0 | 0 | 0 | 0 | 0 | 0 | 0 | 0 | 0 | 0 | 0 | 0 | 0 | 0 | 0 | 0 | 0
F10_Industrial_Instruments_New_Process_Natural Gas_Gas Boiler - Burner Control Optimization_A_Achievable Economic TRC Potential | F10 | Industrial | Instruments | New | Process | Natural Gas | Gas Boiler - Burner Control Optimization | A | Purchases (Incremental) | Achievable Economic TRC Potential | 0 | 0 | 0 | 0 | 0 | 0 | 0 | 0 | 0 | 0 | 0 | 0 | 0 | 0 | 0 | 0 | 0 | 0 | 0 | 0 | 0 | 0 | 0 | 0 | 0 | 0 | 0 | 0 | 0 | 0 | 0
F11_Industrial_Instruments_New_Process_Natural Gas_Gas Boiler - Burner Control Optimization_A_Achievable Economic TRC Potential | F11 | Industrial | Instruments | New | Process | Natural Gas | Gas Boiler - Burner Control Optimization | A | Purchases (Cumulative) | Achievable Economic TRC Potential | 0 | 0 | 0 | 0 | 0 | 0 | 0 | 0 | 0 | 0 | 0 | 0 | 0 | 0 | 0 | 0 | 0 | 0 | 0 | 0 | 0 | 0 | 0 | 0 | 0 | 0 | 0 | 0 | 0 | 0 | 0
F1_Industrial_Instruments_New_Space Heating_Natural Gas_HVAC - Demand Controlled Ventilation_A_Achievable Economic TRC Potential | F1 | Industrial | Instruments | New | Space Heating | Natural Gas | HVAC - Demand Controlled Ventilation | A | Integrated Unit Energy Savings (kWh or therms) | Achievable Economic TRC Potential | 0 | 0 | 0 | 0 | 0 | 0 | 0 | 0 | 0 | 0 | 0 | 0 | 0 | 0 | 0 | 0 | 0 | 0 | 0 | 0 | 0 | 0 | 0 | 0 | 0 | 0 | 0 | 0 | 0 | 0 | 0
F2_Industrial_Instruments_New_Space Heating_Natural Gas_HVAC - Demand Controlled Ventilation_A_Achievable Economic TRC Potential | F2 | Industrial | Instruments | New | Space Heating | Natural Gas | HVAC - Demand Controlled Ventilation | A | Integrated Unit Summer Peak Savings (kW) | Achievable Economic TRC Potential | 0 | 0 | 0 | 0 | 0 | 0 | 0 | 0 | 0 | 0 | 0 | 0 | 0 | 0 | 0 | 0 | 0 | 0 | 0 | 0 | 0 | 0 | 0 | 0 | 0 | 0 | 0 | 0 | 0 | 0 | 0
F3_Industrial_Instruments_New_Space Heating_Natural Gas_HVAC - Demand Controlled Ventilation_A_Achievable Economic TRC Potential | F3 | Industrial | Instruments | New | Space Heating | Natural Gas | HVAC - Demand Controlled Ventilation | A | Integrated Unit Winter Peak Savings (kW) | Achievable Economic TRC Potential | 0 | 0 | 0 | 0 | 0 | 0 | 0 | 0 | 0 | 0 | 0 | 0 | 0 | 0 | 0 | 0 | 0 | 0 | 0 | 0 | 0 | 0 | 0 | 0 | 0 | 0 | 0 | 0 | 0 | 0 | 0
F4_Industrial_Instruments_New_Space Heating_Natural Gas_HVAC - Demand Controlled Ventilation_A_Achievable Economic TRC Potential | F4 | Industrial | Instruments | New | Space Heating | Natural Gas | HVAC - Demand Controlled Ventilation | A | Incremental Energy Savings (MWh or mTherms) | Achievable Economic TRC Potential | 0 | 0 | 0 | 0 | 0 | 0 | 0 | 0 | 0 | 0 | 0 | 0 | 0 | 0 | 0 | 0 | 0 | 0 | 0 | 0 | 0 | 0 | 0 | 0 | 0 | 0 | 0 | 0 | 0 | 0 | 0
F5_Industrial_Instruments_New_Space Heating_Natural Gas_HVAC - Demand Controlled Ventilation_A_Achievable Economic TRC Potential | F5 | Industrial | Instruments | New | Space Heating | Natural Gas | HVAC - Demand Controlled Ventilation | A | Incremental Summer Peak Savings (MW) | Achievable Economic TRC Potential | 0 | 0 | 0 | 0 | 0 | 0 | 0 | 0 | 0 | 0 | 0 | 0 | 0 | 0 | 0 | 0 | 0 | 0 | 0 | 0 | 0 | 0 | 0 | 0 | 0 | 0 | 0 | 0 | 0 | 0 | 0
F6_Industrial_Instruments_New_Space Heating_Natural Gas_HVAC - Demand Controlled Ventilation_A_Achievable Economic TRC Potential | F6 | Industrial | Instruments | New | Space Heating | Natural Gas | HVAC - Demand Controlled Ventilation | A | Incremental Winter Peak Savings (MW) | Achievable Economic TRC Potential | 0 | 0 | 0 | 0 | 0 | 0 | 0 | 0 | 0 | 0 | 0 | 0 | 0 | 0 | 0 | 0 | 0 | 0 | 0 | 0 | 0 | 0 | 0 | 0 | 0 | 0 | 0 | 0 | 0 | 0 | 0
F7_Industrial_Instruments_New_Space Heating_Natural Gas_HVAC - Demand Controlled Ventilation_A_Achievable Economic TRC Potential | F7 | Industrial | Instruments | New | Space Heating | Natural Gas | HVAC - Demand Controlled Ventilation | A | Cumulative Energy Savings (MWh or mTherms) | Achievable Economic TRC Potential | 0 | 0 | 0 | 0 | 0 | 0 | 0 | 0 | 0 | 0 | 0 | 0 | 0 | 0 | 0 | 0 | 0 | 0 | 0 | 0 | 0 | 0 | 0 | 0 | 0 | 0 | 0 | 0 | 0 | 0 | 0
F8_Industrial_Instruments_New_Space Heating_Natural Gas_HVAC - Demand Controlled Ventilation_A_Achievable Economic TRC Potential | F8 | Industrial | Instruments | New | Space Heating | Natural Gas | HVAC - Demand Controlled Ventilation | A | Cumulative Summer Peak Savings (MW) | Achievable Economic TRC Potential | 0 | 0 | 0 | 0 | 0 | 0 | 0 | 0 | 0 | 0 | 0 | 0 | 0 | 0 | 0 | 0 | 0 | 0 | 0 | 0 | 0 | 0 | 0 | 0 | 0 | 0 | 0 | 0 | 0 | 0 | 0
F9_Industrial_Instruments_New_Space Heating_Natural Gas_HVAC - Demand Controlled Ventilation_A_Achievable Economic TRC Potential | F9 | Industrial | Instruments | New | Space Heating | Natural Gas | HVAC - Demand Controlled Ventilation | A | Cumulative Winter Peak Savings (MW) | Achievable Economic TRC Potential | 0 | 0 | 0 | 0 | 0 | 0 | 0 | 0 | 0 | 0 | 0 | 0 | 0 | 0 | 0 | 0 | 0 | 0 | 0 | 0 | 0 | 0 | 0 | 0 | 0 | 0 | 0 | 0 | 0 | 0 | 0
F10_Industrial_Instruments_New_Space Heating_Natural Gas_HVAC - Demand Controlled Ventilation_A_Achievable Economic TRC Potential | F10 | Industrial | Instruments | New | Space Heating | Natural Gas | HVAC - Demand Controlled Ventilation | A | Purchases (Incremental) | Achievable Economic TRC Potential | 0 | 0 | 0 | 0 | 0 | 0 | 0 | 0 | 0 | 0 | 0 | 0 | 0 | 0 | 0 | 0 | 0 | 0 | 0 | 0 | 0 | 0 | 0 | 0 | 0 | 0 | 0 | 0 | 0 | 0 | 0
F11_Industrial_Instruments_New_Space Heating_Natural Gas_HVAC - Demand Controlled Ventilation_A_Achievable Economic TRC Potential | F11 | Industrial | Instruments | New | Space Heating | Natural Gas | HVAC - Demand Controlled Ventilation | A | Purchases (Cumulative) | Achievable Economic TRC Potential | 0 | 0 | 0 | 0 | 0 | 0 | 0 | 0 | 0 | 0 | 0 | 0 | 0 | 0 | 0 | 0 | 0 | 0 | 0 | 0 | 0 | 0 | 0 | 0 | 0 | 0 | 0 | 0 | 0 | 0 | 0
F1_Industrial_Instruments_New_Space Heating_Natural Gas_Gas Boiler - Stack Economizer_A_Achievable Economic TRC Potential | F1 | Industrial | Instruments | New | Space Heating | Natural Gas | Gas Boiler - Stack Economizer | A | Integrated Unit Energy Savings (kWh or therms) | Achievable Economic TRC Potential | 0 | 0 | 0 | 0 | 0 | 0 | 0 | 0 | 0 | 0 | 0 | 0 | 0 | 0 | 0 | 0 | 0 | 0 | 0 | 0 | 0 | 0 | 0 | 0 | 0 | 0 | 0 | 0 | 0 | 0 | 0
F2_Industrial_Instruments_New_Space Heating_Natural Gas_Gas Boiler - Stack Economizer_A_Achievable Economic TRC Potential | F2 | Industrial | Instruments | New | Space Heating | Natural Gas | Gas Boiler - Stack Economizer | A | Integrated Unit Summer Peak Savings (kW) | Achievable Economic TRC Potential | 0 | 0 | 0 | 0 | 0 | 0 | 0 | 0 | 0 | 0 | 0 | 0 | 0 | 0 | 0 | 0 | 0 | 0 | 0 | 0 | 0 | 0 | 0 | 0 | 0 | 0 | 0 | 0 | 0 | 0 | 0
F3_Industrial_Instruments_New_Space Heating_Natural Gas_Gas Boiler - Stack Economizer_A_Achievable Economic TRC Potential | F3 | Industrial | Instruments | New | Space Heating | Natural Gas | Gas Boiler - Stack Economizer | A | Integrated Unit Winter Peak Savings (kW) | Achievable Economic TRC Potential | 0 | 0 | 0 | 0 | 0 | 0 | 0 | 0 | 0 | 0 | 0 | 0 | 0 | 0 | 0 | 0 | 0 | 0 | 0 | 0 | 0 | 0 | 0 | 0 | 0 | 0 | 0 | 0 | 0 | 0 | 0
F4_Industrial_Instruments_New_Space Heating_Natural Gas_Gas Boiler - Stack Economizer_A_Achievable Economic TRC Potential | F4 | Industrial | Instruments | New | Space Heating | Natural Gas | Gas Boiler - Stack Economizer | A | Incremental Energy Savings (MWh or mTherms) | Achievable Economic TRC Potential | 0 | 0 | 0 | 0 | 0 | 0 | 0 | 0 | 0 | 0 | 0 | 0 | 0 | 0 | 0 | 0 | 0 | 0 | 0 | 0 | 0 | 0 | 0 | 0 | 0 | 0 | 0 | 0 | 0 | 0 | 0
F5_Industrial_Instruments_New_Space Heating_Natural Gas_Gas Boiler - Stack Economizer_A_Achievable Economic TRC Potential | F5 | Industrial | Instruments | New | Space Heating | Natural Gas | Gas Boiler - Stack Economizer | A | Incremental Summer Peak Savings (MW) | Achievable Economic TRC Potential | 0 | 0 | 0 | 0 | 0 | 0 | 0 | 0 | 0 | 0 | 0 | 0 | 0 | 0 | 0 | 0 | 0 | 0 | 0 | 0 | 0 | 0 | 0 | 0 | 0 | 0 | 0 | 0 | 0 | 0 | 0
F6_Industrial_Instruments_New_Space Heating_Natural Gas_Gas Boiler - Stack Economizer_A_Achievable Economic TRC Potential | F6 | Industrial | Instruments | New | Space Heating | Natural Gas | Gas Boiler - Stack Economizer | A | Incremental Winter Peak Savings (MW) | Achievable Economic TRC Potential | 0 | 0 | 0 | 0 | 0 | 0 | 0 | 0 | 0 | 0 | 0 | 0 | 0 | 0 | 0 | 0 | 0 | 0 | 0 | 0 | 0 | 0 | 0 | 0 | 0 | 0 | 0 | 0 | 0 | 0 | 0
F7_Industrial_Instruments_New_Space Heating_Natural Gas_Gas Boiler - Stack Economizer_A_Achievable Economic TRC Potential | F7 | Industrial | Instruments | New | Space Heating | Natural Gas | Gas Boiler - Stack Economizer | A | Cumulative Energy Savings (MWh or mTherms) | Achievable Economic TRC Potential | 0 | 0 | 0 | 0 | 0 | 0 | 0 | 0 | 0 | 0 | 0 | 0 | 0 | 0 | 0 | 0 | 0 | 0 | 0 | 0 | 0 | 0 | 0 | 0 | 0 | 0 | 0 | 0 | 0 | 0 | 0
F8_Industrial_Instruments_New_Space Heating_Natural Gas_Gas Boiler - Stack Economizer_A_Achievable Economic TRC Potential | F8 | Industrial | Instruments | New | Space Heating | Natural Gas | Gas Boiler - Stack Economizer | A | Cumulative Summer Peak Savings (MW) | Achievable Economic TRC Potential | 0 | 0 | 0 | 0 | 0 | 0 | 0 | 0 | 0 | 0 | 0 | 0 | 0 | 0 | 0 | 0 | 0 | 0 | 0 | 0 | 0 | 0 | 0 | 0 | 0 | 0 | 0 | 0 | 0 | 0 | 0
F9_Industrial_Instruments_New_Space Heating_Natural Gas_Gas Boiler - Stack Economizer_A_Achievable Economic TRC Potential | F9 | Industrial | Instruments | New | Space Heating | Natural Gas | Gas Boiler - Stack Economizer | A | Cumulative Winter Peak Savings (MW) | Achievable Economic TRC Potential | 0 | 0 | 0 | 0 | 0 | 0 | 0 | 0 | 0 | 0 | 0 | 0 | 0 | 0 | 0 | 0 | 0 | 0 | 0 | 0 | 0 | 0 | 0 | 0 | 0 | 0 | 0 | 0 | 0 | 0 | 0
F10_Industrial_Instruments_New_Space Heating_Natural Gas_Gas Boiler - Stack Economizer_A_Achievable Economic TRC Potential | F10 | Industrial | Instruments | New | Space Heating | Natural Gas | Gas Boiler - Stack Economizer | A | Purchases (Incremental) | Achievable Economic TRC Potential | 0 | 0 | 0 | 0 | 0 | 0 | 0 | 0 | 0 | 0 | 0 | 0 | 0 | 0 | 0 | 0 | 0 | 0 | 0 | 0 | 0 | 0 | 0 | 0 | 0 | 0 | 0 | 0 | 0 | 0 | 0
F11_Industrial_Instruments_New_Space Heating_Natural Gas_Gas Boiler - Stack Economizer_A_Achievable Economic TRC Potential | F11 | Industrial | Instruments | New | Space Heating | Natural Gas | Gas Boiler - Stack Economizer | A | Purchases (Cumulative) | Achievable Economic TRC Potential | 0 | 0 | 0 | 0 | 0 | 0 | 0 | 0 | 0 | 0 | 0 | 0 | 0 | 0 | 0 | 0 | 0 | 0 | 0 | 0 | 0 | 0 | 0 | 0 | 0 | 0 | 0 | 0 | 0 | 0 | 0
F1_Industrial_Instruments_New_Process_Natural Gas_Gas Boiler - Stack Economizer_A_Achievable Economic TRC Potential | F1 | Industrial | Instruments | New | Process | Natural Gas | Gas Boiler - Stack Economizer | A | Integrated Unit Energy Savings (kWh or therms) | Achievable Economic TRC Potential | 0 | 0 | 0 | 0 | 0 | 3.377 | 3.3767 | 3.3765 | 3.3766 | 3.3767 | 3.3768 | 3.3769 | 3.3769 | 3.377 | 3.377 | 3.377 | 3.377 | 3.3771 | 3.3771 | 3.3771 | 3.3771 | 3.3771 | 3.3772 | 3.3772 | 3.3772 | 3.3772 | 3.3772 | 3.3772 | 3.3775 | 3.3775 | 3.3775
F2_Industrial_Instruments_New_Process_Natural Gas_Gas Boiler - Stack Economizer_A_Achievable Economic TRC Potential | F2 | Industrial | Instruments | New | Process | Natural Gas | Gas Boiler - Stack Economizer | A | Integrated Unit Summer Peak Savings (kW) | Achievable Economic TRC Potential | 0 | 0 | 0 | 0 | 0 | 0 | 0 | 0 | 0 | 0 | 0 | 0 | 0 | 0 | 0 | 0 | 0 | 0 | 0 | 0 | 0 | 0 | 0 | 0 | 0 | 0 | 0 | 0 | 0 | 0 | 0
F3_Industrial_Instruments_New_Process_Natural Gas_Gas Boiler - Stack Economizer_A_Achievable Economic TRC Potential | F3 | Industrial | Instruments | New | Process | Natural Gas | Gas Boiler - Stack Economizer | A | Integrated Unit Winter Peak Savings (kW) | Achievable Economic TRC Potential | 0 | 0 | 0 | 0 | 0 | 0 | 0 | 0 | 0 | 0 | 0 | 0 | 0 | 0 | 0 | 0 | 0 | 0 | 0 | 0 | 0 | 0 | 0 | 0 | 0 | 0 | 0 | 0 | 0 | 0 | 0
F4_Industrial_Instruments_New_Process_Natural Gas_Gas Boiler - Stack Economizer_A_Achievable Economic TRC Potential | F4 | Industrial | Instruments | New | Process | Natural Gas | Gas Boiler - Stack Economizer | A | Incremental Energy Savings (MWh or mTherms) | Achievable Economic TRC Potential | 0 | 0 | 0 | 0 | 0 | 0.08034 | 0.095173 | 0.11 | 0.12475 | 0.1395 | 0.13884 | 0.12157 | 0.10563 | 0.091194 | 0.078219 | 0.066803 | 0.056792 | 0.048114 | 0.040625 | 0.034191 | 0.080344 | 0.095186 | 0.11002 | 0.12477 | 0.13952 | 0.13886 | 0.12159 | 0.10564 | 0.091208 | 0.078231 | 0.066812
F5_Industrial_Instruments_New_Process_Natural Gas_Gas Boiler - Stack Economizer_A_Achievable Economic TRC Potential | F5 | Industrial | Instruments | New | Process | Natural Gas | Gas Boiler - Stack Economizer | A | Incremental Summer Peak Savings (MW) | Achievable Economic TRC Potential | 0 | 0 | 0 | 0 | 0 | 0 | 0 | 0 | 0 | 0 | 0 | 0 | 0 | 0 | 0 | 0 | 0 | 0 | 0 | 0 | 0 | 0 | 0 | 0 | 0 | 0 | 0 | 0 | 0 | 0 | 0
F6_Industrial_Instruments_New_Process_Natural Gas_Gas Boiler - Stack Economizer_A_Achievable Economic TRC Potential | F6 | Industrial | Instruments | New | Process | Natural Gas | Gas Boiler - Stack Economizer | A | Incremental Winter Peak Savings (MW) | Achievable Economic TRC Potential | 0 | 0 | 0 | 0 | 0 | 0 | 0 | 0 | 0 | 0 | 0 | 0 | 0 | 0 | 0 | 0 | 0 | 0 | 0 | 0 | 0 | 0 | 0 | 0 | 0 | 0 | 0 | 0 | 0 | 0 | 0
F7_Industrial_Instruments_New_Process_Natural Gas_Gas Boiler - Stack Economizer_A_Achievable Economic TRC Potential | F7 | Industrial | Instruments | New | Process | Natural Gas | Gas Boiler - Stack Economizer | A | Cumulative Energy Savings (MWh or mTherms) | Achievable Economic TRC Potential | 0 | 0 | 0 | 0 | 0 | 0.08034 | 0.17551 | 0.2855 | 0.41026 | 0.54977 | 0.68863 | 0.81021 | 0.91586 | 1.0071 | 1.0853 | 1.1521 | 1.2089 | 1.257 | 1.2977 | 1.3319 | 1.3319 | 1.3319 | 1.3319 | 1.3319 | 1.3319 | 1.3319 | 1.3319 | 1.3319 | 0 | 0 | 0
F8_Industrial_Instruments_New_Process_Natural Gas_Gas Boiler - Stack Economizer_A_Achievable Economic TRC Potential | F8 | Industrial | Instruments | New | Process | Natural Gas | Gas Boiler - Stack Economizer | A | Cumulative Summer Peak Savings (MW) | Achievable Economic TRC Potential | 0 | 0 | 0 | 0 | 0 | 0 | 0 | 0 | 0 | 0 | 0 | 0 | 0 | 0 | 0 | 0 | 0 | 0 | 0 | 0 | 0 | 0 | 0 | 0 | 0 | 0 | 0 | 0 | 0 | 0 | 0
F9_Industrial_Instruments_New_Process_Natural Gas_Gas Boiler - Stack Economizer_A_Achievable Economic TRC Potential | F9 | Industrial | Instruments | New | Process | Natural Gas | Gas Boiler - Stack Economizer | A | Cumulative Winter Peak Savings (MW) | Achievable Economic TRC Potential | 0 | 0 | 0 | 0 | 0 | 0 | 0 | 0 | 0 | 0 | 0 | 0 | 0 | 0 | 0 | 0 | 0 | 0 | 0 | 0 | 0 | 0 | 0 | 0 | 0 | 0 | 0 | 0 | 0 | 0 | 0
F10_Industrial_Instruments_New_Process_Natural Gas_Gas Boiler - Stack Economizer_A_Achievable Economic TRC Potential | F10 | Industrial | Instruments | New | Process | Natural Gas | Gas Boiler - Stack Economizer | A | Purchases (Incremental) | Achievable Economic TRC Potential | 0 | 0 | 0 | 0 | 0 | 23.7907 | 28.1855 | 32.5779 | 36.9444 | 41.3132 | 41.1171 | 36.0019 | 31.2812 | 27.0048 | 23.1625 | 19.7817 | 16.8172 | 14.2473 | 12.0295 | 10.1244 | 23.7907 | 28.1855 | 32.5779 | 36.9444 | 41.3132 | 41.1171 | 36.0019 | 31.2812 | 27.0048 | 23.1625 | 19.7817
F11_Industrial_Instruments_New_Process_Natural Gas_Gas Boiler - Stack Economizer_A_Achievable Economic TRC Potential | F11 | Industrial | Instruments | New | Process | Natural Gas | Gas Boiler - Stack Economizer | A | Purchases (Cumulative) | Achievable Economic TRC Potential | 0 | 0 | 0 | 0 | 0 | 23.7907 | 51.9762 | 84.5541 | 121.4985 | 162.8117 | 203.9288 | 239.9307 | 271.2119 | 298.2167 | 321.3792 | 341.1609 | 357.978 | 372.2253 | 384.2548 | 394.3792 | 394.3792 | 394.3792 | 394.3792 | 394.3792 | 394.3792 | 394.3792 | 394.3792 | 394.3792 | 394.3792 | 394.3792 | 394.3792
F1_Industrial_Instruments_New_Space Heating_Natural Gas_Gas Furnace Tube Inserts_A_Achievable Economic TRC Potential | F1 | Industrial | Instruments | New | Space Heating | Natural Gas | Gas Furnace Tube Inserts | A | Integrated Unit Energy Savings (kWh or therms) | Achievable Economic TRC Potential | 0 | 0 | 0 | 0 | 0 | 0 | 0 | 0 | 0 | 0 | 0 | 0 | 0 | 0 | 0 | 0 | 0 | 0 | 0 | 0 | 0 | 0 | 0 | 0 | 0 | 0 | 0 | 0 | 0 | 0 | 0
F2_Industrial_Instruments_New_Space Heating_Natural Gas_Gas Furnace Tube Inserts_A_Achievable Economic TRC Potential | F2 | Industrial | Instruments | New | Space Heating | Natural Gas | Gas Furnace Tube Inserts | A | Integrated Unit Summer Peak Savings (kW) | Achievable Economic TRC Potential | 0 | 0 | 0 | 0 | 0 | 0 | 0 | 0 | 0 | 0 | 0 | 0 | 0 | 0 | 0 | 0 | 0 | 0 | 0 | 0 | 0 | 0 | 0 | 0 | 0 | 0 | 0 | 0 | 0 | 0 | 0
F3_Industrial_Instruments_New_Space Heating_Natural Gas_Gas Furnace Tube Inserts_A_Achievable Economic TRC Potential | F3 | Industrial | Instruments | New | Space Heating | Natural Gas | Gas Furnace Tube Inserts | A | Integrated Unit Winter Peak Savings (kW) | Achievable Economic TRC Potential | 0 | 0 | 0 | 0 | 0 | 0 | 0 | 0 | 0 | 0 | 0 | 0 | 0 | 0 | 0 | 0 | 0 | 0 | 0 | 0 | 0 | 0 | 0 | 0 | 0 | 0 | 0 | 0 | 0 | 0 | 0
F4_Industrial_Instruments_New_Space Heating_Natural Gas_Gas Furnace Tube Inserts_A_Achievable Economic TRC Potential | F4 | Industrial | Instruments | New | Space Heating | Natural Gas | Gas Furnace Tube Inserts | A | Incremental Energy Savings (MWh or mTherms) | Achievable Economic TRC Potential | 0 | 0 | 0 | 0 | 0 | 0 | 0 | 0 | 0 | 0 | 0 | 0 | 0 | 0 | 0 | 0 | 0 | 0 | 0 | 0 | 0 | 0 | 0 | 0 | 0 | 0 | 0 | 0 | 0 | 0 | 0
F5_Industrial_Instruments_New_Space Heating_Natural Gas_Gas Furnace Tube Inserts_A_Achievable Economic TRC Potential | F5 | Industrial | Instruments | New | Space Heating | Natural Gas | Gas Furnace Tube Inserts | A | Incremental Summer Peak Savings (MW) | Achievable Economic TRC Potential | 0 | 0 | 0 | 0 | 0 | 0 | 0 | 0 | 0 | 0 | 0 | 0 | 0 | 0 | 0 | 0 | 0 | 0 | 0 | 0 | 0 | 0 | 0 | 0 | 0 | 0 | 0 | 0 | 0 | 0 | 0
F6_Industrial_Instruments_New_Space Heating_Natural Gas_Gas Furnace Tube Inserts_A_Achievable Economic TRC Potential | F6 | Industrial | Instruments | New | Space Heating | Natural Gas | Gas Furnace Tube Inserts | A | Incremental Winter Peak Savings (MW) | Achievable Economic TRC Potential | 0 | 0 | 0 | 0 | 0 | 0 | 0 | 0 | 0 | 0 | 0 | 0 | 0 | 0 | 0 | 0 | 0 | 0 | 0 | 0 | 0 | 0 | 0 | 0 | 0 | 0 | 0 | 0 | 0 | 0 | 0
F7_Industrial_Instruments_New_Space Heating_Natural Gas_Gas Furnace Tube Inserts_A_Achievable Economic TRC Potential | F7 | Industrial | Instruments | New | Space Heating | Natural Gas | Gas Furnace Tube Inserts | A | Cumulative Energy Savings (MWh or mTherms) | Achievable Economic TRC Potential | 0 | 0 | 0 | 0 | 0 | 0 | 0 | 0 | 0 | 0 | 0 | 0 | 0 | 0 | 0 | 0 | 0 | 0 | 0 | 0 | 0 | 0 | 0 | 0 | 0 | 0 | 0 | 0 | 0 | 0 | 0
F8_Industrial_Instruments_New_Space Heating_Natural Gas_Gas Furnace Tube Inserts_A_Achievable Economic TRC Potential | F8 | Industrial | Instruments | New | Space Heating | Natural Gas | Gas Furnace Tube Inserts | A | Cumulative Summer Peak Savings (MW) | Achievable Economic TRC Potential | 0 | 0 | 0 | 0 | 0 | 0 | 0 | 0 | 0 | 0 | 0 | 0 | 0 | 0 | 0 | 0 | 0 | 0 | 0 | 0 | 0 | 0 | 0 | 0 | 0 | 0 | 0 | 0 | 0 | 0 | 0
F9_Industrial_Instruments_New_Space Heating_Natural Gas_Gas Furnace Tube Inserts_A_Achievable Economic TRC Potential | F9 | Industrial | Instruments | New | Space Heating | Natural Gas | Gas Furnace Tube Inserts | A | Cumulative Winter Peak Savings (MW) | Achievable Economic TRC Potential | 0 | 0 | 0 | 0 | 0 | 0 | 0 | 0 | 0 | 0 | 0 | 0 | 0 | 0 | 0 | 0 | 0 | 0 | 0 | 0 | 0 | 0 | 0 | 0 | 0 | 0 | 0 | 0 | 0 | 0 | 0
F10_Industrial_Instruments_New_Space Heating_Natural Gas_Gas Furnace Tube Inserts_A_Achievable Economic TRC Potential | F10 | Industrial | Instruments | New | Space Heating | Natural Gas | Gas Furnace Tube Inserts | A | Purchases (Incremental) | Achievable Economic TRC Potential | 0 | 0 | 0 | 0 | 0 | 0 | 0 | 0 | 0 | 0 | 0 | 0 | 0 | 0 | 0 | 0 | 0 | 0 | 0 | 0 | 0 | 0 | 0 | 0 | 0 | 0 | 0 | 0 | 0 | 0 | 0
F11_Industrial_Instruments_New_Space Heating_Natural Gas_Gas Furnace Tube Inserts_A_Achievable Economic TRC Potential | F11 | Industrial | Instruments | New | Space Heating | Natural Gas | Gas Furnace Tube Inserts | A | Purchases (Cumulative) | Achievable Economic TRC Potential | 0 | 0 | 0 | 0 | 0 | 0 | 0 | 0 | 0 | 0 | 0 | 0 | 0 | 0 | 0 | 0 | 0 | 0 | 0 | 0 | 0 | 0 | 0 | 0 | 0 | 0 | 0 | 0 | 0 | 0 | 0
F1_Industrial_Instruments_New_Space Heating_Natural Gas_Space Heating - Heat Recovery Ventilator_A_Achievable Economic TRC Potential | F1 | Industrial | Instruments | New | Space Heating | Natural Gas | Space Heating - Heat Recovery Ventilator | A | Integrated Unit Energy Savings (kWh or therms) | Achievable Economic TRC Potential | 0 | 0 | 0 | 0 | 0 | 0.012431 | 0.012219 | 0.012041 | 0.011885 | 0.011741 | 0.011609 | 0.011451 | 0.011276 | 0.011096 | 0.010914 | 0.010744 | 0.010587 | 0.010451 | 0.010285 | 0.010157 | 0.010062 | 0.0099908 | 0.009955 | 0.0099375 | 0.0099331 | 0.0099379 | 0.0099451 | 0.0099548 | 0 | 0 | 0
F2_Industrial_Instruments_New_Space Heating_Natural Gas_Space Heating - Heat Recovery Ventilator_A_Achievable Economic TRC Potential | F2 | Industrial | Instruments | New | Space Heating | Natural Gas | Space Heating - Heat Recovery Ventilator | A | Integrated Unit Summer Peak Savings (kW) | Achievable Economic TRC Potential | 0 | 0 | 0 | 0 | 0 | 0 | 0 | 0 | 0 | 0 | 0 | 0 | 0 | 0 | 0 | 0 | 0 | 0 | 0 | 0 | 0 | 0 | 0 | 0 | 0 | 0 | 0 | 0 | 0 | 0 | 0
F3_Industrial_Instruments_New_Space Heating_Natural Gas_Space Heating - Heat Recovery Ventilator_A_Achievable Economic TRC Potential | F3 | Industrial | Instruments | New | Space Heating | Natural Gas | Space Heating - Heat Recovery Ventilator | A | Integrated Unit Winter Peak Savings (kW) | Achievable Economic TRC Potential | 0 | 0 | 0 | 0 | 0 | 0 | 0 | 0 | 0 | 0 | 0 | 0 | 0 | 0 | 0 | 0 | 0 | 0 | 0 | 0 | 0 | 0 | 0 | 0 | 0 | 0 | 0 | 0 | 0 | 0 | 0
F4_Industrial_Instruments_New_Space Heating_Natural Gas_Space Heating - Heat Recovery Ventilator_A_Achievable Economic TRC Potential | F4 | Industrial | Instruments | New | Space Heating | Natural Gas | Space Heating - Heat Recovery Ventilator | A | Incremental Energy Savings (MWh or mTherms) | Achievable Economic TRC Potential | 0 | 0 | 0 | 0 | 0 | 0 | 0 | 0 | 0 | 0 | 0 | 0 | 0 | 0 | 0 | 0 | 0 | 0 | 0 | 0 | 0 | 0 | 0 | 0 | 0 | 0 | 0 | 0 | 0 | 0 | 0
F5_Industrial_Instruments_New_Space Heating_Natural Gas_Space Heating - Heat Recovery Ventilator_A_Achievable Economic TRC Potential | F5 | Industrial | Instruments | New | Space Heating | Natural Gas | Space Heating - Heat Recovery Ventilator | A | Incremental Summer Peak Savings (MW) | Achievable Economic TRC Potential | 0 | 0 | 0 | 0 | 0 | 0 | 0 | 0 | 0 | 0 | 0 | 0 | 0 | 0 | 0 | 0 | 0 | 0 | 0 | 0 | 0 | 0 | 0 | 0 | 0 | 0 | 0 | 0 | 0 | 0 | 0
F6_Industrial_Instruments_New_Space Heating_Natural Gas_Space Heating - Heat Recovery Ventilator_A_Achievable Economic TRC Potential | F6 | Industrial | Instruments | New | Space Heating | Natural Gas | Space Heating - Heat Recovery Ventilator | A | Incremental Winter Peak Savings (MW) | Achievable Economic TRC Potential | 0 | 0 | 0 | 0 | 0 | 0 | 0 | 0 | 0 | 0 | 0 | 0 | 0 | 0 | 0 | 0 | 0 | 0 | 0 | 0 | 0 | 0 | 0 | 0 | 0 | 0 | 0 | 0 | 0 | 0 | 0
F7_Industrial_Instruments_New_Space Heating_Natural Gas_Space Heating - Heat Recovery Ventilator_A_Achievable Economic TRC Potential | F7 | Industrial | Instruments | New | Space Heating | Natural Gas | Space Heating - Heat Recovery Ventilator | A | Cumulative Energy Savings (MWh or mTherms) | Achievable Economic TRC Potential | 0 | 0 | 0 | 0 | 0 | 0 | 0 | 0 | 0 | 0 | 0 | 0 | 0 | 0 | 0 | 0 | 0 | 0 | 0 | 0 | 0 | 0 | 0 | 0 | 0 | 0 | 0 | 0 | 0 | 0 | 0
F8_Industrial_Instruments_New_Space Heating_Natural Gas_Space Heating - Heat Recovery Ventilator_A_Achievable Economic TRC Potential | F8 | Industrial | Instruments | New | Space Heating | Natural Gas | Space Heating - Heat Recovery Ventilator | A | Cumulative Summer Peak Savings (MW) | Achievable Economic TRC Potential | 0 | 0 | 0 | 0 | 0 | 0 | 0 | 0 | 0 | 0 | 0 | 0 | 0 | 0 | 0 | 0 | 0 | 0 | 0 | 0 | 0 | 0 | 0 | 0 | 0 | 0 | 0 | 0 | 0 | 0 | 0
F9_Industrial_Instruments_New_Space Heating_Natural Gas_Space Heating - Heat Recovery Ventilator_A_Achievable Economic TRC Potential | F9 | Industrial | Instruments | New | Space Heating | Natural Gas | Space Heating - Heat Recovery Ventilator | A | Cumulative Winter Peak Savings (MW) | Achievable Economic TRC Potential | 0 | 0 | 0 | 0 | 0 | 0 | 0 | 0 | 0 | 0 | 0 | 0 | 0 | 0 | 0 | 0 | 0 | 0 | 0 | 0 | 0 | 0 | 0 | 0 | 0 | 0 | 0 | 0 | 0 | 0 | 0
F10_Industrial_Instruments_New_Space Heating_Natural Gas_Space Heating - Heat Recovery Ventilator_A_Achievable Economic TRC Potential | F10 | Industrial | Instruments | New | Space Heating | Natural Gas | Space Heating - Heat Recovery Ventilator | A | Purchases (Incremental) | Achievable Economic TRC Potential | 0 | 0 | 0 | 0 | 0 | 0 | 0 | 0 | 0 | 0 | 0 | 0 | 0 | 0 | 0 | 0 | 0 | 0 | 0 | 0 | 0 | 0 | 0 | 0 | 0 | 0 | 0 | 0 | 0 | 0 | 0
F11_Industrial_Instruments_New_Space Heating_Natural Gas_Space Heating - Heat Recovery Ventilator_A_Achievable Economic TRC Potential | F11 | Industrial | Instruments | New | Space Heating | Natural Gas | Space Heating - Heat Recovery Ventilator | A | Purchases (Cumulative) | Achievable Economic TRC Potential | 0 | 0 | 0 | 0 | 0 | 0 | 0 | 0 | 0 | 0 | 0 | 0 | 0 | 0 | 0 | 0 | 0 | 0 | 0 | 0 | 0 | 0 | 0 | 0 | 0 | 0 | 0 | 0 | 0 | 0 | 0
F1_Industrial_Instruments_New_Space Heating_Natural Gas_Thermostat - Programmable_A_Achievable Economic TRC Potential | F1 | Industrial | Instruments | New | Space Heating | Natural Gas | Thermostat - Programmable | A | Integrated Unit Energy Savings (kWh or therms) | Achievable Economic TRC Potential | 0 | 0 | 0 | 0 | 0 | 0.0061753 | 0.0060701 | 0.0059818 | 0.0059042 | 0.0058326 | 0.0057673 | 0.0056885 | 0.005602 | 0.0055123 | 0.0054219 | 0.0053374 | 0.0052593 | 0.0051917 | 0.0051095 | 0.005046 | 0.0049987 | 0.0049633 | 0.0049455 | 0.0049368 | 0.0049346 | 0.004937 | 0.0049406 | 0.0049454 | 0 | 0 | 0
F2_Industrial_Instruments_New_Space Heating_Natural Gas_Thermostat - Programmable_A_Achievable Economic TRC Potential | F2 | Industrial | Instruments | New | Space Heating | Natural Gas | Thermostat - Programmable | A | Integrated Unit Summer Peak Savings (kW) | Achievable Economic TRC Potential | 0 | 0 | 0 | 0 | 0 | 0 | 0 | 0 | 0 | 0 | 0 | 0 | 0 | 0 | 0 | 0 | 0 | 0 | 0 | 0 | 0 | 0 | 0 | 0 | 0 | 0 | 0 | 0 | 0 | 0 | 0
F3_Industrial_Instruments_New_Space Heating_Natural Gas_Thermostat - Programmable_A_Achievable Economic TRC Potential | F3 | Industrial | Instruments | New | Space Heating | Natural Gas | Thermostat - Programmable | A | Integrated Unit Winter Peak Savings (kW) | Achievable Economic TRC Potential | 0 | 0 | 0 | 0 | 0 | 0 | 0 | 0 | 0 | 0 | 0 | 0 | 0 | 0 | 0 | 0 | 0 | 0 | 0 | 0 | 0 | 0 | 0 | 0 | 0 | 0 | 0 | 0 | 0 | 0 | 0
F4_Industrial_Instruments_New_Space Heating_Natural Gas_Thermostat - Programmable_A_Achievable Economic TRC Potential | F4 | Industrial | Instruments | New | Space Heating | Natural Gas | Thermostat - Programmable | A | Incremental Energy Savings (MWh or mTherms) | Achievable Economic TRC Potential | 0 | 0 | 0 | 0 | 0 | 0 | 0 | 0 | 0 | 0 | 0 | 0 | 0 | 0 | 0 | 0 | 0 | 0 | 0 | 0 | 0 | 0 | 0 | 0 | 0 | 0 | 0 | 0 | 0 | 0 | 0
F5_Industrial_Instruments_New_Space Heating_Natural Gas_Thermostat - Programmable_A_Achievable Economic TRC Potential | F5 | Industrial | Instruments | New | Space Heating | Natural Gas | Thermostat - Programmable | A | Incremental Summer Peak Savings (MW) | Achievable Economic TRC Potential | 0 | 0 | 0 | 0 | 0 | 0 | 0 | 0 | 0 | 0 | 0 | 0 | 0 | 0 | 0 | 0 | 0 | 0 | 0 | 0 | 0 | 0 | 0 | 0 | 0 | 0 | 0 | 0 | 0 | 0 | 0
F6_Industrial_Instruments_New_Space Heating_Natural Gas_Thermostat - Programmable_A_Achievable Economic TRC Potential | F6 | Industrial | Instruments | New | Space Heating | Natural Gas | Thermostat - Programmable | A | Incremental Winter Peak Savings (MW) | Achievable Economic TRC Potential | 0 | 0 | 0 | 0 | 0 | 0 | 0 | 0 | 0 | 0 | 0 | 0 | 0 | 0 | 0 | 0 | 0 | 0 | 0 | 0 | 0 | 0 | 0 | 0 | 0 | 0 | 0 | 0 | 0 | 0 | 0
F7_Industrial_Instruments_New_Space Heating_Natural Gas_Thermostat - Programmable_A_Achievable Economic TRC Potential | F7 | Industrial | Instruments | New | Space Heating | Natural Gas | Thermostat - Programmable | A | Cumulative Energy Savings (MWh or mTherms) | Achievable Economic TRC Potential | 0 | 0 | 0 | 0 | 0 | 0 | 0 | 0 | 0 | 0 | 0 | 0 | 0 | 0 | 0 | 0 | 0 | 0 | 0 | 0 | 0 | 0 | 0 | 0 | 0 | 0 | 0 | 0 | 0 | 0 | 0
F8_Industrial_Instruments_New_Space Heating_Natural Gas_Thermostat - Programmable_A_Achievable Economic TRC Potential | F8 | Industrial | Instruments | New | Space Heating | Natural Gas | Thermostat - Programmable | A | Cumulative Summer Peak Savings (MW) | Achievable Economic TRC Potential | 0 | 0 | 0 | 0 | 0 | 0 | 0 | 0 | 0 | 0 | 0 | 0 | 0 | 0 | 0 | 0 | 0 | 0 | 0 | 0 | 0 | 0 | 0 | 0 | 0 | 0 | 0 | 0 | 0 | 0 | 0
F9_Industrial_Instruments_New_Space Heating_Natural Gas_Thermostat - Programmable_A_Achievable Economic TRC Potential | F9 | Industrial | Instruments | New | Space Heating | Natural Gas | Thermostat - Programmable | A | Cumulative Winter Peak Savings (MW) | Achievable Economic TRC Potential | 0 | 0 | 0 | 0 | 0 | 0 | 0 | 0 | 0 | 0 | 0 | 0 | 0 | 0 | 0 | 0 | 0 | 0 | 0 | 0 | 0 | 0 | 0 | 0 | 0 | 0 | 0 | 0 | 0 | 0 | 0
F10_Industrial_Instruments_New_Space Heating_Natural Gas_Thermostat - Programmable_A_Achievable Economic TRC Potential | F10 | Industrial | Instruments | New | Space Heating | Natural Gas | Thermostat - Programmable | A | Purchases (Incremental) | Achievable Economic TRC Potential | 0 | 0 | 0 | 0 | 0 | 0 | 0 | 0 | 0 | 0 | 0 | 0 | 0 | 0 | 0 | 0 | 0 | 0 | 0 | 0 | 0 | 0 | 0 | 0 | 0 | 0 | 0 | 0 | 0 | 0 | 0
F11_Industrial_Instruments_New_Space Heating_Natural Gas_Thermostat - Programmable_A_Achievable Economic TRC Potential | F11 | Industrial | Instruments | New | Space Heating | Natural Gas | Thermostat - Programmable | A | Purchases (Cumulative) | Achievable Economic TRC Potential | 0 | 0 | 0 | 0 | 0 | 0 | 0 | 0 | 0 | 0 | 0 | 0 | 0 | 0 | 0 | 0 | 0 | 0 | 0 | 0 | 0 | 0 | 0 | 0 | 0 | 0 | 0 | 0 | 0 | 0 | 0
F1_Industrial_Instruments_New_Space Heating_Natural Gas_ENERGY STAR Connected Thermostat_A_Achievable Economic TRC Potential | F1 | Industrial | Instruments | New | Space Heating | Natural Gas | ENERGY STAR Connected Thermostat | A | Integrated Unit Energy Savings (kWh or therms) | Achievable Economic TRC Potential | 0 | 0 | 0 | 0 | 0 | 0.014537 | 0.014289 | 0.014081 | 0.013898 | 0.01373 | 0.013576 | 0.013391 | 0.013187 | 0.012976 | 0.012763 | 0.012564 | 0.01238 | 0.012221 | 0.012028 | 0.011878 | 0.011767 | 0.011684 | 0.011642 | 0.011621 | 0.011616 | 0.011622 | 0.01163 | 0.011642 | 0 | 0 | 0
F2_Industrial_Instruments_New_Space Heating_Natural Gas_ENERGY STAR Connected Thermostat_A_Achievable Economic TRC Potential | F2 | Industrial | Instruments | New | Space Heating | Natural Gas | ENERGY STAR Connected Thermostat | A | Integrated Unit Summer Peak Savings (kW) | Achievable Economic TRC Potential | 0 | 0 | 0 | 0 | 0 | 0 | 0 | 0 | 0 | 0 | 0 | 0 | 0 | 0 | 0 | 0 | 0 | 0 | 0 | 0 | 0 | 0 | 0 | 0 | 0 | 0 | 0 | 0 | 0 | 0 | 0
F3_Industrial_Instruments_New_Space Heating_Natural Gas_ENERGY STAR Connected Thermostat_A_Achievable Economic TRC Potential | F3 | Industrial | Instruments | New | Space Heating | Natural Gas | ENERGY STAR Connected Thermostat | A | Integrated Unit Winter Peak Savings (kW) | Achievable Economic TRC Potential | 0 | 0 | 0 | 0 | 0 | 0 | 0 | 0 | 0 | 0 | 0 | 0 | 0 | 0 | 0 | 0 | 0 | 0 | 0 | 0 | 0 | 0 | 0 | 0 | 0 | 0 | 0 | 0 | 0 | 0 | 0
F4_Industrial_Instruments_New_Space Heating_Natural Gas_ENERGY STAR Connected Thermostat_A_Achievable Economic TRC Potential | F4 | Industrial | Instruments | New | Space Heating | Natural Gas | ENERGY STAR Connected Thermostat | A | Incremental Energy Savings (MWh or mTherms) | Achievable Economic TRC Potential | 0 | 0 | 0 | 0 | 0 | 0 | 0 | 0 | 0 | 0 | 0 | 0 | 0 | 0 | 0 | 0 | 0 | 0 | 0 | 0 | 0 | 0 | 0 | 0 | 0 | 0 | 0 | 0 | 0 | 0 | 0
F5_Industrial_Instruments_New_Space Heating_Natural Gas_ENERGY STAR Connected Thermostat_A_Achievable Economic TRC Potential | F5 | Industrial | Instruments | New | Space Heating | Natural Gas | ENERGY STAR Connected Thermostat | A | Incremental Summer Peak Savings (MW) | Achievable Economic TRC Potential | 0 | 0 | 0 | 0 | 0 | 0 | 0 | 0 | 0 | 0 | 0 | 0 | 0 | 0 | 0 | 0 | 0 | 0 | 0 | 0 | 0 | 0 | 0 | 0 | 0 | 0 | 0 | 0 | 0 | 0 | 0
F6_Industrial_Instruments_New_Space Heating_Natural Gas_ENERGY STAR Connected Thermostat_A_Achievable Economic TRC Potential | F6 | Industrial | Instruments | New | Space Heating | Natural Gas | ENERGY STAR Connected Thermostat | A | Incremental Winter Peak Savings (MW) | Achievable Economic TRC Potential | 0 | 0 | 0 | 0 | 0 | 0 | 0 | 0 | 0 | 0 | 0 | 0 | 0 | 0 | 0 | 0 | 0 | 0 | 0 | 0 | 0 | 0 | 0 | 0 | 0 | 0 | 0 | 0 | 0 | 0 | 0
F7_Industrial_Instruments_New_Space Heating_Natural Gas_ENERGY STAR Connected Thermostat_A_Achievable Economic TRC Potential | F7 | Industrial | Instruments | New | Space Heating | Natural Gas | ENERGY STAR Connected Thermostat | A | Cumulative Energy Savings (MWh or mTherms) | Achievable Economic TRC Potential | 0 | 0 | 0 | 0 | 0 | 0 | 0 | 0 | 0 | 0 | 0 | 0 | 0 | 0 | 0 | 0 | 0 | 0 | 0 | 0 | 0 | 0 | 0 | 0 | 0 | 0 | 0 | 0 | 0 | 0 | 0
F8_Industrial_Instruments_New_Space Heating_Natural Gas_ENERGY STAR Connected Thermostat_A_Achievable Economic TRC Potential | F8 | Industrial | Instruments | New | Space Heating | Natural Gas | ENERGY STAR Connected Thermostat | A | Cumulative Summer Peak Savings (MW) | Achievable Economic TRC Potential | 0 | 0 | 0 | 0 | 0 | 0 | 0 | 0 | 0 | 0 | 0 | 0 | 0 | 0 | 0 | 0 | 0 | 0 | 0 | 0 | 0 | 0 | 0 | 0 | 0 | 0 | 0 | 0 | 0 | 0 | 0
F9_Industrial_Instruments_New_Space Heating_Natural Gas_ENERGY STAR Connected Thermostat_A_Achievable Economic TRC Potential | F9 | Industrial | Instruments | New | Space Heating | Natural Gas | ENERGY STAR Connected Thermostat | A | Cumulative Winter Peak Savings (MW) | Achievable Economic TRC Potential | 0 | 0 | 0 | 0 | 0 | 0 | 0 | 0 | 0 | 0 | 0 | 0 | 0 | 0 | 0 | 0 | 0 | 0 | 0 | 0 | 0 | 0 | 0 | 0 | 0 | 0 | 0 | 0 | 0 | 0 | 0
F10_Industrial_Instruments_New_Space Heating_Natural Gas_ENERGY STAR Connected Thermostat_A_Achievable Economic TRC Potential | F10 | Industrial | Instruments | New | Space Heating | Natural Gas | ENERGY STAR Connected Thermostat | A | Purchases (Incremental) | Achievable Economic TRC Potential | 0 | 0 | 0 | 0 | 0 | 0 | 0 | 0 | 0 | 0 | 0 | 0 | 0 | 0 | 0 | 0 | 0 | 0 | 0 | 0 | 0 | 0 | 0 | 0 | 0 | 0 | 0 | 0 | 0 | 0 | 0
F11_Industrial_Instruments_New_Space Heating_Natural Gas_ENERGY STAR Connected Thermostat_A_Achievable Economic TRC Potential | F11 | Industrial | Instruments | New | Space Heating | Natural Gas | ENERGY STAR Connected Thermostat | A | Purchases (Cumulative) | Achievable Economic TRC Potential | 0 | 0 | 0 | 0 | 0 | 0 | 0 | 0 | 0 | 0 | 0 | 0 | 0 | 0 | 0 | 0 | 0 | 0 | 0 | 0 | 0 | 0 | 0 | 0 | 0 | 0 | 0 | 0 | 0 | 0 | 0
F1_Industrial_Instruments_New_Space Heating_Natural Gas_Destratification Fans (HVLS)_A_Achievable Economic TRC Potential | F1 | Industrial | Instruments | New | Space Heating | Natural Gas | Destratification Fans (HVLS) | A | Integrated Unit Energy Savings (kWh or therms) | Achievable Economic TRC Potential | 0 | 0 | 0 | 0 | 0 | 0.014537 | 0.014289 | 0.014081 | 0.013898 | 0.01373 | 0.013576 | 0.013391 | 0.013187 | 0.012976 | 0.012763 | 0.012564 | 0.01238 | 0.012221 | 0.012028 | 0.011878 | 0.011767 | 0.011684 | 0.011642 | 0.011621 | 0.011616 | 0.011622 | 0.01163 | 0.011642 | 0 | 0 | 0
F2_Industrial_Instruments_New_Space Heating_Natural Gas_Destratification Fans (HVLS)_A_Achievable Economic TRC Potential | F2 | Industrial | Instruments | New | Space Heating | Natural Gas | Destratification Fans (HVLS) | A | Integrated Unit Summer Peak Savings (kW) | Achievable Economic TRC Potential | 0 | 0 | 0 | 0 | 0 | 0 | 0 | 0 | 0 | 0 | 0 | 0 | 0 | 0 | 0 | 0 | 0 | 0 | 0 | 0 | 0 | 0 | 0 | 0 | 0 | 0 | 0 | 0 | 0 | 0 | 0
F3_Industrial_Instruments_New_Space Heating_Natural Gas_Destratification Fans (HVLS)_A_Achievable Economic TRC Potential | F3 | Industrial | Instruments | New | Space Heating | Natural Gas | Destratification Fans (HVLS) | A | Integrated Unit Winter Peak Savings (kW) | Achievable Economic TRC Potential | 0 | 0 | 0 | 0 | 0 | 0 | 0 | 0 | 0 | 0 | 0 | 0 | 0 | 0 | 0 | 0 | 0 | 0 | 0 | 0 | 0 | 0 | 0 | 0 | 0 | 0 | 0 | 0 | 0 | 0 | 0
F4_Industrial_Instruments_New_Space Heating_Natural Gas_Destratification Fans (HVLS)_A_Achievable Economic TRC Potential | F4 | Industrial | Instruments | New | Space Heating | Natural Gas | Destratification Fans (HVLS) | A | Incremental Energy Savings (MWh or mTherms) | Achievable Economic TRC Potential | 0 | 0 | 0 | 0 | 0 | 0 | 0 | 0 | 0 | 0 | 0 | 0 | 0 | 0 | 0 | 0 | 0 | 0 | 0 | 0 | 0 | 0 | 0 | 0 | 0 | 0 | 0 | 0 | 0 | 0 | 0
F5_Industrial_Instruments_New_Space Heating_Natural Gas_Destratification Fans (HVLS)_A_Achievable Economic TRC Potential | F5 | Industrial | Instruments | New | Space Heating | Natural Gas | Destratification Fans (HVLS) | A | Incremental Summer Peak Savings (MW) | Achievable Economic TRC Potential | 0 | 0 | 0 | 0 | 0 | 0 | 0 | 0 | 0 | 0 | 0 | 0 | 0 | 0 | 0 | 0 | 0 | 0 | 0 | 0 | 0 | 0 | 0 | 0 | 0 | 0 | 0 | 0 | 0 | 0 | 0
F6_Industrial_Instruments_New_Space Heating_Natural Gas_Destratification Fans (HVLS)_A_Achievable Economic TRC Potential | F6 | Industrial | Instruments | New | Space Heating | Natural Gas | Destratification Fans (HVLS) | A | Incremental Winter Peak Savings (MW) | Achievable Economic TRC Potential | 0 | 0 | 0 | 0 | 0 | 0 | 0 | 0 | 0 | 0 | 0 | 0 | 0 | 0 | 0 | 0 | 0 | 0 | 0 | 0 | 0 | 0 | 0 | 0 | 0 | 0 | 0 | 0 | 0 | 0 | 0
F7_Industrial_Instruments_New_Space Heating_Natural Gas_Destratification Fans (HVLS)_A_Achievable Economic TRC Potential | F7 | Industrial | Instruments | New | Space Heating | Natural Gas | Destratification Fans (HVLS) | A | Cumulative Energy Savings (MWh or mTherms) | Achievable Economic TRC Potential | 0 | 0 | 0 | 0 | 0 | 0 | 0 | 0 | 0 | 0 | 0 | 0 | 0 | 0 | 0 | 0 | 0 | 0 | 0 | 0 | 0 | 0 | 0 | 0 | 0 | 0 | 0 | 0 | 0 | 0 | 0
F8_Industrial_Instruments_New_Space Heating_Natural Gas_Destratification Fans (HVLS)_A_Achievable Economic TRC Potential | F8 | Industrial | Instruments | New | Space Heating | Natural Gas | Destratification Fans (HVLS) | A | Cumulative Summer Peak Savings (MW) | Achievable Economic TRC Potential | 0 | 0 | 0 | 0 | 0 | 0 | 0 | 0 | 0 | 0 | 0 | 0 | 0 | 0 | 0 | 0 | 0 | 0 | 0 | 0 | 0 | 0 | 0 | 0 | 0 | 0 | 0 | 0 | 0 | 0 | 0
F9_Industrial_Instruments_New_Space Heating_Natural Gas_Destratification Fans (HVLS)_A_Achievable Economic TRC Potential | F9 | Industrial | Instruments | New | Space Heating | Natural Gas | Destratification Fans (HVLS) | A | Cumulative Winter Peak Savings (MW) | Achievable Economic TRC Potential | 0 | 0 | 0 | 0 | 0 | 0 | 0 | 0 | 0 | 0 | 0 | 0 | 0 | 0 | 0 | 0 | 0 | 0 | 0 | 0 | 0 | 0 | 0 | 0 | 0 | 0 | 0 | 0 | 0 | 0 | 0
F10_Industrial_Instruments_New_Space Heating_Natural Gas_Destratification Fans (HVLS)_A_Achievable Economic TRC Potential | F10 | Industrial | Instruments | New | Space Heating | Natural Gas | Destratification Fans (HVLS) | A | Purchases (Incremental) | Achievable Economic TRC Potential | 0 | 0 | 0 | 0 | 0 | 0 | 0 | 0 | 0 | 0 | 0 | 0 | 0 | 0 | 0 | 0 | 0 | 0 | 0 | 0 | 0 | 0 | 0 | 0 | 0 | 0 | 0 | 0 | 0 | 0 | 0
F11_Industrial_Instruments_New_Space Heating_Natural Gas_Destratification Fans (HVLS)_A_Achievable Economic TRC Potential | F11 | Industrial | Instruments | New | Space Heating | Natural Gas | Destratification Fans (HVLS) | A | Purchases (Cumulative) | Achievable Economic TRC Potential | 0 | 0 | 0 | 0 | 0 | 0 | 0 | 0 | 0 | 0 | 0 | 0 | 0 | 0 | 0 | 0 | 0 | 0 | 0 | 0 | 0 | 0 | 0 | 0 | 0 | 0 | 0 | 0 | 0 | 0 | 0
F1_Industrial_Instruments_New_Space Heating_Natural Gas_Gas Boiler - Insulate Steam Lines/Condensate Tank_A_Achievable Economic TRC Potential | F1 | Industrial | Instruments | New | Space Heating | Natural Gas | Gas Boiler - Insulate Steam Lines/Condensate Tank | A | Integrated Unit Energy Savings (kWh or therms) | Achievable Economic TRC Potential | 0 | 0 | 0 | 0 | 0 | 0 | 0 | 0 | 0 | 0 | 0 | 0 | 0 | 0 | 0 | 0 | 0 | 0 | 0 | 0 | 0 | 0 | 0 | 0 | 0 | 0 | 0 | 0 | 0 | 0 | 0
F2_Industrial_Instruments_New_Space Heating_Natural Gas_Gas Boiler - Insulate Steam Lines/Condensate Tank_A_Achievable Economic TRC Potential | F2 | Industrial | Instruments | New | Space Heating | Natural Gas | Gas Boiler - Insulate Steam Lines/Condensate Tank | A | Integrated Unit Summer Peak Savings (kW) | Achievable Economic TRC Potential | 0 | 0 | 0 | 0 | 0 | 0 | 0 | 0 | 0 | 0 | 0 | 0 | 0 | 0 | 0 | 0 | 0 | 0 | 0 | 0 | 0 | 0 | 0 | 0 | 0 | 0 | 0 | 0 | 0 | 0 | 0
F3_Industrial_Instruments_New_Space Heating_Natural Gas_Gas Boiler - Insulate Steam Lines/Condensate Tank_A_Achievable Economic TRC Potential | F3 | Industrial | Instruments | New | Space Heating | Natural Gas | Gas Boiler - Insulate Steam Lines/Condensate Tank | A | Integrated Unit Winter Peak Savings (kW) | Achievable Economic TRC Potential | 0 | 0 | 0 | 0 | 0 | 0 | 0 | 0 | 0 | 0 | 0 | 0 | 0 | 0 | 0 | 0 | 0 | 0 | 0 | 0 | 0 | 0 | 0 | 0 | 0 | 0 | 0 | 0 | 0 | 0 | 0
F4_Industrial_Instruments_New_Space Heating_Natural Gas_Gas Boiler - Insulate Steam Lines/Condensate Tank_A_Achievable Economic TRC Potential | F4 | Industrial | Instruments | New | Space Heating | Natural Gas | Gas Boiler - Insulate Steam Lines/Condensate Tank | A | Incremental Energy Savings (MWh or mTherms) | Achievable Economic TRC Potential | 0 | 0 | 0 | 0 | 0 | 0 | 0 | 0 | 0 | 0 | 0 | 0 | 0 | 0 | 0 | 0 | 0 | 0 | 0 | 0 | 0 | 0 | 0 | 0 | 0 | 0 | 0 | 0 | 0 | 0 | 0
F5_Industrial_Instruments_New_Space Heating_Natural Gas_Gas Boiler - Insulate Steam Lines/Condensate Tank_A_Achievable Economic TRC Potential | F5 | Industrial | Instruments | New | Space Heating | Natural Gas | Gas Boiler - Insulate Steam Lines/Condensate Tank | A | Incremental Summer Peak Savings (MW) | Achievable Economic TRC Potential | 0 | 0 | 0 | 0 | 0 | 0 | 0 | 0 | 0 | 0 | 0 | 0 | 0 | 0 | 0 | 0 | 0 | 0 | 0 | 0 | 0 | 0 | 0 | 0 | 0 | 0 | 0 | 0 | 0 | 0 | 0
F6_Industrial_Instruments_New_Space Heating_Natural Gas_Gas Boiler - Insulate Steam Lines/Condensate Tank_A_Achievable Economic TRC Potential | F6 | Industrial | Instruments | New | Space Heating | Natural Gas | Gas Boiler - Insulate Steam Lines/Condensate Tank | A | Incremental Winter Peak Savings (MW) | Achievable Economic TRC Potential | 0 | 0 | 0 | 0 | 0 | 0 | 0 | 0 | 0 | 0 | 0 | 0 | 0 | 0 | 0 | 0 | 0 | 0 | 0 | 0 | 0 | 0 | 0 | 0 | 0 | 0 | 0 | 0 | 0 | 0 | 0
F7_Industrial_Instruments_New_Space Heating_Natural Gas_Gas Boiler - Insulate Steam Lines/Condensate Tank_A_Achievable Economic TRC Potential | F7 | Industrial | Instruments | New | Space Heating | Natural Gas | Gas Boiler - Insulate Steam Lines/Condensate Tank | A | Cumulative Energy Savings (MWh or mTherms) | Achievable Economic TRC Potential | 0 | 0 | 0 | 0 | 0 | 0 | 0 | 0 | 0 | 0 | 0 | 0 | 0 | 0 | 0 | 0 | 0 | 0 | 0 | 0 | 0 | 0 | 0 | 0 | 0 | 0 | 0 | 0 | 0 | 0 | 0
F8_Industrial_Instruments_New_Space Heating_Natural Gas_Gas Boiler - Insulate Steam Lines/Condensate Tank_A_Achievable Economic TRC Potential | F8 | Industrial | Instruments | New | Space Heating | Natural Gas | Gas Boiler - Insulate Steam Lines/Condensate Tank | A | Cumulative Summer Peak Savings (MW) | Achievable Economic TRC Potential | 0 | 0 | 0 | 0 | 0 | 0 | 0 | 0 | 0 | 0 | 0 | 0 | 0 | 0 | 0 | 0 | 0 | 0 | 0 | 0 | 0 | 0 | 0 | 0 | 0 | 0 | 0 | 0 | 0 | 0 | 0
F9_Industrial_Instruments_New_Space Heating_Natural Gas_Gas Boiler - Insulate Steam Lines/Condensate Tank_A_Achievable Economic TRC Potential | F9 | Industrial | Instruments | New | Space Heating | Natural Gas | Gas Boiler - Insulate Steam Lines/Condensate Tank | A | Cumulative Winter Peak Savings (MW) | Achievable Economic TRC Potential | 0 | 0 | 0 | 0 | 0 | 0 | 0 | 0 | 0 | 0 | 0 | 0 | 0 | 0 | 0 | 0 | 0 | 0 | 0 | 0 | 0 | 0 | 0 | 0 | 0 | 0 | 0 | 0 | 0 | 0 | 0
F10_Industrial_Instruments_New_Space Heating_Natural Gas_Gas Boiler - Insulate Steam Lines/Condensate Tank_A_Achievable Economic TRC Potential | F10 | Industrial | Instruments | New | Space Heating | Natural Gas | Gas Boiler - Insulate Steam Lines/Condensate Tank | A | Purchases (Incremental) | Achievable Economic TRC Potential | 0 | 0 | 0 | 0 | 0 | 0 | 0 | 0 | 0 | 0 | 0 | 0 | 0 | 0 | 0 | 0 | 0 | 0 | 0 | 0 | 0 | 0 | 0 | 0 | 0 | 0 | 0 | 0 | 0 | 0 | 0
F11_Industrial_Instruments_New_Space Heating_Natural Gas_Gas Boiler - Insulate Steam Lines/Condensate Tank_A_Achievable Economic TRC Potential | F11 | Industrial | Instruments | New | Space Heating | Natural Gas | Gas Boiler - Insulate Steam Lines/Condensate Tank | A | Purchases (Cumulative) | Achievable Economic TRC Potential | 0 | 0 | 0 | 0 | 0 | 0 | 0 | 0 | 0 | 0 | 0 | 0 | 0 | 0 | 0 | 0 | 0 | 0 | 0 | 0 | 0 | 0 | 0 | 0 | 0 | 0 | 0 | 0 | 0 | 0 | 0
F1_Industrial_Instruments_New_Process_Natural Gas_Gas Boiler - Insulate Steam Lines/Condensate Tank_A_Achievable Economic TRC Potential | F1 | Industrial | Instruments | New | Process | Natural Gas | Gas Boiler - Insulate Steam Lines/Condensate Tank | A | Integrated Unit Energy Savings (kWh or therms) | Achievable Economic TRC Potential | 0 | 0 | 0 | 0 | 0 | 27.8724 | 27.8139 | 27.7608 | 27.7122 | 27.6647 | 27.6311 | 27.601 | 27.5748 | 27.5528 | 27.5353 | 27.5232 | 27.5159 | 27.5125 | 27.5116 | 27.5117 | 27.5144 | 27.5166 | 27.518 | 27.5188 | 27.519 | 27.5348 | 27.5494 | 27.5629 | 27.9412 | 27.9412 | 27.9412
F2_Industrial_Instruments_New_Process_Natural Gas_Gas Boiler - Insulate Steam Lines/Condensate Tank_A_Achievable Economic TRC Potential | F2 | Industrial | Instruments | New | Process | Natural Gas | Gas Boiler - Insulate Steam Lines/Condensate Tank | A | Integrated Unit Summer Peak Savings (kW) | Achievable Economic TRC Potential | 0 | 0 | 0 | 0 | 0 | 0 | 0 | 0 | 0 | 0 | 0 | 0 | 0 | 0 | 0 | 0 | 0 | 0 | 0 | 0 | 0 | 0 | 0 | 0 | 0 | 0 | 0 | 0 | 0 | 0 | 0
F3_Industrial_Instruments_New_Process_Natural Gas_Gas Boiler - Insulate Steam Lines/Condensate Tank_A_Achievable Economic TRC Potential | F3 | Industrial | Instruments | New | Process | Natural Gas | Gas Boiler - Insulate Steam Lines/Condensate Tank | A | Integrated Unit Winter Peak Savings (kW) | Achievable Economic TRC Potential | 0 | 0 | 0 | 0 | 0 | 0 | 0 | 0 | 0 | 0 | 0 | 0 | 0 | 0 | 0 | 0 | 0 | 0 | 0 | 0 | 0 | 0 | 0 | 0 | 0 | 0 | 0 | 0 | 0 | 0 | 0
F4_Industrial_Instruments_New_Process_Natural Gas_Gas Boiler - Insulate Steam Lines/Condensate Tank_A_Achievable Economic TRC Potential | F4 | Industrial | Instruments | New | Process | Natural Gas | Gas Boiler - Insulate Steam Lines/Condensate Tank | A | Incremental Energy Savings (MWh or mTherms) | Achievable Economic TRC Potential | 0 | 0 | 0 | 0 | 0 | 0.037892 | 0.044797 | 0.05168 | 0.058504 | 0.06531 | 0.072134 | 0.078864 | 0.085573 | 0.092269 | 0.098864 | 0.1055 | 0.11208 | 0.11867 | 0.12525 | 0.13176 | 0.1383 | 0.14481 | 0.1513 | 0.15775 | 0.16418 | 0.037433 | 0.044371 | 0.051311 | 0.058987 | 0.065963 | 0.072944
F5_Industrial_Instruments_New_Process_Natural Gas_Gas Boiler - Insulate Steam Lines/Condensate Tank_A_Achievable Economic TRC Potential | F5 | Industrial | Instruments | New | Process | Natural Gas | Gas Boiler - Insulate Steam Lines/Condensate Tank | A | Incremental Summer Peak Savings (MW) | Achievable Economic TRC Potential | 0 | 0 | 0 | 0 | 0 | 0 | 0 | 0 | 0 | 0 | 0 | 0 | 0 | 0 | 0 | 0 | 0 | 0 | 0 | 0 | 0 | 0 | 0 | 0 | 0 | 0 | 0 | 0 | 0 | 0 | 0
F6_Industrial_Instruments_New_Process_Natural Gas_Gas Boiler - Insulate Steam Lines/Condensate Tank_A_Achievable Economic TRC Potential | F6 | Industrial | Instruments | New | Process | Natural Gas | Gas Boiler - Insulate Steam Lines/Condensate Tank | A | Incremental Winter Peak Savings (MW) | Achievable Economic TRC Potential | 0 | 0 | 0 | 0 | 0 | 0 | 0 | 0 | 0 | 0 | 0 | 0 | 0 | 0 | 0 | 0 | 0 | 0 | 0 | 0 | 0 | 0 | 0 | 0 | 0 | 0 | 0 | 0 | 0 | 0 | 0
F7_Industrial_Instruments_New_Process_Natural Gas_Gas Boiler - Insulate Steam Lines/Condensate Tank_A_Achievable Economic TRC Potential | F7 | Industrial | Instruments | New | Process | Natural Gas | Gas Boiler - Insulate Steam Lines/Condensate Tank | A | Cumulative Energy Savings (MWh or mTherms) | Achievable Economic TRC Potential | 0 | 0 | 0 | 0 | 0 | 0.037892 | 0.08261 | 0.13413 | 0.1924 | 0.25738 | 0.3292 | 0.40771 | 0.49289 | 0.58477 | 0.68326 | 0.78846 | 0.90033 | 1.0189 | 1.1441 | 1.2759 | 1.4143 | 1.5592 | 1.7106 | 1.8684 | 2.0326 | 2.0338 | 2.0348 | 2.0358 | 0 | 0 | 0
F8_Industrial_Instruments_New_Process_Natural Gas_Gas Boiler - Insulate Steam Lines/Condensate Tank_A_Achievable Economic TRC Potential | F8 | Industrial | Instruments | New | Process | Natural Gas | Gas Boiler - Insulate Steam Lines/Condensate Tank | A | Cumulative Summer Peak Savings (MW) | Achievable Economic TRC Potential | 0 | 0 | 0 | 0 | 0 | 0 | 0 | 0 | 0 | 0 | 0 | 0 | 0 | 0 | 0 | 0 | 0 | 0 | 0 | 0 | 0 | 0 | 0 | 0 | 0 | 0 | 0 | 0 | 0 | 0 | 0
F9_Industrial_Instruments_New_Process_Natural Gas_Gas Boiler - Insulate Steam Lines/Condensate Tank_A_Achievable Economic TRC Potential | F9 | Industrial | Instruments | New | Process | Natural Gas | Gas Boiler - Insulate Steam Lines/Condensate Tank | A | Cumulative Winter Peak Savings (MW) | Achievable Economic TRC Potential | 0 | 0 | 0 | 0 | 0 | 0 | 0 | 0 | 0 | 0 | 0 | 0 | 0 | 0 | 0 | 0 | 0 | 0 | 0 | 0 | 0 | 0 | 0 | 0 | 0 | 0 | 0 | 0 | 0 | 0 | 0
F10_Industrial_Instruments_New_Process_Natural Gas_Gas Boiler - Insulate Steam Lines/Condensate Tank_A_Achievable Economic TRC Potential | F10 | Industrial | Instruments | New | Process | Natural Gas | Gas Boiler - Insulate Steam Lines/Condensate Tank | A | Purchases (Incremental) | Achievable Economic TRC Potential | 0 | 0 | 0 | 0 | 0 | 1.3595 | 1.6106 | 1.8616 | 2.1111 | 2.3608 | 2.6106 | 2.8573 | 3.1033 | 3.3488 | 3.5904 | 3.833 | 4.0732 | 4.3134 | 4.5525 | 4.7894 | 5.0266 | 5.2628 | 5.4981 | 5.7325 | 5.9661 | 1.3595 | 1.6106 | 1.8616 | 2.1111 | 2.3608 | 2.6106
F11_Industrial_Instruments_New_Process_Natural Gas_Gas Boiler - Insulate Steam Lines/Condensate Tank_A_Achievable Economic TRC Potential | F11 | Industrial | Instruments | New | Process | Natural Gas | Gas Boiler - Insulate Steam Lines/Condensate Tank | A | Purchases (Cumulative) | Achievable Economic TRC Potential | 0 | 0 | 0 | 0 | 0 | 1.3595 | 2.9701 | 4.8317 | 6.9428 | 9.3036 | 11.9142 | 14.7715 | 17.8748 | 21.2236 | 24.814 | 28.647 | 32.7202 | 37.0336 | 41.5861 | 46.3755 | 51.402 | 56.6648 | 62.1629 | 67.8954 | 73.8615 | 73.8615 | 73.8615 | 73.8615 | 73.8615 | 73.8615 | 73.8615
F1_Industrial_Instruments_New_Space Heating_Natural Gas_Gas Boiler - Insulate Hot Water Lines_A_Achievable Economic TRC Potential | F1 | Industrial | Instruments | New | Space Heating | Natural Gas | Gas Boiler - Insulate Hot Water Lines | A | Integrated Unit Energy Savings (kWh or therms) | Achievable Economic TRC Potential | 0 | 0 | 0 | 0 | 0 | 0 | 0 | 0 | 0 | 0 | 0 | 0 | 0 | 0 | 0 | 0 | 0 | 0 | 0 | 0 | 0 | 0 | 0 | 0 | 0 | 0 | 0 | 0 | 0 | 0 | 0
F2_Industrial_Instruments_New_Space Heating_Natural Gas_Gas Boiler - Insulate Hot Water Lines_A_Achievable Economic TRC Potential | F2 | Industrial | Instruments | New | Space Heating | Natural Gas | Gas Boiler - Insulate Hot Water Lines | A | Integrated Unit Summer Peak Savings (kW) | Achievable Economic TRC Potential | 0 | 0 | 0 | 0 | 0 | 0 | 0 | 0 | 0 | 0 | 0 | 0 | 0 | 0 | 0 | 0 | 0 | 0 | 0 | 0 | 0 | 0 | 0 | 0 | 0 | 0 | 0 | 0 | 0 | 0 | 0
F3_Industrial_Instruments_New_Space Heating_Natural Gas_Gas Boiler - Insulate Hot Water Lines_A_Achievable Economic TRC Potential | F3 | Industrial | Instruments | New | Space Heating | Natural Gas | Gas Boiler - Insulate Hot Water Lines | A | Integrated Unit Winter Peak Savings (kW) | Achievable Economic TRC Potential | 0 | 0 | 0 | 0 | 0 | 0 | 0 | 0 | 0 | 0 | 0 | 0 | 0 | 0 | 0 | 0 | 0 | 0 | 0 | 0 | 0 | 0 | 0 | 0 | 0 | 0 | 0 | 0 | 0 | 0 | 0
F4_Industrial_Instruments_New_Space Heating_Natural Gas_Gas Boiler - Insulate Hot Water Lines_A_Achievable Economic TRC Potential | F4 | Industrial | Instruments | New | Space Heating | Natural Gas | Gas Boiler - Insulate Hot Water Lines | A | Incremental Energy Savings (MWh or mTherms) | Achievable Economic TRC Potential | 0 | 0 | 0 | 0 | 0 | 0 | 0 | 0 | 0 | 0 | 0 | 0 | 0 | 0 | 0 | 0 | 0 | 0 | 0 | 0 | 0 | 0 | 0 | 0 | 0 | 0 | 0 | 0 | 0 | 0 | 0
F5_Industrial_Instruments_New_Space Heating_Natural Gas_Gas Boiler - Insulate Hot Water Lines_A_Achievable Economic TRC Potential | F5 | Industrial | Instruments | New | Space Heating | Natural Gas | Gas Boiler - Insulate Hot Water Lines | A | Incremental Summer Peak Savings (MW) | Achievable Economic TRC Potential | 0 | 0 | 0 | 0 | 0 | 0 | 0 | 0 | 0 | 0 | 0 | 0 | 0 | 0 | 0 | 0 | 0 | 0 | 0 | 0 | 0 | 0 | 0 | 0 | 0 | 0 | 0 | 0 | 0 | 0 | 0
F6_Industrial_Instruments_New_Space Heating_Natural Gas_Gas Boiler - Insulate Hot Water Lines_A_Achievable Economic TRC Potential | F6 | Industrial | Instruments | New | Space Heating | Natural Gas | Gas Boiler - Insulate Hot Water Lines | A | Incremental Winter Peak Savings (MW) | Achievable Economic TRC Potential | 0 | 0 | 0 | 0 | 0 | 0 | 0 | 0 | 0 | 0 | 0 | 0 | 0 | 0 | 0 | 0 | 0 | 0 | 0 | 0 | 0 | 0 | 0 | 0 | 0 | 0 | 0 | 0 | 0 | 0 | 0
F7_Industrial_Instruments_New_Space Heating_Natural Gas_Gas Boiler - Insulate Hot Water Lines_A_Achievable Economic TRC Potential | F7 | Industrial | Instruments | New | Space Heating | Natural Gas | Gas Boiler - Insulate Hot Water Lines | A | Cumulative Energy Savings (MWh or mTherms) | Achievable Economic TRC Potential | 0 | 0 | 0 | 0 | 0 | 0 | 0 | 0 | 0 | 0 | 0 | 0 | 0 | 0 | 0 | 0 | 0 | 0 | 0 | 0 | 0 | 0 | 0 | 0 | 0 | 0 | 0 | 0 | 0 | 0 | 0
F8_Industrial_Instruments_New_Space Heating_Natural Gas_Gas Boiler - Insulate Hot Water Lines_A_Achievable Economic TRC Potential | F8 | Industrial | Instruments | New | Space Heating | Natural Gas | Gas Boiler - Insulate Hot Water Lines | A | Cumulative Summer Peak Savings (MW) | Achievable Economic TRC Potential | 0 | 0 | 0 | 0 | 0 | 0 | 0 | 0 | 0 | 0 | 0 | 0 | 0 | 0 | 0 | 0 | 0 | 0 | 0 | 0 | 0 | 0 | 0 | 0 | 0 | 0 | 0 | 0 | 0 | 0 | 0
F9_Industrial_Instruments_New_Space Heating_Natural Gas_Gas Boiler - Insulate Hot Water Lines_A_Achievable Economic TRC Potential | F9 | Industrial | Instruments | New | Space Heating | Natural Gas | Gas Boiler - Insulate Hot Water Lines | A | Cumulative Winter Peak Savings (MW) | Achievable Economic TRC Potential | 0 | 0 | 0 | 0 | 0 | 0 | 0 | 0 | 0 | 0 | 0 | 0 | 0 | 0 | 0 | 0 | 0 | 0 | 0 | 0 | 0 | 0 | 0 | 0 | 0 | 0 | 0 | 0 | 0 | 0 | 0
F10_Industrial_Instruments_New_Space Heating_Natural Gas_Gas Boiler - Insulate Hot Water Lines_A_Achievable Economic TRC Potential | F10 | Industrial | Instruments | New | Space Heating | Natural Gas | Gas Boiler - Insulate Hot Water Lines | A | Purchases (Incremental) | Achievable Economic TRC Potential | 0 | 0 | 0 | 0 | 0 | 0 | 0 | 0 | 0 | 0 | 0 | 0 | 0 | 0 | 0 | 0 | 0 | 0 | 0 | 0 | 0 | 0 | 0 | 0 | 0 | 0 | 0 | 0 | 0 | 0 | 0
F11_Industrial_Instruments_New_Space Heating_Natural Gas_Gas Boiler - Insulate Hot Water Lines_A_Achievable Economic TRC Potential | F11 | Industrial | Instruments | New | Space Heating | Natural Gas | Gas Boiler - Insulate Hot Water Lines | A | Purchases (Cumulative) | Achievable Economic TRC Potential | 0 | 0 | 0 | 0 | 0 | 0 | 0 | 0 | 0 | 0 | 0 | 0 | 0 | 0 | 0 | 0 | 0 | 0 | 0 | 0 | 0 | 0 | 0 | 0 | 0 | 0 | 0 | 0 | 0 | 0 | 0
F1_Industrial_Instruments_New_Process_Natural Gas_Gas Boiler - Insulate Hot Water Lines_A_Achievable Economic TRC Potential | F1 | Industrial | Instruments | New | Process | Natural Gas | Gas Boiler - Insulate Hot Water Lines | A | Integrated Unit Energy Savings (kWh or therms) | Achievable Economic TRC Potential | 0 | 0 | 0 | 0 | 0 | 31.5439 | 31.5109 | 31.4803 | 31.4524 | 31.4241 | 31.3968 | 31.373 | 31.3529 | 31.3372 | 31.3265 | 31.3213 | 31.3216 | 31.326 | 31.3331 | 31.3413 | 31.3522 | 31.3625 | 31.3719 | 31.3805 | 31.3884 | 31.3957 | 31.4024 | 31.4087 | 31.5823 | 31.5823 | 31.5823
F2_Industrial_Instruments_New_Process_Natural Gas_Gas Boiler - Insulate Hot Water Lines_A_Achievable Economic TRC Potential | F2 | Industrial | Instruments | New | Process | Natural Gas | Gas Boiler - Insulate Hot Water Lines | A | Integrated Unit Summer Peak Savings (kW) | Achievable Economic TRC Potential | 0 | 0 | 0 | 0 | 0 | 0 | 0 | 0 | 0 | 0 | 0 | 0 | 0 | 0 | 0 | 0 | 0 | 0 | 0 | 0 | 0 | 0 | 0 | 0 | 0 | 0 | 0 | 0 | 0 | 0 | 0
F3_Industrial_Instruments_New_Process_Natural Gas_Gas Boiler - Insulate Hot Water Lines_A_Achievable Economic TRC Potential | F3 | Industrial | Instruments | New | Process | Natural Gas | Gas Boiler - Insulate Hot Water Lines | A | Integrated Unit Winter Peak Savings (kW) | Achievable Economic TRC Potential | 0 | 0 | 0 | 0 | 0 | 0 | 0 | 0 | 0 | 0 | 0 | 0 | 0 | 0 | 0 | 0 | 0 | 0 | 0 | 0 | 0 | 0 | 0 | 0 | 0 | 0 | 0 | 0 | 0 | 0 | 0
F4_Industrial_Instruments_New_Process_Natural Gas_Gas Boiler - Insulate Hot Water Lines_A_Achievable Economic TRC Potential | F4 | Industrial | Instruments | New | Process | Natural Gas | Gas Boiler - Insulate Hot Water Lines | A | Incremental Energy Savings (MWh or mTherms) | Achievable Economic TRC Potential | 0 | 0 | 0 | 0 | 0 | 0.042883 | 0.050752 | 0.058604 | 0.0664 | 0.074185 | 0.081965 | 0.089642 | 0.097298 | 0.10494 | 0.11248 | 0.12005 | 0.12758 | 0.13512 | 0.14264 | 0.15011 | 0.15759 | 0.16505 | 0.17249 | 0.17989 | 0.18727 | 0.042682 | 0.050577 | 0.05847 | 0.066674 | 0.074558 | 0.082449
F5_Industrial_Instruments_New_Process_Natural Gas_Gas Boiler - Insulate Hot Water Lines_A_Achievable Economic TRC Potential | F5 | Industrial | Instruments | New | Process | Natural Gas | Gas Boiler - Insulate Hot Water Lines | A | Incremental Summer Peak Savings (MW) | Achievable Economic TRC Potential | 0 | 0 | 0 | 0 | 0 | 0 | 0 | 0 | 0 | 0 | 0 | 0 | 0 | 0 | 0 | 0 | 0 | 0 | 0 | 0 | 0 | 0 | 0 | 0 | 0 | 0 | 0 | 0 | 0 | 0 | 0
F6_Industrial_Instruments_New_Process_Natural Gas_Gas Boiler - Insulate Hot Water Lines_A_Achievable Economic TRC Potential | F6 | Industrial | Instruments | New | Process | Natural Gas | Gas Boiler - Insulate Hot Water Lines | A | Incremental Winter Peak Savings (MW) | Achievable Economic TRC Potential | 0 | 0 | 0 | 0 | 0 | 0 | 0 | 0 | 0 | 0 | 0 | 0 | 0 | 0 | 0 | 0 | 0 | 0 | 0 | 0 | 0 | 0 | 0 | 0 | 0 | 0 | 0 | 0 | 0 | 0 | 0
F7_Industrial_Instruments_New_Process_Natural Gas_Gas Boiler - Insulate Hot Water Lines_A_Achievable Economic TRC Potential | F7 | Industrial | Instruments | New | Process | Natural Gas | Gas Boiler - Insulate Hot Water Lines | A | Cumulative Energy Savings (MWh or mTherms) | Achievable Economic TRC Potential | 0 | 0 | 0 | 0 | 0 | 0.042883 | 0.09359 | 0.1521 | 0.21837 | 0.29236 | 0.37407 | 0.46343 | 0.56043 | 0.66509 | 0.77734 | 0.89726 | 1.0248 | 1.1601 | 1.303 | 1.4535 | 1.6116 | 1.7772 | 1.9502 | 2.1306 | 2.3184 | 2.3189 | 2.3194 | 2.3199 | 0 | 0 | 0
F8_Industrial_Instruments_New_Process_Natural Gas_Gas Boiler - Insulate Hot Water Lines_A_Achievable Economic TRC Potential | F8 | Industrial | Instruments | New | Process | Natural Gas | Gas Boiler - Insulate Hot Water Lines | A | Cumulative Summer Peak Savings (MW) | Achievable Economic TRC Potential | 0 | 0 | 0 | 0 | 0 | 0 | 0 | 0 | 0 | 0 | 0 | 0 | 0 | 0 | 0 | 0 | 0 | 0 | 0 | 0 | 0 | 0 | 0 | 0 | 0 | 0 | 0 | 0 | 0 | 0 | 0
F9_Industrial_Instruments_New_Process_Natural Gas_Gas Boiler - Insulate Hot Water Lines_A_Achievable Economic TRC Potential | F9 | Industrial | Instruments | New | Process | Natural Gas | Gas Boiler - Insulate Hot Water Lines | A | Cumulative Winter Peak Savings (MW) | Achievable Economic TRC Potential | 0 | 0 | 0 | 0 | 0 | 0 | 0 | 0 | 0 | 0 | 0 | 0 | 0 | 0 | 0 | 0 | 0 | 0 | 0 | 0 | 0 | 0 | 0 | 0 | 0 | 0 | 0 | 0 | 0 | 0 | 0
F10_Industrial_Instruments_New_Process_Natural Gas_Gas Boiler - Insulate Hot Water Lines_A_Achievable Economic TRC Potential | F10 | Industrial | Instruments | New | Process | Natural Gas | Gas Boiler - Insulate Hot Water Lines | A | Purchases (Incremental) | Achievable Economic TRC Potential | 0 | 0 | 0 | 0 | 0 | 1.3595 | 1.6106 | 1.8616 | 2.1111 | 2.3608 | 2.6106 | 2.8573 | 3.1033 | 3.3488 | 3.5904 | 3.833 | 4.0732 | 4.3134 | 4.5525 | 4.7894 | 5.0266 | 5.2628 | 5.4981 | 5.7325 | 5.9661 | 1.3595 | 1.6106 | 1.8616 | 2.1111 | 2.3608 | 2.6106
F11_Industrial_Instruments_New_Process_Natural Gas_Gas Boiler - Insulate Hot Water Lines_A_Achievable Economic TRC Potential | F11 | Industrial | Instruments | New | Process | Natural Gas | Gas Boiler - Insulate Hot Water Lines | A | Purchases (Cumulative) | Achievable Economic TRC Potential | 0 | 0 | 0 | 0 | 0 | 1.3595 | 2.9701 | 4.8317 | 6.9428 | 9.3036 | 11.9142 | 14.7715 | 17.8748 | 21.2236 | 24.814 | 28.647 | 32.7202 | 37.0336 | 41.5861 | 46.3755 | 51.402 | 56.6648 | 62.1629 | 67.8954 | 73.8615 | 73.8615 | 73.8615 | 73.8615 | 73.8615 | 73.8615 | 73.8615
F1_Industrial_Instruments_New_Process_Natural Gas_Process - Insulate Heated Process Fluids_A_Achievable Economic TRC Potential | F1 | Industrial | Instruments | New | Process | Natural Gas | Process - Insulate Heated Process Fluids | A | Integrated Unit Energy Savings (kWh or therms) | Achievable Economic TRC Potential | 0 | 0 | 0 | 0 | 0 | 9.2053 | 9.1831 | 9.163 | 9.1445 | 9.1266 | 9.1134 | 9.1014 | 9.0907 | 9.0815 | 9.0738 | 9.0679 | 9.0636 | 9.0606 | 9.0584 | 9.0565 | 9.0556 | 9.0544 | 9.0531 | 9.0515 | 9.0497 | 9.0565 | 9.0628 | 9.0686 | 9.2315 | 9.2315 | 9.2315
F2_Industrial_Instruments_New_Process_Natural Gas_Process - Insulate Heated Process Fluids_A_Achievable Economic TRC Potential | F2 | Industrial | Instruments | New | Process | Natural Gas | Process - Insulate Heated Process Fluids | A | Integrated Unit Summer Peak Savings (kW) | Achievable Economic TRC Potential | 0 | 0 | 0 | 0 | 0 | 0 | 0 | 0 | 0 | 0 | 0 | 0 | 0 | 0 | 0 | 0 | 0 | 0 | 0 | 0 | 0 | 0 | 0 | 0 | 0 | 0 | 0 | 0 | 0 | 0 | 0
F3_Industrial_Instruments_New_Process_Natural Gas_Process - Insulate Heated Process Fluids_A_Achievable Economic TRC Potential | F3 | Industrial | Instruments | New | Process | Natural Gas | Process - Insulate Heated Process Fluids | A | Integrated Unit Winter Peak Savings (kW) | Achievable Economic TRC Potential | 0 | 0 | 0 | 0 | 0 | 0 | 0 | 0 | 0 | 0 | 0 | 0 | 0 | 0 | 0 | 0 | 0 | 0 | 0 | 0 | 0 | 0 | 0 | 0 | 0 | 0 | 0 | 0 | 0 | 0 | 0
F4_Industrial_Instruments_New_Process_Natural Gas_Process - Insulate Heated Process Fluids_A_Achievable Economic TRC Potential | F4 | Industrial | Instruments | New | Process | Natural Gas | Process - Insulate Heated Process Fluids | A | Incremental Energy Savings (MWh or mTherms) | Achievable Economic TRC Potential | 0 | 0 | 0 | 0 | 0 | 0 | 0 | 0 | 0 | 0 | 0 | 0 | 0 | 0 | 0 | 0 | 0 | 0 | 0 | 0 | 0 | 0 | 0 | 0 | 0 | 0 | 0 | 0 | 0 | 0 | 0
F5_Industrial_Instruments_New_Process_Natural Gas_Process - Insulate Heated Process Fluids_A_Achievable Economic TRC Potential | F5 | Industrial | Instruments | New | Process | Natural Gas | Process - Insulate Heated Process Fluids | A | Incremental Summer Peak Savings (MW) | Achievable Economic TRC Potential | 0 | 0 | 0 | 0 | 0 | 0 | 0 | 0 | 0 | 0 | 0 | 0 | 0 | 0 | 0 | 0 | 0 | 0 | 0 | 0 | 0 | 0 | 0 | 0 | 0 | 0 | 0 | 0 | 0 | 0 | 0
F6_Industrial_Instruments_New_Process_Natural Gas_Process - Insulate Heated Process Fluids_A_Achievable Economic TRC Potential | F6 | Industrial | Instruments | New | Process | Natural Gas | Process - Insulate Heated Process Fluids | A | Incremental Winter Peak Savings (MW) | Achievable Economic TRC Potential | 0 | 0 | 0 | 0 | 0 | 0 | 0 | 0 | 0 | 0 | 0 | 0 | 0 | 0 | 0 | 0 | 0 | 0 | 0 | 0 | 0 | 0 | 0 | 0 | 0 | 0 | 0 | 0 | 0 | 0 | 0
F7_Industrial_Instruments_New_Process_Natural Gas_Process - Insulate Heated Process Fluids_A_Achievable Economic TRC Potential | F7 | Industrial | Instruments | New | Process | Natural Gas | Process - Insulate Heated Process Fluids | A | Cumulative Energy Savings (MWh or mTherms) | Achievable Economic TRC Potential | 0 | 0 | 0 | 0 | 0 | 0 | 0 | 0 | 0 | 0 | 0 | 0 | 0 | 0 | 0 | 0 | 0 | 0 | 0 | 0 | 0 | 0 | 0 | 0 | 0 | 0 | 0 | 0 | 0 | 0 | 0
F8_Industrial_Instruments_New_Process_Natural Gas_Process - Insulate Heated Process Fluids_A_Achievable Economic TRC Potential | F8 | Industrial | Instruments | New | Process | Natural Gas | Process - Insulate Heated Process Fluids | A | Cumulative Summer Peak Savings (MW) | Achievable Economic TRC Potential | 0 | 0 | 0 | 0 | 0 | 0 | 0 | 0 | 0 | 0 | 0 | 0 | 0 | 0 | 0 | 0 | 0 | 0 | 0 | 0 | 0 | 0 | 0 | 0 | 0 | 0 | 0 | 0 | 0 | 0 | 0
F9_Industrial_Instruments_New_Process_Natural Gas_Process - Insulate Heated Process Fluids_A_Achievable Economic TRC Potential | F9 | Industrial | Instruments | New | Process | Natural Gas | Process - Insulate Heated Process Fluids | A | Cumulative Winter Peak Savings (MW) | Achievable Economic TRC Potential | 0 | 0 | 0 | 0 | 0 | 0 | 0 | 0 | 0 | 0 | 0 | 0 | 0 | 0 | 0 | 0 | 0 | 0 | 0 | 0 | 0 | 0 | 0 | 0 | 0 | 0 | 0 | 0 | 0 | 0 | 0
F10_Industrial_Instruments_New_Process_Natural Gas_Process - Insulate Heated Process Fluids_A_Achievable Economic TRC Potential | F10 | Industrial | Instruments | New | Process | Natural Gas | Process - Insulate Heated Process Fluids | A | Purchases (Incremental) | Achievable Economic TRC Potential | 0 | 0 | 0 | 0 | 0 | 0 | 0 | 0 | 0 | 0 | 0 | 0 | 0 | 0 | 0 | 0 | 0 | 0 | 0 | 0 | 0 | 0 | 0 | 0 | 0 | 0 | 0 | 0 | 0 | 0 | 0
F11_Industrial_Instruments_New_Process_Natural Gas_Process - Insulate Heated Process Fluids_A_Achievable Economic TRC Potential | F11 | Industrial | Instruments | New | Process | Natural Gas | Process - Insulate Heated Process Fluids | A | Purchases (Cumulative) | Achievable Economic TRC Potential | 0 | 0 | 0 | 0 | 0 | 0 | 0 | 0 | 0 | 0 | 0 | 0 | 0 | 0 | 0 | 0 | 0 | 0 | 0 | 0 | 0 | 0 | 0 | 0 | 0 | 0 | 0 | 0 | 0 | 0 | 0
F1_Industrial_Instruments_New_Process_Natural Gas_Process Heat Recovery_A_Achievable Economic TRC Potential | F1 | Industrial | Instruments | New | Process | Natural Gas | Process Heat Recovery | A | Integrated Unit Energy Savings (kWh or therms) | Achievable Economic TRC Potential | 0 | 0 | 0 | 0 | 0 | 0.13977 | 0.13943 | 0.13912 | 0.13884 | 0.13857 | 0.13837 | 0.13819 | 0.13803 | 0.13789 | 0.13777 | 0.13768 | 0.13762 | 0.13757 | 0.13754 | 0.13751 | 0.13749 | 0.13748 | 0.13746 | 0.13743 | 0.13741 | 0.13751 | 0.1376 | 0.13769 | 0 | 0 | 0
F2_Industrial_Instruments_New_Process_Natural Gas_Process Heat Recovery_A_Achievable Economic TRC Potential | F2 | Industrial | Instruments | New | Process | Natural Gas | Process Heat Recovery | A | Integrated Unit Summer Peak Savings (kW) | Achievable Economic TRC Potential | 0 | 0 | 0 | 0 | 0 | 0 | 0 | 0 | 0 | 0 | 0 | 0 | 0 | 0 | 0 | 0 | 0 | 0 | 0 | 0 | 0 | 0 | 0 | 0 | 0 | 0 | 0 | 0 | 0 | 0 | 0
F3_Industrial_Instruments_New_Process_Natural Gas_Process Heat Recovery_A_Achievable Economic TRC Potential | F3 | Industrial | Instruments | New | Process | Natural Gas | Process Heat Recovery | A | Integrated Unit Winter Peak Savings (kW) | Achievable Economic TRC Potential | 0 | 0 | 0 | 0 | 0 | 0 | 0 | 0 | 0 | 0 | 0 | 0 | 0 | 0 | 0 | 0 | 0 | 0 | 0 | 0 | 0 | 0 | 0 | 0 | 0 | 0 | 0 | 0 | 0 | 0 | 0
F4_Industrial_Instruments_New_Process_Natural Gas_Process Heat Recovery_A_Achievable Economic TRC Potential | F4 | Industrial | Instruments | New | Process | Natural Gas | Process Heat Recovery | A | Incremental Energy Savings (MWh or mTherms) | Achievable Economic TRC Potential | 0 | 0 | 0 | 0 | 0 | 0 | 0 | 0 | 0 | 0 | 0 | 0 | 0 | 0 | 0 | 0 | 0 | 0 | 0 | 0 | 0 | 0 | 0 | 0 | 0 | 0 | 0 | 0 | 0 | 0 | 0
F5_Industrial_Instruments_New_Process_Natural Gas_Process Heat Recovery_A_Achievable Economic TRC Potential | F5 | Industrial | Instruments | New | Process | Natural Gas | Process Heat Recovery | A | Incremental Summer Peak Savings (MW) | Achievable Economic TRC Potential | 0 | 0 | 0 | 0 | 0 | 0 | 0 | 0 | 0 | 0 | 0 | 0 | 0 | 0 | 0 | 0 | 0 | 0 | 0 | 0 | 0 | 0 | 0 | 0 | 0 | 0 | 0 | 0 | 0 | 0 | 0
F6_Industrial_Instruments_New_Process_Natural Gas_Process Heat Recovery_A_Achievable Economic TRC Potential | F6 | Industrial | Instruments | New | Process | Natural Gas | Process Heat Recovery | A | Incremental Winter Peak Savings (MW) | Achievable Economic TRC Potential | 0 | 0 | 0 | 0 | 0 | 0 | 0 | 0 | 0 | 0 | 0 | 0 | 0 | 0 | 0 | 0 | 0 | 0 | 0 | 0 | 0 | 0 | 0 | 0 | 0 | 0 | 0 | 0 | 0 | 0 | 0
F7_Industrial_Instruments_New_Process_Natural Gas_Process Heat Recovery_A_Achievable Economic TRC Potential | F7 | Industrial | Instruments | New | Process | Natural Gas | Process Heat Recovery | A | Cumulative Energy Savings (MWh or mTherms) | Achievable Economic TRC Potential | 0 | 0 | 0 | 0 | 0 | 0 | 0 | 0 | 0 | 0 | 0 | 0 | 0 | 0 | 0 | 0 | 0 | 0 | 0 | 0 | 0 | 0 | 0 | 0 | 0 | 0 | 0 | 0 | 0 | 0 | 0
F8_Industrial_Instruments_New_Process_Natural Gas_Process Heat Recovery_A_Achievable Economic TRC Potential | F8 | Industrial | Instruments | New | Process | Natural Gas | Process Heat Recovery | A | Cumulative Summer Peak Savings (MW) | Achievable Economic TRC Potential | 0 | 0 | 0 | 0 | 0 | 0 | 0 | 0 | 0 | 0 | 0 | 0 | 0 | 0 | 0 | 0 | 0 | 0 | 0 | 0 | 0 | 0 | 0 | 0 | 0 | 0 | 0 | 0 | 0 | 0 | 0
F9_Industrial_Instruments_New_Process_Natural Gas_Process Heat Recovery_A_Achievable Economic TRC Potential | F9 | Industrial | Instruments | New | Process | Natural Gas | Process Heat Recovery | A | Cumulative Winter Peak Savings (MW) | Achievable Economic TRC Potential | 0 | 0 | 0 | 0 | 0 | 0 | 0 | 0 | 0 | 0 | 0 | 0 | 0 | 0 | 0 | 0 | 0 | 0 | 0 | 0 | 0 | 0 | 0 | 0 | 0 | 0 | 0 | 0 | 0 | 0 | 0
F10_Industrial_Instruments_New_Process_Natural Gas_Process Heat Recovery_A_Achievable Economic TRC Potential | F10 | Industrial | Instruments | New | Process | Natural Gas | Process Heat Recovery | A | Purchases (Incremental) | Achievable Economic TRC Potential | 0 | 0 | 0 | 0 | 0 | 0 | 0 | 0 | 0 | 0 | 0 | 0 | 0 | 0 | 0 | 0 | 0 | 0 | 0 | 0 | 0 | 0 | 0 | 0 | 0 | 0 | 0 | 0 | 0 | 0 | 0
F11_Industrial_Instruments_New_Process_Natural Gas_Process Heat Recovery_A_Achievable Economic TRC Potential | F11 | Industrial | Instruments | New | Process | Natural Gas | Process Heat Recovery | A | Purchases (Cumulative) | Achievable Economic TRC Potential | 0 | 0 | 0 | 0 | 0 | 0 | 0 | 0 | 0 | 0 | 0 | 0 | 0 | 0 | 0 | 0 | 0 | 0 | 0 | 0 | 0 | 0 | 0 | 0 | 0 | 0 | 0 | 0 | 0 | 0 | 0
F1_Industrial_Instruments_New_Space Heating_Natural Gas_Building Automation System_A_Achievable Economic TRC Potential | F1 | Industrial | Instruments | New | Space Heating | Natural Gas | Building Automation System | A | Integrated Unit Energy Savings (kWh or therms) | Achievable Economic TRC Potential | 0 | 0 | 0 | 0 | 0 | 0.014549 | 0.014313 | 0.014117 | 0.013949 | 0.013799 | 0.013662 | 0.013499 | 0.013323 | 0.013145 | 0.01297 | 0.012811 | 0.012669 | 0.012549 | 0.012388 | 0.012265 | 0.012171 | 0.012096 | 0.012055 | 0.012028 | 0.012011 | 0.012002 | 0.011996 | 0.011995 | 0 | 0 | 0
F2_Industrial_Instruments_New_Space Heating_Natural Gas_Building Automation System_A_Achievable Economic TRC Potential | F2 | Industrial | Instruments | New | Space Heating | Natural Gas | Building Automation System | A | Integrated Unit Summer Peak Savings (kW) | Achievable Economic TRC Potential | 0 | 0 | 0 | 0 | 0 | 0 | 0 | 0 | 0 | 0 | 0 | 0 | 0 | 0 | 0 | 0 | 0 | 0 | 0 | 0 | 0 | 0 | 0 | 0 | 0 | 0 | 0 | 0 | 0 | 0 | 0
F3_Industrial_Instruments_New_Space Heating_Natural Gas_Building Automation System_A_Achievable Economic TRC Potential | F3 | Industrial | Instruments | New | Space Heating | Natural Gas | Building Automation System | A | Integrated Unit Winter Peak Savings (kW) | Achievable Economic TRC Potential | 0 | 0 | 0 | 0 | 0 | 0 | 0 | 0 | 0 | 0 | 0 | 0 | 0 | 0 | 0 | 0 | 0 | 0 | 0 | 0 | 0 | 0 | 0 | 0 | 0 | 0 | 0 | 0 | 0 | 0 | 0
F4_Industrial_Instruments_New_Space Heating_Natural Gas_Building Automation System_A_Achievable Economic TRC Potential | F4 | Industrial | Instruments | New | Space Heating | Natural Gas | Building Automation System | A | Incremental Energy Savings (MWh or mTherms) | Achievable Economic TRC Potential | 0 | 0 | 0 | 0 | 0 | 0.00045229 | 0.0010537 | 0.002133 | 0.0038877 | 0.0065276 | 0.010236 | 0.015058 | 0.020924 | 0.027554 | 0.034372 | 0.040666 | 0.04546 | 0.047886 | 0.047032 | 0.04307 | 0.037097 | 0.029519 | 0.021277 | 0.014141 | 0.0095852 | 0.0089921 | 0.013382 | 0.018839 | 0 | 0 | 0
F5_Industrial_Instruments_New_Space Heating_Natural Gas_Building Automation System_A_Achievable Economic TRC Potential | F5 | Industrial | Instruments | New | Space Heating | Natural Gas | Building Automation System | A | Incremental Summer Peak Savings (MW) | Achievable Economic TRC Potential | 0 | 0 | 0 | 0 | 0 | 0 | 0 | 0 | 0 | 0 | 0 | 0 | 0 | 0 | 0 | 0 | 0 | 0 | 0 | 0 | 0 | 0 | 0 | 0 | 0 | 0 | 0 | 0 | 0 | 0 | 0
F6_Industrial_Instruments_New_Space Heating_Natural Gas_Building Automation System_A_Achievable Economic TRC Potential | F6 | Industrial | Instruments | New | Space Heating | Natural Gas | Building Automation System | A | Incremental Winter Peak Savings (MW) | Achievable Economic TRC Potential | 0 | 0 | 0 | 0 | 0 | 0 | 0 | 0 | 0 | 0 | 0 | 0 | 0 | 0 | 0 | 0 | 0 | 0 | 0 | 0 | 0 | 0 | 0 | 0 | 0 | 0 | 0 | 0 | 0 | 0 | 0
F7_Industrial_Instruments_New_Space Heating_Natural Gas_Building Automation System_A_Achievable Economic TRC Potential | F7 | Industrial | Instruments | New | Space Heating | Natural Gas | Building Automation System | A | Cumulative Energy Savings (MWh or mTherms) | Achievable Economic TRC Potential | 0 | 0 | 0 | 0 | 0 | 0.00045229 | 0.0014987 | 0.0036112 | 0.0074559 | 0.013903 | 0.024002 | 0.038772 | 0.059191 | 0.085954 | 0.11918 | 0.15839 | 0.20209 | 0.24807 | 0.29192 | 0.33208 | 0.36626 | 0.39264 | 0.41076 | 0.42062 | 0.42394 | 0.42361 | 0.42342 | 0.42337 | 0 | 0 | 0
F8_Industrial_Instruments_New_Space Heating_Natural Gas_Building Automation System_A_Achievable Economic TRC Potential | F8 | Industrial | Instruments | New | Space Heating | Natural Gas | Building Automation System | A | Cumulative Summer Peak Savings (MW) | Achievable Economic TRC Potential | 0 | 0 | 0 | 0 | 0 | 0 | 0 | 0 | 0 | 0 | 0 | 0 | 0 | 0 | 0 | 0 | 0 | 0 | 0 | 0 | 0 | 0 | 0 | 0 | 0 | 0 | 0 | 0 | 0 | 0 | 0
F9_Industrial_Instruments_New_Space Heating_Natural Gas_Building Automation System_A_Achievable Economic TRC Potential | F9 | Industrial | Instruments | New | Space Heating | Natural Gas | Building Automation System | A | Cumulative Winter Peak Savings (MW) | Achievable Economic TRC Potential | 0 | 0 | 0 | 0 | 0 | 0 | 0 | 0 | 0 | 0 | 0 | 0 | 0 | 0 | 0 | 0 | 0 | 0 | 0 | 0 | 0 | 0 | 0 | 0 | 0 | 0 | 0 | 0 | 0 | 0 | 0
F10_Industrial_Instruments_New_Space Heating_Natural Gas_Building Automation System_A_Achievable Economic TRC Potential | F10 | Industrial | Instruments | New | Space Heating | Natural Gas | Building Automation System | A | Purchases (Incremental) | Achievable Economic TRC Potential | 0 | 0 | 0 | 0 | 0 | 31.0873 | 73.6208 | 151.0877 | 278.7052 | 473.0614 | 749.2319 | 1115.4636 | 1570.5453 | 2096.1682 | 2650.2212 | 3174.2268 | 3588.4096 | 3815.9317 | 3796.5065 | 3511.6859 | 3047.9497 | 2440.3136 | 1764.9804 | 1175.7074 | 798.0164 | 749.2319 | 1115.4636 | 1570.5453 | 2096.1682 | 2650.2212 | 3174.2268
F11_Industrial_Instruments_New_Space Heating_Natural Gas_Building Automation System_A_Achievable Economic TRC Potential | F11 | Industrial | Instruments | New | Space Heating | Natural Gas | Building Automation System | A | Purchases (Cumulative) | Achievable Economic TRC Potential | 0 | 0 | 0 | 0 | 0 | 31.0873 | 104.7081 | 255.7958 | 534.5009 | 1007.5623 | 1756.7942 | 2872.2577 | 4442.803 | 6538.9712 | 9189.1924 | 12363.4193 | 15951.8289 | 19767.7606 | 23564.2671 | 27075.953 | 30092.8154 | 32459.5083 | 34073.401 | 34970.4032 | 35295.3582 | 35295.3582 | 35295.3582 | 35295.3582 | 35295.3582 | 35295.3582 | 35295.3582
F1_Industrial_Instruments_New_Space Heating_Natural Gas_Steam System Efficiency Improvements_A_Achievable Economic TRC Potential | F1 | Industrial | Instruments | New | Space Heating | Natural Gas | Steam System Efficiency Improvements | A | Integrated Unit Energy Savings (kWh or therms) | Achievable Economic TRC Potential | 0 | 0 | 0 | 0 | 0 | 0 | 0 | 0 | 0 | 0 | 0 | 0 | 0 | 0 | 0 | 0 | 0 | 0 | 0 | 0 | 0 | 0 | 0 | 0 | 0 | 0 | 0 | 0 | 0 | 0 | 0
F2_Industrial_Instruments_New_Space Heating_Natural Gas_Steam System Efficiency Improvements_A_Achievable Economic TRC Potential | F2 | Industrial | Instruments | New | Space Heating | Natural Gas | Steam System Efficiency Improvements | A | Integrated Unit Summer Peak Savings (kW) | Achievable Economic TRC Potential | 0 | 0 | 0 | 0 | 0 | 0 | 0 | 0 | 0 | 0 | 0 | 0 | 0 | 0 | 0 | 0 | 0 | 0 | 0 | 0 | 0 | 0 | 0 | 0 | 0 | 0 | 0 | 0 | 0 | 0 | 0
F3_Industrial_Instruments_New_Space Heating_Natural Gas_Steam System Efficiency Improvements_A_Achievable Economic TRC Potential | F3 | Industrial | Instruments | New | Space Heating | Natural Gas | Steam System Efficiency Improvements | A | Integrated Unit Winter Peak Savings (kW) | Achievable Economic TRC Potential | 0 | 0 | 0 | 0 | 0 | 0 | 0 | 0 | 0 | 0 | 0 | 0 | 0 | 0 | 0 | 0 | 0 | 0 | 0 | 0 | 0 | 0 | 0 | 0 | 0 | 0 | 0 | 0 | 0 | 0 | 0
F4_Industrial_Instruments_New_Space Heating_Natural Gas_Steam System Efficiency Improvements_A_Achievable Economic TRC Potential | F4 | Industrial | Instruments | New | Space Heating | Natural Gas | Steam System Efficiency Improvements | A | Incremental Energy Savings (MWh or mTherms) | Achievable Economic TRC Potential | 0 | 0 | 0 | 0 | 0 | 0 | 0 | 0 | 0 | 0 | 0 | 0 | 0 | 0 | 0 | 0 | 0 | 0 | 0 | 0 | 0 | 0 | 0 | 0 | 0 | 0 | 0 | 0 | 0 | 0 | 0
F5_Industrial_Instruments_New_Space Heating_Natural Gas_Steam System Efficiency Improvements_A_Achievable Economic TRC Potential | F5 | Industrial | Instruments | New | Space Heating | Natural Gas | Steam System Efficiency Improvements | A | Incremental Summer Peak Savings (MW) | Achievable Economic TRC Potential | 0 | 0 | 0 | 0 | 0 | 0 | 0 | 0 | 0 | 0 | 0 | 0 | 0 | 0 | 0 | 0 | 0 | 0 | 0 | 0 | 0 | 0 | 0 | 0 | 0 | 0 | 0 | 0 | 0 | 0 | 0
F6_Industrial_Instruments_New_Space Heating_Natural Gas_Steam System Efficiency Improvements_A_Achievable Economic TRC Potential | F6 | Industrial | Instruments | New | Space Heating | Natural Gas | Steam System Efficiency Improvements | A | Incremental Winter Peak Savings (MW) | Achievable Economic TRC Potential | 0 | 0 | 0 | 0 | 0 | 0 | 0 | 0 | 0 | 0 | 0 | 0 | 0 | 0 | 0 | 0 | 0 | 0 | 0 | 0 | 0 | 0 | 0 | 0 | 0 | 0 | 0 | 0 | 0 | 0 | 0
F7_Industrial_Instruments_New_Space Heating_Natural Gas_Steam System Efficiency Improvements_A_Achievable Economic TRC Potential | F7 | Industrial | Instruments | New | Space Heating | Natural Gas | Steam System Efficiency Improvements | A | Cumulative Energy Savings (MWh or mTherms) | Achievable Economic TRC Potential | 0 | 0 | 0 | 0 | 0 | 0 | 0 | 0 | 0 | 0 | 0 | 0 | 0 | 0 | 0 | 0 | 0 | 0 | 0 | 0 | 0 | 0 | 0 | 0 | 0 | 0 | 0 | 0 | 0 | 0 | 0
F8_Industrial_Instruments_New_Space Heating_Natural Gas_Steam System Efficiency Improvements_A_Achievable Economic TRC Potential | F8 | Industrial | Instruments | New | Space Heating | Natural Gas | Steam System Efficiency Improvements | A | Cumulative Summer Peak Savings (MW) | Achievable Economic TRC Potential | 0 | 0 | 0 | 0 | 0 | 0 | 0 | 0 | 0 | 0 | 0 | 0 | 0 | 0 | 0 | 0 | 0 | 0 | 0 | 0 | 0 | 0 | 0 | 0 | 0 | 0 | 0 | 0 | 0 | 0 | 0
F9_Industrial_Instruments_New_Space Heating_Natural Gas_Steam System Efficiency Improvements_A_Achievable Economic TRC Potential | F9 | Industrial | Instruments | New | Space Heating | Natural Gas | Steam System Efficiency Improvements | A | Cumulative Winter Peak Savings (MW) | Achievable Economic TRC Potential | 0 | 0 | 0 | 0 | 0 | 0 | 0 | 0 | 0 | 0 | 0 | 0 | 0 | 0 | 0 | 0 | 0 | 0 | 0 | 0 | 0 | 0 | 0 | 0 | 0 | 0 | 0 | 0 | 0 | 0 | 0
F10_Industrial_Instruments_New_Space Heating_Natural Gas_Steam System Efficiency Improvements_A_Achievable Economic TRC Potential | F10 | Industrial | Instruments | New | Space Heating | Natural Gas | Steam System Efficiency Improvements | A | Purchases (Incremental) | Achievable Economic TRC Potential | 0 | 0 | 0 | 0 | 0 | 0 | 0 | 0 | 0 | 0 | 0 | 0 | 0 | 0 | 0 | 0 | 0 | 0 | 0 | 0 | 0 | 0 | 0 | 0 | 0 | 0 | 0 | 0 | 0 | 0 | 0
F11_Industrial_Instruments_New_Space Heating_Natural Gas_Steam System Efficiency Improvements_A_Achievable Economic TRC Potential | F11 | Industrial | Instruments | New | Space Heating | Natural Gas | Steam System Efficiency Improvements | A | Purchases (Cumulative) | Achievable Economic TRC Potential | 0 | 0 | 0 | 0 | 0 | 0 | 0 | 0 | 0 | 0 | 0 | 0 | 0 | 0 | 0 | 0 | 0 | 0 | 0 | 0 | 0 | 0 | 0 | 0 | 0 | 0 | 0 | 0 | 0 | 0 | 0
F1_Industrial_Instruments_New_Process_Natural Gas_Steam System Efficiency Improvements_A_Achievable Economic TRC Potential | F1 | Industrial | Instruments | New | Process | Natural Gas | Steam System Efficiency Improvements | A | Integrated Unit Energy Savings (kWh or therms) | Achievable Economic TRC Potential | 0 | 0 | 0 | 0 | 0 | 0.086861 | 0.086652 | 0.086462 | 0.086288 | 0.086119 | 0.085994 | 0.085881 | 0.08578 | 0.085693 | 0.08562 | 0.085565 | 0.085524 | 0.085496 | 0.085475 | 0.085458 | 0.085448 | 0.085438 | 0.085425 | 0.08541 | 0.085393 | 0.085457 | 0.085517 | 0.085572 | 0.087109 | 0.087109 | 0.087109
F2_Industrial_Instruments_New_Process_Natural Gas_Steam System Efficiency Improvements_A_Achievable Economic TRC Potential | F2 | Industrial | Instruments | New | Process | Natural Gas | Steam System Efficiency Improvements | A | Integrated Unit Summer Peak Savings (kW) | Achievable Economic TRC Potential | 0 | 0 | 0 | 0 | 0 | 0 | 0 | 0 | 0 | 0 | 0 | 0 | 0 | 0 | 0 | 0 | 0 | 0 | 0 | 0 | 0 | 0 | 0 | 0 | 0 | 0 | 0 | 0 | 0 | 0 | 0
F3_Industrial_Instruments_New_Process_Natural Gas_Steam System Efficiency Improvements_A_Achievable Economic TRC Potential | F3 | Industrial | Instruments | New | Process | Natural Gas | Steam System Efficiency Improvements | A | Integrated Unit Winter Peak Savings (kW) | Achievable Economic TRC Potential | 0 | 0 | 0 | 0 | 0 | 0 | 0 | 0 | 0 | 0 | 0 | 0 | 0 | 0 | 0 | 0 | 0 | 0 | 0 | 0 | 0 | 0 | 0 | 0 | 0 | 0 | 0 | 0 | 0 | 0 | 0
F4_Industrial_Instruments_New_Process_Natural Gas_Steam System Efficiency Improvements_A_Achievable Economic TRC Potential | F4 | Industrial | Instruments | New | Process | Natural Gas | Steam System Efficiency Improvements | A | Incremental Energy Savings (MWh or mTherms) | Achievable Economic TRC Potential | 0 | 0 | 0 | 0 | 0 | 0 | 0 | 0 | 0 | 0 | 0 | 0 | 0 | 0 | 0 | 0 | 0 | 0 | 0 | 0 | 0 | 0 | 0 | 0 | 0 | 0 | 0 | 0 | 0 | 0 | 0
F5_Industrial_Instruments_New_Process_Natural Gas_Steam System Efficiency Improvements_A_Achievable Economic TRC Potential | F5 | Industrial | Instruments | New | Process | Natural Gas | Steam System Efficiency Improvements | A | Incremental Summer Peak Savings (MW) | Achievable Economic TRC Potential | 0 | 0 | 0 | 0 | 0 | 0 | 0 | 0 | 0 | 0 | 0 | 0 | 0 | 0 | 0 | 0 | 0 | 0 | 0 | 0 | 0 | 0 | 0 | 0 | 0 | 0 | 0 | 0 | 0 | 0 | 0
F6_Industrial_Instruments_New_Process_Natural Gas_Steam System Efficiency Improvements_A_Achievable Economic TRC Potential | F6 | Industrial | Instruments | New | Process | Natural Gas | Steam System Efficiency Improvements | A | Incremental Winter Peak Savings (MW) | Achievable Economic TRC Potential | 0 | 0 | 0 | 0 | 0 | 0 | 0 | 0 | 0 | 0 | 0 | 0 | 0 | 0 | 0 | 0 | 0 | 0 | 0 | 0 | 0 | 0 | 0 | 0 | 0 | 0 | 0 | 0 | 0 | 0 | 0
F7_Industrial_Instruments_New_Process_Natural Gas_Steam System Efficiency Improvements_A_Achievable Economic TRC Potential | F7 | Industrial | Instruments | New | Process | Natural Gas | Steam System Efficiency Improvements | A | Cumulative Energy Savings (MWh or mTherms) | Achievable Economic TRC Potential | 0 | 0 | 0 | 0 | 0 | 0 | 0 | 0 | 0 | 0 | 0 | 0 | 0 | 0 | 0 | 0 | 0 | 0 | 0 | 0 | 0 | 0 | 0 | 0 | 0 | 0 | 0 | 0 | 0 | 0 | 0
F8_Industrial_Instruments_New_Process_Natural Gas_Steam System Efficiency Improvements_A_Achievable Economic TRC Potential | F8 | Industrial | Instruments | New | Process | Natural Gas | Steam System Efficiency Improvements | A | Cumulative Summer Peak Savings (MW) | Achievable Economic TRC Potential | 0 | 0 | 0 | 0 | 0 | 0 | 0 | 0 | 0 | 0 | 0 | 0 | 0 | 0 | 0 | 0 | 0 | 0 | 0 | 0 | 0 | 0 | 0 | 0 | 0 | 0 | 0 | 0 | 0 | 0 | 0
F9_Industrial_Instruments_New_Process_Natural Gas_Steam System Efficiency Improvements_A_Achievable Economic TRC Potential | F9 | Industrial | Instruments | New | Process | Natural Gas | Steam System Efficiency Improvements | A | Cumulative Winter Peak Savings (MW) | Achievable Economic TRC Potential | 0 | 0 | 0 | 0 | 0 | 0 | 0 | 0 | 0 | 0 | 0 | 0 | 0 | 0 | 0 | 0 | 0 | 0 | 0 | 0 | 0 | 0 | 0 | 0 | 0 | 0 | 0 | 0 | 0 | 0 | 0
F10_Industrial_Instruments_New_Process_Natural Gas_Steam System Efficiency Improvements_A_Achievable Economic TRC Potential | F10 | Industrial | Instruments | New | Process | Natural Gas | Steam System Efficiency Improvements | A | Purchases (Incremental) | Achievable Economic TRC Potential | 0 | 0 | 0 | 0 | 0 | 0 | 0 | 0 | 0 | 0 | 0 | 0 | 0 | 0 | 0 | 0 | 0 | 0 | 0 | 0 | 0 | 0 | 0 | 0 | 0 | 0 | 0 | 0 | 0 | 0 | 0
F11_Industrial_Instruments_New_Process_Natural Gas_Steam System Efficiency Improvements_A_Achievable Economic TRC Potential | F11 | Industrial | Instruments | New | Process | Natural Gas | Steam System Efficiency Improvements | A | Purchases (Cumulative) | Achievable Economic TRC Potential | 0 | 0 | 0 | 0 | 0 | 0 | 0 | 0 | 0 | 0 | 0 | 0 | 0 | 0 | 0 | 0 | 0 | 0 | 0 | 0 | 0 | 0 | 0 | 0 | 0 | 0 | 0 | 0 | 0 | 0 | 0
F1_Industrial_Instruments_New_Space Heating_Natural Gas_Strategic Energy Management_A_Achievable Economic TRC Potential | F1 | Industrial | Instruments | New | Space Heating | Natural Gas | Strategic Energy Management | A | Integrated Unit Energy Savings (kWh or therms) | Achievable Economic TRC Potential | 0 | 0 | 0 | 0 | 0 | 2.989 | 2.9398 | 2.8986 | 2.8625 | 2.8291 | 2.7976 | 2.7596 | 2.7178 | 2.6744 | 2.6306 | 2.5897 | 2.5519 | 2.5191 | 2.4793 | 2.4485 | 2.4256 | 2.4085 | 2.3999 | 2.3957 | 2.3947 | 2.3955 | 2.397 | 2.3991 | 0 | 0 | 0
F2_Industrial_Instruments_New_Space Heating_Natural Gas_Strategic Energy Management_A_Achievable Economic TRC Potential | F2 | Industrial | Instruments | New | Space Heating | Natural Gas | Strategic Energy Management | A | Integrated Unit Summer Peak Savings (kW) | Achievable Economic TRC Potential | 0 | 0 | 0 | 0 | 0 | 0 | 0 | 0 | 0 | 0 | 0 | 0 | 0 | 0 | 0 | 0 | 0 | 0 | 0 | 0 | 0 | 0 | 0 | 0 | 0 | 0 | 0 | 0 | 0 | 0 | 0
F3_Industrial_Instruments_New_Space Heating_Natural Gas_Strategic Energy Management_A_Achievable Economic TRC Potential | F3 | Industrial | Instruments | New | Space Heating | Natural Gas | Strategic Energy Management | A | Integrated Unit Winter Peak Savings (kW) | Achievable Economic TRC Potential | 0 | 0 | 0 | 0 | 0 | 0 | 0 | 0 | 0 | 0 | 0 | 0 | 0 | 0 | 0 | 0 | 0 | 0 | 0 | 0 | 0 | 0 | 0 | 0 | 0 | 0 | 0 | 0 | 0 | 0 | 0
F4_Industrial_Instruments_New_Space Heating_Natural Gas_Strategic Energy Management_A_Achievable Economic TRC Potential | F4 | Industrial | Instruments | New | Space Heating | Natural Gas | Strategic Energy Management | A | Incremental Energy Savings (MWh or mTherms) | Achievable Economic TRC Potential | 0 | 0 | 0 | 0 | 0 | 0.0028437 | 0.0033136 | 0.0037763 | 0.004229 | 0.004674 | 0.0051112 | 0.0055181 | 0.0059023 | 0.0062676 | 0.0066098 | 0.0069466 | 0.0072741 | 0.0076043 | 0.0078988 | 0.0082068 | 0.0085327 | 0.0088705 | 0.0092341 | 0.009611 | 0.0099984 | 0.0084268 | 0.0088282 | 0.0092309 | 0 | 0 | 0
F5_Industrial_Instruments_New_Space Heating_Natural Gas_Strategic Energy Management_A_Achievable Economic TRC Potential | F5 | Industrial | Instruments | New | Space Heating | Natural Gas | Strategic Energy Management | A | Incremental Summer Peak Savings (MW) | Achievable Economic TRC Potential | 0 | 0 | 0 | 0 | 0 | 0 | 0 | 0 | 0 | 0 | 0 | 0 | 0 | 0 | 0 | 0 | 0 | 0 | 0 | 0 | 0 | 0 | 0 | 0 | 0 | 0 | 0 | 0 | 0 | 0 | 0
F6_Industrial_Instruments_New_Space Heating_Natural Gas_Strategic Energy Management_A_Achievable Economic TRC Potential | F6 | Industrial | Instruments | New | Space Heating | Natural Gas | Strategic Energy Management | A | Incremental Winter Peak Savings (MW) | Achievable Economic TRC Potential | 0 | 0 | 0 | 0 | 0 | 0 | 0 | 0 | 0 | 0 | 0 | 0 | 0 | 0 | 0 | 0 | 0 | 0 | 0 | 0 | 0 | 0 | 0 | 0 | 0 | 0 | 0 | 0 | 0 | 0 | 0
F7_Industrial_Instruments_New_Space Heating_Natural Gas_Strategic Energy Management_A_Achievable Economic TRC Potential | F7 | Industrial | Instruments | New | Space Heating | Natural Gas | Strategic Energy Management | A | Cumulative Energy Savings (MWh or mTherms) | Achievable Economic TRC Potential | 0 | 0 | 0 | 0 | 0 | 0.0028437 | 0.0061105 | 0.0098012 | 0.013908 | 0.01842 | 0.020664 | 0.022791 | 0.024807 | 0.026728 | 0.028554 | 0.030325 | 0.032054 | 0.033776 | 0.03533 | 0.036946 | 0.038627 | 0.040359 | 0.042205 | 0.044109 | 0.046063 | 0.046079 | 0.046107 | 0.046147 | 0 | 0 | 0
F8_Industrial_Instruments_New_Space Heating_Natural Gas_Strategic Energy Management_A_Achievable Economic TRC Potential | F8 | Industrial | Instruments | New | Space Heating | Natural Gas | Strategic Energy Management | A | Cumulative Summer Peak Savings (MW) | Achievable Economic TRC Potential | 0 | 0 | 0 | 0 | 0 | 0 | 0 | 0 | 0 | 0 | 0 | 0 | 0 | 0 | 0 | 0 | 0 | 0 | 0 | 0 | 0 | 0 | 0 | 0 | 0 | 0 | 0 | 0 | 0 | 0 | 0
F9_Industrial_Instruments_New_Space Heating_Natural Gas_Strategic Energy Management_A_Achievable Economic TRC Potential | F9 | Industrial | Instruments | New | Space Heating | Natural Gas | Strategic Energy Management | A | Cumulative Winter Peak Savings (MW) | Achievable Economic TRC Potential | 0 | 0 | 0 | 0 | 0 | 0 | 0 | 0 | 0 | 0 | 0 | 0 | 0 | 0 | 0 | 0 | 0 | 0 | 0 | 0 | 0 | 0 | 0 | 0 | 0 | 0 | 0 | 0 | 0 | 0 | 0
F10_Industrial_Instruments_New_Space Heating_Natural Gas_Strategic Energy Management_A_Achievable Economic TRC Potential | F10 | Industrial | Instruments | New | Space Heating | Natural Gas | Strategic Energy Management | A | Purchases (Incremental) | Achievable Economic TRC Potential | 0 | 0 | 0 | 0 | 0 | 0.95139 | 1.1271 | 1.3028 | 1.4774 | 1.6521 | 1.827 | 1.9996 | 2.1718 | 2.3436 | 2.5127 | 2.6824 | 2.8505 | 3.0186 | 3.1859 | 3.3517 | 3.5177 | 3.683 | 3.8477 | 4.0117 | 4.1752 | 3.5177 | 3.683 | 3.8477 | 4.0117 | 4.1752 | 3.5177
F11_Industrial_Instruments_New_Space Heating_Natural Gas_Strategic Energy Management_A_Achievable Economic TRC Potential | F11 | Industrial | Instruments | New | Space Heating | Natural Gas | Strategic Energy Management | A | Purchases (Cumulative) | Achievable Economic TRC Potential | 0 | 0 | 0 | 0 | 0 | 0.95139 | 2.0785 | 3.3813 | 4.8587 | 6.5108 | 7.3864 | 8.2589 | 9.1278 | 9.994 | 10.8546 | 11.71 | 12.5609 | 13.4077 | 14.2501 | 15.0891 | 15.9245 | 16.757 | 17.586 | 18.4118 | 19.2353 | 19.2353 | 19.2353 | 19.2353 | 19.2353 | 19.2353 | 19.2353
F1_Industrial_Instruments_New_Process_Natural Gas_Strategic Energy Management_A_Achievable Economic TRC Potential | F1 | Industrial | Instruments | New | Process | Natural Gas | Strategic Energy Management | A | Integrated Unit Energy Savings (kWh or therms) | Achievable Economic TRC Potential | 0 | 0 | 0 | 0 | 0 | 1.6966 | 1.6942 | 1.692 | 1.69 | 1.688 | 1.6861 | 1.6844 | 1.6829 | 1.6816 | 1.6807 | 1.68 | 1.6796 | 1.6794 | 1.6794 | 1.6795 | 1.6797 | 1.6798 | 1.6799 | 1.68 | 1.6801 | 1.6808 | 1.6814 | 1.6821 | 0 | 0 | 0
F2_Industrial_Instruments_New_Process_Natural Gas_Strategic Energy Management_A_Achievable Economic TRC Potential | F2 | Industrial | Instruments | New | Process | Natural Gas | Strategic Energy Management | A | Integrated Unit Summer Peak Savings (kW) | Achievable Economic TRC Potential | 0 | 0 | 0 | 0 | 0 | 0 | 0 | 0 | 0 | 0 | 0 | 0 | 0 | 0 | 0 | 0 | 0 | 0 | 0 | 0 | 0 | 0 | 0 | 0 | 0 | 0 | 0 | 0 | 0 | 0 | 0
F3_Industrial_Instruments_New_Process_Natural Gas_Strategic Energy Management_A_Achievable Economic TRC Potential | F3 | Industrial | Instruments | New | Process | Natural Gas | Strategic Energy Management | A | Integrated Unit Winter Peak Savings (kW) | Achievable Economic TRC Potential | 0 | 0 | 0 | 0 | 0 | 0 | 0 | 0 | 0 | 0 | 0 | 0 | 0 | 0 | 0 | 0 | 0 | 0 | 0 | 0 | 0 | 0 | 0 | 0 | 0 | 0 | 0 | 0 | 0 | 0 | 0
F4_Industrial_Instruments_New_Process_Natural Gas_Strategic Energy Management_A_Achievable Economic TRC Potential | F4 | Industrial | Instruments | New | Process | Natural Gas | Strategic Energy Management | A | Incremental Energy Savings (MWh or mTherms) | Achievable Economic TRC Potential | 0 | 0 | 0 | 0 | 0 | 0.083032 | 0.098233 | 0.11339 | 0.12844 | 0.14346 | 0.15846 | 0.17326 | 0.18801 | 0.20273 | 0.21723 | 0.23181 | 0.24629 | 0.26079 | 0.27524 | 0.28957 | 0.30395 | 0.31826 | 0.33251 | 0.34671 | 0.36084 | 0.30415 | 0.31857 | 0.33293 | 0 | 0 | 0
F5_Industrial_Instruments_New_Process_Natural Gas_Strategic Energy Management_A_Achievable Economic TRC Potential | F5 | Industrial | Instruments | New | Process | Natural Gas | Strategic Energy Management | A | Incremental Summer Peak Savings (MW) | Achievable Economic TRC Potential | 0 | 0 | 0 | 0 | 0 | 0 | 0 | 0 | 0 | 0 | 0 | 0 | 0 | 0 | 0 | 0 | 0 | 0 | 0 | 0 | 0 | 0 | 0 | 0 | 0 | 0 | 0 | 0 | 0 | 0 | 0
F6_Industrial_Instruments_New_Process_Natural Gas_Strategic Energy Management_A_Achievable Economic TRC Potential | F6 | Industrial | Instruments | New | Process | Natural Gas | Strategic Energy Management | A | Incremental Winter Peak Savings (MW) | Achievable Economic TRC Potential | 0 | 0 | 0 | 0 | 0 | 0 | 0 | 0 | 0 | 0 | 0 | 0 | 0 | 0 | 0 | 0 | 0 | 0 | 0 | 0 | 0 | 0 | 0 | 0 | 0 | 0 | 0 | 0 | 0 | 0 | 0
F7_Industrial_Instruments_New_Process_Natural Gas_Strategic Energy Management_A_Achievable Economic TRC Potential | F7 | Industrial | Instruments | New | Process | Natural Gas | Strategic Energy Management | A | Cumulative Energy Savings (MWh or mTherms) | Achievable Economic TRC Potential | 0 | 0 | 0 | 0 | 0 | 0.083032 | 0.18115 | 0.29431 | 0.4224 | 0.56537 | 0.64067 | 0.71562 | 0.79021 | 0.86455 | 0.93844 | 1.012 | 1.0853 | 1.1583 | 1.2311 | 1.3036 | 1.3759 | 1.448 | 1.5198 | 1.5912 | 1.6624 | 1.6631 | 1.6638 | 1.6644 | 0 | 0 | 0
F8_Industrial_Instruments_New_Process_Natural Gas_Strategic Energy Management_A_Achievable Economic TRC Potential | F8 | Industrial | Instruments | New | Process | Natural Gas | Strategic Energy Management | A | Cumulative Summer Peak Savings (MW) | Achievable Economic TRC Potential | 0 | 0 | 0 | 0 | 0 | 0 | 0 | 0 | 0 | 0 | 0 | 0 | 0 | 0 | 0 | 0 | 0 | 0 | 0 | 0 | 0 | 0 | 0 | 0 | 0 | 0 | 0 | 0 | 0 | 0 | 0
F9_Industrial_Instruments_New_Process_Natural Gas_Strategic Energy Management_A_Achievable Economic TRC Potential | F9 | Industrial | Instruments | New | Process | Natural Gas | Strategic Energy Management | A | Cumulative Winter Peak Savings (MW) | Achievable Economic TRC Potential | 0 | 0 | 0 | 0 | 0 | 0 | 0 | 0 | 0 | 0 | 0 | 0 | 0 | 0 | 0 | 0 | 0 | 0 | 0 | 0 | 0 | 0 | 0 | 0 | 0 | 0 | 0 | 0 | 0 | 0 | 0
F10_Industrial_Instruments_New_Process_Natural Gas_Strategic Energy Management_A_Achievable Economic TRC Potential | F10 | Industrial | Instruments | New | Process | Natural Gas | Strategic Energy Management | A | Purchases (Incremental) | Achievable Economic TRC Potential | 0 | 0 | 0 | 0 | 0 | 48.9411 | 57.9819 | 67.0176 | 76.0001 | 84.9875 | 93.9823 | 102.8629 | 111.7191 | 120.5575 | 129.2554 | 137.9866 | 146.6345 | 155.2835 | 163.889 | 172.4178 | 180.9566 | 189.4602 | 197.9306 | 206.3702 | 214.7811 | 180.9566 | 189.4602 | 197.9306 | 206.3702 | 214.7811 | 180.9566
F11_Industrial_Instruments_New_Process_Natural Gas_Strategic Energy Management_A_Achievable Economic TRC Potential | F11 | Industrial | Instruments | New | Process | Natural Gas | Strategic Energy Management | A | Purchases (Cumulative) | Achievable Economic TRC Potential | 0 | 0 | 0 | 0 | 0 | 48.9411 | 106.923 | 173.9406 | 249.9407 | 334.9282 | 379.9694 | 424.8504 | 469.5519 | 514.1092 | 558.3772 | 602.3815 | 646.1532 | 689.7176 | 733.0491 | 776.2115 | 819.1815 | 862.0072 | 904.6543 | 947.1355 | 989.4988 | 989.4988 | 989.4988 | 989.4988 | 989.4988 | 989.4988 | 989.4988
F1_Industrial_Instruments_New_Miscellaneous_Natural Gas_Strategic Energy Management_A_Achievable Economic TRC Potential | F1 | Industrial | Instruments | New | Miscellaneous | Natural Gas | Strategic Energy Management | A | Integrated Unit Energy Savings (kWh or therms) | Achievable Economic TRC Potential | 0 | 0 | 0 | 0 | 0 | 1.1153 | 1.1153 | 1.1153 | 1.1153 | 1.1153 | 1.1153 | 1.1153 | 1.1153 | 1.1153 | 1.1153 | 1.1153 | 1.1153 | 1.1153 | 1.1153 | 1.1153 | 1.1153 | 1.1153 | 1.1153 | 1.1153 | 1.1153 | 1.1153 | 1.1153 | 1.1153 | 0 | 0 | 0
F2_Industrial_Instruments_New_Miscellaneous_Natural Gas_Strategic Energy Management_A_Achievable Economic TRC Potential | F2 | Industrial | Instruments | New | Miscellaneous | Natural Gas | Strategic Energy Management | A | Integrated Unit Summer Peak Savings (kW) | Achievable Economic TRC Potential | 0 | 0 | 0 | 0 | 0 | 0 | 0 | 0 | 0 | 0 | 0 | 0 | 0 | 0 | 0 | 0 | 0 | 0 | 0 | 0 | 0 | 0 | 0 | 0 | 0 | 0 | 0 | 0 | 0 | 0 | 0
F3_Industrial_Instruments_New_Miscellaneous_Natural Gas_Strategic Energy Management_A_Achievable Economic TRC Potential | F3 | Industrial | Instruments | New | Miscellaneous | Natural Gas | Strategic Energy Management | A | Integrated Unit Winter Peak Savings (kW) | Achievable Economic TRC Potential | 0 | 0 | 0 | 0 | 0 | 0 | 0 | 0 | 0 | 0 | 0 | 0 | 0 | 0 | 0 | 0 | 0 | 0 | 0 | 0 | 0 | 0 | 0 | 0 | 0 | 0 | 0 | 0 | 0 | 0 | 0
F4_Industrial_Instruments_New_Miscellaneous_Natural Gas_Strategic Energy Management_A_Achievable Economic TRC Potential | F4 | Industrial | Instruments | New | Miscellaneous | Natural Gas | Strategic Energy Management | A | Incremental Energy Savings (MWh or mTherms) | Achievable Economic TRC Potential | 0 | 0 | 0 | 0 | 0 | 0.013646 | 0.016166 | 0.018686 | 0.02119 | 0.023696 | 0.026204 | 0.02868 | 0.031149 | 0.033614 | 0.036039 | 0.038473 | 0.040884 | 0.043296 | 0.045695 | 0.048073 | 0.050454 | 0.052825 | 0.055187 | 0.05754 | 0.059885 | 0.050454 | 0.052825 | 0.055187 | 0 | 0 | 0
F5_Industrial_Instruments_New_Miscellaneous_Natural Gas_Strategic Energy Management_A_Achievable Economic TRC Potential | F5 | Industrial | Instruments | New | Miscellaneous | Natural Gas | Strategic Energy Management | A | Incremental Summer Peak Savings (MW) | Achievable Economic TRC Potential | 0 | 0 | 0 | 0 | 0 | 0 | 0 | 0 | 0 | 0 | 0 | 0 | 0 | 0 | 0 | 0 | 0 | 0 | 0 | 0 | 0 | 0 | 0 | 0 | 0 | 0 | 0 | 0 | 0 | 0 | 0
F6_Industrial_Instruments_New_Miscellaneous_Natural Gas_Strategic Energy Management_A_Achievable Economic TRC Potential | F6 | Industrial | Instruments | New | Miscellaneous | Natural Gas | Strategic Energy Management | A | Incremental Winter Peak Savings (MW) | Achievable Economic TRC Potential | 0 | 0 | 0 | 0 | 0 | 0 | 0 | 0 | 0 | 0 | 0 | 0 | 0 | 0 | 0 | 0 | 0 | 0 | 0 | 0 | 0 | 0 | 0 | 0 | 0 | 0 | 0 | 0 | 0 | 0 | 0
F7_Industrial_Instruments_New_Miscellaneous_Natural Gas_Strategic Energy Management_A_Achievable Economic TRC Potential | F7 | Industrial | Instruments | New | Miscellaneous | Natural Gas | Strategic Energy Management | A | Cumulative Energy Savings (MWh or mTherms) | Achievable Economic TRC Potential | 0 | 0 | 0 | 0 | 0 | 0.013646 | 0.029812 | 0.048498 | 0.069688 | 0.093384 | 0.10594 | 0.11846 | 0.13092 | 0.14334 | 0.15569 | 0.16796 | 0.18016 | 0.19231 | 0.20439 | 0.21642 | 0.2284 | 0.24034 | 0.25223 | 0.26408 | 0.27589 | 0.27589 | 0.27589 | 0.27589 | 0 | 0 | 0
F8_Industrial_Instruments_New_Miscellaneous_Natural Gas_Strategic Energy Management_A_Achievable Economic TRC Potential | F8 | Industrial | Instruments | New | Miscellaneous | Natural Gas | Strategic Energy Management | A | Cumulative Summer Peak Savings (MW) | Achievable Economic TRC Potential | 0 | 0 | 0 | 0 | 0 | 0 | 0 | 0 | 0 | 0 | 0 | 0 | 0 | 0 | 0 | 0 | 0 | 0 | 0 | 0 | 0 | 0 | 0 | 0 | 0 | 0 | 0 | 0 | 0 | 0 | 0
F9_Industrial_Instruments_New_Miscellaneous_Natural Gas_Strategic Energy Management_A_Achievable Economic TRC Potential | F9 | Industrial | Instruments | New | Miscellaneous | Natural Gas | Strategic Energy Management | A | Cumulative Winter Peak Savings (MW) | Achievable Economic TRC Potential | 0 | 0 | 0 | 0 | 0 | 0 | 0 | 0 | 0 | 0 | 0 | 0 | 0 | 0 | 0 | 0 | 0 | 0 | 0 | 0 | 0 | 0 | 0 | 0 | 0 | 0 | 0 | 0 | 0 | 0 | 0
F10_Industrial_Instruments_New_Miscellaneous_Natural Gas_Strategic Energy Management_A_Achievable Economic TRC Potential | F10 | Industrial | Instruments | New | Miscellaneous | Natural Gas | Strategic Energy Management | A | Purchases (Incremental) | Achievable Economic TRC Potential | 0 | 0 | 0 | 0 | 0 | 12.2353 | 14.4955 | 16.7544 | 19 | 21.2469 | 23.4956 | 25.7157 | 27.9298 | 30.1394 | 32.3139 | 34.4967 | 36.6586 | 38.8209 | 40.9723 | 43.1044 | 45.2392 | 47.365 | 49.4827 | 51.5926 | 53.6953 | 45.2392 | 47.365 | 49.4827 | 51.5926 | 53.6953 | 45.2392
F11_Industrial_Instruments_New_Miscellaneous_Natural Gas_Strategic Energy Management_A_Achievable Economic TRC Potential | F11 | Industrial | Instruments | New | Miscellaneous | Natural Gas | Strategic Energy Management | A | Purchases (Cumulative) | Achievable Economic TRC Potential | 0 | 0 | 0 | 0 | 0 | 12.2353 | 26.7307 | 43.4851 | 62.4852 | 83.7321 | 94.9924 | 106.2126 | 117.388 | 128.5273 | 139.5943 | 150.5954 | 161.5383 | 172.4294 | 183.2623 | 194.0529 | 204.7954 | 215.5018 | 226.1636 | 236.7839 | 247.3747 | 247.3747 | 247.3747 | 247.3747 | 247.3747 | 247.3747 | 247.3747
F1_Industrial_Instruments_New_Space Heating_Natural Gas_Commissioning_A_Achievable Economic TRC Potential | F1 | Industrial | Instruments | New | Space Heating | Natural Gas | Commissioning | A | Integrated Unit Energy Savings (kWh or therms) | Achievable Economic TRC Potential | 0 | 0 | 0 | 0 | 0 | 3.4166 | 3.3611 | 3.3152 | 3.2757 | 3.2404 | 3.2083 | 3.17 | 3.1287 | 3.0869 | 3.0457 | 3.0085 | 2.975 | 2.9469 | 2.9092 | 2.8802 | 2.8582 | 2.8406 | 2.8309 | 2.8246 | 2.8207 | 2.8184 | 2.8171 | 2.8168 | 0 | 0 | 0
F2_Industrial_Instruments_New_Space Heating_Natural Gas_Commissioning_A_Achievable Economic TRC Potential | F2 | Industrial | Instruments | New | Space Heating | Natural Gas | Commissioning | A | Integrated Unit Summer Peak Savings (kW) | Achievable Economic TRC Potential | 0 | 0 | 0 | 0 | 0 | 0 | 0 | 0 | 0 | 0 | 0 | 0 | 0 | 0 | 0 | 0 | 0 | 0 | 0 | 0 | 0 | 0 | 0 | 0 | 0 | 0 | 0 | 0 | 0 | 0 | 0
F3_Industrial_Instruments_New_Space Heating_Natural Gas_Commissioning_A_Achievable Economic TRC Potential | F3 | Industrial | Instruments | New | Space Heating | Natural Gas | Commissioning | A | Integrated Unit Winter Peak Savings (kW) | Achievable Economic TRC Potential | 0 | 0 | 0 | 0 | 0 | 0 | 0 | 0 | 0 | 0 | 0 | 0 | 0 | 0 | 0 | 0 | 0 | 0 | 0 | 0 | 0 | 0 | 0 | 0 | 0 | 0 | 0 | 0 | 0 | 0 | 0
F4_Industrial_Instruments_New_Space Heating_Natural Gas_Commissioning_A_Achievable Economic TRC Potential | F4 | Industrial | Instruments | New | Space Heating | Natural Gas | Commissioning | A | Incremental Energy Savings (MWh or mTherms) | Achievable Economic TRC Potential | 0 | 0 | 0 | 0 | 0 | 0 | 0 | 0 | 0 | 0 | 0 | 0 | 0 | 0 | 0 | 0 | 0 | 0 | 0 | 0 | 0 | 0 | 0 | 0 | 0 | 0 | 0 | 0 | 0 | 0 | 0
F5_Industrial_Instruments_New_Space Heating_Natural Gas_Commissioning_A_Achievable Economic TRC Potential | F5 | Industrial | Instruments | New | Space Heating | Natural Gas | Commissioning | A | Incremental Summer Peak Savings (MW) | Achievable Economic TRC Potential | 0 | 0 | 0 | 0 | 0 | 0 | 0 | 0 | 0 | 0 | 0 | 0 | 0 | 0 | 0 | 0 | 0 | 0 | 0 | 0 | 0 | 0 | 0 | 0 | 0 | 0 | 0 | 0 | 0 | 0 | 0
F6_Industrial_Instruments_New_Space Heating_Natural Gas_Commissioning_A_Achievable Economic TRC Potential | F6 | Industrial | Instruments | New | Space Heating | Natural Gas | Commissioning | A | Incremental Winter Peak Savings (MW) | Achievable Economic TRC Potential | 0 | 0 | 0 | 0 | 0 | 0 | 0 | 0 | 0 | 0 | 0 | 0 | 0 | 0 | 0 | 0 | 0 | 0 | 0 | 0 | 0 | 0 | 0 | 0 | 0 | 0 | 0 | 0 | 0 | 0 | 0
F7_Industrial_Instruments_New_Space Heating_Natural Gas_Commissioning_A_Achievable Economic TRC Potential | F7 | Industrial | Instruments | New | Space Heating | Natural Gas | Commissioning | A | Cumulative Energy Savings (MWh or mTherms) | Achievable Economic TRC Potential | 0 | 0 | 0 | 0 | 0 | 0 | 0 | 0 | 0 | 0 | 0 | 0 | 0 | 0 | 0 | 0 | 0 | 0 | 0 | 0 | 0 | 0 | 0 | 0 | 0 | 0 | 0 | 0 | 0 | 0 | 0
F8_Industrial_Instruments_New_Space Heating_Natural Gas_Commissioning_A_Achievable Economic TRC Potential | F8 | Industrial | Instruments | New | Space Heating | Natural Gas | Commissioning | A | Cumulative Summer Peak Savings (MW) | Achievable Economic TRC Potential | 0 | 0 | 0 | 0 | 0 | 0 | 0 | 0 | 0 | 0 | 0 | 0 | 0 | 0 | 0 | 0 | 0 | 0 | 0 | 0 | 0 | 0 | 0 | 0 | 0 | 0 | 0 | 0 | 0 | 0 | 0
F9_Industrial_Instruments_New_Space Heating_Natural Gas_Commissioning_A_Achievable Economic TRC Potential | F9 | Industrial | Instruments | New | Space Heating | Natural Gas | Commissioning | A | Cumulative Winter Peak Savings (MW) | Achievable Economic TRC Potential | 0 | 0 | 0 | 0 | 0 | 0 | 0 | 0 | 0 | 0 | 0 | 0 | 0 | 0 | 0 | 0 | 0 | 0 | 0 | 0 | 0 | 0 | 0 | 0 | 0 | 0 | 0 | 0 | 0 | 0 | 0
F10_Industrial_Instruments_New_Space Heating_Natural Gas_Commissioning_A_Achievable Economic TRC Potential | F10 | Industrial | Instruments | New | Space Heating | Natural Gas | Commissioning | A | Purchases (Incremental) | Achievable Economic TRC Potential | 0 | 0 | 0 | 0 | 0 | 0 | 0 | 0 | 0 | 0 | 0 | 0 | 0 | 0 | 0 | 0 | 0 | 0 | 0 | 0 | 0 | 0 | 0 | 0 | 0 | 0 | 0 | 0 | 0 | 0 | 0
F11_Industrial_Instruments_New_Space Heating_Natural Gas_Commissioning_A_Achievable Economic TRC Potential | F11 | Industrial | Instruments | New | Space Heating | Natural Gas | Commissioning | A | Purchases (Cumulative) | Achievable Economic TRC Potential | 0 | 0 | 0 | 0 | 0 | 0 | 0 | 0 | 0 | 0 | 0 | 0 | 0 | 0 | 0 | 0 | 0 | 0 | 0 | 0 | 0 | 0 | 0 | 0 | 0 | 0 | 0 | 0 | 0 | 0 | 0
F1_Industrial_Instruments_New_Process_Natural Gas_Commissioning_A_Achievable Economic TRC Potential | F1 | Industrial | Instruments | New | Process | Natural Gas | Commissioning | A | Integrated Unit Energy Savings (kWh or therms) | Achievable Economic TRC Potential | 0 | 0 | 0 | 0 | 0 | 9.4834 | 9.4826 | 9.4822 | 9.4825 | 9.4828 | 9.483 | 9.4831 | 9.4833 | 9.4834 | 9.4835 | 9.4836 | 9.4836 | 9.4837 | 9.4838 | 9.4838 | 9.4839 | 9.4839 | 9.484 | 9.484 | 9.484 | 9.4841 | 9.4841 | 9.4841 | 0 | 0 | 0
F2_Industrial_Instruments_New_Process_Natural Gas_Commissioning_A_Achievable Economic TRC Potential | F2 | Industrial | Instruments | New | Process | Natural Gas | Commissioning | A | Integrated Unit Summer Peak Savings (kW) | Achievable Economic TRC Potential | 0 | 0 | 0 | 0 | 0 | 0 | 0 | 0 | 0 | 0 | 0 | 0 | 0 | 0 | 0 | 0 | 0 | 0 | 0 | 0 | 0 | 0 | 0 | 0 | 0 | 0 | 0 | 0 | 0 | 0 | 0
F3_Industrial_Instruments_New_Process_Natural Gas_Commissioning_A_Achievable Economic TRC Potential | F3 | Industrial | Instruments | New | Process | Natural Gas | Commissioning | A | Integrated Unit Winter Peak Savings (kW) | Achievable Economic TRC Potential | 0 | 0 | 0 | 0 | 0 | 0 | 0 | 0 | 0 | 0 | 0 | 0 | 0 | 0 | 0 | 0 | 0 | 0 | 0 | 0 | 0 | 0 | 0 | 0 | 0 | 0 | 0 | 0 | 0 | 0 | 0
F4_Industrial_Instruments_New_Process_Natural Gas_Commissioning_A_Achievable Economic TRC Potential | F4 | Industrial | Instruments | New | Process | Natural Gas | Commissioning | A | Incremental Energy Savings (MWh or mTherms) | Achievable Economic TRC Potential | 0 | 0 | 0 | 0 | 0 | 0 | 0 | 0 | 0 | 0 | 0 | 0 | 0 | 0 | 0 | 0 | 0 | 0 | 0 | 0 | 0 | 0 | 0 | 0 | 0 | 0 | 0 | 0 | 0 | 0 | 0
F5_Industrial_Instruments_New_Process_Natural Gas_Commissioning_A_Achievable Economic TRC Potential | F5 | Industrial | Instruments | New | Process | Natural Gas | Commissioning | A | Incremental Summer Peak Savings (MW) | Achievable Economic TRC Potential | 0 | 0 | 0 | 0 | 0 | 0 | 0 | 0 | 0 | 0 | 0 | 0 | 0 | 0 | 0 | 0 | 0 | 0 | 0 | 0 | 0 | 0 | 0 | 0 | 0 | 0 | 0 | 0 | 0 | 0 | 0
F6_Industrial_Instruments_New_Process_Natural Gas_Commissioning_A_Achievable Economic TRC Potential | F6 | Industrial | Instruments | New | Process | Natural Gas | Commissioning | A | Incremental Winter Peak Savings (MW) | Achievable Economic TRC Potential | 0 | 0 | 0 | 0 | 0 | 0 | 0 | 0 | 0 | 0 | 0 | 0 | 0 | 0 | 0 | 0 | 0 | 0 | 0 | 0 | 0 | 0 | 0 | 0 | 0 | 0 | 0 | 0 | 0 | 0 | 0
F7_Industrial_Instruments_New_Process_Natural Gas_Commissioning_A_Achievable Economic TRC Potential | F7 | Industrial | Instruments | New | Process | Natural Gas | Commissioning | A | Cumulative Energy Savings (MWh or mTherms) | Achievable Economic TRC Potential | 0 | 0 | 0 | 0 | 0 | 0 | 0 | 0 | 0 | 0 | 0 | 0 | 0 | 0 | 0 | 0 | 0 | 0 | 0 | 0 | 0 | 0 | 0 | 0 | 0 | 0 | 0 | 0 | 0 | 0 | 0
F8_Industrial_Instruments_New_Process_Natural Gas_Commissioning_A_Achievable Economic TRC Potential | F8 | Industrial | Instruments | New | Process | Natural Gas | Commissioning | A | Cumulative Summer Peak Savings (MW) | Achievable Economic TRC Potential | 0 | 0 | 0 | 0 | 0 | 0 | 0 | 0 | 0 | 0 | 0 | 0 | 0 | 0 | 0 | 0 | 0 | 0 | 0 | 0 | 0 | 0 | 0 | 0 | 0 | 0 | 0 | 0 | 0 | 0 | 0
F9_Industrial_Instruments_New_Process_Natural Gas_Commissioning_A_Achievable Economic TRC Potential | F9 | Industrial | Instruments | New | Process | Natural Gas | Commissioning | A | Cumulative Winter Peak Savings (MW) | Achievable Economic TRC Potential | 0 | 0 | 0 | 0 | 0 | 0 | 0 | 0 | 0 | 0 | 0 | 0 | 0 | 0 | 0 | 0 | 0 | 0 | 0 | 0 | 0 | 0 | 0 | 0 | 0 | 0 | 0 | 0 | 0 | 0 | 0
F10_Industrial_Instruments_New_Process_Natural Gas_Commissioning_A_Achievable Economic TRC Potential | F10 | Industrial | Instruments | New | Process | Natural Gas | Commissioning | A | Purchases (Incremental) | Achievable Economic TRC Potential | 0 | 0 | 0 | 0 | 0 | 0 | 0 | 0 | 0 | 0 | 0 | 0 | 0 | 0 | 0 | 0 | 0 | 0 | 0 | 0 | 0 | 0 | 0 | 0 | 0 | 0 | 0 | 0 | 0 | 0 | 0
F11_Industrial_Instruments_New_Process_Natural Gas_Commissioning_A_Achievable Economic TRC Potential | F11 | Industrial | Instruments | New | Process | Natural Gas | Commissioning | A | Purchases (Cumulative) | Achievable Economic TRC Potential | 0 | 0 | 0 | 0 | 0 | 0 | 0 | 0 | 0 | 0 | 0 | 0 | 0 | 0 | 0 | 0 | 0 | 0 | 0 | 0 | 0 | 0 | 0 | 0 | 0 | 0 | 0 | 0 | 0 | 0 | 0
F1_Industrial_Instruments_New_Space Heating_Natural Gas_Retrocommissioning_A_Achievable Economic TRC Potential | F1 | Industrial | Instruments | New | Space Heating | Natural Gas | Retrocommissioning | A | Integrated Unit Energy Savings (kWh or therms) | Achievable Economic TRC Potential | 0 | 0 | 0 | 0 | 0 | 0 | 0 | 0 | 0 | 0 | 0 | 0 | 0 | 0 | 0 | 0 | 0 | 0 | 0 | 0 | 0 | 0 | 0 | 0 | 0 | 0 | 0 | 0 | 0 | 0 | 0
F2_Industrial_Instruments_New_Space Heating_Natural Gas_Retrocommissioning_A_Achievable Economic TRC Potential | F2 | Industrial | Instruments | New | Space Heating | Natural Gas | Retrocommissioning | A | Integrated Unit Summer Peak Savings (kW) | Achievable Economic TRC Potential | 0 | 0 | 0 | 0 | 0 | 0 | 0 | 0 | 0 | 0 | 0 | 0 | 0 | 0 | 0 | 0 | 0 | 0 | 0 | 0 | 0 | 0 | 0 | 0 | 0 | 0 | 0 | 0 | 0 | 0 | 0
F3_Industrial_Instruments_New_Space Heating_Natural Gas_Retrocommissioning_A_Achievable Economic TRC Potential | F3 | Industrial | Instruments | New | Space Heating | Natural Gas | Retrocommissioning | A | Integrated Unit Winter Peak Savings (kW) | Achievable Economic TRC Potential | 0 | 0 | 0 | 0 | 0 | 0 | 0 | 0 | 0 | 0 | 0 | 0 | 0 | 0 | 0 | 0 | 0 | 0 | 0 | 0 | 0 | 0 | 0 | 0 | 0 | 0 | 0 | 0 | 0 | 0 | 0
F4_Industrial_Instruments_New_Space Heating_Natural Gas_Retrocommissioning_A_Achievable Economic TRC Potential | F4 | Industrial | Instruments | New | Space Heating | Natural Gas | Retrocommissioning | A | Incremental Energy Savings (MWh or mTherms) | Achievable Economic TRC Potential | 0 | 0 | 0 | 0 | 0 | 0 | 0 | 0 | 0 | 0 | 0 | 0 | 0 | 0 | 0 | 0 | 0 | 0 | 0 | 0 | 0 | 0 | 0 | 0 | 0 | 0 | 0 | 0 | 0 | 0 | 0
F5_Industrial_Instruments_New_Space Heating_Natural Gas_Retrocommissioning_A_Achievable Economic TRC Potential | F5 | Industrial | Instruments | New | Space Heating | Natural Gas | Retrocommissioning | A | Incremental Summer Peak Savings (MW) | Achievable Economic TRC Potential | 0 | 0 | 0 | 0 | 0 | 0 | 0 | 0 | 0 | 0 | 0 | 0 | 0 | 0 | 0 | 0 | 0 | 0 | 0 | 0 | 0 | 0 | 0 | 0 | 0 | 0 | 0 | 0 | 0 | 0 | 0
F6_Industrial_Instruments_New_Space Heating_Natural Gas_Retrocommissioning_A_Achievable Economic TRC Potential | F6 | Industrial | Instruments | New | Space Heating | Natural Gas | Retrocommissioning | A | Incremental Winter Peak Savings (MW) | Achievable Economic TRC Potential | 0 | 0 | 0 | 0 | 0 | 0 | 0 | 0 | 0 | 0 | 0 | 0 | 0 | 0 | 0 | 0 | 0 | 0 | 0 | 0 | 0 | 0 | 0 | 0 | 0 | 0 | 0 | 0 | 0 | 0 | 0
F7_Industrial_Instruments_New_Space Heating_Natural Gas_Retrocommissioning_A_Achievable Economic TRC Potential | F7 | Industrial | Instruments | New | Space Heating | Natural Gas | Retrocommissioning | A | Cumulative Energy Savings (MWh or mTherms) | Achievable Economic TRC Potential | 0 | 0 | 0 | 0 | 0 | 0 | 0 | 0 | 0 | 0 | 0 | 0 | 0 | 0 | 0 | 0 | 0 | 0 | 0 | 0 | 0 | 0 | 0 | 0 | 0 | 0 | 0 | 0 | 0 | 0 | 0
F8_Industrial_Instruments_New_Space Heating_Natural Gas_Retrocommissioning_A_Achievable Economic TRC Potential | F8 | Industrial | Instruments | New | Space Heating | Natural Gas | Retrocommissioning | A | Cumulative Summer Peak Savings (MW) | Achievable Economic TRC Potential | 0 | 0 | 0 | 0 | 0 | 0 | 0 | 0 | 0 | 0 | 0 | 0 | 0 | 0 | 0 | 0 | 0 | 0 | 0 | 0 | 0 | 0 | 0 | 0 | 0 | 0 | 0 | 0 | 0 | 0 | 0
F9_Industrial_Instruments_New_Space Heating_Natural Gas_Retrocommissioning_A_Achievable Economic TRC Potential | F9 | Industrial | Instruments | New | Space Heating | Natural Gas | Retrocommissioning | A | Cumulative Winter Peak Savings (MW) | Achievable Economic TRC Potential | 0 | 0 | 0 | 0 | 0 | 0 | 0 | 0 | 0 | 0 | 0 | 0 | 0 | 0 | 0 | 0 | 0 | 0 | 0 | 0 | 0 | 0 | 0 | 0 | 0 | 0 | 0 | 0 | 0 | 0 | 0
F10_Industrial_Instruments_New_Space Heating_Natural Gas_Retrocommissioning_A_Achievable Economic TRC Potential | F10 | Industrial | Instruments | New | Space Heating | Natural Gas | Retrocommissioning | A | Purchases (Incremental) | Achievable Economic TRC Potential | 0 | 0 | 0 | 0 | 0 | 0 | 0 | 0 | 0 | 0 | 0 | 0 | 0 | 0 | 0 | 0 | 0 | 0 | 0 | 0 | 0 | 0 | 0 | 0 | 0 | 0 | 0 | 0 | 0 | 0 | 0
F11_Industrial_Instruments_New_Space Heating_Natural Gas_Retrocommissioning_A_Achievable Economic TRC Potential | F11 | Industrial | Instruments | New | Space Heating | Natural Gas | Retrocommissioning | A | Purchases (Cumulative) | Achievable Economic TRC Potential | 0 | 0 | 0 | 0 | 0 | 0 | 0 | 0 | 0 | 0 | 0 | 0 | 0 | 0 | 0 | 0 | 0 | 0 | 0 | 0 | 0 | 0 | 0 | 0 | 0 | 0 | 0 | 0 | 0 | 0 | 0
F1_Industrial_Instruments_New_Process_Natural Gas_Retrocommissioning_A_Achievable Economic TRC Potential | F1 | Industrial | Instruments | New | Process | Natural Gas | Retrocommissioning | A | Integrated Unit Energy Savings (kWh or therms) | Achievable Economic TRC Potential | 0 | 0 | 0 | 0 | 0 | 0 | 0 | 0 | 0 | 0 | 0 | 0 | 0 | 0 | 0 | 0 | 0 | 0 | 0 | 0 | 0 | 0 | 0 | 0 | 0 | 0 | 0 | 0 | 0 | 0 | 0
F2_Industrial_Instruments_New_Process_Natural Gas_Retrocommissioning_A_Achievable Economic TRC Potential | F2 | Industrial | Instruments | New | Process | Natural Gas | Retrocommissioning | A | Integrated Unit Summer Peak Savings (kW) | Achievable Economic TRC Potential | 0 | 0 | 0 | 0 | 0 | 0 | 0 | 0 | 0 | 0 | 0 | 0 | 0 | 0 | 0 | 0 | 0 | 0 | 0 | 0 | 0 | 0 | 0 | 0 | 0 | 0 | 0 | 0 | 0 | 0 | 0
F3_Industrial_Instruments_New_Process_Natural Gas_Retrocommissioning_A_Achievable Economic TRC Potential | F3 | Industrial | Instruments | New | Process | Natural Gas | Retrocommissioning | A | Integrated Unit Winter Peak Savings (kW) | Achievable Economic TRC Potential | 0 | 0 | 0 | 0 | 0 | 0 | 0 | 0 | 0 | 0 | 0 | 0 | 0 | 0 | 0 | 0 | 0 | 0 | 0 | 0 | 0 | 0 | 0 | 0 | 0 | 0 | 0 | 0 | 0 | 0 | 0
F4_Industrial_Instruments_New_Process_Natural Gas_Retrocommissioning_A_Achievable Economic TRC Potential | F4 | Industrial | Instruments | New | Process | Natural Gas | Retrocommissioning | A | Incremental Energy Savings (MWh or mTherms) | Achievable Economic TRC Potential | 0 | 0 | 0 | 0 | 0 | 0 | 0 | 0 | 0 | 0 | 0 | 0 | 0 | 0 | 0 | 0 | 0 | 0 | 0 | 0 | 0 | 0 | 0 | 0 | 0 | 0 | 0 | 0 | 0 | 0 | 0
F5_Industrial_Instruments_New_Process_Natural Gas_Retrocommissioning_A_Achievable Economic TRC Potential | F5 | Industrial | Instruments | New | Process | Natural Gas | Retrocommissioning | A | Incremental Summer Peak Savings (MW) | Achievable Economic TRC Potential | 0 | 0 | 0 | 0 | 0 | 0 | 0 | 0 | 0 | 0 | 0 | 0 | 0 | 0 | 0 | 0 | 0 | 0 | 0 | 0 | 0 | 0 | 0 | 0 | 0 | 0 | 0 | 0 | 0 | 0 | 0
F6_Industrial_Instruments_New_Process_Natural Gas_Retrocommissioning_A_Achievable Economic TRC Potential | F6 | Industrial | Instruments | New | Process | Natural Gas | Retrocommissioning | A | Incremental Winter Peak Savings (MW) | Achievable Economic TRC Potential | 0 | 0 | 0 | 0 | 0 | 0 | 0 | 0 | 0 | 0 | 0 | 0 | 0 | 0 | 0 | 0 | 0 | 0 | 0 | 0 | 0 | 0 | 0 | 0 | 0 | 0 | 0 | 0 | 0 | 0 | 0
F7_Industrial_Instruments_New_Process_Natural Gas_Retrocommissioning_A_Achievable Economic TRC Potential | F7 | Industrial | Instruments | New | Process | Natural Gas | Retrocommissioning | A | Cumulative Energy Savings (MWh or mTherms) | Achievable Economic TRC Potential | 0 | 0 | 0 | 0 | 0 | 0 | 0 | 0 | 0 | 0 | 0 | 0 | 0 | 0 | 0 | 0 | 0 | 0 | 0 | 0 | 0 | 0 | 0 | 0 | 0 | 0 | 0 | 0 | 0 | 0 | 0
F8_Industrial_Instruments_New_Process_Natural Gas_Retrocommissioning_A_Achievable Economic TRC Potential | F8 | Industrial | Instruments | New | Process | Natural Gas | Retrocommissioning | A | Cumulative Summer Peak Savings (MW) | Achievable Economic TRC Potential | 0 | 0 | 0 | 0 | 0 | 0 | 0 | 0 | 0 | 0 | 0 | 0 | 0 | 0 | 0 | 0 | 0 | 0 | 0 | 0 | 0 | 0 | 0 | 0 | 0 | 0 | 0 | 0 | 0 | 0 | 0
F9_Industrial_Instruments_New_Process_Natural Gas_Retrocommissioning_A_Achievable Economic TRC Potential | F9 | Industrial | Instruments | New | Process | Natural Gas | Retrocommissioning | A | Cumulative Winter Peak Savings (MW) | Achievable Economic TRC Potential | 0 | 0 | 0 | 0 | 0 | 0 | 0 | 0 | 0 | 0 | 0 | 0 | 0 | 0 | 0 | 0 | 0 | 0 | 0 | 0 | 0 | 0 | 0 | 0 | 0 | 0 | 0 | 0 | 0 | 0 | 0
F10_Industrial_Instruments_New_Process_Natural Gas_Retrocommissioning_A_Achievable Economic TRC Potential | F10 | Industrial | Instruments | New | Process | Natural Gas | Retrocommissioning | A | Purchases (Incremental) | Achievable Economic TRC Potential | 0 | 0 | 0 | 0 | 0 | 0 | 0 | 0 | 0 | 0 | 0 | 0 | 0 | 0 | 0 | 0 | 0 | 0 | 0 | 0 | 0 | 0 | 0 | 0 | 0 | 0 | 0 | 0 | 0 | 0 | 0
F11_Industrial_Instruments_New_Process_Natural Gas_Retrocommissioning_A_Achievable Economic TRC Potential | F11 | Industrial | Instruments | New | Process | Natural Gas | Retrocommissioning | A | Purchases (Cumulative) | Achievable Economic TRC Potential | 0 | 0 | 0 | 0 | 0 | 0 | 0 | 0 | 0 | 0 | 0 | 0 | 0 | 0 | 0 | 0 | 0 | 0 | 0 | 0 | 0 | 0 | 0 | 0 | 0 | 0 | 0 | 0 | 0 | 0 | 0
F1_Industrial_Wood and Lumber Products_Existing_Space Heating_Natural Gas_Insulation - Roof/Ceiling_A_Achievable Economic TRC Potential | F1 | Industrial | Wood and Lumber Products | Existing | Space Heating | Natural Gas | Insulation - Roof/Ceiling | A | Integrated Unit Energy Savings (kWh or therms) | Achievable Economic TRC Potential | 0 | 0 | 0 | 0 | 0 | 0.099438 | 0.098774 | 0.097957 | 0.097054 | 0.096053 | 0.09495 | 0.093754 | 0.092473 | 0.091071 | 0.089564 | 0.088018 | 0.086481 | 0.084993 | 0.083574 | 0.082315 | 0.081148 | 0.080055 | 0.079144 | 0.078342 | 0.077616 | 0.077092 | 0.076642 | 0.076222 | 0 | 0 | 0
F2_Industrial_Wood and Lumber Products_Existing_Space Heating_Natural Gas_Insulation - Roof/Ceiling_A_Achievable Economic TRC Potential | F2 | Industrial | Wood and Lumber Products | Existing | Space Heating | Natural Gas | Insulation - Roof/Ceiling | A | Integrated Unit Summer Peak Savings (kW) | Achievable Economic TRC Potential | 0 | 0 | 0 | 0 | 0 | 0 | 0 | 0 | 0 | 0 | 0 | 0 | 0 | 0 | 0 | 0 | 0 | 0 | 0 | 0 | 0 | 0 | 0 | 0 | 0 | 0 | 0 | 0 | 0 | 0 | 0
F3_Industrial_Wood and Lumber Products_Existing_Space Heating_Natural Gas_Insulation - Roof/Ceiling_A_Achievable Economic TRC Potential | F3 | Industrial | Wood and Lumber Products | Existing | Space Heating | Natural Gas | Insulation - Roof/Ceiling | A | Integrated Unit Winter Peak Savings (kW) | Achievable Economic TRC Potential | 0 | 0 | 0 | 0 | 0 | 0 | 0 | 0 | 0 | 0 | 0 | 0 | 0 | 0 | 0 | 0 | 0 | 0 | 0 | 0 | 0 | 0 | 0 | 0 | 0 | 0 | 0 | 0 | 0 | 0 | 0
F4_Industrial_Wood and Lumber Products_Existing_Space Heating_Natural Gas_Insulation - Roof/Ceiling_A_Achievable Economic TRC Potential | F4 | Industrial | Wood and Lumber Products | Existing | Space Heating | Natural Gas | Insulation - Roof/Ceiling | A | Incremental Energy Savings (MWh or mTherms) | Achievable Economic TRC Potential | 0 | 0 | 0 | 0 | 0 | 0.28922 | 0.50248 | 0.77059 | 1.0695 | 1.3482 | 1.5351 | 1.6279 | 1.6024 | 1.4495 | 1.2521 | 1.0037 | 0.7671 | 0.55271 | 0.37705 | 0.24787 | 0.15486 | 0.092629 | 0.061778 | 0 | 0 | 0 | 0 | 0 | 0 | 0 | 0
F5_Industrial_Wood and Lumber Products_Existing_Space Heating_Natural Gas_Insulation - Roof/Ceiling_A_Achievable Economic TRC Potential | F5 | Industrial | Wood and Lumber Products | Existing | Space Heating | Natural Gas | Insulation - Roof/Ceiling | A | Incremental Summer Peak Savings (MW) | Achievable Economic TRC Potential | 0 | 0 | 0 | 0 | 0 | 0 | 0 | 0 | 0 | 0 | 0 | 0 | 0 | 0 | 0 | 0 | 0 | 0 | 0 | 0 | 0 | 0 | 0 | 0 | 0 | 0 | 0 | 0 | 0 | 0 | 0
F6_Industrial_Wood and Lumber Products_Existing_Space Heating_Natural Gas_Insulation - Roof/Ceiling_A_Achievable Economic TRC Potential | F6 | Industrial | Wood and Lumber Products | Existing | Space Heating | Natural Gas | Insulation - Roof/Ceiling | A | Incremental Winter Peak Savings (MW) | Achievable Economic TRC Potential | 0 | 0 | 0 | 0 | 0 | 0 | 0 | 0 | 0 | 0 | 0 | 0 | 0 | 0 | 0 | 0 | 0 | 0 | 0 | 0 | 0 | 0 | 0 | 0 | 0 | 0 | 0 | 0 | 0 | 0 | 0
F7_Industrial_Wood and Lumber Products_Existing_Space Heating_Natural Gas_Insulation - Roof/Ceiling_A_Achievable Economic TRC Potential | F7 | Industrial | Wood and Lumber Products | Existing | Space Heating | Natural Gas | Insulation - Roof/Ceiling | A | Cumulative Energy Savings (MWh or mTherms) | Achievable Economic TRC Potential | 0 | 0 | 0 | 0 | 0 | 0.28922 | 0.78977 | 1.5538 | 2.609 | 3.9303 | 5.4202 | 6.9799 | 8.4869 | 9.8077 | 10.8976 | 11.7131 | 12.2756 | 12.6171 | 12.7836 | 12.8388 | 12.8117 | 12.7318 | 12.6486 | 12.5204 | 12.4044 | 12.3207 | 12.2488 | 12.1816 | 0 | 0 | 0
F8_Industrial_Wood and Lumber Products_Existing_Space Heating_Natural Gas_Insulation - Roof/Ceiling_A_Achievable Economic TRC Potential | F8 | Industrial | Wood and Lumber Products | Existing | Space Heating | Natural Gas | Insulation - Roof/Ceiling | A | Cumulative Summer Peak Savings (MW) | Achievable Economic TRC Potential | 0 | 0 | 0 | 0 | 0 | 0 | 0 | 0 | 0 | 0 | 0 | 0 | 0 | 0 | 0 | 0 | 0 | 0 | 0 | 0 | 0 | 0 | 0 | 0 | 0 | 0 | 0 | 0 | 0 | 0 | 0
F9_Industrial_Wood and Lumber Products_Existing_Space Heating_Natural Gas_Insulation - Roof/Ceiling_A_Achievable Economic TRC Potential | F9 | Industrial | Wood and Lumber Products | Existing | Space Heating | Natural Gas | Insulation - Roof/Ceiling | A | Cumulative Winter Peak Savings (MW) | Achievable Economic TRC Potential | 0 | 0 | 0 | 0 | 0 | 0 | 0 | 0 | 0 | 0 | 0 | 0 | 0 | 0 | 0 | 0 | 0 | 0 | 0 | 0 | 0 | 0 | 0 | 0 | 0 | 0 | 0 | 0 | 0 | 0 | 0
F10_Industrial_Wood and Lumber Products_Existing_Space Heating_Natural Gas_Insulation - Roof/Ceiling_A_Achievable Economic TRC Potential | F10 | Industrial | Wood and Lumber Products | Existing | Space Heating | Natural Gas | Insulation - Roof/Ceiling | A | Purchases (Incremental) | Achievable Economic TRC Potential | 0 | 0 | 0 | 0 | 0 | 2908.5236 | 5087.1228 | 7866.6346 | 11019.2427 | 14036.0873 | 16167.484 | 17363.5577 | 17328.3022 | 15916.2591 | 13979.8994 | 11403.0682 | 8870.204 | 6503.0442 | 4511.5262 | 3011.2469 | 1908.3239 | 1157.0706 | 780.5791 | 0 | 0 | 0 | 0 | 0 | 0 | 0 | 0
F11_Industrial_Wood and Lumber Products_Existing_Space Heating_Natural Gas_Insulation - Roof/Ceiling_A_Achievable Economic TRC Potential | F11 | Industrial | Wood and Lumber Products | Existing | Space Heating | Natural Gas | Insulation - Roof/Ceiling | A | Purchases (Cumulative) | Achievable Economic TRC Potential | 0 | 0 | 0 | 0 | 0 | 2908.5236 | 7995.6465 | 15862.2811 | 26881.5238 | 40917.611 | 57085.095 | 74448.6527 | 91776.9549 | 107693.2139 | 121673.1133 | 133076.1815 | 141946.3856 | 148449.4297 | 152960.9559 | 155972.2028 | 157880.5267 | 159037.5973 | 159818.1764 | 159818.1764 | 159818.1764 | 159818.1764 | 159818.1764 | 159818.1764 | 159818.1764 | 159818.1764 | 159818.1764
F1_Industrial_Wood and Lumber Products_Existing_Space Heating_Natural Gas_Insulation - Wall Cavity_A_Achievable Economic TRC Potential | F1 | Industrial | Wood and Lumber Products | Existing | Space Heating | Natural Gas | Insulation - Wall Cavity | A | Integrated Unit Energy Savings (kWh or therms) | Achievable Economic TRC Potential | 0 | 0 | 0 | 0 | 0 | 0.017839 | 0.0176 | 0.01727 | 0.016856 | 0.016362 | 0.015793 | 0.015198 | 0.014599 | 0.013989 | 0.01346 | 0.012954 | 0.012539 | 0.01217 | 0.011845 | 0.011608 | 0.011391 | 0.011202 | 0.011047 | 0.010924 | 0.010813 | 0.010731 | 0.01066 | 0.010594 | 0 | 0 | 0
F2_Industrial_Wood and Lumber Products_Existing_Space Heating_Natural Gas_Insulation - Wall Cavity_A_Achievable Economic TRC Potential | F2 | Industrial | Wood and Lumber Products | Existing | Space Heating | Natural Gas | Insulation - Wall Cavity | A | Integrated Unit Summer Peak Savings (kW) | Achievable Economic TRC Potential | 0 | 0 | 0 | 0 | 0 | 0 | 0 | 0 | 0 | 0 | 0 | 0 | 0 | 0 | 0 | 0 | 0 | 0 | 0 | 0 | 0 | 0 | 0 | 0 | 0 | 0 | 0 | 0 | 0 | 0 | 0
F3_Industrial_Wood and Lumber Products_Existing_Space Heating_Natural Gas_Insulation - Wall Cavity_A_Achievable Economic TRC Potential | F3 | Industrial | Wood and Lumber Products | Existing | Space Heating | Natural Gas | Insulation - Wall Cavity | A | Integrated Unit Winter Peak Savings (kW) | Achievable Economic TRC Potential | 0 | 0 | 0 | 0 | 0 | 0 | 0 | 0 | 0 | 0 | 0 | 0 | 0 | 0 | 0 | 0 | 0 | 0 | 0 | 0 | 0 | 0 | 0 | 0 | 0 | 0 | 0 | 0 | 0 | 0 | 0
F4_Industrial_Wood and Lumber Products_Existing_Space Heating_Natural Gas_Insulation - Wall Cavity_A_Achievable Economic TRC Potential | F4 | Industrial | Wood and Lumber Products | Existing | Space Heating | Natural Gas | Insulation - Wall Cavity | A | Incremental Energy Savings (MWh or mTherms) | Achievable Economic TRC Potential | 0 | 0 | 0 | 0 | 0 | 0.051885 | 0.089536 | 0.13586 | 0.18574 | 0.22966 | 0.25533 | 0.26389 | 0.25298 | 0.22265 | 0.18817 | 0.14772 | 0.11122 | 0.079145 | 0.053439 | 0.034955 | 0.021738 | 0.012962 | 0.0086233 | 0 | 0 | 0 | 0 | 0 | 0 | 0 | 0
F5_Industrial_Wood and Lumber Products_Existing_Space Heating_Natural Gas_Insulation - Wall Cavity_A_Achievable Economic TRC Potential | F5 | Industrial | Wood and Lumber Products | Existing | Space Heating | Natural Gas | Insulation - Wall Cavity | A | Incremental Summer Peak Savings (MW) | Achievable Economic TRC Potential | 0 | 0 | 0 | 0 | 0 | 0 | 0 | 0 | 0 | 0 | 0 | 0 | 0 | 0 | 0 | 0 | 0 | 0 | 0 | 0 | 0 | 0 | 0 | 0 | 0 | 0 | 0 | 0 | 0 | 0 | 0
F6_Industrial_Wood and Lumber Products_Existing_Space Heating_Natural Gas_Insulation - Wall Cavity_A_Achievable Economic TRC Potential | F6 | Industrial | Wood and Lumber Products | Existing | Space Heating | Natural Gas | Insulation - Wall Cavity | A | Incremental Winter Peak Savings (MW) | Achievable Economic TRC Potential | 0 | 0 | 0 | 0 | 0 | 0 | 0 | 0 | 0 | 0 | 0 | 0 | 0 | 0 | 0 | 0 | 0 | 0 | 0 | 0 | 0 | 0 | 0 | 0 | 0 | 0 | 0 | 0 | 0 | 0 | 0
F7_Industrial_Wood and Lumber Products_Existing_Space Heating_Natural Gas_Insulation - Wall Cavity_A_Achievable Economic TRC Potential | F7 | Industrial | Wood and Lumber Products | Existing | Space Heating | Natural Gas | Insulation - Wall Cavity | A | Cumulative Energy Savings (MWh or mTherms) | Achievable Economic TRC Potential | 0 | 0 | 0 | 0 | 0 | 0.051885 | 0.14073 | 0.27394 | 0.45312 | 0.66951 | 0.90155 | 1.1314 | 1.3399 | 1.5065 | 1.6377 | 1.7239 | 1.7798 | 1.8067 | 1.8118 | 1.8105 | 1.7985 | 1.7816 | 1.7656 | 1.7459 | 1.7282 | 1.715 | 1.7037 | 1.6931 | 0 | 0 | 0
F8_Industrial_Wood and Lumber Products_Existing_Space Heating_Natural Gas_Insulation - Wall Cavity_A_Achievable Economic TRC Potential | F8 | Industrial | Wood and Lumber Products | Existing | Space Heating | Natural Gas | Insulation - Wall Cavity | A | Cumulative Summer Peak Savings (MW) | Achievable Economic TRC Potential | 0 | 0 | 0 | 0 | 0 | 0 | 0 | 0 | 0 | 0 | 0 | 0 | 0 | 0 | 0 | 0 | 0 | 0 | 0 | 0 | 0 | 0 | 0 | 0 | 0 | 0 | 0 | 0 | 0 | 0 | 0
F9_Industrial_Wood and Lumber Products_Existing_Space Heating_Natural Gas_Insulation - Wall Cavity_A_Achievable Economic TRC Potential | F9 | Industrial | Wood and Lumber Products | Existing | Space Heating | Natural Gas | Insulation - Wall Cavity | A | Cumulative Winter Peak Savings (MW) | Achievable Economic TRC Potential | 0 | 0 | 0 | 0 | 0 | 0 | 0 | 0 | 0 | 0 | 0 | 0 | 0 | 0 | 0 | 0 | 0 | 0 | 0 | 0 | 0 | 0 | 0 | 0 | 0 | 0 | 0 | 0 | 0 | 0 | 0
F10_Industrial_Wood and Lumber Products_Existing_Space Heating_Natural Gas_Insulation - Wall Cavity_A_Achievable Economic TRC Potential | F10 | Industrial | Wood and Lumber Products | Existing | Space Heating | Natural Gas | Insulation - Wall Cavity | A | Purchases (Incremental) | Achievable Economic TRC Potential | 0 | 0 | 0 | 0 | 0 | 2908.5236 | 5087.1228 | 7866.6346 | 11019.2427 | 14036.0873 | 16167.484 | 17363.5577 | 17328.3022 | 15916.2591 | 13979.8994 | 11403.0682 | 8870.204 | 6503.0442 | 4511.5262 | 3011.2469 | 1908.3239 | 1157.0706 | 780.5791 | 0 | 0 | 0 | 0 | 0 | 0 | 0 | 0
F11_Industrial_Wood and Lumber Products_Existing_Space Heating_Natural Gas_Insulation - Wall Cavity_A_Achievable Economic TRC Potential | F11 | Industrial | Wood and Lumber Products | Existing | Space Heating | Natural Gas | Insulation - Wall Cavity | A | Purchases (Cumulative) | Achievable Economic TRC Potential | 0 | 0 | 0 | 0 | 0 | 2908.5236 | 7995.6465 | 15862.2811 | 26881.5238 | 40917.611 | 57085.095 | 74448.6527 | 91776.9549 | 107693.2139 | 121673.1133 | 133076.1815 | 141946.3856 | 148449.4297 | 152960.9559 | 155972.2028 | 157880.5267 | 159037.5973 | 159818.1764 | 159818.1764 | 159818.1764 | 159818.1764 | 159818.1764 | 159818.1764 | 159818.1764 | 159818.1764 | 159818.1764
F1_Industrial_Wood and Lumber Products_Existing_Space Heating_Natural Gas_Insulation - Ducting_A_Achievable Economic TRC Potential | F1 | Industrial | Wood and Lumber Products | Existing | Space Heating | Natural Gas | Insulation - Ducting | A | Integrated Unit Energy Savings (kWh or therms) | Achievable Economic TRC Potential | 0 | 0 | 0 | 0 | 0 | 0.001621 | 0.0015908 | 0.0015493 | 0.0015 | 0.0014435 | 0.0013806 | 0.0013165 | 0.0012538 | 0.0011918 | 0.0011391 | 0.00109 | 0.0010505 | 0.0010156 | 0.00098495 | 0.00096229 | 0.00094138 | 0.00092318 | 0.00090718 | 0.00089408 | 0.00088204 | 0.00087254 | 0.00086408 | 0.00085618 | 0.00131 | 0.0013019 | 0.0012943
F2_Industrial_Wood and Lumber Products_Existing_Space Heating_Natural Gas_Insulation - Ducting_A_Achievable Economic TRC Potential | F2 | Industrial | Wood and Lumber Products | Existing | Space Heating | Natural Gas | Insulation - Ducting | A | Integrated Unit Summer Peak Savings (kW) | Achievable Economic TRC Potential | 0 | 0 | 0 | 0 | 0 | 0 | 0 | 0 | 0 | 0 | 0 | 0 | 0 | 0 | 0 | 0 | 0 | 0 | 0 | 0 | 0 | 0 | 0 | 0 | 0 | 0 | 0 | 0 | 0 | 0 | 0
F3_Industrial_Wood and Lumber Products_Existing_Space Heating_Natural Gas_Insulation - Ducting_A_Achievable Economic TRC Potential | F3 | Industrial | Wood and Lumber Products | Existing | Space Heating | Natural Gas | Insulation - Ducting | A | Integrated Unit Winter Peak Savings (kW) | Achievable Economic TRC Potential | 0 | 0 | 0 | 0 | 0 | 0 | 0 | 0 | 0 | 0 | 0 | 0 | 0 | 0 | 0 | 0 | 0 | 0 | 0 | 0 | 0 | 0 | 0 | 0 | 0 | 0 | 0 | 0 | 0 | 0 | 0
F4_Industrial_Wood and Lumber Products_Existing_Space Heating_Natural Gas_Insulation - Ducting_A_Achievable Economic TRC Potential | F4 | Industrial | Wood and Lumber Products | Existing | Space Heating | Natural Gas | Insulation - Ducting | A | Incremental Energy Savings (MWh or mTherms) | Achievable Economic TRC Potential | 0 | 0 | 0 | 0 | 0 | 0 | 0 | 0 | 0 | 0 | 0 | 0 | 0 | 0 | 0 | 0 | 0 | 0 | 0 | 0 | 0 | 0 | 0 | 0 | 0 | 0 | 0 | 0 | 0 | 0 | 0
F5_Industrial_Wood and Lumber Products_Existing_Space Heating_Natural Gas_Insulation - Ducting_A_Achievable Economic TRC Potential | F5 | Industrial | Wood and Lumber Products | Existing | Space Heating | Natural Gas | Insulation - Ducting | A | Incremental Summer Peak Savings (MW) | Achievable Economic TRC Potential | 0 | 0 | 0 | 0 | 0 | 0 | 0 | 0 | 0 | 0 | 0 | 0 | 0 | 0 | 0 | 0 | 0 | 0 | 0 | 0 | 0 | 0 | 0 | 0 | 0 | 0 | 0 | 0 | 0 | 0 | 0
F6_Industrial_Wood and Lumber Products_Existing_Space Heating_Natural Gas_Insulation - Ducting_A_Achievable Economic TRC Potential | F6 | Industrial | Wood and Lumber Products | Existing | Space Heating | Natural Gas | Insulation - Ducting | A | Incremental Winter Peak Savings (MW) | Achievable Economic TRC Potential | 0 | 0 | 0 | 0 | 0 | 0 | 0 | 0 | 0 | 0 | 0 | 0 | 0 | 0 | 0 | 0 | 0 | 0 | 0 | 0 | 0 | 0 | 0 | 0 | 0 | 0 | 0 | 0 | 0 | 0 | 0
F7_Industrial_Wood and Lumber Products_Existing_Space Heating_Natural Gas_Insulation - Ducting_A_Achievable Economic TRC Potential | F7 | Industrial | Wood and Lumber Products | Existing | Space Heating | Natural Gas | Insulation - Ducting | A | Cumulative Energy Savings (MWh or mTherms) | Achievable Economic TRC Potential | 0 | 0 | 0 | 0 | 0 | 0 | 0 | 0 | 0 | 0 | 0 | 0 | 0 | 0 | 0 | 0 | 0 | 0 | 0 | 0 | 0 | 0 | 0 | 0 | 0 | 0 | 0 | 0 | 0 | 0 | 0
F8_Industrial_Wood and Lumber Products_Existing_Space Heating_Natural Gas_Insulation - Ducting_A_Achievable Economic TRC Potential | F8 | Industrial | Wood and Lumber Products | Existing | Space Heating | Natural Gas | Insulation - Ducting | A | Cumulative Summer Peak Savings (MW) | Achievable Economic TRC Potential | 0 | 0 | 0 | 0 | 0 | 0 | 0 | 0 | 0 | 0 | 0 | 0 | 0 | 0 | 0 | 0 | 0 | 0 | 0 | 0 | 0 | 0 | 0 | 0 | 0 | 0 | 0 | 0 | 0 | 0 | 0
F9_Industrial_Wood and Lumber Products_Existing_Space Heating_Natural Gas_Insulation - Ducting_A_Achievable Economic TRC Potential | F9 | Industrial | Wood and Lumber Products | Existing | Space Heating | Natural Gas | Insulation - Ducting | A | Cumulative Winter Peak Savings (MW) | Achievable Economic TRC Potential | 0 | 0 | 0 | 0 | 0 | 0 | 0 | 0 | 0 | 0 | 0 | 0 | 0 | 0 | 0 | 0 | 0 | 0 | 0 | 0 | 0 | 0 | 0 | 0 | 0 | 0 | 0 | 0 | 0 | 0 | 0
F10_Industrial_Wood and Lumber Products_Existing_Space Heating_Natural Gas_Insulation - Ducting_A_Achievable Economic TRC Potential | F10 | Industrial | Wood and Lumber Products | Existing | Space Heating | Natural Gas | Insulation - Ducting | A | Purchases (Incremental) | Achievable Economic TRC Potential | 0 | 0 | 0 | 0 | 0 | 0 | 0 | 0 | 0 | 0 | 0 | 0 | 0 | 0 | 0 | 0 | 0 | 0 | 0 | 0 | 0 | 0 | 0 | 0 | 0 | 0 | 0 | 0 | 0 | 0 | 0
F11_Industrial_Wood and Lumber Products_Existing_Space Heating_Natural Gas_Insulation - Ducting_A_Achievable Economic TRC Potential | F11 | Industrial | Wood and Lumber Products | Existing | Space Heating | Natural Gas | Insulation - Ducting | A | Purchases (Cumulative) | Achievable Economic TRC Potential | 0 | 0 | 0 | 0 | 0 | 0 | 0 | 0 | 0 | 0 | 0 | 0 | 0 | 0 | 0 | 0 | 0 | 0 | 0 | 0 | 0 | 0 | 0 | 0 | 0 | 0 | 0 | 0 | 0 | 0 | 0
F1_Industrial_Wood and Lumber Products_Existing_Space Heating_Natural Gas_HVAC - Duct Repair and Sealing_A_Achievable Economic TRC Potential | F1 | Industrial | Wood and Lumber Products | Existing | Space Heating | Natural Gas | HVAC - Duct Repair and Sealing | A | Integrated Unit Energy Savings (kWh or therms) | Achievable Economic TRC Potential | 0 | 0 | 0 | 0 | 0 | 0.0038188 | 0.0037521 | 0.0036612 | 0.003554 | 0.0034315 | 0.0032954 | 0.0031558 | 0.0030186 | 0.0028817 | 0.0027637 | 0.0026531 | 0.0025626 | 0.0024822 | 0.0024109 | 0.0023572 | 0.0023075 | 0.0022639 | 0.0022255 | 0.0021937 | 0.0021644 | 0.0021414 | 0.0021209 | 0.0021017 | 0.0030839 | 0.0030649 | 0.0030471
F2_Industrial_Wood and Lumber Products_Existing_Space Heating_Natural Gas_HVAC - Duct Repair and Sealing_A_Achievable Economic TRC Potential | F2 | Industrial | Wood and Lumber Products | Existing | Space Heating | Natural Gas | HVAC - Duct Repair and Sealing | A | Integrated Unit Summer Peak Savings (kW) | Achievable Economic TRC Potential | 0 | 0 | 0 | 0 | 0 | 0 | 0 | 0 | 0 | 0 | 0 | 0 | 0 | 0 | 0 | 0 | 0 | 0 | 0 | 0 | 0 | 0 | 0 | 0 | 0 | 0 | 0 | 0 | 0 | 0 | 0
F3_Industrial_Wood and Lumber Products_Existing_Space Heating_Natural Gas_HVAC - Duct Repair and Sealing_A_Achievable Economic TRC Potential | F3 | Industrial | Wood and Lumber Products | Existing | Space Heating | Natural Gas | HVAC - Duct Repair and Sealing | A | Integrated Unit Winter Peak Savings (kW) | Achievable Economic TRC Potential | 0 | 0 | 0 | 0 | 0 | 0 | 0 | 0 | 0 | 0 | 0 | 0 | 0 | 0 | 0 | 0 | 0 | 0 | 0 | 0 | 0 | 0 | 0 | 0 | 0 | 0 | 0 | 0 | 0 | 0 | 0
F4_Industrial_Wood and Lumber Products_Existing_Space Heating_Natural Gas_HVAC - Duct Repair and Sealing_A_Achievable Economic TRC Potential | F4 | Industrial | Wood and Lumber Products | Existing | Space Heating | Natural Gas | HVAC - Duct Repair and Sealing | A | Incremental Energy Savings (MWh or mTherms) | Achievable Economic TRC Potential | 0 | 0 | 0 | 0 | 0 | 0 | 0 | 0 | 0 | 0 | 0 | 0 | 0 | 0 | 0 | 0 | 0 | 0 | 0 | 0 | 0 | 0 | 0 | 0 | 0 | 0 | 0 | 0 | 0 | 0 | 0
F5_Industrial_Wood and Lumber Products_Existing_Space Heating_Natural Gas_HVAC - Duct Repair and Sealing_A_Achievable Economic TRC Potential | F5 | Industrial | Wood and Lumber Products | Existing | Space Heating | Natural Gas | HVAC - Duct Repair and Sealing | A | Incremental Summer Peak Savings (MW) | Achievable Economic TRC Potential | 0 | 0 | 0 | 0 | 0 | 0 | 0 | 0 | 0 | 0 | 0 | 0 | 0 | 0 | 0 | 0 | 0 | 0 | 0 | 0 | 0 | 0 | 0 | 0 | 0 | 0 | 0 | 0 | 0 | 0 | 0
F6_Industrial_Wood and Lumber Products_Existing_Space Heating_Natural Gas_HVAC - Duct Repair and Sealing_A_Achievable Economic TRC Potential | F6 | Industrial | Wood and Lumber Products | Existing | Space Heating | Natural Gas | HVAC - Duct Repair and Sealing | A | Incremental Winter Peak Savings (MW) | Achievable Economic TRC Potential | 0 | 0 | 0 | 0 | 0 | 0 | 0 | 0 | 0 | 0 | 0 | 0 | 0 | 0 | 0 | 0 | 0 | 0 | 0 | 0 | 0 | 0 | 0 | 0 | 0 | 0 | 0 | 0 | 0 | 0 | 0
F7_Industrial_Wood and Lumber Products_Existing_Space Heating_Natural Gas_HVAC - Duct Repair and Sealing_A_Achievable Economic TRC Potential | F7 | Industrial | Wood and Lumber Products | Existing | Space Heating | Natural Gas | HVAC - Duct Repair and Sealing | A | Cumulative Energy Savings (MWh or mTherms) | Achievable Economic TRC Potential | 0 | 0 | 0 | 0 | 0 | 0 | 0 | 0 | 0 | 0 | 0 | 0 | 0 | 0 | 0 | 0 | 0 | 0 | 0 | 0 | 0 | 0 | 0 | 0 | 0 | 0 | 0 | 0 | 0 | 0 | 0
F8_Industrial_Wood and Lumber Products_Existing_Space Heating_Natural Gas_HVAC - Duct Repair and Sealing_A_Achievable Economic TRC Potential | F8 | Industrial | Wood and Lumber Products | Existing | Space Heating | Natural Gas | HVAC - Duct Repair and Sealing | A | Cumulative Summer Peak Savings (MW) | Achievable Economic TRC Potential | 0 | 0 | 0 | 0 | 0 | 0 | 0 | 0 | 0 | 0 | 0 | 0 | 0 | 0 | 0 | 0 | 0 | 0 | 0 | 0 | 0 | 0 | 0 | 0 | 0 | 0 | 0 | 0 | 0 | 0 | 0
F9_Industrial_Wood and Lumber Products_Existing_Space Heating_Natural Gas_HVAC - Duct Repair and Sealing_A_Achievable Economic TRC Potential | F9 | Industrial | Wood and Lumber Products | Existing | Space Heating | Natural Gas | HVAC - Duct Repair and Sealing | A | Cumulative Winter Peak Savings (MW) | Achievable Economic TRC Potential | 0 | 0 | 0 | 0 | 0 | 0 | 0 | 0 | 0 | 0 | 0 | 0 | 0 | 0 | 0 | 0 | 0 | 0 | 0 | 0 | 0 | 0 | 0 | 0 | 0 | 0 | 0 | 0 | 0 | 0 | 0
F10_Industrial_Wood and Lumber Products_Existing_Space Heating_Natural Gas_HVAC - Duct Repair and Sealing_A_Achievable Economic TRC Potential | F10 | Industrial | Wood and Lumber Products | Existing | Space Heating | Natural Gas | HVAC - Duct Repair and Sealing | A | Purchases (Incremental) | Achievable Economic TRC Potential | 0 | 0 | 0 | 0 | 0 | 0 | 0 | 0 | 0 | 0 | 0 | 0 | 0 | 0 | 0 | 0 | 0 | 0 | 0 | 0 | 0 | 0 | 0 | 0 | 0 | 0 | 0 | 0 | 0 | 0 | 0
F11_Industrial_Wood and Lumber Products_Existing_Space Heating_Natural Gas_HVAC - Duct Repair and Sealing_A_Achievable Economic TRC Potential | F11 | Industrial | Wood and Lumber Products | Existing | Space Heating | Natural Gas | HVAC - Duct Repair and Sealing | A | Purchases (Cumulative) | Achievable Economic TRC Potential | 0 | 0 | 0 | 0 | 0 | 0 | 0 | 0 | 0 | 0 | 0 | 0 | 0 | 0 | 0 | 0 | 0 | 0 | 0 | 0 | 0 | 0 | 0 | 0 | 0 | 0 | 0 | 0 | 0 | 0 | 0
F1_Industrial_Wood and Lumber Products_Existing_Space Heating_Natural Gas_Windows - High Efficiency_A_Achievable Economic TRC Potential | F1 | Industrial | Wood and Lumber Products | Existing | Space Heating | Natural Gas | Windows - High Efficiency | A | Integrated Unit Energy Savings (kWh or therms) | Achievable Economic TRC Potential | 0 | 0 | 0 | 0 | 0 | 0.0056576 | 0.0055752 | 0.0054602 | 0.0053155 | 0.0051425 | 0.0049435 | 0.0047368 | 0.0045307 | 0.0043225 | 0.0041448 | 0.0039764 | 0.0038401 | 0.0037204 | 0.0036155 | 0.0035405 | 0.0034721 | 0.0034129 | 0.0033645 | 0.0033266 | 0.0032923 | 0.0032669 | 0.0032449 | 0.0032245 | 0 | 0 | 0
F2_Industrial_Wood and Lumber Products_Existing_Space Heating_Natural Gas_Windows - High Efficiency_A_Achievable Economic TRC Potential | F2 | Industrial | Wood and Lumber Products | Existing | Space Heating | Natural Gas | Windows - High Efficiency | A | Integrated Unit Summer Peak Savings (kW) | Achievable Economic TRC Potential | 0 | 0 | 0 | 0 | 0 | 0 | 0 | 0 | 0 | 0 | 0 | 0 | 0 | 0 | 0 | 0 | 0 | 0 | 0 | 0 | 0 | 0 | 0 | 0 | 0 | 0 | 0 | 0 | 0 | 0 | 0
F3_Industrial_Wood and Lumber Products_Existing_Space Heating_Natural Gas_Windows - High Efficiency_A_Achievable Economic TRC Potential | F3 | Industrial | Wood and Lumber Products | Existing | Space Heating | Natural Gas | Windows - High Efficiency | A | Integrated Unit Winter Peak Savings (kW) | Achievable Economic TRC Potential | 0 | 0 | 0 | 0 | 0 | 0 | 0 | 0 | 0 | 0 | 0 | 0 | 0 | 0 | 0 | 0 | 0 | 0 | 0 | 0 | 0 | 0 | 0 | 0 | 0 | 0 | 0 | 0 | 0 | 0 | 0
F4_Industrial_Wood and Lumber Products_Existing_Space Heating_Natural Gas_Windows - High Efficiency_A_Achievable Economic TRC Potential | F4 | Industrial | Wood and Lumber Products | Existing | Space Heating | Natural Gas | Windows - High Efficiency | A | Incremental Energy Savings (MWh or mTherms) | Achievable Economic TRC Potential | 0 | 0 | 0 | 0 | 0 | 0 | 0 | 0 | 0 | 0 | 0 | 0 | 0 | 0 | 0 | 0 | 0 | 0 | 0 | 0 | 0 | 0 | 0 | 0 | 0 | 0 | 0 | 0 | 0 | 0 | 0
F5_Industrial_Wood and Lumber Products_Existing_Space Heating_Natural Gas_Windows - High Efficiency_A_Achievable Economic TRC Potential | F5 | Industrial | Wood and Lumber Products | Existing | Space Heating | Natural Gas | Windows - High Efficiency | A | Incremental Summer Peak Savings (MW) | Achievable Economic TRC Potential | 0 | 0 | 0 | 0 | 0 | 0 | 0 | 0 | 0 | 0 | 0 | 0 | 0 | 0 | 0 | 0 | 0 | 0 | 0 | 0 | 0 | 0 | 0 | 0 | 0 | 0 | 0 | 0 | 0 | 0 | 0
F6_Industrial_Wood and Lumber Products_Existing_Space Heating_Natural Gas_Windows - High Efficiency_A_Achievable Economic TRC Potential | F6 | Industrial | Wood and Lumber Products | Existing | Space Heating | Natural Gas | Windows - High Efficiency | A | Incremental Winter Peak Savings (MW) | Achievable Economic TRC Potential | 0 | 0 | 0 | 0 | 0 | 0 | 0 | 0 | 0 | 0 | 0 | 0 | 0 | 0 | 0 | 0 | 0 | 0 | 0 | 0 | 0 | 0 | 0 | 0 | 0 | 0 | 0 | 0 | 0 | 0 | 0
F7_Industrial_Wood and Lumber Products_Existing_Space Heating_Natural Gas_Windows - High Efficiency_A_Achievable Economic TRC Potential | F7 | Industrial | Wood and Lumber Products | Existing | Space Heating | Natural Gas | Windows - High Efficiency | A | Cumulative Energy Savings (MWh or mTherms) | Achievable Economic TRC Potential | 0 | 0 | 0 | 0 | 0 | 0 | 0 | 0 | 0 | 0 | 0 | 0 | 0 | 0 | 0 | 0 | 0 | 0 | 0 | 0 | 0 | 0 | 0 | 0 | 0 | 0 | 0 | 0 | 0 | 0 | 0
F8_Industrial_Wood and Lumber Products_Existing_Space Heating_Natural Gas_Windows - High Efficiency_A_Achievable Economic TRC Potential | F8 | Industrial | Wood and Lumber Products | Existing | Space Heating | Natural Gas | Windows - High Efficiency | A | Cumulative Summer Peak Savings (MW) | Achievable Economic TRC Potential | 0 | 0 | 0 | 0 | 0 | 0 | 0 | 0 | 0 | 0 | 0 | 0 | 0 | 0 | 0 | 0 | 0 | 0 | 0 | 0 | 0 | 0 | 0 | 0 | 0 | 0 | 0 | 0 | 0 | 0 | 0
F9_Industrial_Wood and Lumber Products_Existing_Space Heating_Natural Gas_Windows - High Efficiency_A_Achievable Economic TRC Potential | F9 | Industrial | Wood and Lumber Products | Existing | Space Heating | Natural Gas | Windows - High Efficiency | A | Cumulative Winter Peak Savings (MW) | Achievable Economic TRC Potential | 0 | 0 | 0 | 0 | 0 | 0 | 0 | 0 | 0 | 0 | 0 | 0 | 0 | 0 | 0 | 0 | 0 | 0 | 0 | 0 | 0 | 0 | 0 | 0 | 0 | 0 | 0 | 0 | 0 | 0 | 0
F10_Industrial_Wood and Lumber Products_Existing_Space Heating_Natural Gas_Windows - High Efficiency_A_Achievable Economic TRC Potential | F10 | Industrial | Wood and Lumber Products | Existing | Space Heating | Natural Gas | Windows - High Efficiency | A | Purchases (Incremental) | Achievable Economic TRC Potential | 0 | 0 | 0 | 0 | 0 | 0 | 0 | 0 | 0 | 0 | 0 | 0 | 0 | 0 | 0 | 0 | 0 | 0 | 0 | 0 | 0 | 0 | 0 | 0 | 0 | 0 | 0 | 0 | 0 | 0 | 0
F11_Industrial_Wood and Lumber Products_Existing_Space Heating_Natural Gas_Windows - High Efficiency_A_Achievable Economic TRC Potential | F11 | Industrial | Wood and Lumber Products | Existing | Space Heating | Natural Gas | Windows - High Efficiency | A | Purchases (Cumulative) | Achievable Economic TRC Potential | 0 | 0 | 0 | 0 | 0 | 0 | 0 | 0 | 0 | 0 | 0 | 0 | 0 | 0 | 0 | 0 | 0 | 0 | 0 | 0 | 0 | 0 | 0 | 0 | 0 | 0 | 0 | 0 | 0 | 0 | 0
F1_Industrial_Wood and Lumber Products_Existing_Space Heating_Natural Gas_Gas Boiler - Maintenance_A_Achievable Economic TRC Potential | F1 | Industrial | Wood and Lumber Products | Existing | Space Heating | Natural Gas | Gas Boiler - Maintenance | A | Integrated Unit Energy Savings (kWh or therms) | Achievable Economic TRC Potential | 0 | 0 | 0 | 0 | 0 | 0.8849 | 0.87874 | 0.87247 | 0.86595 | 0.85917 | 0.85227 | 0.84515 | 0.83781 | 0.83018 | 0.82182 | 0.81372 | 0.80553 | 0.79749 | 0.78961 | 0.78202 | 0.77476 | 0.76733 | 0.7606 | 0.75422 | 0.74797 | 0.74229 | 0.73742 | 0.73292 | 0.76441 | 0.76127 | 0.75841
F2_Industrial_Wood and Lumber Products_Existing_Space Heating_Natural Gas_Gas Boiler - Maintenance_A_Achievable Economic TRC Potential | F2 | Industrial | Wood and Lumber Products | Existing | Space Heating | Natural Gas | Gas Boiler - Maintenance | A | Integrated Unit Summer Peak Savings (kW) | Achievable Economic TRC Potential | 0 | 0 | 0 | 0 | 0 | 0 | 0 | 0 | 0 | 0 | 0 | 0 | 0 | 0 | 0 | 0 | 0 | 0 | 0 | 0 | 0 | 0 | 0 | 0 | 0 | 0 | 0 | 0 | 0 | 0 | 0
F3_Industrial_Wood and Lumber Products_Existing_Space Heating_Natural Gas_Gas Boiler - Maintenance_A_Achievable Economic TRC Potential | F3 | Industrial | Wood and Lumber Products | Existing | Space Heating | Natural Gas | Gas Boiler - Maintenance | A | Integrated Unit Winter Peak Savings (kW) | Achievable Economic TRC Potential | 0 | 0 | 0 | 0 | 0 | 0 | 0 | 0 | 0 | 0 | 0 | 0 | 0 | 0 | 0 | 0 | 0 | 0 | 0 | 0 | 0 | 0 | 0 | 0 | 0 | 0 | 0 | 0 | 0 | 0 | 0
F4_Industrial_Wood and Lumber Products_Existing_Space Heating_Natural Gas_Gas Boiler - Maintenance_A_Achievable Economic TRC Potential | F4 | Industrial | Wood and Lumber Products | Existing | Space Heating | Natural Gas | Gas Boiler - Maintenance | A | Incremental Energy Savings (MWh or mTherms) | Achievable Economic TRC Potential | 0 | 0 | 0 | 0 | 0 | 0.0031788 | 0.0022114 | 0.001511 | 0.0011686 | 0.0010167 | 0.00086162 | 0.00072997 | 0.00061355 | 0.00050479 | 0.00042071 | 0.00034428 | 0.00026546 | 0.00020365 | 0.00015563 | 0.00012018 | 0.00010888 | 8.4064e-05 | 7.1491e-05 | 5.9256e-05 | 4.7314e-05 | 0 | 0 | 0 | 0 | 0 | 0
F5_Industrial_Wood and Lumber Products_Existing_Space Heating_Natural Gas_Gas Boiler - Maintenance_A_Achievable Economic TRC Potential | F5 | Industrial | Wood and Lumber Products | Existing | Space Heating | Natural Gas | Gas Boiler - Maintenance | A | Incremental Summer Peak Savings (MW) | Achievable Economic TRC Potential | 0 | 0 | 0 | 0 | 0 | 0 | 0 | 0 | 0 | 0 | 0 | 0 | 0 | 0 | 0 | 0 | 0 | 0 | 0 | 0 | 0 | 0 | 0 | 0 | 0 | 0 | 0 | 0 | 0 | 0 | 0
F6_Industrial_Wood and Lumber Products_Existing_Space Heating_Natural Gas_Gas Boiler - Maintenance_A_Achievable Economic TRC Potential | F6 | Industrial | Wood and Lumber Products | Existing | Space Heating | Natural Gas | Gas Boiler - Maintenance | A | Incremental Winter Peak Savings (MW) | Achievable Economic TRC Potential | 0 | 0 | 0 | 0 | 0 | 0 | 0 | 0 | 0 | 0 | 0 | 0 | 0 | 0 | 0 | 0 | 0 | 0 | 0 | 0 | 0 | 0 | 0 | 0 | 0 | 0 | 0 | 0 | 0 | 0 | 0
F7_Industrial_Wood and Lumber Products_Existing_Space Heating_Natural Gas_Gas Boiler - Maintenance_A_Achievable Economic TRC Potential | F7 | Industrial | Wood and Lumber Products | Existing | Space Heating | Natural Gas | Gas Boiler - Maintenance | A | Cumulative Energy Savings (MWh or mTherms) | Achievable Economic TRC Potential | 0 | 0 | 0 | 0 | 0 | 0.0031788 | 0.0053681 | 0.0068408 | 0.0079582 | 0.0089126 | 0.0097026 | 0.010352 | 0.010875 | 0.011281 | 0.011588 | 0.011818 | 0.011965 | 0.012049 | 0.012085 | 0.01209 | 0.012086 | 0.012054 | 0.01202 | 0.011978 | 0.011927 | 0.011836 | 0.011758 | 0.011687 | 0 | 0 | 0
F8_Industrial_Wood and Lumber Products_Existing_Space Heating_Natural Gas_Gas Boiler - Maintenance_A_Achievable Economic TRC Potential | F8 | Industrial | Wood and Lumber Products | Existing | Space Heating | Natural Gas | Gas Boiler - Maintenance | A | Cumulative Summer Peak Savings (MW) | Achievable Economic TRC Potential | 0 | 0 | 0 | 0 | 0 | 0 | 0 | 0 | 0 | 0 | 0 | 0 | 0 | 0 | 0 | 0 | 0 | 0 | 0 | 0 | 0 | 0 | 0 | 0 | 0 | 0 | 0 | 0 | 0 | 0 | 0
F9_Industrial_Wood and Lumber Products_Existing_Space Heating_Natural Gas_Gas Boiler - Maintenance_A_Achievable Economic TRC Potential | F9 | Industrial | Wood and Lumber Products | Existing | Space Heating | Natural Gas | Gas Boiler - Maintenance | A | Cumulative Winter Peak Savings (MW) | Achievable Economic TRC Potential | 0 | 0 | 0 | 0 | 0 | 0 | 0 | 0 | 0 | 0 | 0 | 0 | 0 | 0 | 0 | 0 | 0 | 0 | 0 | 0 | 0 | 0 | 0 | 0 | 0 | 0 | 0 | 0 | 0 | 0 | 0
F10_Industrial_Wood and Lumber Products_Existing_Space Heating_Natural Gas_Gas Boiler - Maintenance_A_Achievable Economic TRC Potential | F10 | Industrial | Wood and Lumber Products | Existing | Space Heating | Natural Gas | Gas Boiler - Maintenance | A | Purchases (Incremental) | Achievable Economic TRC Potential | 0 | 0 | 0 | 0 | 0 | 3.5923 | 2.5165 | 1.7318 | 1.3495 | 1.1833 | 1.011 | 0.86372 | 0.73232 | 0.60805 | 0.51192 | 0.42309 | 0.32955 | 0.25536 | 0.1971 | 0.15368 | 0.14053 | 0.10955 | 0.093994 | 0.078565 | 0.063257 | 0 | 0 | 0 | 0 | 0 | 0
F11_Industrial_Wood and Lumber Products_Existing_Space Heating_Natural Gas_Gas Boiler - Maintenance_A_Achievable Economic TRC Potential | F11 | Industrial | Wood and Lumber Products | Existing | Space Heating | Natural Gas | Gas Boiler - Maintenance | A | Purchases (Cumulative) | Achievable Economic TRC Potential | 0 | 0 | 0 | 0 | 0 | 3.5923 | 6.1088 | 7.8407 | 9.1902 | 10.3735 | 11.3845 | 12.2482 | 12.9805 | 13.5886 | 14.1005 | 14.5236 | 14.8531 | 15.1085 | 15.3056 | 15.4593 | 15.5998 | 15.7094 | 15.8033 | 15.8819 | 15.9452 | 15.9452 | 15.9452 | 15.9452 | 15.9452 | 15.9452 | 15.9452
F1_Industrial_Wood and Lumber Products_Existing_Process_Natural Gas_Gas Boiler - Maintenance_A_Achievable Economic TRC Potential | F1 | Industrial | Wood and Lumber Products | Existing | Process | Natural Gas | Gas Boiler - Maintenance | A | Integrated Unit Energy Savings (kWh or therms) | Achievable Economic TRC Potential | 0 | 0 | 0 | 0 | 0 | 6.3264 | 6.3264 | 6.3264 | 6.3264 | 6.3264 | 6.3264 | 6.3264 | 6.3264 | 6.3264 | 6.3264 | 6.3264 | 6.3264 | 6.3264 | 6.3264 | 6.3264 | 6.3264 | 6.3264 | 6.3264 | 6.3264 | 6.3264 | 6.3264 | 6.3264 | 6.3264 | 6.3264 | 6.3264 | 6.3264
F2_Industrial_Wood and Lumber Products_Existing_Process_Natural Gas_Gas Boiler - Maintenance_A_Achievable Economic TRC Potential | F2 | Industrial | Wood and Lumber Products | Existing | Process | Natural Gas | Gas Boiler - Maintenance | A | Integrated Unit Summer Peak Savings (kW) | Achievable Economic TRC Potential | 0 | 0 | 0 | 0 | 0 | 0 | 0 | 0 | 0 | 0 | 0 | 0 | 0 | 0 | 0 | 0 | 0 | 0 | 0 | 0 | 0 | 0 | 0 | 0 | 0 | 0 | 0 | 0 | 0 | 0 | 0
F3_Industrial_Wood and Lumber Products_Existing_Process_Natural Gas_Gas Boiler - Maintenance_A_Achievable Economic TRC Potential | F3 | Industrial | Wood and Lumber Products | Existing | Process | Natural Gas | Gas Boiler - Maintenance | A | Integrated Unit Winter Peak Savings (kW) | Achievable Economic TRC Potential | 0 | 0 | 0 | 0 | 0 | 0 | 0 | 0 | 0 | 0 | 0 | 0 | 0 | 0 | 0 | 0 | 0 | 0 | 0 | 0 | 0 | 0 | 0 | 0 | 0 | 0 | 0 | 0 | 0 | 0 | 0
F4_Industrial_Wood and Lumber Products_Existing_Process_Natural Gas_Gas Boiler - Maintenance_A_Achievable Economic TRC Potential | F4 | Industrial | Wood and Lumber Products | Existing | Process | Natural Gas | Gas Boiler - Maintenance | A | Incremental Energy Savings (MWh or mTherms) | Achievable Economic TRC Potential | 0 | 0 | 0 | 0 | 0 | 0.078225 | 0.054799 | 0.037712 | 0.029386 | 0.025768 | 0.022015 | 0.018808 | 0.015947 | 0.013241 | 0.011148 | 0.0092131 | 0.0071761 | 0.0055606 | 0.004292 | 0.0033466 | 0.0030602 | 0.0023856 | 0.0020468 | 0.0017108 | 0.0013775 | 0 | 0 | 0 | 0 | 0 | 0
F5_Industrial_Wood and Lumber Products_Existing_Process_Natural Gas_Gas Boiler - Maintenance_A_Achievable Economic TRC Potential | F5 | Industrial | Wood and Lumber Products | Existing | Process | Natural Gas | Gas Boiler - Maintenance | A | Incremental Summer Peak Savings (MW) | Achievable Economic TRC Potential | 0 | 0 | 0 | 0 | 0 | 0 | 0 | 0 | 0 | 0 | 0 | 0 | 0 | 0 | 0 | 0 | 0 | 0 | 0 | 0 | 0 | 0 | 0 | 0 | 0 | 0 | 0 | 0 | 0 | 0 | 0
F6_Industrial_Wood and Lumber Products_Existing_Process_Natural Gas_Gas Boiler - Maintenance_A_Achievable Economic TRC Potential | F6 | Industrial | Wood and Lumber Products | Existing | Process | Natural Gas | Gas Boiler - Maintenance | A | Incremental Winter Peak Savings (MW) | Achievable Economic TRC Potential | 0 | 0 | 0 | 0 | 0 | 0 | 0 | 0 | 0 | 0 | 0 | 0 | 0 | 0 | 0 | 0 | 0 | 0 | 0 | 0 | 0 | 0 | 0 | 0 | 0 | 0 | 0 | 0 | 0 | 0 | 0
F7_Industrial_Wood and Lumber Products_Existing_Process_Natural Gas_Gas Boiler - Maintenance_A_Achievable Economic TRC Potential | F7 | Industrial | Wood and Lumber Products | Existing | Process | Natural Gas | Gas Boiler - Maintenance | A | Cumulative Energy Savings (MWh or mTherms) | Achievable Economic TRC Potential | 0 | 0 | 0 | 0 | 0 | 0.078225 | 0.13302 | 0.17074 | 0.20012 | 0.22589 | 0.24791 | 0.26671 | 0.28266 | 0.2959 | 0.30705 | 0.31626 | 0.32344 | 0.329 | 0.33329 | 0.33664 | 0.3397 | 0.34208 | 0.34413 | 0.34584 | 0.34722 | 0.34722 | 0.34722 | 0.34722 | 0 | 0 | 0
F8_Industrial_Wood and Lumber Products_Existing_Process_Natural Gas_Gas Boiler - Maintenance_A_Achievable Economic TRC Potential | F8 | Industrial | Wood and Lumber Products | Existing | Process | Natural Gas | Gas Boiler - Maintenance | A | Cumulative Summer Peak Savings (MW) | Achievable Economic TRC Potential | 0 | 0 | 0 | 0 | 0 | 0 | 0 | 0 | 0 | 0 | 0 | 0 | 0 | 0 | 0 | 0 | 0 | 0 | 0 | 0 | 0 | 0 | 0 | 0 | 0 | 0 | 0 | 0 | 0 | 0 | 0
F9_Industrial_Wood and Lumber Products_Existing_Process_Natural Gas_Gas Boiler - Maintenance_A_Achievable Economic TRC Potential | F9 | Industrial | Wood and Lumber Products | Existing | Process | Natural Gas | Gas Boiler - Maintenance | A | Cumulative Winter Peak Savings (MW) | Achievable Economic TRC Potential | 0 | 0 | 0 | 0 | 0 | 0 | 0 | 0 | 0 | 0 | 0 | 0 | 0 | 0 | 0 | 0 | 0 | 0 | 0 | 0 | 0 | 0 | 0 | 0 | 0 | 0 | 0 | 0 | 0 | 0 | 0
F10_Industrial_Wood and Lumber Products_Existing_Process_Natural Gas_Gas Boiler - Maintenance_A_Achievable Economic TRC Potential | F10 | Industrial | Wood and Lumber Products | Existing | Process | Natural Gas | Gas Boiler - Maintenance | A | Purchases (Incremental) | Achievable Economic TRC Potential | 0 | 0 | 0 | 0 | 0 | 12.3649 | 8.662 | 5.9611 | 4.645 | 4.0731 | 3.4798 | 2.973 | 2.5207 | 2.0929 | 1.7621 | 1.4563 | 1.1343 | 0.87896 | 0.67843 | 0.52899 | 0.48371 | 0.37709 | 0.32353 | 0.27043 | 0.21773 | 0 | 0 | 0 | 0 | 0 | 0
F11_Industrial_Wood and Lumber Products_Existing_Process_Natural Gas_Gas Boiler - Maintenance_A_Achievable Economic TRC Potential | F11 | Industrial | Wood and Lumber Products | Existing | Process | Natural Gas | Gas Boiler - Maintenance | A | Purchases (Cumulative) | Achievable Economic TRC Potential | 0 | 0 | 0 | 0 | 0 | 12.3649 | 21.0269 | 26.988 | 31.633 | 35.7061 | 39.186 | 42.1589 | 44.6796 | 46.7726 | 48.5346 | 49.9909 | 51.1253 | 52.0042 | 52.6827 | 53.2116 | 53.6954 | 54.0724 | 54.396 | 54.6664 | 54.8841 | 54.8841 | 54.8841 | 54.8841 | 54.8841 | 54.8841 | 54.8841
F1_Industrial_Wood and Lumber Products_Existing_Space Heating_Natural Gas_Gas Furnace - Maintenance_A_Achievable Economic TRC Potential | F1 | Industrial | Wood and Lumber Products | Existing | Space Heating | Natural Gas | Gas Furnace - Maintenance | A | Integrated Unit Energy Savings (kWh or therms) | Achievable Economic TRC Potential | 0 | 0 | 0 | 0 | 0 | 0.0091909 | 0.0091039 | 0.008993 | 0.0088784 | 0.0087608 | 0.0086426 | 0.0085229 | 0.0084068 | 0.0082929 | 0.0081748 | 0.0080661 | 0.0079607 | 0.0078609 | 0.007766 | 0.0076737 | 0.0075851 | 0.0074972 | 0.0074126 | 0.0073327 | 0.0072568 | 0.0071873 | 0.0071256 | 0.0070675 | 0.0073847 | 0.0073392 | 0.0072965
F2_Industrial_Wood and Lumber Products_Existing_Space Heating_Natural Gas_Gas Furnace - Maintenance_A_Achievable Economic TRC Potential | F2 | Industrial | Wood and Lumber Products | Existing | Space Heating | Natural Gas | Gas Furnace - Maintenance | A | Integrated Unit Summer Peak Savings (kW) | Achievable Economic TRC Potential | 0 | 0 | 0 | 0 | 0 | 0 | 0 | 0 | 0 | 0 | 0 | 0 | 0 | 0 | 0 | 0 | 0 | 0 | 0 | 0 | 0 | 0 | 0 | 0 | 0 | 0 | 0 | 0 | 0 | 0 | 0
F3_Industrial_Wood and Lumber Products_Existing_Space Heating_Natural Gas_Gas Furnace - Maintenance_A_Achievable Economic TRC Potential | F3 | Industrial | Wood and Lumber Products | Existing | Space Heating | Natural Gas | Gas Furnace - Maintenance | A | Integrated Unit Winter Peak Savings (kW) | Achievable Economic TRC Potential | 0 | 0 | 0 | 0 | 0 | 0 | 0 | 0 | 0 | 0 | 0 | 0 | 0 | 0 | 0 | 0 | 0 | 0 | 0 | 0 | 0 | 0 | 0 | 0 | 0 | 0 | 0 | 0 | 0 | 0 | 0
F4_Industrial_Wood and Lumber Products_Existing_Space Heating_Natural Gas_Gas Furnace - Maintenance_A_Achievable Economic TRC Potential | F4 | Industrial | Wood and Lumber Products | Existing | Space Heating | Natural Gas | Gas Furnace - Maintenance | A | Incremental Energy Savings (MWh or mTherms) | Achievable Economic TRC Potential | 0 | 0 | 0 | 0 | 0 | 5.5767e-05 | 3.8697e-05 | 2.6306e-05 | 2.0237e-05 | 1.7511e-05 | 1.4758e-05 | 1.2434e-05 | 1.0399e-05 | 8.5172e-06 | 7.0686e-06 | 5.7643e-06 | 4.4312e-06 | 3.3906e-06 | 2.5854e-06 | 1.992e-06 | 1.8005e-06 | 1.3873e-06 | 1.1768e-06 | 9.7308e-07 | 7.7536e-07 | 0 | 0 | 0 | 0 | 0 | 0
F5_Industrial_Wood and Lumber Products_Existing_Space Heating_Natural Gas_Gas Furnace - Maintenance_A_Achievable Economic TRC Potential | F5 | Industrial | Wood and Lumber Products | Existing | Space Heating | Natural Gas | Gas Furnace - Maintenance | A | Incremental Summer Peak Savings (MW) | Achievable Economic TRC Potential | 0 | 0 | 0 | 0 | 0 | 0 | 0 | 0 | 0 | 0 | 0 | 0 | 0 | 0 | 0 | 0 | 0 | 0 | 0 | 0 | 0 | 0 | 0 | 0 | 0 | 0 | 0 | 0 | 0 | 0 | 0
F6_Industrial_Wood and Lumber Products_Existing_Space Heating_Natural Gas_Gas Furnace - Maintenance_A_Achievable Economic TRC Potential | F6 | Industrial | Wood and Lumber Products | Existing | Space Heating | Natural Gas | Gas Furnace - Maintenance | A | Incremental Winter Peak Savings (MW) | Achievable Economic TRC Potential | 0 | 0 | 0 | 0 | 0 | 0 | 0 | 0 | 0 | 0 | 0 | 0 | 0 | 0 | 0 | 0 | 0 | 0 | 0 | 0 | 0 | 0 | 0 | 0 | 0 | 0 | 0 | 0 | 0 | 0 | 0
F7_Industrial_Wood and Lumber Products_Existing_Space Heating_Natural Gas_Gas Furnace - Maintenance_A_Achievable Economic TRC Potential | F7 | Industrial | Wood and Lumber Products | Existing | Space Heating | Natural Gas | Gas Furnace - Maintenance | A | Cumulative Energy Savings (MWh or mTherms) | Achievable Economic TRC Potential | 0 | 0 | 0 | 0 | 0 | 5.5767e-05 | 9.3937e-05 | 0.0001191 | 0.00013782 | 0.0001535 | 0.00016619 | 0.00017632 | 0.00018432 | 0.00019034 | 0.0001947 | 0.00019787 | 0.00019972 | 0.0002006 | 0.00020077 | 0.00020038 | 0.00019986 | 0.00019893 | 0.00019787 | 0.00019671 | 0.00019545 | 0.00019357 | 0.00019191 | 0.00019035 | 0 | 0 | 0
F8_Industrial_Wood and Lumber Products_Existing_Space Heating_Natural Gas_Gas Furnace - Maintenance_A_Achievable Economic TRC Potential | F8 | Industrial | Wood and Lumber Products | Existing | Space Heating | Natural Gas | Gas Furnace - Maintenance | A | Cumulative Summer Peak Savings (MW) | Achievable Economic TRC Potential | 0 | 0 | 0 | 0 | 0 | 0 | 0 | 0 | 0 | 0 | 0 | 0 | 0 | 0 | 0 | 0 | 0 | 0 | 0 | 0 | 0 | 0 | 0 | 0 | 0 | 0 | 0 | 0 | 0 | 0 | 0
F9_Industrial_Wood and Lumber Products_Existing_Space Heating_Natural Gas_Gas Furnace - Maintenance_A_Achievable Economic TRC Potential | F9 | Industrial | Wood and Lumber Products | Existing | Space Heating | Natural Gas | Gas Furnace - Maintenance | A | Cumulative Winter Peak Savings (MW) | Achievable Economic TRC Potential | 0 | 0 | 0 | 0 | 0 | 0 | 0 | 0 | 0 | 0 | 0 | 0 | 0 | 0 | 0 | 0 | 0 | 0 | 0 | 0 | 0 | 0 | 0 | 0 | 0 | 0 | 0 | 0 | 0 | 0 | 0
F10_Industrial_Wood and Lumber Products_Existing_Space Heating_Natural Gas_Gas Furnace - Maintenance_A_Achievable Economic TRC Potential | F10 | Industrial | Wood and Lumber Products | Existing | Space Heating | Natural Gas | Gas Furnace - Maintenance | A | Purchases (Incremental) | Achievable Economic TRC Potential | 0 | 0 | 0 | 0 | 0 | 6.0677 | 4.2506 | 2.9252 | 2.2794 | 1.9987 | 1.7076 | 1.4589 | 1.237 | 1.027 | 0.86468 | 0.71463 | 0.55663 | 0.43132 | 0.33292 | 0.25958 | 0.23737 | 0.18504 | 0.15876 | 0.1327 | 0.10685 | 0 | 0 | 0 | 0 | 0 | 0
F11_Industrial_Wood and Lumber Products_Existing_Space Heating_Natural Gas_Gas Furnace - Maintenance_A_Achievable Economic TRC Potential | F11 | Industrial | Wood and Lumber Products | Existing | Space Heating | Natural Gas | Gas Furnace - Maintenance | A | Purchases (Cumulative) | Achievable Economic TRC Potential | 0 | 0 | 0 | 0 | 0 | 6.0677 | 10.3183 | 13.2435 | 15.5229 | 17.5217 | 19.2293 | 20.6882 | 21.9251 | 22.9522 | 23.8168 | 24.5315 | 25.0881 | 25.5194 | 25.8523 | 26.1119 | 26.3493 | 26.5343 | 26.6931 | 26.8258 | 26.9326 | 26.9326 | 26.9326 | 26.9326 | 26.9326 | 26.9326 | 26.9326
F1_Industrial_Wood and Lumber Products_Existing_Space Heating_Natural Gas_Gas Boiler - Hot Water Reset_A_Achievable Economic TRC Potential | F1 | Industrial | Wood and Lumber Products | Existing | Space Heating | Natural Gas | Gas Boiler - Hot Water Reset | A | Integrated Unit Energy Savings (kWh or therms) | Achievable Economic TRC Potential | 0 | 0 | 0 | 0 | 0 | 3.217 | 3.1938 | 3.1702 | 3.1458 | 3.1204 | 3.0946 | 3.0681 | 3.0409 | 3.0125 | 2.9817 | 2.9517 | 2.9215 | 2.8919 | 2.8628 | 2.8349 | 2.8081 | 2.7808 | 2.7559 | 2.7324 | 2.7094 | 2.6888 | 2.6711 | 2.6548 | 2.7797 | 2.7683 | 2.7578
F2_Industrial_Wood and Lumber Products_Existing_Space Heating_Natural Gas_Gas Boiler - Hot Water Reset_A_Achievable Economic TRC Potential | F2 | Industrial | Wood and Lumber Products | Existing | Space Heating | Natural Gas | Gas Boiler - Hot Water Reset | A | Integrated Unit Summer Peak Savings (kW) | Achievable Economic TRC Potential | 0 | 0 | 0 | 0 | 0 | 0 | 0 | 0 | 0 | 0 | 0 | 0 | 0 | 0 | 0 | 0 | 0 | 0 | 0 | 0 | 0 | 0 | 0 | 0 | 0 | 0 | 0 | 0 | 0 | 0 | 0
F3_Industrial_Wood and Lumber Products_Existing_Space Heating_Natural Gas_Gas Boiler - Hot Water Reset_A_Achievable Economic TRC Potential | F3 | Industrial | Wood and Lumber Products | Existing | Space Heating | Natural Gas | Gas Boiler - Hot Water Reset | A | Integrated Unit Winter Peak Savings (kW) | Achievable Economic TRC Potential | 0 | 0 | 0 | 0 | 0 | 0 | 0 | 0 | 0 | 0 | 0 | 0 | 0 | 0 | 0 | 0 | 0 | 0 | 0 | 0 | 0 | 0 | 0 | 0 | 0 | 0 | 0 | 0 | 0 | 0 | 0
F4_Industrial_Wood and Lumber Products_Existing_Space Heating_Natural Gas_Gas Boiler - Hot Water Reset_A_Achievable Economic TRC Potential | F4 | Industrial | Wood and Lumber Products | Existing | Space Heating | Natural Gas | Gas Boiler - Hot Water Reset | A | Incremental Energy Savings (MWh or mTherms) | Achievable Economic TRC Potential | 0 | 0 | 0 | 0 | 0 | 0.0056163 | 0.0068424 | 0.0082623 | 0.0095224 | 0.010783 | 0.012343 | 0.013388 | 0.013528 | 0.012429 | 0.010615 | 0.0080543 | 0.0052766 | 0.0030175 | 0.0014254 | 0.00059789 | 0.00021447 | 6.6081e-05 | 1.4222e-05 | 2.3099e-06 | 2.7406e-07 | 0 | 0 | 0 | 0 | 0 | 0
F5_Industrial_Wood and Lumber Products_Existing_Space Heating_Natural Gas_Gas Boiler - Hot Water Reset_A_Achievable Economic TRC Potential | F5 | Industrial | Wood and Lumber Products | Existing | Space Heating | Natural Gas | Gas Boiler - Hot Water Reset | A | Incremental Summer Peak Savings (MW) | Achievable Economic TRC Potential | 0 | 0 | 0 | 0 | 0 | 0 | 0 | 0 | 0 | 0 | 0 | 0 | 0 | 0 | 0 | 0 | 0 | 0 | 0 | 0 | 0 | 0 | 0 | 0 | 0 | 0 | 0 | 0 | 0 | 0 | 0
F6_Industrial_Wood and Lumber Products_Existing_Space Heating_Natural Gas_Gas Boiler - Hot Water Reset_A_Achievable Economic TRC Potential | F6 | Industrial | Wood and Lumber Products | Existing | Space Heating | Natural Gas | Gas Boiler - Hot Water Reset | A | Incremental Winter Peak Savings (MW) | Achievable Economic TRC Potential | 0 | 0 | 0 | 0 | 0 | 0 | 0 | 0 | 0 | 0 | 0 | 0 | 0 | 0 | 0 | 0 | 0 | 0 | 0 | 0 | 0 | 0 | 0 | 0 | 0 | 0 | 0 | 0 | 0 | 0 | 0
F7_Industrial_Wood and Lumber Products_Existing_Space Heating_Natural Gas_Gas Boiler - Hot Water Reset_A_Achievable Economic TRC Potential | F7 | Industrial | Wood and Lumber Products | Existing | Space Heating | Natural Gas | Gas Boiler - Hot Water Reset | A | Cumulative Energy Savings (MWh or mTherms) | Achievable Economic TRC Potential | 0 | 0 | 0 | 0 | 0 | 0.0056163 | 0.012418 | 0.020589 | 0.029952 | 0.040494 | 0.052502 | 0.065441 | 0.078388 | 0.090087 | 0.099779 | 0.10683 | 0.11101 | 0.11291 | 0.1132 | 0.11269 | 0.11184 | 0.11082 | 0.10984 | 0.10891 | 0.10799 | 0.10717 | 0.10646 | 0.10581 | 0 | 0 | 0
F8_Industrial_Wood and Lumber Products_Existing_Space Heating_Natural Gas_Gas Boiler - Hot Water Reset_A_Achievable Economic TRC Potential | F8 | Industrial | Wood and Lumber Products | Existing | Space Heating | Natural Gas | Gas Boiler - Hot Water Reset | A | Cumulative Summer Peak Savings (MW) | Achievable Economic TRC Potential | 0 | 0 | 0 | 0 | 0 | 0 | 0 | 0 | 0 | 0 | 0 | 0 | 0 | 0 | 0 | 0 | 0 | 0 | 0 | 0 | 0 | 0 | 0 | 0 | 0 | 0 | 0 | 0 | 0 | 0 | 0
F9_Industrial_Wood and Lumber Products_Existing_Space Heating_Natural Gas_Gas Boiler - Hot Water Reset_A_Achievable Economic TRC Potential | F9 | Industrial | Wood and Lumber Products | Existing | Space Heating | Natural Gas | Gas Boiler - Hot Water Reset | A | Cumulative Winter Peak Savings (MW) | Achievable Economic TRC Potential | 0 | 0 | 0 | 0 | 0 | 0 | 0 | 0 | 0 | 0 | 0 | 0 | 0 | 0 | 0 | 0 | 0 | 0 | 0 | 0 | 0 | 0 | 0 | 0 | 0 | 0 | 0 | 0 | 0 | 0 | 0
F10_Industrial_Wood and Lumber Products_Existing_Space Heating_Natural Gas_Gas Boiler - Hot Water Reset_A_Achievable Economic TRC Potential | F10 | Industrial | Wood and Lumber Products | Existing | Space Heating | Natural Gas | Gas Boiler - Hot Water Reset | A | Purchases (Incremental) | Achievable Economic TRC Potential | 0 | 0 | 0 | 0 | 0 | 1.7458 | 2.1424 | 2.6062 | 3.027 | 3.4556 | 3.9887 | 4.3637 | 4.4488 | 4.1258 | 3.5601 | 2.7287 | 1.8061 | 1.0434 | 0.49791 | 0.2109 | 0.076375 | 0.023763 | 0.0051605 | 0.00084536 | 0.00010115 | 0 | 0 | 0 | 0 | 0 | 0
F11_Industrial_Wood and Lumber Products_Existing_Space Heating_Natural Gas_Gas Boiler - Hot Water Reset_A_Achievable Economic TRC Potential | F11 | Industrial | Wood and Lumber Products | Existing | Space Heating | Natural Gas | Gas Boiler - Hot Water Reset | A | Purchases (Cumulative) | Achievable Economic TRC Potential | 0 | 0 | 0 | 0 | 0 | 1.7458 | 3.8882 | 6.4944 | 9.5215 | 12.977 | 16.9657 | 21.3294 | 25.7782 | 29.904 | 33.4641 | 36.1927 | 37.9988 | 39.0423 | 39.5402 | 39.7511 | 39.8274 | 39.8512 | 39.8564 | 39.8572 | 39.8573 | 39.8573 | 39.8573 | 39.8573 | 39.8573 | 39.8573 | 39.8573
F1_Industrial_Wood and Lumber Products_Existing_Process_Natural Gas_Gas Boiler - Hot Water Reset_A_Achievable Economic TRC Potential | F1 | Industrial | Wood and Lumber Products | Existing | Process | Natural Gas | Gas Boiler - Hot Water Reset | A | Integrated Unit Energy Savings (kWh or therms) | Achievable Economic TRC Potential | 0 | 0 | 0 | 0 | 0 | 11.488 | 11.4739 | 11.46 | 11.4466 | 11.4332 | 11.4202 | 11.4101 | 11.402 | 11.3938 | 11.3889 | 11.3834 | 11.3798 | 11.3762 | 11.3726 | 11.3706 | 11.3682 | 11.3671 | 11.366 | 11.3649 | 11.3639 | 11.3635 | 11.3631 | 11.3627 | 11.5025 | 11.5025 | 11.5025
F2_Industrial_Wood and Lumber Products_Existing_Process_Natural Gas_Gas Boiler - Hot Water Reset_A_Achievable Economic TRC Potential | F2 | Industrial | Wood and Lumber Products | Existing | Process | Natural Gas | Gas Boiler - Hot Water Reset | A | Integrated Unit Summer Peak Savings (kW) | Achievable Economic TRC Potential | 0 | 0 | 0 | 0 | 0 | 0 | 0 | 0 | 0 | 0 | 0 | 0 | 0 | 0 | 0 | 0 | 0 | 0 | 0 | 0 | 0 | 0 | 0 | 0 | 0 | 0 | 0 | 0 | 0 | 0 | 0
F3_Industrial_Wood and Lumber Products_Existing_Process_Natural Gas_Gas Boiler - Hot Water Reset_A_Achievable Economic TRC Potential | F3 | Industrial | Wood and Lumber Products | Existing | Process | Natural Gas | Gas Boiler - Hot Water Reset | A | Integrated Unit Winter Peak Savings (kW) | Achievable Economic TRC Potential | 0 | 0 | 0 | 0 | 0 | 0 | 0 | 0 | 0 | 0 | 0 | 0 | 0 | 0 | 0 | 0 | 0 | 0 | 0 | 0 | 0 | 0 | 0 | 0 | 0 | 0 | 0 | 0 | 0 | 0 | 0
F4_Industrial_Wood and Lumber Products_Existing_Process_Natural Gas_Gas Boiler - Hot Water Reset_A_Achievable Economic TRC Potential | F4 | Industrial | Wood and Lumber Products | Existing | Process | Natural Gas | Gas Boiler - Hot Water Reset | A | Incremental Energy Savings (MWh or mTherms) | Achievable Economic TRC Potential | 0 | 0 | 0 | 0 | 0 | 0.069033 | 0.084612 | 0.1028 | 0.11926 | 0.13599 | 0.15679 | 0.17138 | 0.1746 | 0.16181 | 0.13956 | 0.10691 | 0.070745 | 0.040858 | 0.019491 | 0.0082544 | 0.0029886 | 0.00092977 | 0.00020189 | 3.3069e-05 | 3.9565e-06 | 0 | 0 | 0 | 0 | 0 | 0
F5_Industrial_Wood and Lumber Products_Existing_Process_Natural Gas_Gas Boiler - Hot Water Reset_A_Achievable Economic TRC Potential | F5 | Industrial | Wood and Lumber Products | Existing | Process | Natural Gas | Gas Boiler - Hot Water Reset | A | Incremental Summer Peak Savings (MW) | Achievable Economic TRC Potential | 0 | 0 | 0 | 0 | 0 | 0 | 0 | 0 | 0 | 0 | 0 | 0 | 0 | 0 | 0 | 0 | 0 | 0 | 0 | 0 | 0 | 0 | 0 | 0 | 0 | 0 | 0 | 0 | 0 | 0 | 0
F6_Industrial_Wood and Lumber Products_Existing_Process_Natural Gas_Gas Boiler - Hot Water Reset_A_Achievable Economic TRC Potential | F6 | Industrial | Wood and Lumber Products | Existing | Process | Natural Gas | Gas Boiler - Hot Water Reset | A | Incremental Winter Peak Savings (MW) | Achievable Economic TRC Potential | 0 | 0 | 0 | 0 | 0 | 0 | 0 | 0 | 0 | 0 | 0 | 0 | 0 | 0 | 0 | 0 | 0 | 0 | 0 | 0 | 0 | 0 | 0 | 0 | 0 | 0 | 0 | 0 | 0 | 0 | 0
F7_Industrial_Wood and Lumber Products_Existing_Process_Natural Gas_Gas Boiler - Hot Water Reset_A_Achievable Economic TRC Potential | F7 | Industrial | Wood and Lumber Products | Existing | Process | Natural Gas | Gas Boiler - Hot Water Reset | A | Cumulative Energy Savings (MWh or mTherms) | Achievable Economic TRC Potential | 0 | 0 | 0 | 0 | 0 | 0.069033 | 0.15356 | 0.25618 | 0.37514 | 0.51069 | 0.6669 | 0.8377 | 1.0117 | 1.1728 | 1.3118 | 1.4181 | 1.4884 | 1.5288 | 1.5478 | 1.5558 | 1.5584 | 1.5592 | 1.5593 | 1.5592 | 1.559 | 1.559 | 1.5589 | 1.5589 | 0 | 0 | 0
F8_Industrial_Wood and Lumber Products_Existing_Process_Natural Gas_Gas Boiler - Hot Water Reset_A_Achievable Economic TRC Potential | F8 | Industrial | Wood and Lumber Products | Existing | Process | Natural Gas | Gas Boiler - Hot Water Reset | A | Cumulative Summer Peak Savings (MW) | Achievable Economic TRC Potential | 0 | 0 | 0 | 0 | 0 | 0 | 0 | 0 | 0 | 0 | 0 | 0 | 0 | 0 | 0 | 0 | 0 | 0 | 0 | 0 | 0 | 0 | 0 | 0 | 0 | 0 | 0 | 0 | 0 | 0 | 0
F9_Industrial_Wood and Lumber Products_Existing_Process_Natural Gas_Gas Boiler - Hot Water Reset_A_Achievable Economic TRC Potential | F9 | Industrial | Wood and Lumber Products | Existing | Process | Natural Gas | Gas Boiler - Hot Water Reset | A | Cumulative Winter Peak Savings (MW) | Achievable Economic TRC Potential | 0 | 0 | 0 | 0 | 0 | 0 | 0 | 0 | 0 | 0 | 0 | 0 | 0 | 0 | 0 | 0 | 0 | 0 | 0 | 0 | 0 | 0 | 0 | 0 | 0 | 0 | 0 | 0 | 0 | 0 | 0
F10_Industrial_Wood and Lumber Products_Existing_Process_Natural Gas_Gas Boiler - Hot Water Reset_A_Achievable Economic TRC Potential | F10 | Industrial | Wood and Lumber Products | Existing | Process | Natural Gas | Gas Boiler - Hot Water Reset | A | Purchases (Incremental) | Achievable Economic TRC Potential | 0 | 0 | 0 | 0 | 0 | 6.0092 | 7.3743 | 8.9707 | 10.4192 | 11.8943 | 13.7292 | 15.02 | 15.3129 | 14.2014 | 12.2539 | 9.3922 | 6.2167 | 3.5916 | 1.7138 | 0.72595 | 0.26289 | 0.081795 | 0.017763 | 0.0029098 | 0.00034817 | 0 | 0 | 0 | 0 | 0 | 0
F11_Industrial_Wood and Lumber Products_Existing_Process_Natural Gas_Gas Boiler - Hot Water Reset_A_Achievable Economic TRC Potential | F11 | Industrial | Wood and Lumber Products | Existing | Process | Natural Gas | Gas Boiler - Hot Water Reset | A | Purchases (Cumulative) | Achievable Economic TRC Potential | 0 | 0 | 0 | 0 | 0 | 6.0092 | 13.3834 | 22.3542 | 32.7734 | 44.6677 | 58.3969 | 73.4169 | 88.7298 | 102.9312 | 115.1851 | 124.5773 | 130.794 | 134.3856 | 136.0994 | 136.8253 | 137.0882 | 137.17 | 137.1878 | 137.1907 | 137.191 | 137.191 | 137.191 | 137.191 | 137.191 | 137.191 | 137.191
F1_Industrial_Wood and Lumber Products_Existing_Space Heating_Natural Gas_Steam Trap Maintenance_A_Achievable Economic TRC Potential | F1 | Industrial | Wood and Lumber Products | Existing | Space Heating | Natural Gas | Steam Trap Maintenance | A | Integrated Unit Energy Savings (kWh or therms) | Achievable Economic TRC Potential | 0 | 0 | 0 | 0 | 0 | 1.1365 | 1.1283 | 1.12 | 1.1114 | 1.1025 | 1.0934 | 1.084 | 1.0744 | 1.0644 | 1.0535 | 1.043 | 1.0323 | 1.0219 | 1.0116 | 1.0017 | 0.99229 | 0.98264 | 0.97388 | 0.96559 | 0.95746 | 0.95017 | 0.94393 | 0.93817 | 0.982 | 0.97797 | 0.97429
F2_Industrial_Wood and Lumber Products_Existing_Space Heating_Natural Gas_Steam Trap Maintenance_A_Achievable Economic TRC Potential | F2 | Industrial | Wood and Lumber Products | Existing | Space Heating | Natural Gas | Steam Trap Maintenance | A | Integrated Unit Summer Peak Savings (kW) | Achievable Economic TRC Potential | 0 | 0 | 0 | 0 | 0 | 0 | 0 | 0 | 0 | 0 | 0 | 0 | 0 | 0 | 0 | 0 | 0 | 0 | 0 | 0 | 0 | 0 | 0 | 0 | 0 | 0 | 0 | 0 | 0 | 0 | 0
F3_Industrial_Wood and Lumber Products_Existing_Space Heating_Natural Gas_Steam Trap Maintenance_A_Achievable Economic TRC Potential | F3 | Industrial | Wood and Lumber Products | Existing | Space Heating | Natural Gas | Steam Trap Maintenance | A | Integrated Unit Winter Peak Savings (kW) | Achievable Economic TRC Potential | 0 | 0 | 0 | 0 | 0 | 0 | 0 | 0 | 0 | 0 | 0 | 0 | 0 | 0 | 0 | 0 | 0 | 0 | 0 | 0 | 0 | 0 | 0 | 0 | 0 | 0 | 0 | 0 | 0 | 0 | 0
F4_Industrial_Wood and Lumber Products_Existing_Space Heating_Natural Gas_Steam Trap Maintenance_A_Achievable Economic TRC Potential | F4 | Industrial | Wood and Lumber Products | Existing | Space Heating | Natural Gas | Steam Trap Maintenance | A | Incremental Energy Savings (MWh or mTherms) | Achievable Economic TRC Potential | 0 | 0 | 0 | 0 | 0 | 0.0011074 | 0.0010989 | 0.0010843 | 0.0010766 | 0.0010688 | 0.0010465 | 0.0010347 | 0.0010235 | 0.00099784 | 0.00099141 | 0.00097211 | 0.0009623 | 0.00094776 | 0.00092987 | 0.00092191 | 0.00090944 | 0.00089709 | 0.00088586 | 0.00087533 | 0.00086522 | 0 | 0 | 0 | 0 | 0 | 0
F5_Industrial_Wood and Lumber Products_Existing_Space Heating_Natural Gas_Steam Trap Maintenance_A_Achievable Economic TRC Potential | F5 | Industrial | Wood and Lumber Products | Existing | Space Heating | Natural Gas | Steam Trap Maintenance | A | Incremental Summer Peak Savings (MW) | Achievable Economic TRC Potential | 0 | 0 | 0 | 0 | 0 | 0 | 0 | 0 | 0 | 0 | 0 | 0 | 0 | 0 | 0 | 0 | 0 | 0 | 0 | 0 | 0 | 0 | 0 | 0 | 0 | 0 | 0 | 0 | 0 | 0 | 0
F6_Industrial_Wood and Lumber Products_Existing_Space Heating_Natural Gas_Steam Trap Maintenance_A_Achievable Economic TRC Potential | F6 | Industrial | Wood and Lumber Products | Existing | Space Heating | Natural Gas | Steam Trap Maintenance | A | Incremental Winter Peak Savings (MW) | Achievable Economic TRC Potential | 0 | 0 | 0 | 0 | 0 | 0 | 0 | 0 | 0 | 0 | 0 | 0 | 0 | 0 | 0 | 0 | 0 | 0 | 0 | 0 | 0 | 0 | 0 | 0 | 0 | 0 | 0 | 0 | 0 | 0 | 0
F7_Industrial_Wood and Lumber Products_Existing_Space Heating_Natural Gas_Steam Trap Maintenance_A_Achievable Economic TRC Potential | F7 | Industrial | Wood and Lumber Products | Existing | Space Heating | Natural Gas | Steam Trap Maintenance | A | Cumulative Energy Savings (MWh or mTherms) | Achievable Economic TRC Potential | 0 | 0 | 0 | 0 | 0 | 0.0011074 | 0.0021983 | 0.0032664 | 0.0043179 | 0.0053519 | 0.0063542 | 0.0073346 | 0.0082931 | 0.0092138 | 0.010111 | 0.010982 | 0.011832 | 0.01266 | 0.013462 | 0.014253 | 0.015028 | 0.015779 | 0.016524 | 0.017259 | 0.017979 | 0.017842 | 0.017725 | 0.017617 | 0 | 0 | 0
F8_Industrial_Wood and Lumber Products_Existing_Space Heating_Natural Gas_Steam Trap Maintenance_A_Achievable Economic TRC Potential | F8 | Industrial | Wood and Lumber Products | Existing | Space Heating | Natural Gas | Steam Trap Maintenance | A | Cumulative Summer Peak Savings (MW) | Achievable Economic TRC Potential | 0 | 0 | 0 | 0 | 0 | 0 | 0 | 0 | 0 | 0 | 0 | 0 | 0 | 0 | 0 | 0 | 0 | 0 | 0 | 0 | 0 | 0 | 0 | 0 | 0 | 0 | 0 | 0 | 0 | 0 | 0
F9_Industrial_Wood and Lumber Products_Existing_Space Heating_Natural Gas_Steam Trap Maintenance_A_Achievable Economic TRC Potential | F9 | Industrial | Wood and Lumber Products | Existing | Space Heating | Natural Gas | Steam Trap Maintenance | A | Cumulative Winter Peak Savings (MW) | Achievable Economic TRC Potential | 0 | 0 | 0 | 0 | 0 | 0 | 0 | 0 | 0 | 0 | 0 | 0 | 0 | 0 | 0 | 0 | 0 | 0 | 0 | 0 | 0 | 0 | 0 | 0 | 0 | 0 | 0 | 0 | 0 | 0 | 0
F10_Industrial_Wood and Lumber Products_Existing_Space Heating_Natural Gas_Steam Trap Maintenance_A_Achievable Economic TRC Potential | F10 | Industrial | Wood and Lumber Products | Existing | Space Heating | Natural Gas | Steam Trap Maintenance | A | Purchases (Incremental) | Achievable Economic TRC Potential | 0 | 0 | 0 | 0 | 0 | 0.97441 | 0.97387 | 0.96813 | 0.96865 | 0.96945 | 0.95714 | 0.95453 | 0.95259 | 0.93746 | 0.94104 | 0.93207 | 0.93219 | 0.9275 | 0.91922 | 0.92031 | 0.91651 | 0.91294 | 0.90961 | 0.90652 | 0.90366 | 0 | 0 | 0 | 0 | 0 | 0
F11_Industrial_Wood and Lumber Products_Existing_Space Heating_Natural Gas_Steam Trap Maintenance_A_Achievable Economic TRC Potential | F11 | Industrial | Wood and Lumber Products | Existing | Space Heating | Natural Gas | Steam Trap Maintenance | A | Purchases (Cumulative) | Achievable Economic TRC Potential | 0 | 0 | 0 | 0 | 0 | 0.97441 | 1.9483 | 2.9164 | 3.8851 | 4.8545 | 5.8117 | 6.7662 | 7.7188 | 8.6562 | 9.5973 | 10.5293 | 11.4615 | 12.389 | 13.3082 | 14.2286 | 15.1451 | 16.058 | 16.9676 | 17.8741 | 18.7778 | 18.7778 | 18.7778 | 18.7778 | 18.7778 | 18.7778 | 18.7778
F1_Industrial_Wood and Lumber Products_Existing_Process_Natural Gas_Steam Trap Maintenance_A_Achievable Economic TRC Potential | F1 | Industrial | Wood and Lumber Products | Existing | Process | Natural Gas | Steam Trap Maintenance | A | Integrated Unit Energy Savings (kWh or therms) | Achievable Economic TRC Potential | 0 | 0 | 0 | 0 | 0 | 8.123 | 8.1192 | 8.1156 | 8.1121 | 8.1088 | 8.1055 | 8.103 | 8.101 | 8.0989 | 8.0978 | 8.0965 | 8.0956 | 8.0948 | 8.094 | 8.0936 | 8.0932 | 8.093 | 8.0928 | 8.0927 | 8.0926 | 8.0925 | 8.0924 | 8.0923 | 8.1272 | 8.1272 | 8.1272
F2_Industrial_Wood and Lumber Products_Existing_Process_Natural Gas_Steam Trap Maintenance_A_Achievable Economic TRC Potential | F2 | Industrial | Wood and Lumber Products | Existing | Process | Natural Gas | Steam Trap Maintenance | A | Integrated Unit Summer Peak Savings (kW) | Achievable Economic TRC Potential | 0 | 0 | 0 | 0 | 0 | 0 | 0 | 0 | 0 | 0 | 0 | 0 | 0 | 0 | 0 | 0 | 0 | 0 | 0 | 0 | 0 | 0 | 0 | 0 | 0 | 0 | 0 | 0 | 0 | 0 | 0
F3_Industrial_Wood and Lumber Products_Existing_Process_Natural Gas_Steam Trap Maintenance_A_Achievable Economic TRC Potential | F3 | Industrial | Wood and Lumber Products | Existing | Process | Natural Gas | Steam Trap Maintenance | A | Integrated Unit Winter Peak Savings (kW) | Achievable Economic TRC Potential | 0 | 0 | 0 | 0 | 0 | 0 | 0 | 0 | 0 | 0 | 0 | 0 | 0 | 0 | 0 | 0 | 0 | 0 | 0 | 0 | 0 | 0 | 0 | 0 | 0 | 0 | 0 | 0 | 0 | 0 | 0
F4_Industrial_Wood and Lumber Products_Existing_Process_Natural Gas_Steam Trap Maintenance_A_Achievable Economic TRC Potential | F4 | Industrial | Wood and Lumber Products | Existing | Process | Natural Gas | Steam Trap Maintenance | A | Incremental Energy Savings (MWh or mTherms) | Achievable Economic TRC Potential | 0 | 0 | 0 | 0 | 0 | 0.027244 | 0.027217 | 0.027044 | 0.027047 | 0.027058 | 0.026704 | 0.026623 | 0.026562 | 0.026134 | 0.02623 | 0.025975 | 0.025976 | 0.025843 | 0.02561 | 0.025639 | 0.025531 | 0.025431 | 0.025338 | 0.025252 | 0.025172 | 0 | 0 | 0 | 0 | 0 | 0
F5_Industrial_Wood and Lumber Products_Existing_Process_Natural Gas_Steam Trap Maintenance_A_Achievable Economic TRC Potential | F5 | Industrial | Wood and Lumber Products | Existing | Process | Natural Gas | Steam Trap Maintenance | A | Incremental Summer Peak Savings (MW) | Achievable Economic TRC Potential | 0 | 0 | 0 | 0 | 0 | 0 | 0 | 0 | 0 | 0 | 0 | 0 | 0 | 0 | 0 | 0 | 0 | 0 | 0 | 0 | 0 | 0 | 0 | 0 | 0 | 0 | 0 | 0 | 0 | 0 | 0
F6_Industrial_Wood and Lumber Products_Existing_Process_Natural Gas_Steam Trap Maintenance_A_Achievable Economic TRC Potential | F6 | Industrial | Wood and Lumber Products | Existing | Process | Natural Gas | Steam Trap Maintenance | A | Incremental Winter Peak Savings (MW) | Achievable Economic TRC Potential | 0 | 0 | 0 | 0 | 0 | 0 | 0 | 0 | 0 | 0 | 0 | 0 | 0 | 0 | 0 | 0 | 0 | 0 | 0 | 0 | 0 | 0 | 0 | 0 | 0 | 0 | 0 | 0 | 0 | 0 | 0
F7_Industrial_Wood and Lumber Products_Existing_Process_Natural Gas_Steam Trap Maintenance_A_Achievable Economic TRC Potential | F7 | Industrial | Wood and Lumber Products | Existing | Process | Natural Gas | Steam Trap Maintenance | A | Cumulative Energy Savings (MWh or mTherms) | Achievable Economic TRC Potential | 0 | 0 | 0 | 0 | 0 | 0.027244 | 0.054448 | 0.081468 | 0.10848 | 0.13549 | 0.16214 | 0.18871 | 0.21523 | 0.24131 | 0.2675 | 0.29344 | 0.31938 | 0.34519 | 0.37077 | 0.39639 | 0.4219 | 0.44732 | 0.47265 | 0.49789 | 0.52306 | 0.52305 | 0.52304 | 0.52304 | 0 | 0 | 0
F8_Industrial_Wood and Lumber Products_Existing_Process_Natural Gas_Steam Trap Maintenance_A_Achievable Economic TRC Potential | F8 | Industrial | Wood and Lumber Products | Existing | Process | Natural Gas | Steam Trap Maintenance | A | Cumulative Summer Peak Savings (MW) | Achievable Economic TRC Potential | 0 | 0 | 0 | 0 | 0 | 0 | 0 | 0 | 0 | 0 | 0 | 0 | 0 | 0 | 0 | 0 | 0 | 0 | 0 | 0 | 0 | 0 | 0 | 0 | 0 | 0 | 0 | 0 | 0 | 0 | 0
F9_Industrial_Wood and Lumber Products_Existing_Process_Natural Gas_Steam Trap Maintenance_A_Achievable Economic TRC Potential | F9 | Industrial | Wood and Lumber Products | Existing | Process | Natural Gas | Steam Trap Maintenance | A | Cumulative Winter Peak Savings (MW) | Achievable Economic TRC Potential | 0 | 0 | 0 | 0 | 0 | 0 | 0 | 0 | 0 | 0 | 0 | 0 | 0 | 0 | 0 | 0 | 0 | 0 | 0 | 0 | 0 | 0 | 0 | 0 | 0 | 0 | 0 | 0 | 0 | 0 | 0
F10_Industrial_Wood and Lumber Products_Existing_Process_Natural Gas_Steam Trap Maintenance_A_Achievable Economic TRC Potential | F10 | Industrial | Wood and Lumber Products | Existing | Process | Natural Gas | Steam Trap Maintenance | A | Purchases (Incremental) | Achievable Economic TRC Potential | 0 | 0 | 0 | 0 | 0 | 3.354 | 3.3521 | 3.3323 | 3.3342 | 3.3369 | 3.2945 | 3.2855 | 3.2789 | 3.2268 | 3.2391 | 3.2082 | 3.2086 | 3.1925 | 3.164 | 3.1678 | 3.1547 | 3.1424 | 3.1309 | 3.1203 | 3.1105 | 0 | 0 | 0 | 0 | 0 | 0
F11_Industrial_Wood and Lumber Products_Existing_Process_Natural Gas_Steam Trap Maintenance_A_Achievable Economic TRC Potential | F11 | Industrial | Wood and Lumber Products | Existing | Process | Natural Gas | Steam Trap Maintenance | A | Purchases (Cumulative) | Achievable Economic TRC Potential | 0 | 0 | 0 | 0 | 0 | 3.354 | 6.7061 | 10.0384 | 13.3726 | 16.7095 | 20.004 | 23.2896 | 26.5684 | 29.7952 | 33.0343 | 36.2425 | 39.4512 | 42.6437 | 45.8077 | 48.9754 | 52.1301 | 55.2725 | 58.4034 | 61.5237 | 64.6342 | 64.6342 | 64.6342 | 64.6342 | 64.6342 | 64.6342 | 64.6342
F1_Industrial_Wood and Lumber Products_Existing_Space Heating_Natural Gas_Gas Boiler - High Turndown_A_Achievable Economic TRC Potential | F1 | Industrial | Wood and Lumber Products | Existing | Space Heating | Natural Gas | Gas Boiler - High Turndown | A | Integrated Unit Energy Savings (kWh or therms) | Achievable Economic TRC Potential | 0 | 0 | 0 | 0 | 0 | 1.2003 | 1.1821 | 1.1591 | 1.131 | 1.0978 | 1.06 | 1.0206 | 0.98097 | 0.9406 | 0.9058 | 0.87251 | 0.84522 | 0.82074 | 0.79882 | 0.78272 | 0.76788 | 0.75479 | 0.74375 | 0.73479 | 0.7264 | 0.7201 | 0.71465 | 0.70965 | 1.0424 | 1.0381 | 1.0342
F2_Industrial_Wood and Lumber Products_Existing_Space Heating_Natural Gas_Gas Boiler - High Turndown_A_Achievable Economic TRC Potential | F2 | Industrial | Wood and Lumber Products | Existing | Space Heating | Natural Gas | Gas Boiler - High Turndown | A | Integrated Unit Summer Peak Savings (kW) | Achievable Economic TRC Potential | 0 | 0 | 0 | 0 | 0 | 0 | 0 | 0 | 0 | 0 | 0 | 0 | 0 | 0 | 0 | 0 | 0 | 0 | 0 | 0 | 0 | 0 | 0 | 0 | 0 | 0 | 0 | 0 | 0 | 0 | 0
F3_Industrial_Wood and Lumber Products_Existing_Space Heating_Natural Gas_Gas Boiler - High Turndown_A_Achievable Economic TRC Potential | F3 | Industrial | Wood and Lumber Products | Existing | Space Heating | Natural Gas | Gas Boiler - High Turndown | A | Integrated Unit Winter Peak Savings (kW) | Achievable Economic TRC Potential | 0 | 0 | 0 | 0 | 0 | 0 | 0 | 0 | 0 | 0 | 0 | 0 | 0 | 0 | 0 | 0 | 0 | 0 | 0 | 0 | 0 | 0 | 0 | 0 | 0 | 0 | 0 | 0 | 0 | 0 | 0
F4_Industrial_Wood and Lumber Products_Existing_Space Heating_Natural Gas_Gas Boiler - High Turndown_A_Achievable Economic TRC Potential | F4 | Industrial | Wood and Lumber Products | Existing | Space Heating | Natural Gas | Gas Boiler - High Turndown | A | Incremental Energy Savings (MWh or mTherms) | Achievable Economic TRC Potential | 0 | 0 | 0 | 0 | 0 | 0.0031981 | 0.0031478 | 0.0030685 | 0.0029956 | 0.0029102 | 0.0024967 | 0.0019179 | 0.0014718 | 0.001111 | 0.00085921 | 0.00065579 | 0.00050829 | 0.00039287 | 0.00030317 | 0.00023793 | 0.00018596 | 1.2419e-06 | 4.3547e-07 | 1.4617e-07 | 4.6971e-08 | 3.9464e-08 | 3.9061e-08 | 3.8694e-08 | 5.6712e-08 | 5.6369e-08 | 5.6061e-08
F5_Industrial_Wood and Lumber Products_Existing_Space Heating_Natural Gas_Gas Boiler - High Turndown_A_Achievable Economic TRC Potential | F5 | Industrial | Wood and Lumber Products | Existing | Space Heating | Natural Gas | Gas Boiler - High Turndown | A | Incremental Summer Peak Savings (MW) | Achievable Economic TRC Potential | 0 | 0 | 0 | 0 | 0 | 0 | 0 | 0 | 0 | 0 | 0 | 0 | 0 | 0 | 0 | 0 | 0 | 0 | 0 | 0 | 0 | 0 | 0 | 0 | 0 | 0 | 0 | 0 | 0 | 0 | 0
F6_Industrial_Wood and Lumber Products_Existing_Space Heating_Natural Gas_Gas Boiler - High Turndown_A_Achievable Economic TRC Potential | F6 | Industrial | Wood and Lumber Products | Existing | Space Heating | Natural Gas | Gas Boiler - High Turndown | A | Incremental Winter Peak Savings (MW) | Achievable Economic TRC Potential | 0 | 0 | 0 | 0 | 0 | 0 | 0 | 0 | 0 | 0 | 0 | 0 | 0 | 0 | 0 | 0 | 0 | 0 | 0 | 0 | 0 | 0 | 0 | 0 | 0 | 0 | 0 | 0 | 0 | 0 | 0
F7_Industrial_Wood and Lumber Products_Existing_Space Heating_Natural Gas_Gas Boiler - High Turndown_A_Achievable Economic TRC Potential | F7 | Industrial | Wood and Lumber Products | Existing | Space Heating | Natural Gas | Gas Boiler - High Turndown | A | Cumulative Energy Savings (MWh or mTherms) | Achievable Economic TRC Potential | 0 | 0 | 0 | 0 | 0 | 0.0031981 | 0.0062974 | 0.0092436 | 0.012015 | 0.014573 | 0.016567 | 0.017869 | 0.018647 | 0.018991 | 0.019148 | 0.0191 | 0.019011 | 0.018853 | 0.018652 | 0.018514 | 0.018349 | 0.018038 | 0.017774 | 0.01756 | 0.01736 | 0.017209 | 0.017079 | 0.01696 | 0 | 0 | 0
F8_Industrial_Wood and Lumber Products_Existing_Space Heating_Natural Gas_Gas Boiler - High Turndown_A_Achievable Economic TRC Potential | F8 | Industrial | Wood and Lumber Products | Existing | Space Heating | Natural Gas | Gas Boiler - High Turndown | A | Cumulative Summer Peak Savings (MW) | Achievable Economic TRC Potential | 0 | 0 | 0 | 0 | 0 | 0 | 0 | 0 | 0 | 0 | 0 | 0 | 0 | 0 | 0 | 0 | 0 | 0 | 0 | 0 | 0 | 0 | 0 | 0 | 0 | 0 | 0 | 0 | 0 | 0 | 0
F9_Industrial_Wood and Lumber Products_Existing_Space Heating_Natural Gas_Gas Boiler - High Turndown_A_Achievable Economic TRC Potential | F9 | Industrial | Wood and Lumber Products | Existing | Space Heating | Natural Gas | Gas Boiler - High Turndown | A | Cumulative Winter Peak Savings (MW) | Achievable Economic TRC Potential | 0 | 0 | 0 | 0 | 0 | 0 | 0 | 0 | 0 | 0 | 0 | 0 | 0 | 0 | 0 | 0 | 0 | 0 | 0 | 0 | 0 | 0 | 0 | 0 | 0 | 0 | 0 | 0 | 0 | 0 | 0
F10_Industrial_Wood and Lumber Products_Existing_Space Heating_Natural Gas_Gas Boiler - High Turndown_A_Achievable Economic TRC Potential | F10 | Industrial | Wood and Lumber Products | Existing | Space Heating | Natural Gas | Gas Boiler - High Turndown | A | Purchases (Incremental) | Achievable Economic TRC Potential | 0 | 0 | 0 | 0 | 0 | 2.6644 | 2.6629 | 2.6472 | 2.6486 | 2.6508 | 2.3555 | 1.8792 | 1.5003 | 1.1812 | 0.94857 | 0.75162 | 0.60137 | 0.47868 | 0.37952 | 0.30398 | 0.24218 | 0.0016454 | 0.00058551 | 0.00019893 | 6.4663e-05 | 5.4803e-05 | 5.4657e-05 | 5.4525e-05 | 5.4406e-05 | 5.43e-05 | 5.4208e-05
F11_Industrial_Wood and Lumber Products_Existing_Space Heating_Natural Gas_Gas Boiler - High Turndown_A_Achievable Economic TRC Potential | F11 | Industrial | Wood and Lumber Products | Existing | Space Heating | Natural Gas | Gas Boiler - High Turndown | A | Purchases (Cumulative) | Achievable Economic TRC Potential | 0 | 0 | 0 | 0 | 0 | 2.6644 | 5.3273 | 7.9745 | 10.6232 | 13.274 | 15.6295 | 17.5087 | 19.009 | 20.1902 | 21.1388 | 21.8904 | 22.4917 | 22.9704 | 23.3499 | 23.6539 | 23.8961 | 23.8977 | 23.8983 | 23.8985 | 23.8986 | 23.8987 | 23.8987 | 23.8988 | 23.8988 | 23.8989 | 23.8989
F1_Industrial_Wood and Lumber Products_Existing_Process_Natural Gas_Gas Boiler - High Turndown_A_Achievable Economic TRC Potential | F1 | Industrial | Wood and Lumber Products | Existing | Process | Natural Gas | Gas Boiler - High Turndown | A | Integrated Unit Energy Savings (kWh or therms) | Achievable Economic TRC Potential | 0 | 0 | 0 | 0 | 0 | 8.6029 | 8.579 | 8.555 | 8.5311 | 8.5072 | 8.4823 | 8.46 | 8.4391 | 8.4169 | 8.3997 | 8.3808 | 8.3653 | 8.3494 | 8.333 | 8.32 | 8.3056 | 8.2922 | 8.2788 | 8.2654 | 8.2521 | 8.2509 | 8.2497 | 8.2486 | 8.6269 | 8.6269 | 8.6269
F2_Industrial_Wood and Lumber Products_Existing_Process_Natural Gas_Gas Boiler - High Turndown_A_Achievable Economic TRC Potential | F2 | Industrial | Wood and Lumber Products | Existing | Process | Natural Gas | Gas Boiler - High Turndown | A | Integrated Unit Summer Peak Savings (kW) | Achievable Economic TRC Potential | 0 | 0 | 0 | 0 | 0 | 0 | 0 | 0 | 0 | 0 | 0 | 0 | 0 | 0 | 0 | 0 | 0 | 0 | 0 | 0 | 0 | 0 | 0 | 0 | 0 | 0 | 0 | 0 | 0 | 0 | 0
F3_Industrial_Wood and Lumber Products_Existing_Process_Natural Gas_Gas Boiler - High Turndown_A_Achievable Economic TRC Potential | F3 | Industrial | Wood and Lumber Products | Existing | Process | Natural Gas | Gas Boiler - High Turndown | A | Integrated Unit Winter Peak Savings (kW) | Achievable Economic TRC Potential | 0 | 0 | 0 | 0 | 0 | 0 | 0 | 0 | 0 | 0 | 0 | 0 | 0 | 0 | 0 | 0 | 0 | 0 | 0 | 0 | 0 | 0 | 0 | 0 | 0 | 0 | 0 | 0 | 0 | 0 | 0
F4_Industrial_Wood and Lumber Products_Existing_Process_Natural Gas_Gas Boiler - High Turndown_A_Achievable Economic TRC Potential | F4 | Industrial | Wood and Lumber Products | Existing | Process | Natural Gas | Gas Boiler - High Turndown | A | Incremental Energy Savings (MWh or mTherms) | Achievable Economic TRC Potential | 0 | 0 | 0 | 0 | 0 | 0.078897 | 0.078635 | 0.077952 | 0.077776 | 0.077622 | 0.068771 | 0.054722 | 0.043581 | 0.034221 | 0.027425 | 0.021682 | 0.017316 | 0.013757 | 0.010886 | 0.0087053 | 0.0069235 | 4.6964e-05 | 1.6685e-05 | 5.6595e-06 | 1.8367e-06 | 1.5564e-06 | 1.5521e-06 | 1.5481e-06 | 1.6155e-06 | 1.6124e-06 | 1.6097e-06
F5_Industrial_Wood and Lumber Products_Existing_Process_Natural Gas_Gas Boiler - High Turndown_A_Achievable Economic TRC Potential | F5 | Industrial | Wood and Lumber Products | Existing | Process | Natural Gas | Gas Boiler - High Turndown | A | Incremental Summer Peak Savings (MW) | Achievable Economic TRC Potential | 0 | 0 | 0 | 0 | 0 | 0 | 0 | 0 | 0 | 0 | 0 | 0 | 0 | 0 | 0 | 0 | 0 | 0 | 0 | 0 | 0 | 0 | 0 | 0 | 0 | 0 | 0 | 0 | 0 | 0 | 0
F6_Industrial_Wood and Lumber Products_Existing_Process_Natural Gas_Gas Boiler - High Turndown_A_Achievable Economic TRC Potential | F6 | Industrial | Wood and Lumber Products | Existing | Process | Natural Gas | Gas Boiler - High Turndown | A | Incremental Winter Peak Savings (MW) | Achievable Economic TRC Potential | 0 | 0 | 0 | 0 | 0 | 0 | 0 | 0 | 0 | 0 | 0 | 0 | 0 | 0 | 0 | 0 | 0 | 0 | 0 | 0 | 0 | 0 | 0 | 0 | 0 | 0 | 0 | 0 | 0 | 0 | 0
F7_Industrial_Wood and Lumber Products_Existing_Process_Natural Gas_Gas Boiler - High Turndown_A_Achievable Economic TRC Potential | F7 | Industrial | Wood and Lumber Products | Existing | Process | Natural Gas | Gas Boiler - High Turndown | A | Cumulative Energy Savings (MWh or mTherms) | Achievable Economic TRC Potential | 0 | 0 | 0 | 0 | 0 | 0.078897 | 0.15731 | 0.23482 | 0.31194 | 0.38869 | 0.45632 | 0.50985 | 0.55217 | 0.58494 | 0.61117 | 0.63148 | 0.64762 | 0.66015 | 0.66974 | 0.67739 | 0.68315 | 0.68209 | 0.68101 | 0.67992 | 0.67882 | 0.67872 | 0.67863 | 0.67854 | 0 | 0 | 0
F8_Industrial_Wood and Lumber Products_Existing_Process_Natural Gas_Gas Boiler - High Turndown_A_Achievable Economic TRC Potential | F8 | Industrial | Wood and Lumber Products | Existing | Process | Natural Gas | Gas Boiler - High Turndown | A | Cumulative Summer Peak Savings (MW) | Achievable Economic TRC Potential | 0 | 0 | 0 | 0 | 0 | 0 | 0 | 0 | 0 | 0 | 0 | 0 | 0 | 0 | 0 | 0 | 0 | 0 | 0 | 0 | 0 | 0 | 0 | 0 | 0 | 0 | 0 | 0 | 0 | 0 | 0
F9_Industrial_Wood and Lumber Products_Existing_Process_Natural Gas_Gas Boiler - High Turndown_A_Achievable Economic TRC Potential | F9 | Industrial | Wood and Lumber Products | Existing | Process | Natural Gas | Gas Boiler - High Turndown | A | Cumulative Winter Peak Savings (MW) | Achievable Economic TRC Potential | 0 | 0 | 0 | 0 | 0 | 0 | 0 | 0 | 0 | 0 | 0 | 0 | 0 | 0 | 0 | 0 | 0 | 0 | 0 | 0 | 0 | 0 | 0 | 0 | 0 | 0 | 0 | 0 | 0 | 0 | 0
F10_Industrial_Wood and Lumber Products_Existing_Process_Natural Gas_Gas Boiler - High Turndown_A_Achievable Economic TRC Potential | F10 | Industrial | Wood and Lumber Products | Existing | Process | Natural Gas | Gas Boiler - High Turndown | A | Purchases (Incremental) | Achievable Economic TRC Potential | 0 | 0 | 0 | 0 | 0 | 9.1709 | 9.1659 | 9.1119 | 9.1168 | 9.1243 | 8.1076 | 6.4684 | 5.1642 | 4.0657 | 3.265 | 2.5871 | 2.0699 | 1.6476 | 1.3063 | 1.0463 | 0.83359 | 0.0056636 | 0.0020153 | 0.00068471 | 0.00022257 | 0.00018864 | 0.00018813 | 0.00018768 | 0.00018727 | 0.0001869 | 0.00018659
F11_Industrial_Wood and Lumber Products_Existing_Process_Natural Gas_Gas Boiler - High Turndown_A_Achievable Economic TRC Potential | F11 | Industrial | Wood and Lumber Products | Existing | Process | Natural Gas | Gas Boiler - High Turndown | A | Purchases (Cumulative) | Achievable Economic TRC Potential | 0 | 0 | 0 | 0 | 0 | 9.1709 | 18.3369 | 27.4487 | 36.5655 | 45.6898 | 53.7974 | 60.2658 | 65.43 | 69.4957 | 72.7608 | 75.3479 | 77.4178 | 79.0654 | 80.3718 | 81.4181 | 82.2517 | 82.2573 | 82.2594 | 82.26 | 82.2603 | 82.2604 | 82.2606 | 82.2608 | 82.261 | 82.2612 | 82.2614
F1_Industrial_Wood and Lumber Products_Existing_Space Heating_Natural Gas_Gas Boiler - Burner Control Optimization_A_Achievable Economic TRC Potential | F1 | Industrial | Wood and Lumber Products | Existing | Space Heating | Natural Gas | Gas Boiler - Burner Control Optimization | A | Integrated Unit Energy Savings (kWh or therms) | Achievable Economic TRC Potential | 0 | 0 | 0 | 0 | 0 | 0.34808 | 0.34278 | 0.33611 | 0.32793 | 0.31831 | 0.30731 | 0.29588 | 0.28439 | 0.27268 | 0.26259 | 0.25294 | 0.24502 | 0.23792 | 0.23157 | 0.2269 | 0.22259 | 0.2188 | 0.2156 | 0.213 | 0.21057 | 0.20874 | 0.20716 | 0.20571 | 0.30229 | 0.30105 | 0.29992
F2_Industrial_Wood and Lumber Products_Existing_Space Heating_Natural Gas_Gas Boiler - Burner Control Optimization_A_Achievable Economic TRC Potential | F2 | Industrial | Wood and Lumber Products | Existing | Space Heating | Natural Gas | Gas Boiler - Burner Control Optimization | A | Integrated Unit Summer Peak Savings (kW) | Achievable Economic TRC Potential | 0 | 0 | 0 | 0 | 0 | 0 | 0 | 0 | 0 | 0 | 0 | 0 | 0 | 0 | 0 | 0 | 0 | 0 | 0 | 0 | 0 | 0 | 0 | 0 | 0 | 0 | 0 | 0 | 0 | 0 | 0
F3_Industrial_Wood and Lumber Products_Existing_Space Heating_Natural Gas_Gas Boiler - Burner Control Optimization_A_Achievable Economic TRC Potential | F3 | Industrial | Wood and Lumber Products | Existing | Space Heating | Natural Gas | Gas Boiler - Burner Control Optimization | A | Integrated Unit Winter Peak Savings (kW) | Achievable Economic TRC Potential | 0 | 0 | 0 | 0 | 0 | 0 | 0 | 0 | 0 | 0 | 0 | 0 | 0 | 0 | 0 | 0 | 0 | 0 | 0 | 0 | 0 | 0 | 0 | 0 | 0 | 0 | 0 | 0 | 0 | 0 | 0
F4_Industrial_Wood and Lumber Products_Existing_Space Heating_Natural Gas_Gas Boiler - Burner Control Optimization_A_Achievable Economic TRC Potential | F4 | Industrial | Wood and Lumber Products | Existing | Space Heating | Natural Gas | Gas Boiler - Burner Control Optimization | A | Incremental Energy Savings (MWh or mTherms) | Achievable Economic TRC Potential | 0 | 0 | 0 | 0 | 0 | 0.00025018 | 0.00038705 | 0.00075456 | 0.0012891 | 0.001948 | 0.0025995 | 0.0031767 | 0.003555 | 0.0036125 | 0.0034921 | 0.0031095 | 0.0026361 | 0.0020974 | 0.0015735 | 0.0011374 | 0.00077786 | 0.00050775 | 0.00031723 | 0.00019012 | 0.00012686 | 0 | 0 | 0 | 0 | 0 | 0
F5_Industrial_Wood and Lumber Products_Existing_Space Heating_Natural Gas_Gas Boiler - Burner Control Optimization_A_Achievable Economic TRC Potential | F5 | Industrial | Wood and Lumber Products | Existing | Space Heating | Natural Gas | Gas Boiler - Burner Control Optimization | A | Incremental Summer Peak Savings (MW) | Achievable Economic TRC Potential | 0 | 0 | 0 | 0 | 0 | 0 | 0 | 0 | 0 | 0 | 0 | 0 | 0 | 0 | 0 | 0 | 0 | 0 | 0 | 0 | 0 | 0 | 0 | 0 | 0 | 0 | 0 | 0 | 0 | 0 | 0
F6_Industrial_Wood and Lumber Products_Existing_Space Heating_Natural Gas_Gas Boiler - Burner Control Optimization_A_Achievable Economic TRC Potential | F6 | Industrial | Wood and Lumber Products | Existing | Space Heating | Natural Gas | Gas Boiler - Burner Control Optimization | A | Incremental Winter Peak Savings (MW) | Achievable Economic TRC Potential | 0 | 0 | 0 | 0 | 0 | 0 | 0 | 0 | 0 | 0 | 0 | 0 | 0 | 0 | 0 | 0 | 0 | 0 | 0 | 0 | 0 | 0 | 0 | 0 | 0 | 0 | 0 | 0 | 0 | 0 | 0
F7_Industrial_Wood and Lumber Products_Existing_Space Heating_Natural Gas_Gas Boiler - Burner Control Optimization_A_Achievable Economic TRC Potential | F7 | Industrial | Wood and Lumber Products | Existing | Space Heating | Natural Gas | Gas Boiler - Burner Control Optimization | A | Cumulative Energy Savings (MWh or mTherms) | Achievable Economic TRC Potential | 0 | 0 | 0 | 0 | 0 | 0.00025018 | 0.00063342 | 0.0013756 | 0.0026313 | 0.004502 | 0.0069459 | 0.0098643 | 0.013036 | 0.016112 | 0.019008 | 0.021418 | 0.023385 | 0.024804 | 0.025715 | 0.026334 | 0.026612 | 0.026667 | 0.026594 | 0.026464 | 0.026288 | 0.02606 | 0.025863 | 0.025682 | 0 | 0 | 0
F8_Industrial_Wood and Lumber Products_Existing_Space Heating_Natural Gas_Gas Boiler - Burner Control Optimization_A_Achievable Economic TRC Potential | F8 | Industrial | Wood and Lumber Products | Existing | Space Heating | Natural Gas | Gas Boiler - Burner Control Optimization | A | Cumulative Summer Peak Savings (MW) | Achievable Economic TRC Potential | 0 | 0 | 0 | 0 | 0 | 0 | 0 | 0 | 0 | 0 | 0 | 0 | 0 | 0 | 0 | 0 | 0 | 0 | 0 | 0 | 0 | 0 | 0 | 0 | 0 | 0 | 0 | 0 | 0 | 0 | 0
F9_Industrial_Wood and Lumber Products_Existing_Space Heating_Natural Gas_Gas Boiler - Burner Control Optimization_A_Achievable Economic TRC Potential | F9 | Industrial | Wood and Lumber Products | Existing | Space Heating | Natural Gas | Gas Boiler - Burner Control Optimization | A | Cumulative Winter Peak Savings (MW) | Achievable Economic TRC Potential | 0 | 0 | 0 | 0 | 0 | 0 | 0 | 0 | 0 | 0 | 0 | 0 | 0 | 0 | 0 | 0 | 0 | 0 | 0 | 0 | 0 | 0 | 0 | 0 | 0 | 0 | 0 | 0 | 0 | 0 | 0
F10_Industrial_Wood and Lumber Products_Existing_Space Heating_Natural Gas_Gas Boiler - Burner Control Optimization_A_Achievable Economic TRC Potential | F10 | Industrial | Wood and Lumber Products | Existing | Space Heating | Natural Gas | Gas Boiler - Burner Control Optimization | A | Purchases (Incremental) | Achievable Economic TRC Potential | 0 | 0 | 0 | 0 | 0 | 0.71873 | 1.1292 | 2.245 | 3.9309 | 6.1197 | 8.4588 | 10.7363 | 12.5003 | 13.2481 | 13.2987 | 12.2937 | 10.7584 | 8.8153 | 6.7952 | 5.0129 | 3.4945 | 2.3206 | 1.4714 | 0.89258 | 0.60244 | 0 | 0 | 0 | 0 | 0 | 0
F11_Industrial_Wood and Lumber Products_Existing_Space Heating_Natural Gas_Gas Boiler - Burner Control Optimization_A_Achievable Economic TRC Potential | F11 | Industrial | Wood and Lumber Products | Existing | Space Heating | Natural Gas | Gas Boiler - Burner Control Optimization | A | Purchases (Cumulative) | Achievable Economic TRC Potential | 0 | 0 | 0 | 0 | 0 | 0.71873 | 1.8479 | 4.0929 | 8.0237 | 14.1435 | 22.6023 | 33.3386 | 45.8389 | 59.087 | 72.3857 | 84.6794 | 95.4378 | 104.2531 | 111.0483 | 116.0612 | 119.5557 | 121.8763 | 123.3477 | 124.2403 | 124.8427 | 124.8427 | 124.8427 | 124.8427 | 124.8427 | 124.8427 | 124.8427
F1_Industrial_Wood and Lumber Products_Existing_Process_Natural Gas_Gas Boiler - Burner Control Optimization_A_Achievable Economic TRC Potential | F1 | Industrial | Wood and Lumber Products | Existing | Process | Natural Gas | Gas Boiler - Burner Control Optimization | A | Integrated Unit Energy Savings (kWh or therms) | Achievable Economic TRC Potential | 0 | 0 | 0 | 0 | 0 | 2.4945 | 2.4872 | 2.4799 | 2.4726 | 2.4653 | 2.4577 | 2.451 | 2.4448 | 2.4381 | 2.433 | 2.4274 | 2.4228 | 2.4181 | 2.4133 | 2.4095 | 2.4053 | 2.4014 | 2.3975 | 2.3936 | 2.3898 | 2.3894 | 2.3891 | 2.3887 | 2.5018 | 2.5018 | 2.5018
F2_Industrial_Wood and Lumber Products_Existing_Process_Natural Gas_Gas Boiler - Burner Control Optimization_A_Achievable Economic TRC Potential | F2 | Industrial | Wood and Lumber Products | Existing | Process | Natural Gas | Gas Boiler - Burner Control Optimization | A | Integrated Unit Summer Peak Savings (kW) | Achievable Economic TRC Potential | 0 | 0 | 0 | 0 | 0 | 0 | 0 | 0 | 0 | 0 | 0 | 0 | 0 | 0 | 0 | 0 | 0 | 0 | 0 | 0 | 0 | 0 | 0 | 0 | 0 | 0 | 0 | 0 | 0 | 0 | 0
F3_Industrial_Wood and Lumber Products_Existing_Process_Natural Gas_Gas Boiler - Burner Control Optimization_A_Achievable Economic TRC Potential | F3 | Industrial | Wood and Lumber Products | Existing | Process | Natural Gas | Gas Boiler - Burner Control Optimization | A | Integrated Unit Winter Peak Savings (kW) | Achievable Economic TRC Potential | 0 | 0 | 0 | 0 | 0 | 0 | 0 | 0 | 0 | 0 | 0 | 0 | 0 | 0 | 0 | 0 | 0 | 0 | 0 | 0 | 0 | 0 | 0 | 0 | 0 | 0 | 0 | 0 | 0 | 0 | 0
F4_Industrial_Wood and Lumber Products_Existing_Process_Natural Gas_Gas Boiler - Burner Control Optimization_A_Achievable Economic TRC Potential | F4 | Industrial | Wood and Lumber Products | Existing | Process | Natural Gas | Gas Boiler - Burner Control Optimization | A | Incremental Energy Savings (MWh or mTherms) | Achievable Economic TRC Potential | 0 | 0 | 0 | 0 | 0 | 0.0061711 | 0.0096668 | 0.019163 | 0.033455 | 0.05193 | 0.071559 | 0.090578 | 0.10519 | 0.11118 | 0.11137 | 0.10272 | 0.08972 | 0.073373 | 0.056446 | 0.041575 | 0.028932 | 0.019182 | 0.012142 | 0.007354 | 0.0049555 | 0 | 0 | 0 | 0 | 0 | 0
F5_Industrial_Wood and Lumber Products_Existing_Process_Natural Gas_Gas Boiler - Burner Control Optimization_A_Achievable Economic TRC Potential | F5 | Industrial | Wood and Lumber Products | Existing | Process | Natural Gas | Gas Boiler - Burner Control Optimization | A | Incremental Summer Peak Savings (MW) | Achievable Economic TRC Potential | 0 | 0 | 0 | 0 | 0 | 0 | 0 | 0 | 0 | 0 | 0 | 0 | 0 | 0 | 0 | 0 | 0 | 0 | 0 | 0 | 0 | 0 | 0 | 0 | 0 | 0 | 0 | 0 | 0 | 0 | 0
F6_Industrial_Wood and Lumber Products_Existing_Process_Natural Gas_Gas Boiler - Burner Control Optimization_A_Achievable Economic TRC Potential | F6 | Industrial | Wood and Lumber Products | Existing | Process | Natural Gas | Gas Boiler - Burner Control Optimization | A | Incremental Winter Peak Savings (MW) | Achievable Economic TRC Potential | 0 | 0 | 0 | 0 | 0 | 0 | 0 | 0 | 0 | 0 | 0 | 0 | 0 | 0 | 0 | 0 | 0 | 0 | 0 | 0 | 0 | 0 | 0 | 0 | 0 | 0 | 0 | 0 | 0 | 0 | 0
F7_Industrial_Wood and Lumber Products_Existing_Process_Natural Gas_Gas Boiler - Burner Control Optimization_A_Achievable Economic TRC Potential | F7 | Industrial | Wood and Lumber Products | Existing | Process | Natural Gas | Gas Boiler - Burner Control Optimization | A | Cumulative Energy Savings (MWh or mTherms) | Achievable Economic TRC Potential | 0 | 0 | 0 | 0 | 0 | 0.0061711 | 0.01582 | 0.034936 | 0.068288 | 0.12002 | 0.19121 | 0.28126 | 0.38574 | 0.49587 | 0.6062 | 0.70752 | 0.79591 | 0.86774 | 0.92246 | 0.96257 | 0.98982 | 1.0074 | 1.0179 | 1.0236 | 1.0269 | 1.0268 | 1.0266 | 1.0265 | 0 | 0 | 0
F8_Industrial_Wood and Lumber Products_Existing_Process_Natural Gas_Gas Boiler - Burner Control Optimization_A_Achievable Economic TRC Potential | F8 | Industrial | Wood and Lumber Products | Existing | Process | Natural Gas | Gas Boiler - Burner Control Optimization | A | Cumulative Summer Peak Savings (MW) | Achievable Economic TRC Potential | 0 | 0 | 0 | 0 | 0 | 0 | 0 | 0 | 0 | 0 | 0 | 0 | 0 | 0 | 0 | 0 | 0 | 0 | 0 | 0 | 0 | 0 | 0 | 0 | 0 | 0 | 0 | 0 | 0 | 0 | 0
F9_Industrial_Wood and Lumber Products_Existing_Process_Natural Gas_Gas Boiler - Burner Control Optimization_A_Achievable Economic TRC Potential | F9 | Industrial | Wood and Lumber Products | Existing | Process | Natural Gas | Gas Boiler - Burner Control Optimization | A | Cumulative Winter Peak Savings (MW) | Achievable Economic TRC Potential | 0 | 0 | 0 | 0 | 0 | 0 | 0 | 0 | 0 | 0 | 0 | 0 | 0 | 0 | 0 | 0 | 0 | 0 | 0 | 0 | 0 | 0 | 0 | 0 | 0 | 0 | 0 | 0 | 0 | 0 | 0
F10_Industrial_Wood and Lumber Products_Existing_Process_Natural Gas_Gas Boiler - Burner Control Optimization_A_Achievable Economic TRC Potential | F10 | Industrial | Wood and Lumber Products | Existing | Process | Natural Gas | Gas Boiler - Burner Control Optimization | A | Purchases (Incremental) | Achievable Economic TRC Potential | 0 | 0 | 0 | 0 | 0 | 2.4739 | 3.8866 | 7.7274 | 13.5302 | 21.0644 | 29.1157 | 36.9551 | 43.0267 | 45.6007 | 45.7748 | 42.3157 | 37.031 | 30.3427 | 23.3893 | 17.2547 | 12.0283 | 7.9877 | 5.0646 | 3.0723 | 2.0736 | 0 | 0 | 0 | 0 | 0 | 0
F11_Industrial_Wood and Lumber Products_Existing_Process_Natural Gas_Gas Boiler - Burner Control Optimization_A_Achievable Economic TRC Potential | F11 | Industrial | Wood and Lumber Products | Existing | Process | Natural Gas | Gas Boiler - Burner Control Optimization | A | Purchases (Cumulative) | Achievable Economic TRC Potential | 0 | 0 | 0 | 0 | 0 | 2.4739 | 6.3605 | 14.0879 | 27.6181 | 48.6825 | 77.7982 | 114.7533 | 157.78 | 203.3807 | 249.1555 | 291.4712 | 328.5022 | 358.8449 | 382.2342 | 399.4889 | 411.5172 | 419.5049 | 424.5694 | 427.6417 | 429.7154 | 429.7154 | 429.7154 | 429.7154 | 429.7154 | 429.7154 | 429.7154
F1_Industrial_Wood and Lumber Products_Existing_Space Heating_Natural Gas_HVAC - Demand Controlled Ventilation_A_Achievable Economic TRC Potential | F1 | Industrial | Wood and Lumber Products | Existing | Space Heating | Natural Gas | HVAC - Demand Controlled Ventilation | A | Integrated Unit Energy Savings (kWh or therms) | Achievable Economic TRC Potential | 0 | 0 | 0 | 0 | 0 | 0.045646 | 0.045155 | 0.044536 | 0.043886 | 0.043205 | 0.042496 | 0.041759 | 0.041015 | 0.040246 | 0.039452 | 0.038676 | 0.037923 | 0.037195 | 0.036502 | 0.03587 | 0.035277 | 0.034723 | 0.03422 | 0.033766 | 0.033348 | 0.033021 | 0.032731 | 0.032458 | 0.036718 | 0.036492 | 0.03628
F2_Industrial_Wood and Lumber Products_Existing_Space Heating_Natural Gas_HVAC - Demand Controlled Ventilation_A_Achievable Economic TRC Potential | F2 | Industrial | Wood and Lumber Products | Existing | Space Heating | Natural Gas | HVAC - Demand Controlled Ventilation | A | Integrated Unit Summer Peak Savings (kW) | Achievable Economic TRC Potential | 0 | 0 | 0 | 0 | 0 | 0 | 0 | 0 | 0 | 0 | 0 | 0 | 0 | 0 | 0 | 0 | 0 | 0 | 0 | 0 | 0 | 0 | 0 | 0 | 0 | 0 | 0 | 0 | 0 | 0 | 0
F3_Industrial_Wood and Lumber Products_Existing_Space Heating_Natural Gas_HVAC - Demand Controlled Ventilation_A_Achievable Economic TRC Potential | F3 | Industrial | Wood and Lumber Products | Existing | Space Heating | Natural Gas | HVAC - Demand Controlled Ventilation | A | Integrated Unit Winter Peak Savings (kW) | Achievable Economic TRC Potential | 0 | 0 | 0 | 0 | 0 | 0 | 0 | 0 | 0 | 0 | 0 | 0 | 0 | 0 | 0 | 0 | 0 | 0 | 0 | 0 | 0 | 0 | 0 | 0 | 0 | 0 | 0 | 0 | 0 | 0 | 0
F4_Industrial_Wood and Lumber Products_Existing_Space Heating_Natural Gas_HVAC - Demand Controlled Ventilation_A_Achievable Economic TRC Potential | F4 | Industrial | Wood and Lumber Products | Existing | Space Heating | Natural Gas | HVAC - Demand Controlled Ventilation | A | Incremental Energy Savings (MWh or mTherms) | Achievable Economic TRC Potential | 0 | 0 | 0 | 0 | 0 | 0 | 0 | 0 | 0 | 0 | 0 | 0 | 0 | 0 | 0 | 0 | 0 | 0 | 0 | 0 | 0 | 0 | 0 | 0 | 0 | 0 | 0 | 0 | 0 | 0 | 0
F5_Industrial_Wood and Lumber Products_Existing_Space Heating_Natural Gas_HVAC - Demand Controlled Ventilation_A_Achievable Economic TRC Potential | F5 | Industrial | Wood and Lumber Products | Existing | Space Heating | Natural Gas | HVAC - Demand Controlled Ventilation | A | Incremental Summer Peak Savings (MW) | Achievable Economic TRC Potential | 0 | 0 | 0 | 0 | 0 | 0 | 0 | 0 | 0 | 0 | 0 | 0 | 0 | 0 | 0 | 0 | 0 | 0 | 0 | 0 | 0 | 0 | 0 | 0 | 0 | 0 | 0 | 0 | 0 | 0 | 0
F6_Industrial_Wood and Lumber Products_Existing_Space Heating_Natural Gas_HVAC - Demand Controlled Ventilation_A_Achievable Economic TRC Potential | F6 | Industrial | Wood and Lumber Products | Existing | Space Heating | Natural Gas | HVAC - Demand Controlled Ventilation | A | Incremental Winter Peak Savings (MW) | Achievable Economic TRC Potential | 0 | 0 | 0 | 0 | 0 | 0 | 0 | 0 | 0 | 0 | 0 | 0 | 0 | 0 | 0 | 0 | 0 | 0 | 0 | 0 | 0 | 0 | 0 | 0 | 0 | 0 | 0 | 0 | 0 | 0 | 0
F7_Industrial_Wood and Lumber Products_Existing_Space Heating_Natural Gas_HVAC - Demand Controlled Ventilation_A_Achievable Economic TRC Potential | F7 | Industrial | Wood and Lumber Products | Existing | Space Heating | Natural Gas | HVAC - Demand Controlled Ventilation | A | Cumulative Energy Savings (MWh or mTherms) | Achievable Economic TRC Potential | 0 | 0 | 0 | 0 | 0 | 0 | 0 | 0 | 0 | 0 | 0 | 0 | 0 | 0 | 0 | 0 | 0 | 0 | 0 | 0 | 0 | 0 | 0 | 0 | 0 | 0 | 0 | 0 | 0 | 0 | 0
F8_Industrial_Wood and Lumber Products_Existing_Space Heating_Natural Gas_HVAC - Demand Controlled Ventilation_A_Achievable Economic TRC Potential | F8 | Industrial | Wood and Lumber Products | Existing | Space Heating | Natural Gas | HVAC - Demand Controlled Ventilation | A | Cumulative Summer Peak Savings (MW) | Achievable Economic TRC Potential | 0 | 0 | 0 | 0 | 0 | 0 | 0 | 0 | 0 | 0 | 0 | 0 | 0 | 0 | 0 | 0 | 0 | 0 | 0 | 0 | 0 | 0 | 0 | 0 | 0 | 0 | 0 | 0 | 0 | 0 | 0
F9_Industrial_Wood and Lumber Products_Existing_Space Heating_Natural Gas_HVAC - Demand Controlled Ventilation_A_Achievable Economic TRC Potential | F9 | Industrial | Wood and Lumber Products | Existing | Space Heating | Natural Gas | HVAC - Demand Controlled Ventilation | A | Cumulative Winter Peak Savings (MW) | Achievable Economic TRC Potential | 0 | 0 | 0 | 0 | 0 | 0 | 0 | 0 | 0 | 0 | 0 | 0 | 0 | 0 | 0 | 0 | 0 | 0 | 0 | 0 | 0 | 0 | 0 | 0 | 0 | 0 | 0 | 0 | 0 | 0 | 0
F10_Industrial_Wood and Lumber Products_Existing_Space Heating_Natural Gas_HVAC - Demand Controlled Ventilation_A_Achievable Economic TRC Potential | F10 | Industrial | Wood and Lumber Products | Existing | Space Heating | Natural Gas | HVAC - Demand Controlled Ventilation | A | Purchases (Incremental) | Achievable Economic TRC Potential | 0 | 0 | 0 | 0 | 0 | 0 | 0 | 0 | 0 | 0 | 0 | 0 | 0 | 0 | 0 | 0 | 0 | 0 | 0 | 0 | 0 | 0 | 0 | 0 | 0 | 0 | 0 | 0 | 0 | 0 | 0
F11_Industrial_Wood and Lumber Products_Existing_Space Heating_Natural Gas_HVAC - Demand Controlled Ventilation_A_Achievable Economic TRC Potential | F11 | Industrial | Wood and Lumber Products | Existing | Space Heating | Natural Gas | HVAC - Demand Controlled Ventilation | A | Purchases (Cumulative) | Achievable Economic TRC Potential | 0 | 0 | 0 | 0 | 0 | 0 | 0 | 0 | 0 | 0 | 0 | 0 | 0 | 0 | 0 | 0 | 0 | 0 | 0 | 0 | 0 | 0 | 0 | 0 | 0 | 0 | 0 | 0 | 0 | 0 | 0
F1_Industrial_Wood and Lumber Products_Existing_Space Heating_Natural Gas_Gas Boiler - Stack Economizer_A_Achievable Economic TRC Potential | F1 | Industrial | Wood and Lumber Products | Existing | Space Heating | Natural Gas | Gas Boiler - Stack Economizer | A | Integrated Unit Energy Savings (kWh or therms) | Achievable Economic TRC Potential | 0 | 0 | 0 | 0 | 0 | 0.88085 | 0.87469 | 0.86843 | 0.86192 | 0.85516 | 0.84828 | 0.84119 | 0.83388 | 0.82627 | 0.81794 | 0.80988 | 0.80172 | 0.79372 | 0.78587 | 0.77832 | 0.77109 | 0.7637 | 0.75699 | 0.75064 | 0.74442 | 0.73877 | 0.73392 | 0.72944 | 0.76094 | 0.75781 | 0.75496
F2_Industrial_Wood and Lumber Products_Existing_Space Heating_Natural Gas_Gas Boiler - Stack Economizer_A_Achievable Economic TRC Potential | F2 | Industrial | Wood and Lumber Products | Existing | Space Heating | Natural Gas | Gas Boiler - Stack Economizer | A | Integrated Unit Summer Peak Savings (kW) | Achievable Economic TRC Potential | 0 | 0 | 0 | 0 | 0 | 0 | 0 | 0 | 0 | 0 | 0 | 0 | 0 | 0 | 0 | 0 | 0 | 0 | 0 | 0 | 0 | 0 | 0 | 0 | 0 | 0 | 0 | 0 | 0 | 0 | 0
F3_Industrial_Wood and Lumber Products_Existing_Space Heating_Natural Gas_Gas Boiler - Stack Economizer_A_Achievable Economic TRC Potential | F3 | Industrial | Wood and Lumber Products | Existing | Space Heating | Natural Gas | Gas Boiler - Stack Economizer | A | Integrated Unit Winter Peak Savings (kW) | Achievable Economic TRC Potential | 0 | 0 | 0 | 0 | 0 | 0 | 0 | 0 | 0 | 0 | 0 | 0 | 0 | 0 | 0 | 0 | 0 | 0 | 0 | 0 | 0 | 0 | 0 | 0 | 0 | 0 | 0 | 0 | 0 | 0 | 0
F4_Industrial_Wood and Lumber Products_Existing_Space Heating_Natural Gas_Gas Boiler - Stack Economizer_A_Achievable Economic TRC Potential | F4 | Industrial | Wood and Lumber Products | Existing | Space Heating | Natural Gas | Gas Boiler - Stack Economizer | A | Incremental Energy Savings (MWh or mTherms) | Achievable Economic TRC Potential | 0 | 0 | 0 | 0 | 0 | 0.0062584 | 0.0062113 | 0.0061304 | 0.0060878 | 0.0060451 | 0.0053282 | 0.0042154 | 0.0033362 | 0.0026026 | 0.002069 | 0.0016232 | 0.0012857 | 0.0010132 | 0.00079535 | 0.00063091 | 0.00049798 | 3.3509e-06 | 1.1819e-06 | 3.9819e-07 | 1.2836e-07 | 1.0796e-07 | 1.0697e-07 | 1.0606e-07 | 1.104e-07 | 1.0973e-07 | 1.0913e-07
F5_Industrial_Wood and Lumber Products_Existing_Space Heating_Natural Gas_Gas Boiler - Stack Economizer_A_Achievable Economic TRC Potential | F5 | Industrial | Wood and Lumber Products | Existing | Space Heating | Natural Gas | Gas Boiler - Stack Economizer | A | Incremental Summer Peak Savings (MW) | Achievable Economic TRC Potential | 0 | 0 | 0 | 0 | 0 | 0 | 0 | 0 | 0 | 0 | 0 | 0 | 0 | 0 | 0 | 0 | 0 | 0 | 0 | 0 | 0 | 0 | 0 | 0 | 0 | 0 | 0 | 0 | 0 | 0 | 0
F6_Industrial_Wood and Lumber Products_Existing_Space Heating_Natural Gas_Gas Boiler - Stack Economizer_A_Achievable Economic TRC Potential | F6 | Industrial | Wood and Lumber Products | Existing | Space Heating | Natural Gas | Gas Boiler - Stack Economizer | A | Incremental Winter Peak Savings (MW) | Achievable Economic TRC Potential | 0 | 0 | 0 | 0 | 0 | 0 | 0 | 0 | 0 | 0 | 0 | 0 | 0 | 0 | 0 | 0 | 0 | 0 | 0 | 0 | 0 | 0 | 0 | 0 | 0 | 0 | 0 | 0 | 0 | 0 | 0
F7_Industrial_Wood and Lumber Products_Existing_Space Heating_Natural Gas_Gas Boiler - Stack Economizer_A_Achievable Economic TRC Potential | F7 | Industrial | Wood and Lumber Products | Existing | Space Heating | Natural Gas | Gas Boiler - Stack Economizer | A | Cumulative Energy Savings (MWh or mTherms) | Achievable Economic TRC Potential | 0 | 0 | 0 | 0 | 0 | 0.0062584 | 0.012426 | 0.018467 | 0.024417 | 0.03027 | 0.035355 | 0.039275 | 0.04227 | 0.044487 | 0.046108 | 0.047276 | 0.048085 | 0.048619 | 0.048934 | 0.049094 | 0.049136 | 0.048668 | 0.048242 | 0.047838 | 0.047442 | 0.047081 | 0.046773 | 0.046488 | 0 | 0 | 0
F8_Industrial_Wood and Lumber Products_Existing_Space Heating_Natural Gas_Gas Boiler - Stack Economizer_A_Achievable Economic TRC Potential | F8 | Industrial | Wood and Lumber Products | Existing | Space Heating | Natural Gas | Gas Boiler - Stack Economizer | A | Cumulative Summer Peak Savings (MW) | Achievable Economic TRC Potential | 0 | 0 | 0 | 0 | 0 | 0 | 0 | 0 | 0 | 0 | 0 | 0 | 0 | 0 | 0 | 0 | 0 | 0 | 0 | 0 | 0 | 0 | 0 | 0 | 0 | 0 | 0 | 0 | 0 | 0 | 0
F9_Industrial_Wood and Lumber Products_Existing_Space Heating_Natural Gas_Gas Boiler - Stack Economizer_A_Achievable Economic TRC Potential | F9 | Industrial | Wood and Lumber Products | Existing | Space Heating | Natural Gas | Gas Boiler - Stack Economizer | A | Cumulative Winter Peak Savings (MW) | Achievable Economic TRC Potential | 0 | 0 | 0 | 0 | 0 | 0 | 0 | 0 | 0 | 0 | 0 | 0 | 0 | 0 | 0 | 0 | 0 | 0 | 0 | 0 | 0 | 0 | 0 | 0 | 0 | 0 | 0 | 0 | 0 | 0 | 0
F10_Industrial_Wood and Lumber Products_Existing_Space Heating_Natural Gas_Gas Boiler - Stack Economizer_A_Achievable Economic TRC Potential | F10 | Industrial | Wood and Lumber Products | Existing | Space Heating | Natural Gas | Gas Boiler - Stack Economizer | A | Purchases (Incremental) | Achievable Economic TRC Potential | 0 | 0 | 0 | 0 | 0 | 7.105 | 7.1011 | 7.0592 | 7.0631 | 7.0689 | 6.2812 | 5.0112 | 4.0009 | 3.1499 | 2.5295 | 2.0043 | 1.6037 | 1.2765 | 1.0121 | 0.81061 | 0.64581 | 0.0043878 | 0.0015613 | 0.00053047 | 0.00017243 | 0.00014614 | 0.00014575 | 0.0001454 | 0.00014508 | 0.0001448 | 0.00014455
F11_Industrial_Wood and Lumber Products_Existing_Space Heating_Natural Gas_Gas Boiler - Stack Economizer_A_Achievable Economic TRC Potential | F11 | Industrial | Wood and Lumber Products | Existing | Space Heating | Natural Gas | Gas Boiler - Stack Economizer | A | Purchases (Cumulative) | Achievable Economic TRC Potential | 0 | 0 | 0 | 0 | 0 | 7.105 | 14.2061 | 21.2654 | 28.3284 | 35.3973 | 41.6786 | 46.6898 | 50.6907 | 53.8405 | 56.37 | 58.3743 | 59.978 | 61.2545 | 62.2665 | 63.0771 | 63.7229 | 63.7273 | 63.7289 | 63.7294 | 63.7296 | 63.7297 | 63.7299 | 63.73 | 63.7302 | 63.7303 | 63.7305
F1_Industrial_Wood and Lumber Products_Existing_Process_Natural Gas_Gas Boiler - Stack Economizer_A_Achievable Economic TRC Potential | F1 | Industrial | Wood and Lumber Products | Existing | Process | Natural Gas | Gas Boiler - Stack Economizer | A | Integrated Unit Energy Savings (kWh or therms) | Achievable Economic TRC Potential | 0 | 0 | 0 | 0 | 0 | 8.2806 | 8.2798 | 8.2792 | 8.2788 | 8.2784 | 8.278 | 8.2777 | 8.2774 | 8.2772 | 8.277 | 8.2768 | 8.2767 | 8.2766 | 8.2765 | 8.2764 | 8.2763 | 8.2763 | 8.2762 | 8.2762 | 8.2761 | 8.2761 | 8.2761 | 8.2761 | 8.2818 | 8.2818 | 8.2818
F2_Industrial_Wood and Lumber Products_Existing_Process_Natural Gas_Gas Boiler - Stack Economizer_A_Achievable Economic TRC Potential | F2 | Industrial | Wood and Lumber Products | Existing | Process | Natural Gas | Gas Boiler - Stack Economizer | A | Integrated Unit Summer Peak Savings (kW) | Achievable Economic TRC Potential | 0 | 0 | 0 | 0 | 0 | 0 | 0 | 0 | 0 | 0 | 0 | 0 | 0 | 0 | 0 | 0 | 0 | 0 | 0 | 0 | 0 | 0 | 0 | 0 | 0 | 0 | 0 | 0 | 0 | 0 | 0
F3_Industrial_Wood and Lumber Products_Existing_Process_Natural Gas_Gas Boiler - Stack Economizer_A_Achievable Economic TRC Potential | F3 | Industrial | Wood and Lumber Products | Existing | Process | Natural Gas | Gas Boiler - Stack Economizer | A | Integrated Unit Winter Peak Savings (kW) | Achievable Economic TRC Potential | 0 | 0 | 0 | 0 | 0 | 0 | 0 | 0 | 0 | 0 | 0 | 0 | 0 | 0 | 0 | 0 | 0 | 0 | 0 | 0 | 0 | 0 | 0 | 0 | 0 | 0 | 0 | 0 | 0 | 0 | 0
F4_Industrial_Wood and Lumber Products_Existing_Process_Natural Gas_Gas Boiler - Stack Economizer_A_Achievable Economic TRC Potential | F4 | Industrial | Wood and Lumber Products | Existing | Process | Natural Gas | Gas Boiler - Stack Economizer | A | Incremental Energy Savings (MWh or mTherms) | Achievable Economic TRC Potential | 0 | 0 | 0 | 0 | 0 | 0.20251 | 0.20238 | 0.20117 | 0.20127 | 0.20143 | 0.17897 | 0.14278 | 0.11399 | 0.089741 | 0.072065 | 0.057101 | 0.045686 | 0.036365 | 0.028832 | 0.023093 | 0.018397 | 0.000125 | 4.4479e-05 | 1.5112e-05 | 4.9121e-06 | 4.1631e-06 | 4.152e-06 | 4.142e-06 | 4.1358e-06 | 4.1278e-06 | 4.1207e-06
F5_Industrial_Wood and Lumber Products_Existing_Process_Natural Gas_Gas Boiler - Stack Economizer_A_Achievable Economic TRC Potential | F5 | Industrial | Wood and Lumber Products | Existing | Process | Natural Gas | Gas Boiler - Stack Economizer | A | Incremental Summer Peak Savings (MW) | Achievable Economic TRC Potential | 0 | 0 | 0 | 0 | 0 | 0 | 0 | 0 | 0 | 0 | 0 | 0 | 0 | 0 | 0 | 0 | 0 | 0 | 0 | 0 | 0 | 0 | 0 | 0 | 0 | 0 | 0 | 0 | 0 | 0 | 0
F6_Industrial_Wood and Lumber Products_Existing_Process_Natural Gas_Gas Boiler - Stack Economizer_A_Achievable Economic TRC Potential | F6 | Industrial | Wood and Lumber Products | Existing | Process | Natural Gas | Gas Boiler - Stack Economizer | A | Incremental Winter Peak Savings (MW) | Achievable Economic TRC Potential | 0 | 0 | 0 | 0 | 0 | 0 | 0 | 0 | 0 | 0 | 0 | 0 | 0 | 0 | 0 | 0 | 0 | 0 | 0 | 0 | 0 | 0 | 0 | 0 | 0 | 0 | 0 | 0 | 0 | 0 | 0
F7_Industrial_Wood and Lumber Products_Existing_Process_Natural Gas_Gas Boiler - Stack Economizer_A_Achievable Economic TRC Potential | F7 | Industrial | Wood and Lumber Products | Existing | Process | Natural Gas | Gas Boiler - Stack Economizer | A | Cumulative Energy Savings (MWh or mTherms) | Achievable Economic TRC Potential | 0 | 0 | 0 | 0 | 0 | 0.20251 | 0.40487 | 0.60601 | 0.80725 | 1.0086 | 1.1876 | 1.3303 | 1.4442 | 1.5339 | 1.606 | 1.663 | 1.7087 | 1.745 | 1.7738 | 1.7969 | 1.8153 | 1.8154 | 1.8155 | 1.8155 | 1.8155 | 1.8155 | 1.8155 | 1.8155 | 0 | 0 | 0
F8_Industrial_Wood and Lumber Products_Existing_Process_Natural Gas_Gas Boiler - Stack Economizer_A_Achievable Economic TRC Potential | F8 | Industrial | Wood and Lumber Products | Existing | Process | Natural Gas | Gas Boiler - Stack Economizer | A | Cumulative Summer Peak Savings (MW) | Achievable Economic TRC Potential | 0 | 0 | 0 | 0 | 0 | 0 | 0 | 0 | 0 | 0 | 0 | 0 | 0 | 0 | 0 | 0 | 0 | 0 | 0 | 0 | 0 | 0 | 0 | 0 | 0 | 0 | 0 | 0 | 0 | 0 | 0
F9_Industrial_Wood and Lumber Products_Existing_Process_Natural Gas_Gas Boiler - Stack Economizer_A_Achievable Economic TRC Potential | F9 | Industrial | Wood and Lumber Products | Existing | Process | Natural Gas | Gas Boiler - Stack Economizer | A | Cumulative Winter Peak Savings (MW) | Achievable Economic TRC Potential | 0 | 0 | 0 | 0 | 0 | 0 | 0 | 0 | 0 | 0 | 0 | 0 | 0 | 0 | 0 | 0 | 0 | 0 | 0 | 0 | 0 | 0 | 0 | 0 | 0 | 0 | 0 | 0 | 0 | 0 | 0
F10_Industrial_Wood and Lumber Products_Existing_Process_Natural Gas_Gas Boiler - Stack Economizer_A_Achievable Economic TRC Potential | F10 | Industrial | Wood and Lumber Products | Existing | Process | Natural Gas | Gas Boiler - Stack Economizer | A | Purchases (Incremental) | Achievable Economic TRC Potential | 0 | 0 | 0 | 0 | 0 | 24.4559 | 24.4424 | 24.2983 | 24.3114 | 24.3315 | 21.6203 | 17.249 | 13.7712 | 10.842 | 8.7067 | 6.8989 | 5.5199 | 4.3937 | 3.4836 | 2.7902 | 2.2229 | 0.015103 | 0.0053742 | 0.0018259 | 0.00059353 | 0.00050303 | 0.00050169 | 0.00050047 | 0.00049938 | 0.00049841 | 0.00049756
F11_Industrial_Wood and Lumber Products_Existing_Process_Natural Gas_Gas Boiler - Stack Economizer_A_Achievable Economic TRC Potential | F11 | Industrial | Wood and Lumber Products | Existing | Process | Natural Gas | Gas Boiler - Stack Economizer | A | Purchases (Cumulative) | Achievable Economic TRC Potential | 0 | 0 | 0 | 0 | 0 | 24.4559 | 48.8983 | 73.1966 | 97.508 | 121.8396 | 143.4599 | 160.7088 | 174.48 | 185.322 | 194.0287 | 200.9276 | 206.4475 | 210.8411 | 214.3247 | 217.1149 | 219.3378 | 219.3529 | 219.3583 | 219.3601 | 219.3607 | 219.3612 | 219.3617 | 219.3622 | 219.3627 | 219.3632 | 219.3637
F1_Industrial_Wood and Lumber Products_Existing_Space Heating_Natural Gas_Gas Furnace Tube Inserts_A_Achievable Economic TRC Potential | F1 | Industrial | Wood and Lumber Products | Existing | Space Heating | Natural Gas | Gas Furnace Tube Inserts | A | Integrated Unit Energy Savings (kWh or therms) | Achievable Economic TRC Potential | 0 | 0 | 0 | 0 | 0 | 0.086176 | 0.085373 | 0.084345 | 0.083282 | 0.082189 | 0.081092 | 0.079981 | 0.078903 | 0.077846 | 0.076747 | 0.075738 | 0.074759 | 0.073832 | 0.072952 | 0.072096 | 0.071273 | 0.070458 | 0.069674 | 0.068933 | 0.068229 | 0.067576 | 0.066996 | 0.066451 | 0.069231 | 0.068805 | 0.068405
F2_Industrial_Wood and Lumber Products_Existing_Space Heating_Natural Gas_Gas Furnace Tube Inserts_A_Achievable Economic TRC Potential | F2 | Industrial | Wood and Lumber Products | Existing | Space Heating | Natural Gas | Gas Furnace Tube Inserts | A | Integrated Unit Summer Peak Savings (kW) | Achievable Economic TRC Potential | 0 | 0 | 0 | 0 | 0 | 0 | 0 | 0 | 0 | 0 | 0 | 0 | 0 | 0 | 0 | 0 | 0 | 0 | 0 | 0 | 0 | 0 | 0 | 0 | 0 | 0 | 0 | 0 | 0 | 0 | 0
F3_Industrial_Wood and Lumber Products_Existing_Space Heating_Natural Gas_Gas Furnace Tube Inserts_A_Achievable Economic TRC Potential | F3 | Industrial | Wood and Lumber Products | Existing | Space Heating | Natural Gas | Gas Furnace Tube Inserts | A | Integrated Unit Winter Peak Savings (kW) | Achievable Economic TRC Potential | 0 | 0 | 0 | 0 | 0 | 0 | 0 | 0 | 0 | 0 | 0 | 0 | 0 | 0 | 0 | 0 | 0 | 0 | 0 | 0 | 0 | 0 | 0 | 0 | 0 | 0 | 0 | 0 | 0 | 0 | 0
F4_Industrial_Wood and Lumber Products_Existing_Space Heating_Natural Gas_Gas Furnace Tube Inserts_A_Achievable Economic TRC Potential | F4 | Industrial | Wood and Lumber Products | Existing | Space Heating | Natural Gas | Gas Furnace Tube Inserts | A | Incremental Energy Savings (MWh or mTherms) | Achievable Economic TRC Potential | 0 | 0 | 0 | 0 | 0 | 0 | 0 | 0 | 0 | 0 | 0 | 0 | 0 | 0 | 0 | 0 | 0 | 0 | 0 | 0 | 0 | 0 | 0 | 0 | 0 | 0 | 0 | 0 | 0 | 0 | 0
F5_Industrial_Wood and Lumber Products_Existing_Space Heating_Natural Gas_Gas Furnace Tube Inserts_A_Achievable Economic TRC Potential | F5 | Industrial | Wood and Lumber Products | Existing | Space Heating | Natural Gas | Gas Furnace Tube Inserts | A | Incremental Summer Peak Savings (MW) | Achievable Economic TRC Potential | 0 | 0 | 0 | 0 | 0 | 0 | 0 | 0 | 0 | 0 | 0 | 0 | 0 | 0 | 0 | 0 | 0 | 0 | 0 | 0 | 0 | 0 | 0 | 0 | 0 | 0 | 0 | 0 | 0 | 0 | 0
F6_Industrial_Wood and Lumber Products_Existing_Space Heating_Natural Gas_Gas Furnace Tube Inserts_A_Achievable Economic TRC Potential | F6 | Industrial | Wood and Lumber Products | Existing | Space Heating | Natural Gas | Gas Furnace Tube Inserts | A | Incremental Winter Peak Savings (MW) | Achievable Economic TRC Potential | 0 | 0 | 0 | 0 | 0 | 0 | 0 | 0 | 0 | 0 | 0 | 0 | 0 | 0 | 0 | 0 | 0 | 0 | 0 | 0 | 0 | 0 | 0 | 0 | 0 | 0 | 0 | 0 | 0 | 0 | 0
F7_Industrial_Wood and Lumber Products_Existing_Space Heating_Natural Gas_Gas Furnace Tube Inserts_A_Achievable Economic TRC Potential | F7 | Industrial | Wood and Lumber Products | Existing | Space Heating | Natural Gas | Gas Furnace Tube Inserts | A | Cumulative Energy Savings (MWh or mTherms) | Achievable Economic TRC Potential | 0 | 0 | 0 | 0 | 0 | 0 | 0 | 0 | 0 | 0 | 0 | 0 | 0 | 0 | 0 | 0 | 0 | 0 | 0 | 0 | 0 | 0 | 0 | 0 | 0 | 0 | 0 | 0 | 0 | 0 | 0
F8_Industrial_Wood and Lumber Products_Existing_Space Heating_Natural Gas_Gas Furnace Tube Inserts_A_Achievable Economic TRC Potential | F8 | Industrial | Wood and Lumber Products | Existing | Space Heating | Natural Gas | Gas Furnace Tube Inserts | A | Cumulative Summer Peak Savings (MW) | Achievable Economic TRC Potential | 0 | 0 | 0 | 0 | 0 | 0 | 0 | 0 | 0 | 0 | 0 | 0 | 0 | 0 | 0 | 0 | 0 | 0 | 0 | 0 | 0 | 0 | 0 | 0 | 0 | 0 | 0 | 0 | 0 | 0 | 0
F9_Industrial_Wood and Lumber Products_Existing_Space Heating_Natural Gas_Gas Furnace Tube Inserts_A_Achievable Economic TRC Potential | F9 | Industrial | Wood and Lumber Products | Existing | Space Heating | Natural Gas | Gas Furnace Tube Inserts | A | Cumulative Winter Peak Savings (MW) | Achievable Economic TRC Potential | 0 | 0 | 0 | 0 | 0 | 0 | 0 | 0 | 0 | 0 | 0 | 0 | 0 | 0 | 0 | 0 | 0 | 0 | 0 | 0 | 0 | 0 | 0 | 0 | 0 | 0 | 0 | 0 | 0 | 0 | 0
F10_Industrial_Wood and Lumber Products_Existing_Space Heating_Natural Gas_Gas Furnace Tube Inserts_A_Achievable Economic TRC Potential | F10 | Industrial | Wood and Lumber Products | Existing | Space Heating | Natural Gas | Gas Furnace Tube Inserts | A | Purchases (Incremental) | Achievable Economic TRC Potential | 0 | 0 | 0 | 0 | 0 | 0 | 0 | 0 | 0 | 0 | 0 | 0 | 0 | 0 | 0 | 0 | 0 | 0 | 0 | 0 | 0 | 0 | 0 | 0 | 0 | 0 | 0 | 0 | 0 | 0 | 0
F11_Industrial_Wood and Lumber Products_Existing_Space Heating_Natural Gas_Gas Furnace Tube Inserts_A_Achievable Economic TRC Potential | F11 | Industrial | Wood and Lumber Products | Existing | Space Heating | Natural Gas | Gas Furnace Tube Inserts | A | Purchases (Cumulative) | Achievable Economic TRC Potential | 0 | 0 | 0 | 0 | 0 | 0 | 0 | 0 | 0 | 0 | 0 | 0 | 0 | 0 | 0 | 0 | 0 | 0 | 0 | 0 | 0 | 0 | 0 | 0 | 0 | 0 | 0 | 0 | 0 | 0 | 0
F1_Industrial_Wood and Lumber Products_Existing_Space Heating_Natural Gas_Space Heating - Heat Recovery Ventilator_A_Achievable Economic TRC Potential | F1 | Industrial | Wood and Lumber Products | Existing | Space Heating | Natural Gas | Space Heating - Heat Recovery Ventilator | A | Integrated Unit Energy Savings (kWh or therms) | Achievable Economic TRC Potential | 0 | 0 | 0 | 0 | 0 | 0.013145 | 0.012953 | 0.012686 | 0.01235 | 0.011948 | 0.011486 | 0.011005 | 0.010527 | 0.010043 | 0.0096301 | 0.0092387 | 0.0089221 | 0.0086441 | 0.0084002 | 0.0082261 | 0.0080671 | 0.0079295 | 0.0078171 | 0.0077291 | 0.0076494 | 0.0075904 | 0.0075393 | 0.0074918 | 0 | 0 | 0
F2_Industrial_Wood and Lumber Products_Existing_Space Heating_Natural Gas_Space Heating - Heat Recovery Ventilator_A_Achievable Economic TRC Potential | F2 | Industrial | Wood and Lumber Products | Existing | Space Heating | Natural Gas | Space Heating - Heat Recovery Ventilator | A | Integrated Unit Summer Peak Savings (kW) | Achievable Economic TRC Potential | 0 | 0 | 0 | 0 | 0 | 0 | 0 | 0 | 0 | 0 | 0 | 0 | 0 | 0 | 0 | 0 | 0 | 0 | 0 | 0 | 0 | 0 | 0 | 0 | 0 | 0 | 0 | 0 | 0 | 0 | 0
F3_Industrial_Wood and Lumber Products_Existing_Space Heating_Natural Gas_Space Heating - Heat Recovery Ventilator_A_Achievable Economic TRC Potential | F3 | Industrial | Wood and Lumber Products | Existing | Space Heating | Natural Gas | Space Heating - Heat Recovery Ventilator | A | Integrated Unit Winter Peak Savings (kW) | Achievable Economic TRC Potential | 0 | 0 | 0 | 0 | 0 | 0 | 0 | 0 | 0 | 0 | 0 | 0 | 0 | 0 | 0 | 0 | 0 | 0 | 0 | 0 | 0 | 0 | 0 | 0 | 0 | 0 | 0 | 0 | 0 | 0 | 0
F4_Industrial_Wood and Lumber Products_Existing_Space Heating_Natural Gas_Space Heating - Heat Recovery Ventilator_A_Achievable Economic TRC Potential | F4 | Industrial | Wood and Lumber Products | Existing | Space Heating | Natural Gas | Space Heating - Heat Recovery Ventilator | A | Incremental Energy Savings (MWh or mTherms) | Achievable Economic TRC Potential | 0 | 0 | 0 | 0 | 0 | 0 | 0 | 0 | 0 | 0 | 0 | 0 | 0 | 0 | 0 | 0 | 0 | 0 | 0 | 0 | 0 | 0 | 0 | 0 | 0 | 0 | 0 | 0 | 0 | 0 | 0
F5_Industrial_Wood and Lumber Products_Existing_Space Heating_Natural Gas_Space Heating - Heat Recovery Ventilator_A_Achievable Economic TRC Potential | F5 | Industrial | Wood and Lumber Products | Existing | Space Heating | Natural Gas | Space Heating - Heat Recovery Ventilator | A | Incremental Summer Peak Savings (MW) | Achievable Economic TRC Potential | 0 | 0 | 0 | 0 | 0 | 0 | 0 | 0 | 0 | 0 | 0 | 0 | 0 | 0 | 0 | 0 | 0 | 0 | 0 | 0 | 0 | 0 | 0 | 0 | 0 | 0 | 0 | 0 | 0 | 0 | 0
F6_Industrial_Wood and Lumber Products_Existing_Space Heating_Natural Gas_Space Heating - Heat Recovery Ventilator_A_Achievable Economic TRC Potential | F6 | Industrial | Wood and Lumber Products | Existing | Space Heating | Natural Gas | Space Heating - Heat Recovery Ventilator | A | Incremental Winter Peak Savings (MW) | Achievable Economic TRC Potential | 0 | 0 | 0 | 0 | 0 | 0 | 0 | 0 | 0 | 0 | 0 | 0 | 0 | 0 | 0 | 0 | 0 | 0 | 0 | 0 | 0 | 0 | 0 | 0 | 0 | 0 | 0 | 0 | 0 | 0 | 0
F7_Industrial_Wood and Lumber Products_Existing_Space Heating_Natural Gas_Space Heating - Heat Recovery Ventilator_A_Achievable Economic TRC Potential | F7 | Industrial | Wood and Lumber Products | Existing | Space Heating | Natural Gas | Space Heating - Heat Recovery Ventilator | A | Cumulative Energy Savings (MWh or mTherms) | Achievable Economic TRC Potential | 0 | 0 | 0 | 0 | 0 | 0 | 0 | 0 | 0 | 0 | 0 | 0 | 0 | 0 | 0 | 0 | 0 | 0 | 0 | 0 | 0 | 0 | 0 | 0 | 0 | 0 | 0 | 0 | 0 | 0 | 0
F8_Industrial_Wood and Lumber Products_Existing_Space Heating_Natural Gas_Space Heating - Heat Recovery Ventilator_A_Achievable Economic TRC Potential | F8 | Industrial | Wood and Lumber Products | Existing | Space Heating | Natural Gas | Space Heating - Heat Recovery Ventilator | A | Cumulative Summer Peak Savings (MW) | Achievable Economic TRC Potential | 0 | 0 | 0 | 0 | 0 | 0 | 0 | 0 | 0 | 0 | 0 | 0 | 0 | 0 | 0 | 0 | 0 | 0 | 0 | 0 | 0 | 0 | 0 | 0 | 0 | 0 | 0 | 0 | 0 | 0 | 0
F9_Industrial_Wood and Lumber Products_Existing_Space Heating_Natural Gas_Space Heating - Heat Recovery Ventilator_A_Achievable Economic TRC Potential | F9 | Industrial | Wood and Lumber Products | Existing | Space Heating | Natural Gas | Space Heating - Heat Recovery Ventilator | A | Cumulative Winter Peak Savings (MW) | Achievable Economic TRC Potential | 0 | 0 | 0 | 0 | 0 | 0 | 0 | 0 | 0 | 0 | 0 | 0 | 0 | 0 | 0 | 0 | 0 | 0 | 0 | 0 | 0 | 0 | 0 | 0 | 0 | 0 | 0 | 0 | 0 | 0 | 0
F10_Industrial_Wood and Lumber Products_Existing_Space Heating_Natural Gas_Space Heating - Heat Recovery Ventilator_A_Achievable Economic TRC Potential | F10 | Industrial | Wood and Lumber Products | Existing | Space Heating | Natural Gas | Space Heating - Heat Recovery Ventilator | A | Purchases (Incremental) | Achievable Economic TRC Potential | 0 | 0 | 0 | 0 | 0 | 0 | 0 | 0 | 0 | 0 | 0 | 0 | 0 | 0 | 0 | 0 | 0 | 0 | 0 | 0 | 0 | 0 | 0 | 0 | 0 | 0 | 0 | 0 | 0 | 0 | 0
F11_Industrial_Wood and Lumber Products_Existing_Space Heating_Natural Gas_Space Heating - Heat Recovery Ventilator_A_Achievable Economic TRC Potential | F11 | Industrial | Wood and Lumber Products | Existing | Space Heating | Natural Gas | Space Heating - Heat Recovery Ventilator | A | Purchases (Cumulative) | Achievable Economic TRC Potential | 0 | 0 | 0 | 0 | 0 | 0 | 0 | 0 | 0 | 0 | 0 | 0 | 0 | 0 | 0 | 0 | 0 | 0 | 0 | 0 | 0 | 0 | 0 | 0 | 0 | 0 | 0 | 0 | 0 | 0 | 0
F1_Industrial_Wood and Lumber Products_Existing_Space Heating_Natural Gas_Thermostat - Programmable_A_Achievable Economic TRC Potential | F1 | Industrial | Wood and Lumber Products | Existing | Space Heating | Natural Gas | Thermostat - Programmable | A | Integrated Unit Energy Savings (kWh or therms) | Achievable Economic TRC Potential | 0 | 0 | 0 | 0 | 0 | 0.0065301 | 0.0064351 | 0.0063024 | 0.0061353 | 0.0059356 | 0.0057059 | 0.0054674 | 0.0052295 | 0.0049891 | 0.0047841 | 0.0045896 | 0.0044324 | 0.0042942 | 0.0041731 | 0.0040866 | 0.0040076 | 0.0039392 | 0.0038834 | 0.0038397 | 0.0038001 | 0.0037708 | 0.0037454 | 0.0037218 | 0 | 0 | 0
F2_Industrial_Wood and Lumber Products_Existing_Space Heating_Natural Gas_Thermostat - Programmable_A_Achievable Economic TRC Potential | F2 | Industrial | Wood and Lumber Products | Existing | Space Heating | Natural Gas | Thermostat - Programmable | A | Integrated Unit Summer Peak Savings (kW) | Achievable Economic TRC Potential | 0 | 0 | 0 | 0 | 0 | 0 | 0 | 0 | 0 | 0 | 0 | 0 | 0 | 0 | 0 | 0 | 0 | 0 | 0 | 0 | 0 | 0 | 0 | 0 | 0 | 0 | 0 | 0 | 0 | 0 | 0
F3_Industrial_Wood and Lumber Products_Existing_Space Heating_Natural Gas_Thermostat - Programmable_A_Achievable Economic TRC Potential | F3 | Industrial | Wood and Lumber Products | Existing | Space Heating | Natural Gas | Thermostat - Programmable | A | Integrated Unit Winter Peak Savings (kW) | Achievable Economic TRC Potential | 0 | 0 | 0 | 0 | 0 | 0 | 0 | 0 | 0 | 0 | 0 | 0 | 0 | 0 | 0 | 0 | 0 | 0 | 0 | 0 | 0 | 0 | 0 | 0 | 0 | 0 | 0 | 0 | 0 | 0 | 0
F4_Industrial_Wood and Lumber Products_Existing_Space Heating_Natural Gas_Thermostat - Programmable_A_Achievable Economic TRC Potential | F4 | Industrial | Wood and Lumber Products | Existing | Space Heating | Natural Gas | Thermostat - Programmable | A | Incremental Energy Savings (MWh or mTherms) | Achievable Economic TRC Potential | 0 | 0 | 0 | 0 | 0 | 0 | 0 | 0 | 0 | 0 | 0 | 0 | 0 | 0 | 0 | 0 | 0 | 0 | 0 | 0 | 0 | 0 | 0 | 0 | 0 | 0 | 0 | 0 | 0 | 0 | 0
F5_Industrial_Wood and Lumber Products_Existing_Space Heating_Natural Gas_Thermostat - Programmable_A_Achievable Economic TRC Potential | F5 | Industrial | Wood and Lumber Products | Existing | Space Heating | Natural Gas | Thermostat - Programmable | A | Incremental Summer Peak Savings (MW) | Achievable Economic TRC Potential | 0 | 0 | 0 | 0 | 0 | 0 | 0 | 0 | 0 | 0 | 0 | 0 | 0 | 0 | 0 | 0 | 0 | 0 | 0 | 0 | 0 | 0 | 0 | 0 | 0 | 0 | 0 | 0 | 0 | 0 | 0
F6_Industrial_Wood and Lumber Products_Existing_Space Heating_Natural Gas_Thermostat - Programmable_A_Achievable Economic TRC Potential | F6 | Industrial | Wood and Lumber Products | Existing | Space Heating | Natural Gas | Thermostat - Programmable | A | Incremental Winter Peak Savings (MW) | Achievable Economic TRC Potential | 0 | 0 | 0 | 0 | 0 | 0 | 0 | 0 | 0 | 0 | 0 | 0 | 0 | 0 | 0 | 0 | 0 | 0 | 0 | 0 | 0 | 0 | 0 | 0 | 0 | 0 | 0 | 0 | 0 | 0 | 0
F7_Industrial_Wood and Lumber Products_Existing_Space Heating_Natural Gas_Thermostat - Programmable_A_Achievable Economic TRC Potential | F7 | Industrial | Wood and Lumber Products | Existing | Space Heating | Natural Gas | Thermostat - Programmable | A | Cumulative Energy Savings (MWh or mTherms) | Achievable Economic TRC Potential | 0 | 0 | 0 | 0 | 0 | 0 | 0 | 0 | 0 | 0 | 0 | 0 | 0 | 0 | 0 | 0 | 0 | 0 | 0 | 0 | 0 | 0 | 0 | 0 | 0 | 0 | 0 | 0 | 0 | 0 | 0
F8_Industrial_Wood and Lumber Products_Existing_Space Heating_Natural Gas_Thermostat - Programmable_A_Achievable Economic TRC Potential | F8 | Industrial | Wood and Lumber Products | Existing | Space Heating | Natural Gas | Thermostat - Programmable | A | Cumulative Summer Peak Savings (MW) | Achievable Economic TRC Potential | 0 | 0 | 0 | 0 | 0 | 0 | 0 | 0 | 0 | 0 | 0 | 0 | 0 | 0 | 0 | 0 | 0 | 0 | 0 | 0 | 0 | 0 | 0 | 0 | 0 | 0 | 0 | 0 | 0 | 0 | 0
F9_Industrial_Wood and Lumber Products_Existing_Space Heating_Natural Gas_Thermostat - Programmable_A_Achievable Economic TRC Potential | F9 | Industrial | Wood and Lumber Products | Existing | Space Heating | Natural Gas | Thermostat - Programmable | A | Cumulative Winter Peak Savings (MW) | Achievable Economic TRC Potential | 0 | 0 | 0 | 0 | 0 | 0 | 0 | 0 | 0 | 0 | 0 | 0 | 0 | 0 | 0 | 0 | 0 | 0 | 0 | 0 | 0 | 0 | 0 | 0 | 0 | 0 | 0 | 0 | 0 | 0 | 0
F10_Industrial_Wood and Lumber Products_Existing_Space Heating_Natural Gas_Thermostat - Programmable_A_Achievable Economic TRC Potential | F10 | Industrial | Wood and Lumber Products | Existing | Space Heating | Natural Gas | Thermostat - Programmable | A | Purchases (Incremental) | Achievable Economic TRC Potential | 0 | 0 | 0 | 0 | 0 | 0 | 0 | 0 | 0 | 0 | 0 | 0 | 0 | 0 | 0 | 0 | 0 | 0 | 0 | 0 | 0 | 0 | 0 | 0 | 0 | 0 | 0 | 0 | 0 | 0 | 0
F11_Industrial_Wood and Lumber Products_Existing_Space Heating_Natural Gas_Thermostat - Programmable_A_Achievable Economic TRC Potential | F11 | Industrial | Wood and Lumber Products | Existing | Space Heating | Natural Gas | Thermostat - Programmable | A | Purchases (Cumulative) | Achievable Economic TRC Potential | 0 | 0 | 0 | 0 | 0 | 0 | 0 | 0 | 0 | 0 | 0 | 0 | 0 | 0 | 0 | 0 | 0 | 0 | 0 | 0 | 0 | 0 | 0 | 0 | 0 | 0 | 0 | 0 | 0 | 0 | 0
F1_Industrial_Wood and Lumber Products_Existing_Space Heating_Natural Gas_ENERGY STAR Connected Thermostat_A_Achievable Economic TRC Potential | F1 | Industrial | Wood and Lumber Products | Existing | Space Heating | Natural Gas | ENERGY STAR Connected Thermostat | A | Integrated Unit Energy Savings (kWh or therms) | Achievable Economic TRC Potential | 0 | 0 | 0 | 0 | 0 | 0.015372 | 0.015148 | 0.014836 | 0.014443 | 0.013973 | 0.013432 | 0.01287 | 0.01231 | 0.011744 | 0.011262 | 0.010804 | 0.010434 | 0.010109 | 0.0098235 | 0.00962 | 0.0094341 | 0.0092731 | 0.0091417 | 0.0090387 | 0.0089455 | 0.0088765 | 0.0088168 | 0.0087612 | 0 | 0 | 0
F2_Industrial_Wood and Lumber Products_Existing_Space Heating_Natural Gas_ENERGY STAR Connected Thermostat_A_Achievable Economic TRC Potential | F2 | Industrial | Wood and Lumber Products | Existing | Space Heating | Natural Gas | ENERGY STAR Connected Thermostat | A | Integrated Unit Summer Peak Savings (kW) | Achievable Economic TRC Potential | 0 | 0 | 0 | 0 | 0 | 0 | 0 | 0 | 0 | 0 | 0 | 0 | 0 | 0 | 0 | 0 | 0 | 0 | 0 | 0 | 0 | 0 | 0 | 0 | 0 | 0 | 0 | 0 | 0 | 0 | 0
F3_Industrial_Wood and Lumber Products_Existing_Space Heating_Natural Gas_ENERGY STAR Connected Thermostat_A_Achievable Economic TRC Potential | F3 | Industrial | Wood and Lumber Products | Existing | Space Heating | Natural Gas | ENERGY STAR Connected Thermostat | A | Integrated Unit Winter Peak Savings (kW) | Achievable Economic TRC Potential | 0 | 0 | 0 | 0 | 0 | 0 | 0 | 0 | 0 | 0 | 0 | 0 | 0 | 0 | 0 | 0 | 0 | 0 | 0 | 0 | 0 | 0 | 0 | 0 | 0 | 0 | 0 | 0 | 0 | 0 | 0
F4_Industrial_Wood and Lumber Products_Existing_Space Heating_Natural Gas_ENERGY STAR Connected Thermostat_A_Achievable Economic TRC Potential | F4 | Industrial | Wood and Lumber Products | Existing | Space Heating | Natural Gas | ENERGY STAR Connected Thermostat | A | Incremental Energy Savings (MWh or mTherms) | Achievable Economic TRC Potential | 0 | 0 | 0 | 0 | 0 | 0 | 0 | 0 | 0 | 0 | 0 | 0 | 0 | 0 | 0 | 0 | 0 | 0 | 0 | 0 | 0 | 0 | 0 | 0 | 0 | 0 | 0 | 0 | 0 | 0 | 0
F5_Industrial_Wood and Lumber Products_Existing_Space Heating_Natural Gas_ENERGY STAR Connected Thermostat_A_Achievable Economic TRC Potential | F5 | Industrial | Wood and Lumber Products | Existing | Space Heating | Natural Gas | ENERGY STAR Connected Thermostat | A | Incremental Summer Peak Savings (MW) | Achievable Economic TRC Potential | 0 | 0 | 0 | 0 | 0 | 0 | 0 | 0 | 0 | 0 | 0 | 0 | 0 | 0 | 0 | 0 | 0 | 0 | 0 | 0 | 0 | 0 | 0 | 0 | 0 | 0 | 0 | 0 | 0 | 0 | 0
F6_Industrial_Wood and Lumber Products_Existing_Space Heating_Natural Gas_ENERGY STAR Connected Thermostat_A_Achievable Economic TRC Potential | F6 | Industrial | Wood and Lumber Products | Existing | Space Heating | Natural Gas | ENERGY STAR Connected Thermostat | A | Incremental Winter Peak Savings (MW) | Achievable Economic TRC Potential | 0 | 0 | 0 | 0 | 0 | 0 | 0 | 0 | 0 | 0 | 0 | 0 | 0 | 0 | 0 | 0 | 0 | 0 | 0 | 0 | 0 | 0 | 0 | 0 | 0 | 0 | 0 | 0 | 0 | 0 | 0
F7_Industrial_Wood and Lumber Products_Existing_Space Heating_Natural Gas_ENERGY STAR Connected Thermostat_A_Achievable Economic TRC Potential | F7 | Industrial | Wood and Lumber Products | Existing | Space Heating | Natural Gas | ENERGY STAR Connected Thermostat | A | Cumulative Energy Savings (MWh or mTherms) | Achievable Economic TRC Potential | 0 | 0 | 0 | 0 | 0 | 0 | 0 | 0 | 0 | 0 | 0 | 0 | 0 | 0 | 0 | 0 | 0 | 0 | 0 | 0 | 0 | 0 | 0 | 0 | 0 | 0 | 0 | 0 | 0 | 0 | 0
F8_Industrial_Wood and Lumber Products_Existing_Space Heating_Natural Gas_ENERGY STAR Connected Thermostat_A_Achievable Economic TRC Potential | F8 | Industrial | Wood and Lumber Products | Existing | Space Heating | Natural Gas | ENERGY STAR Connected Thermostat | A | Cumulative Summer Peak Savings (MW) | Achievable Economic TRC Potential | 0 | 0 | 0 | 0 | 0 | 0 | 0 | 0 | 0 | 0 | 0 | 0 | 0 | 0 | 0 | 0 | 0 | 0 | 0 | 0 | 0 | 0 | 0 | 0 | 0 | 0 | 0 | 0 | 0 | 0 | 0
F9_Industrial_Wood and Lumber Products_Existing_Space Heating_Natural Gas_ENERGY STAR Connected Thermostat_A_Achievable Economic TRC Potential | F9 | Industrial | Wood and Lumber Products | Existing | Space Heating | Natural Gas | ENERGY STAR Connected Thermostat | A | Cumulative Winter Peak Savings (MW) | Achievable Economic TRC Potential | 0 | 0 | 0 | 0 | 0 | 0 | 0 | 0 | 0 | 0 | 0 | 0 | 0 | 0 | 0 | 0 | 0 | 0 | 0 | 0 | 0 | 0 | 0 | 0 | 0 | 0 | 0 | 0 | 0 | 0 | 0
F10_Industrial_Wood and Lumber Products_Existing_Space Heating_Natural Gas_ENERGY STAR Connected Thermostat_A_Achievable Economic TRC Potential | F10 | Industrial | Wood and Lumber Products | Existing | Space Heating | Natural Gas | ENERGY STAR Connected Thermostat | A | Purchases (Incremental) | Achievable Economic TRC Potential | 0 | 0 | 0 | 0 | 0 | 0 | 0 | 0 | 0 | 0 | 0 | 0 | 0 | 0 | 0 | 0 | 0 | 0 | 0 | 0 | 0 | 0 | 0 | 0 | 0 | 0 | 0 | 0 | 0 | 0 | 0
F11_Industrial_Wood and Lumber Products_Existing_Space Heating_Natural Gas_ENERGY STAR Connected Thermostat_A_Achievable Economic TRC Potential | F11 | Industrial | Wood and Lumber Products | Existing | Space Heating | Natural Gas | ENERGY STAR Connected Thermostat | A | Purchases (Cumulative) | Achievable Economic TRC Potential | 0 | 0 | 0 | 0 | 0 | 0 | 0 | 0 | 0 | 0 | 0 | 0 | 0 | 0 | 0 | 0 | 0 | 0 | 0 | 0 | 0 | 0 | 0 | 0 | 0 | 0 | 0 | 0 | 0 | 0 | 0
F1_Industrial_Wood and Lumber Products_Existing_Space Heating_Natural Gas_Destratification Fans (HVLS)_A_Achievable Economic TRC Potential | F1 | Industrial | Wood and Lumber Products | Existing | Space Heating | Natural Gas | Destratification Fans (HVLS) | A | Integrated Unit Energy Savings (kWh or therms) | Achievable Economic TRC Potential | 0 | 0 | 0 | 0 | 0 | 0.015372 | 0.015148 | 0.014836 | 0.014443 | 0.013973 | 0.013432 | 0.01287 | 0.01231 | 0.011744 | 0.011262 | 0.010804 | 0.010434 | 0.010109 | 0.0098235 | 0.00962 | 0.0094341 | 0.0092731 | 0.0091417 | 0.0090387 | 0.0089455 | 0.0088765 | 0.0088168 | 0.0087612 | 0 | 0 | 0
F2_Industrial_Wood and Lumber Products_Existing_Space Heating_Natural Gas_Destratification Fans (HVLS)_A_Achievable Economic TRC Potential | F2 | Industrial | Wood and Lumber Products | Existing | Space Heating | Natural Gas | Destratification Fans (HVLS) | A | Integrated Unit Summer Peak Savings (kW) | Achievable Economic TRC Potential | 0 | 0 | 0 | 0 | 0 | 0 | 0 | 0 | 0 | 0 | 0 | 0 | 0 | 0 | 0 | 0 | 0 | 0 | 0 | 0 | 0 | 0 | 0 | 0 | 0 | 0 | 0 | 0 | 0 | 0 | 0
F3_Industrial_Wood and Lumber Products_Existing_Space Heating_Natural Gas_Destratification Fans (HVLS)_A_Achievable Economic TRC Potential | F3 | Industrial | Wood and Lumber Products | Existing | Space Heating | Natural Gas | Destratification Fans (HVLS) | A | Integrated Unit Winter Peak Savings (kW) | Achievable Economic TRC Potential | 0 | 0 | 0 | 0 | 0 | 0 | 0 | 0 | 0 | 0 | 0 | 0 | 0 | 0 | 0 | 0 | 0 | 0 | 0 | 0 | 0 | 0 | 0 | 0 | 0 | 0 | 0 | 0 | 0 | 0 | 0
F4_Industrial_Wood and Lumber Products_Existing_Space Heating_Natural Gas_Destratification Fans (HVLS)_A_Achievable Economic TRC Potential | F4 | Industrial | Wood and Lumber Products | Existing | Space Heating | Natural Gas | Destratification Fans (HVLS) | A | Incremental Energy Savings (MWh or mTherms) | Achievable Economic TRC Potential | 0 | 0 | 0 | 0 | 0 | 0 | 0 | 0 | 0 | 0 | 0 | 0 | 0 | 0 | 0 | 0 | 0 | 0 | 0 | 0 | 0 | 0 | 0 | 0 | 0 | 0 | 0 | 0 | 0 | 0 | 0
F5_Industrial_Wood and Lumber Products_Existing_Space Heating_Natural Gas_Destratification Fans (HVLS)_A_Achievable Economic TRC Potential | F5 | Industrial | Wood and Lumber Products | Existing | Space Heating | Natural Gas | Destratification Fans (HVLS) | A | Incremental Summer Peak Savings (MW) | Achievable Economic TRC Potential | 0 | 0 | 0 | 0 | 0 | 0 | 0 | 0 | 0 | 0 | 0 | 0 | 0 | 0 | 0 | 0 | 0 | 0 | 0 | 0 | 0 | 0 | 0 | 0 | 0 | 0 | 0 | 0 | 0 | 0 | 0
F6_Industrial_Wood and Lumber Products_Existing_Space Heating_Natural Gas_Destratification Fans (HVLS)_A_Achievable Economic TRC Potential | F6 | Industrial | Wood and Lumber Products | Existing | Space Heating | Natural Gas | Destratification Fans (HVLS) | A | Incremental Winter Peak Savings (MW) | Achievable Economic TRC Potential | 0 | 0 | 0 | 0 | 0 | 0 | 0 | 0 | 0 | 0 | 0 | 0 | 0 | 0 | 0 | 0 | 0 | 0 | 0 | 0 | 0 | 0 | 0 | 0 | 0 | 0 | 0 | 0 | 0 | 0 | 0
F7_Industrial_Wood and Lumber Products_Existing_Space Heating_Natural Gas_Destratification Fans (HVLS)_A_Achievable Economic TRC Potential | F7 | Industrial | Wood and Lumber Products | Existing | Space Heating | Natural Gas | Destratification Fans (HVLS) | A | Cumulative Energy Savings (MWh or mTherms) | Achievable Economic TRC Potential | 0 | 0 | 0 | 0 | 0 | 0 | 0 | 0 | 0 | 0 | 0 | 0 | 0 | 0 | 0 | 0 | 0 | 0 | 0 | 0 | 0 | 0 | 0 | 0 | 0 | 0 | 0 | 0 | 0 | 0 | 0
F8_Industrial_Wood and Lumber Products_Existing_Space Heating_Natural Gas_Destratification Fans (HVLS)_A_Achievable Economic TRC Potential | F8 | Industrial | Wood and Lumber Products | Existing | Space Heating | Natural Gas | Destratification Fans (HVLS) | A | Cumulative Summer Peak Savings (MW) | Achievable Economic TRC Potential | 0 | 0 | 0 | 0 | 0 | 0 | 0 | 0 | 0 | 0 | 0 | 0 | 0 | 0 | 0 | 0 | 0 | 0 | 0 | 0 | 0 | 0 | 0 | 0 | 0 | 0 | 0 | 0 | 0 | 0 | 0
F9_Industrial_Wood and Lumber Products_Existing_Space Heating_Natural Gas_Destratification Fans (HVLS)_A_Achievable Economic TRC Potential | F9 | Industrial | Wood and Lumber Products | Existing | Space Heating | Natural Gas | Destratification Fans (HVLS) | A | Cumulative Winter Peak Savings (MW) | Achievable Economic TRC Potential | 0 | 0 | 0 | 0 | 0 | 0 | 0 | 0 | 0 | 0 | 0 | 0 | 0 | 0 | 0 | 0 | 0 | 0 | 0 | 0 | 0 | 0 | 0 | 0 | 0 | 0 | 0 | 0 | 0 | 0 | 0
F10_Industrial_Wood and Lumber Products_Existing_Space Heating_Natural Gas_Destratification Fans (HVLS)_A_Achievable Economic TRC Potential | F10 | Industrial | Wood and Lumber Products | Existing | Space Heating | Natural Gas | Destratification Fans (HVLS) | A | Purchases (Incremental) | Achievable Economic TRC Potential | 0 | 0 | 0 | 0 | 0 | 0 | 0 | 0 | 0 | 0 | 0 | 0 | 0 | 0 | 0 | 0 | 0 | 0 | 0 | 0 | 0 | 0 | 0 | 0 | 0 | 0 | 0 | 0 | 0 | 0 | 0
F11_Industrial_Wood and Lumber Products_Existing_Space Heating_Natural Gas_Destratification Fans (HVLS)_A_Achievable Economic TRC Potential | F11 | Industrial | Wood and Lumber Products | Existing | Space Heating | Natural Gas | Destratification Fans (HVLS) | A | Purchases (Cumulative) | Achievable Economic TRC Potential | 0 | 0 | 0 | 0 | 0 | 0 | 0 | 0 | 0 | 0 | 0 | 0 | 0 | 0 | 0 | 0 | 0 | 0 | 0 | 0 | 0 | 0 | 0 | 0 | 0 | 0 | 0 | 0 | 0 | 0 | 0
F1_Industrial_Wood and Lumber Products_Existing_Space Heating_Natural Gas_Gas Boiler - Insulate Steam Lines/Condensate Tank_A_Achievable Economic TRC Potential | F1 | Industrial | Wood and Lumber Products | Existing | Space Heating | Natural Gas | Gas Boiler - Insulate Steam Lines/Condensate Tank | A | Integrated Unit Energy Savings (kWh or therms) | Achievable Economic TRC Potential | 0 | 0 | 0 | 0 | 0 | 9.5698 | 9.4884 | 9.4037 | 9.3138 | 9.2175 | 9.1141 | 9.0041 | 8.8862 | 8.7569 | 8.6192 | 8.4774 | 8.3362 | 8.1961 | 8.0598 | 7.9372 | 7.8226 | 7.7142 | 7.6204 | 7.5364 | 7.4576 | 7.3992 | 7.349 | 7.3028 | 8.2785 | 8.2445 | 8.2134
F2_Industrial_Wood and Lumber Products_Existing_Space Heating_Natural Gas_Gas Boiler - Insulate Steam Lines/Condensate Tank_A_Achievable Economic TRC Potential | F2 | Industrial | Wood and Lumber Products | Existing | Space Heating | Natural Gas | Gas Boiler - Insulate Steam Lines/Condensate Tank | A | Integrated Unit Summer Peak Savings (kW) | Achievable Economic TRC Potential | 0 | 0 | 0 | 0 | 0 | 0 | 0 | 0 | 0 | 0 | 0 | 0 | 0 | 0 | 0 | 0 | 0 | 0 | 0 | 0 | 0 | 0 | 0 | 0 | 0 | 0 | 0 | 0 | 0 | 0 | 0
F3_Industrial_Wood and Lumber Products_Existing_Space Heating_Natural Gas_Gas Boiler - Insulate Steam Lines/Condensate Tank_A_Achievable Economic TRC Potential | F3 | Industrial | Wood and Lumber Products | Existing | Space Heating | Natural Gas | Gas Boiler - Insulate Steam Lines/Condensate Tank | A | Integrated Unit Winter Peak Savings (kW) | Achievable Economic TRC Potential | 0 | 0 | 0 | 0 | 0 | 0 | 0 | 0 | 0 | 0 | 0 | 0 | 0 | 0 | 0 | 0 | 0 | 0 | 0 | 0 | 0 | 0 | 0 | 0 | 0 | 0 | 0 | 0 | 0 | 0 | 0
F4_Industrial_Wood and Lumber Products_Existing_Space Heating_Natural Gas_Gas Boiler - Insulate Steam Lines/Condensate Tank_A_Achievable Economic TRC Potential | F4 | Industrial | Wood and Lumber Products | Existing | Space Heating | Natural Gas | Gas Boiler - Insulate Steam Lines/Condensate Tank | A | Incremental Energy Savings (MWh or mTherms) | Achievable Economic TRC Potential | 0 | 0 | 0 | 0 | 0 | 0.0038854 | 0.0038502 | 0.0037933 | 0.0037591 | 0.0037233 | 0.0036348 | 0.0035811 | 0.003527 | 0.0034205 | 0.0033796 | 0.0032923 | 0.0032379 | 0.0031675 | 0.003087 | 0.0030436 | 0.0029873 | 0.0029344 | 0.0028882 | 0.0028467 | 0.002808 | 0 | 0 | 0 | 0 | 0 | 0
F5_Industrial_Wood and Lumber Products_Existing_Space Heating_Natural Gas_Gas Boiler - Insulate Steam Lines/Condensate Tank_A_Achievable Economic TRC Potential | F5 | Industrial | Wood and Lumber Products | Existing | Space Heating | Natural Gas | Gas Boiler - Insulate Steam Lines/Condensate Tank | A | Incremental Summer Peak Savings (MW) | Achievable Economic TRC Potential | 0 | 0 | 0 | 0 | 0 | 0 | 0 | 0 | 0 | 0 | 0 | 0 | 0 | 0 | 0 | 0 | 0 | 0 | 0 | 0 | 0 | 0 | 0 | 0 | 0 | 0 | 0 | 0 | 0 | 0 | 0
F6_Industrial_Wood and Lumber Products_Existing_Space Heating_Natural Gas_Gas Boiler - Insulate Steam Lines/Condensate Tank_A_Achievable Economic TRC Potential | F6 | Industrial | Wood and Lumber Products | Existing | Space Heating | Natural Gas | Gas Boiler - Insulate Steam Lines/Condensate Tank | A | Incremental Winter Peak Savings (MW) | Achievable Economic TRC Potential | 0 | 0 | 0 | 0 | 0 | 0 | 0 | 0 | 0 | 0 | 0 | 0 | 0 | 0 | 0 | 0 | 0 | 0 | 0 | 0 | 0 | 0 | 0 | 0 | 0 | 0 | 0 | 0 | 0 | 0 | 0
F7_Industrial_Wood and Lumber Products_Existing_Space Heating_Natural Gas_Gas Boiler - Insulate Steam Lines/Condensate Tank_A_Achievable Economic TRC Potential | F7 | Industrial | Wood and Lumber Products | Existing | Space Heating | Natural Gas | Gas Boiler - Insulate Steam Lines/Condensate Tank | A | Cumulative Energy Savings (MWh or mTherms) | Achievable Economic TRC Potential | 0 | 0 | 0 | 0 | 0 | 0.0038854 | 0.0077025 | 0.011427 | 0.015077 | 0.018644 | 0.02207 | 0.025385 | 0.028579 | 0.031584 | 0.034467 | 0.037192 | 0.039811 | 0.042309 | 0.044692 | 0.047056 | 0.049364 | 0.051614 | 0.053875 | 0.056128 | 0.058349 | 0.057892 | 0.057499 | 0.057138 | 0 | 0 | 0
F8_Industrial_Wood and Lumber Products_Existing_Space Heating_Natural Gas_Gas Boiler - Insulate Steam Lines/Condensate Tank_A_Achievable Economic TRC Potential | F8 | Industrial | Wood and Lumber Products | Existing | Space Heating | Natural Gas | Gas Boiler - Insulate Steam Lines/Condensate Tank | A | Cumulative Summer Peak Savings (MW) | Achievable Economic TRC Potential | 0 | 0 | 0 | 0 | 0 | 0 | 0 | 0 | 0 | 0 | 0 | 0 | 0 | 0 | 0 | 0 | 0 | 0 | 0 | 0 | 0 | 0 | 0 | 0 | 0 | 0 | 0 | 0 | 0 | 0 | 0
F9_Industrial_Wood and Lumber Products_Existing_Space Heating_Natural Gas_Gas Boiler - Insulate Steam Lines/Condensate Tank_A_Achievable Economic TRC Potential | F9 | Industrial | Wood and Lumber Products | Existing | Space Heating | Natural Gas | Gas Boiler - Insulate Steam Lines/Condensate Tank | A | Cumulative Winter Peak Savings (MW) | Achievable Economic TRC Potential | 0 | 0 | 0 | 0 | 0 | 0 | 0 | 0 | 0 | 0 | 0 | 0 | 0 | 0 | 0 | 0 | 0 | 0 | 0 | 0 | 0 | 0 | 0 | 0 | 0 | 0 | 0 | 0 | 0 | 0 | 0
F10_Industrial_Wood and Lumber Products_Existing_Space Heating_Natural Gas_Gas Boiler - Insulate Steam Lines/Condensate Tank_A_Achievable Economic TRC Potential | F10 | Industrial | Wood and Lumber Products | Existing | Space Heating | Natural Gas | Gas Boiler - Insulate Steam Lines/Condensate Tank | A | Purchases (Incremental) | Achievable Economic TRC Potential | 0 | 0 | 0 | 0 | 0 | 0.406 | 0.40578 | 0.40339 | 0.4036 | 0.40394 | 0.39881 | 0.39772 | 0.39691 | 0.39061 | 0.3921 | 0.38836 | 0.38841 | 0.38646 | 0.38301 | 0.38346 | 0.38188 | 0.38039 | 0.37901 | 0.37772 | 0.37653 | 0 | 0 | 0 | 0 | 0 | 0
F11_Industrial_Wood and Lumber Products_Existing_Space Heating_Natural Gas_Gas Boiler - Insulate Steam Lines/Condensate Tank_A_Achievable Economic TRC Potential | F11 | Industrial | Wood and Lumber Products | Existing | Space Heating | Natural Gas | Gas Boiler - Insulate Steam Lines/Condensate Tank | A | Purchases (Cumulative) | Achievable Economic TRC Potential | 0 | 0 | 0 | 0 | 0 | 0.406 | 0.81178 | 1.2152 | 1.6188 | 2.0227 | 2.4215 | 2.8192 | 3.2162 | 3.6068 | 3.9989 | 4.3872 | 4.7756 | 5.1621 | 5.5451 | 5.9286 | 6.3104 | 6.6908 | 7.0698 | 7.4476 | 7.8241 | 7.8241 | 7.8241 | 7.8241 | 7.8241 | 7.8241 | 7.8241
F1_Industrial_Wood and Lumber Products_Existing_Process_Natural Gas_Gas Boiler - Insulate Steam Lines/Condensate Tank_A_Achievable Economic TRC Potential | F1 | Industrial | Wood and Lumber Products | Existing | Process | Natural Gas | Gas Boiler - Insulate Steam Lines/Condensate Tank | A | Integrated Unit Energy Savings (kWh or therms) | Achievable Economic TRC Potential | 0 | 0 | 0 | 0 | 0 | 68.3352 | 68.1577 | 67.9784 | 67.8008 | 67.6222 | 67.4368 | 67.2718 | 67.1178 | 66.9542 | 66.8289 | 66.6914 | 66.5795 | 66.4652 | 66.3481 | 66.2554 | 66.1535 | 66.0589 | 65.9646 | 65.8705 | 65.7766 | 65.7677 | 65.759 | 65.7508 | 68.5138 | 68.5138 | 68.5138
F2_Industrial_Wood and Lumber Products_Existing_Process_Natural Gas_Gas Boiler - Insulate Steam Lines/Condensate Tank_A_Achievable Economic TRC Potential | F2 | Industrial | Wood and Lumber Products | Existing | Process | Natural Gas | Gas Boiler - Insulate Steam Lines/Condensate Tank | A | Integrated Unit Summer Peak Savings (kW) | Achievable Economic TRC Potential | 0 | 0 | 0 | 0 | 0 | 0 | 0 | 0 | 0 | 0 | 0 | 0 | 0 | 0 | 0 | 0 | 0 | 0 | 0 | 0 | 0 | 0 | 0 | 0 | 0 | 0 | 0 | 0 | 0 | 0 | 0
F3_Industrial_Wood and Lumber Products_Existing_Process_Natural Gas_Gas Boiler - Insulate Steam Lines/Condensate Tank_A_Achievable Economic TRC Potential | F3 | Industrial | Wood and Lumber Products | Existing | Process | Natural Gas | Gas Boiler - Insulate Steam Lines/Condensate Tank | A | Integrated Unit Winter Peak Savings (kW) | Achievable Economic TRC Potential | 0 | 0 | 0 | 0 | 0 | 0 | 0 | 0 | 0 | 0 | 0 | 0 | 0 | 0 | 0 | 0 | 0 | 0 | 0 | 0 | 0 | 0 | 0 | 0 | 0 | 0 | 0 | 0 | 0 | 0 | 0
F4_Industrial_Wood and Lumber Products_Existing_Process_Natural Gas_Gas Boiler - Insulate Steam Lines/Condensate Tank_A_Achievable Economic TRC Potential | F4 | Industrial | Wood and Lumber Products | Existing | Process | Natural Gas | Gas Boiler - Insulate Steam Lines/Condensate Tank | A | Incremental Energy Savings (MWh or mTherms) | Achievable Economic TRC Potential | 0 | 0 | 0 | 0 | 0 | 0.095497 | 0.095197 | 0.094387 | 0.094191 | 0.09402 | 0.092572 | 0.092093 | 0.091696 | 0.09002 | 0.090194 | 0.08915 | 0.089012 | 0.088412 | 0.087469 | 0.087451 | 0.086955 | 0.086493 | 0.086055 | 0.08564 | 0.085248 | 0 | 0 | 0 | 0 | 0 | 0
F5_Industrial_Wood and Lumber Products_Existing_Process_Natural Gas_Gas Boiler - Insulate Steam Lines/Condensate Tank_A_Achievable Economic TRC Potential | F5 | Industrial | Wood and Lumber Products | Existing | Process | Natural Gas | Gas Boiler - Insulate Steam Lines/Condensate Tank | A | Incremental Summer Peak Savings (MW) | Achievable Economic TRC Potential | 0 | 0 | 0 | 0 | 0 | 0 | 0 | 0 | 0 | 0 | 0 | 0 | 0 | 0 | 0 | 0 | 0 | 0 | 0 | 0 | 0 | 0 | 0 | 0 | 0 | 0 | 0 | 0 | 0 | 0 | 0
F6_Industrial_Wood and Lumber Products_Existing_Process_Natural Gas_Gas Boiler - Insulate Steam Lines/Condensate Tank_A_Achievable Economic TRC Potential | F6 | Industrial | Wood and Lumber Products | Existing | Process | Natural Gas | Gas Boiler - Insulate Steam Lines/Condensate Tank | A | Incremental Winter Peak Savings (MW) | Achievable Economic TRC Potential | 0 | 0 | 0 | 0 | 0 | 0 | 0 | 0 | 0 | 0 | 0 | 0 | 0 | 0 | 0 | 0 | 0 | 0 | 0 | 0 | 0 | 0 | 0 | 0 | 0 | 0 | 0 | 0 | 0 | 0 | 0
F7_Industrial_Wood and Lumber Products_Existing_Process_Natural Gas_Gas Boiler - Insulate Steam Lines/Condensate Tank_A_Achievable Economic TRC Potential | F7 | Industrial | Wood and Lumber Products | Existing | Process | Natural Gas | Gas Boiler - Insulate Steam Lines/Condensate Tank | A | Cumulative Energy Savings (MWh or mTherms) | Achievable Economic TRC Potential | 0 | 0 | 0 | 0 | 0 | 0.095497 | 0.19045 | 0.28433 | 0.37778 | 0.47081 | 0.56209 | 0.6528 | 0.74301 | 0.83121 | 0.91985 | 1.0071 | 1.0944 | 1.181 | 1.2664 | 1.352 | 1.4369 | 1.5213 | 1.6052 | 1.6886 | 1.7714 | 1.7712 | 1.771 | 1.7707 | 0 | 0 | 0
F8_Industrial_Wood and Lumber Products_Existing_Process_Natural Gas_Gas Boiler - Insulate Steam Lines/Condensate Tank_A_Achievable Economic TRC Potential | F8 | Industrial | Wood and Lumber Products | Existing | Process | Natural Gas | Gas Boiler - Insulate Steam Lines/Condensate Tank | A | Cumulative Summer Peak Savings (MW) | Achievable Economic TRC Potential | 0 | 0 | 0 | 0 | 0 | 0 | 0 | 0 | 0 | 0 | 0 | 0 | 0 | 0 | 0 | 0 | 0 | 0 | 0 | 0 | 0 | 0 | 0 | 0 | 0 | 0 | 0 | 0 | 0 | 0 | 0
F9_Industrial_Wood and Lumber Products_Existing_Process_Natural Gas_Gas Boiler - Insulate Steam Lines/Condensate Tank_A_Achievable Economic TRC Potential | F9 | Industrial | Wood and Lumber Products | Existing | Process | Natural Gas | Gas Boiler - Insulate Steam Lines/Condensate Tank | A | Cumulative Winter Peak Savings (MW) | Achievable Economic TRC Potential | 0 | 0 | 0 | 0 | 0 | 0 | 0 | 0 | 0 | 0 | 0 | 0 | 0 | 0 | 0 | 0 | 0 | 0 | 0 | 0 | 0 | 0 | 0 | 0 | 0 | 0 | 0 | 0 | 0 | 0 | 0
F10_Industrial_Wood and Lumber Products_Existing_Process_Natural Gas_Gas Boiler - Insulate Steam Lines/Condensate Tank_A_Achievable Economic TRC Potential | F10 | Industrial | Wood and Lumber Products | Existing | Process | Natural Gas | Gas Boiler - Insulate Steam Lines/Condensate Tank | A | Purchases (Incremental) | Achievable Economic TRC Potential | 0 | 0 | 0 | 0 | 0 | 1.3975 | 1.3967 | 1.3885 | 1.3892 | 1.3904 | 1.3727 | 1.369 | 1.3662 | 1.3445 | 1.3496 | 1.3368 | 1.3369 | 1.3302 | 1.3183 | 1.3199 | 1.3144 | 1.3093 | 1.3046 | 1.3001 | 1.296 | 0 | 0 | 0 | 0 | 0 | 0
F11_Industrial_Wood and Lumber Products_Existing_Process_Natural Gas_Gas Boiler - Insulate Steam Lines/Condensate Tank_A_Achievable Economic TRC Potential | F11 | Industrial | Wood and Lumber Products | Existing | Process | Natural Gas | Gas Boiler - Insulate Steam Lines/Condensate Tank | A | Purchases (Cumulative) | Achievable Economic TRC Potential | 0 | 0 | 0 | 0 | 0 | 1.3975 | 2.7942 | 4.1827 | 5.5719 | 6.9623 | 8.335 | 9.704 | 11.0702 | 12.4147 | 13.7643 | 15.1011 | 16.438 | 17.7682 | 19.0865 | 20.4064 | 21.7209 | 23.0302 | 24.3348 | 25.6349 | 26.9309 | 26.9309 | 26.9309 | 26.9309 | 26.9309 | 26.9309 | 26.9309
F1_Industrial_Wood and Lumber Products_Existing_Space Heating_Natural Gas_Gas Boiler - Insulate Hot Water Lines_A_Achievable Economic TRC Potential | F1 | Industrial | Wood and Lumber Products | Existing | Space Heating | Natural Gas | Gas Boiler - Insulate Hot Water Lines | A | Integrated Unit Energy Savings (kWh or therms) | Achievable Economic TRC Potential | 0 | 0 | 0 | 0 | 0 | 10.8197 | 10.7319 | 10.6426 | 10.5505 | 10.4553 | 10.3579 | 10.2586 | 10.157 | 10.0509 | 9.9385 | 9.8284 | 9.719 | 9.6114 | 9.5055 | 9.405 | 9.3078 | 9.2089 | 9.1185 | 9.0327 | 8.9485 | 8.8799 | 8.8211 | 8.7669 | 9.3573 | 9.3188 | 9.2838
F2_Industrial_Wood and Lumber Products_Existing_Space Heating_Natural Gas_Gas Boiler - Insulate Hot Water Lines_A_Achievable Economic TRC Potential | F2 | Industrial | Wood and Lumber Products | Existing | Space Heating | Natural Gas | Gas Boiler - Insulate Hot Water Lines | A | Integrated Unit Summer Peak Savings (kW) | Achievable Economic TRC Potential | 0 | 0 | 0 | 0 | 0 | 0 | 0 | 0 | 0 | 0 | 0 | 0 | 0 | 0 | 0 | 0 | 0 | 0 | 0 | 0 | 0 | 0 | 0 | 0 | 0 | 0 | 0 | 0 | 0 | 0 | 0
F3_Industrial_Wood and Lumber Products_Existing_Space Heating_Natural Gas_Gas Boiler - Insulate Hot Water Lines_A_Achievable Economic TRC Potential | F3 | Industrial | Wood and Lumber Products | Existing | Space Heating | Natural Gas | Gas Boiler - Insulate Hot Water Lines | A | Integrated Unit Winter Peak Savings (kW) | Achievable Economic TRC Potential | 0 | 0 | 0 | 0 | 0 | 0 | 0 | 0 | 0 | 0 | 0 | 0 | 0 | 0 | 0 | 0 | 0 | 0 | 0 | 0 | 0 | 0 | 0 | 0 | 0 | 0 | 0 | 0 | 0 | 0 | 0
F4_Industrial_Wood and Lumber Products_Existing_Space Heating_Natural Gas_Gas Boiler - Insulate Hot Water Lines_A_Achievable Economic TRC Potential | F4 | Industrial | Wood and Lumber Products | Existing | Space Heating | Natural Gas | Gas Boiler - Insulate Hot Water Lines | A | Incremental Energy Savings (MWh or mTherms) | Achievable Economic TRC Potential | 0 | 0 | 0 | 0 | 0 | 0.0087856 | 0.0087095 | 0.0085862 | 0.0085165 | 0.0084466 | 0.0082616 | 0.0081601 | 0.0080629 | 0.0078519 | 0.0077938 | 0.0076339 | 0.0075499 | 0.0074288 | 0.0072814 | 0.0072129 | 0.0071089 | 0.007006 | 0.006912 | 0.0068236 | 0.0067387 | 0 | 0 | 0 | 0 | 0 | 0
F5_Industrial_Wood and Lumber Products_Existing_Space Heating_Natural Gas_Gas Boiler - Insulate Hot Water Lines_A_Achievable Economic TRC Potential | F5 | Industrial | Wood and Lumber Products | Existing | Space Heating | Natural Gas | Gas Boiler - Insulate Hot Water Lines | A | Incremental Summer Peak Savings (MW) | Achievable Economic TRC Potential | 0 | 0 | 0 | 0 | 0 | 0 | 0 | 0 | 0 | 0 | 0 | 0 | 0 | 0 | 0 | 0 | 0 | 0 | 0 | 0 | 0 | 0 | 0 | 0 | 0 | 0 | 0 | 0 | 0 | 0 | 0
F6_Industrial_Wood and Lumber Products_Existing_Space Heating_Natural Gas_Gas Boiler - Insulate Hot Water Lines_A_Achievable Economic TRC Potential | F6 | Industrial | Wood and Lumber Products | Existing | Space Heating | Natural Gas | Gas Boiler - Insulate Hot Water Lines | A | Incremental Winter Peak Savings (MW) | Achievable Economic TRC Potential | 0 | 0 | 0 | 0 | 0 | 0 | 0 | 0 | 0 | 0 | 0 | 0 | 0 | 0 | 0 | 0 | 0 | 0 | 0 | 0 | 0 | 0 | 0 | 0 | 0 | 0 | 0 | 0 | 0 | 0 | 0
F7_Industrial_Wood and Lumber Products_Existing_Space Heating_Natural Gas_Gas Boiler - Insulate Hot Water Lines_A_Achievable Economic TRC Potential | F7 | Industrial | Wood and Lumber Products | Existing | Space Heating | Natural Gas | Gas Boiler - Insulate Hot Water Lines | A | Cumulative Energy Savings (MWh or mTherms) | Achievable Economic TRC Potential | 0 | 0 | 0 | 0 | 0 | 0.0087856 | 0.017424 | 0.025865 | 0.034158 | 0.042296 | 0.050164 | 0.057843 | 0.065333 | 0.072502 | 0.079485 | 0.086239 | 0.092829 | 0.09923 | 0.10542 | 0.11152 | 0.11747 | 0.12323 | 0.12893 | 0.13454 | 0.14003 | 0.13895 | 0.13803 | 0.13719 | 0 | 0 | 0
F8_Industrial_Wood and Lumber Products_Existing_Space Heating_Natural Gas_Gas Boiler - Insulate Hot Water Lines_A_Achievable Economic TRC Potential | F8 | Industrial | Wood and Lumber Products | Existing | Space Heating | Natural Gas | Gas Boiler - Insulate Hot Water Lines | A | Cumulative Summer Peak Savings (MW) | Achievable Economic TRC Potential | 0 | 0 | 0 | 0 | 0 | 0 | 0 | 0 | 0 | 0 | 0 | 0 | 0 | 0 | 0 | 0 | 0 | 0 | 0 | 0 | 0 | 0 | 0 | 0 | 0 | 0 | 0 | 0 | 0 | 0 | 0
F9_Industrial_Wood and Lumber Products_Existing_Space Heating_Natural Gas_Gas Boiler - Insulate Hot Water Lines_A_Achievable Economic TRC Potential | F9 | Industrial | Wood and Lumber Products | Existing | Space Heating | Natural Gas | Gas Boiler - Insulate Hot Water Lines | A | Cumulative Winter Peak Savings (MW) | Achievable Economic TRC Potential | 0 | 0 | 0 | 0 | 0 | 0 | 0 | 0 | 0 | 0 | 0 | 0 | 0 | 0 | 0 | 0 | 0 | 0 | 0 | 0 | 0 | 0 | 0 | 0 | 0 | 0 | 0 | 0 | 0 | 0 | 0
F10_Industrial_Wood and Lumber Products_Existing_Space Heating_Natural Gas_Gas Boiler - Insulate Hot Water Lines_A_Achievable Economic TRC Potential | F10 | Industrial | Wood and Lumber Products | Existing | Space Heating | Natural Gas | Gas Boiler - Insulate Hot Water Lines | A | Purchases (Incremental) | Achievable Economic TRC Potential | 0 | 0 | 0 | 0 | 0 | 0.81201 | 0.81156 | 0.80677 | 0.80721 | 0.80788 | 0.79762 | 0.79544 | 0.79382 | 0.78122 | 0.7842 | 0.77672 | 0.77682 | 0.77291 | 0.76602 | 0.76693 | 0.76375 | 0.76078 | 0.75801 | 0.75544 | 0.75305 | 0 | 0 | 0 | 0 | 0 | 0
F11_Industrial_Wood and Lumber Products_Existing_Space Heating_Natural Gas_Gas Boiler - Insulate Hot Water Lines_A_Achievable Economic TRC Potential | F11 | Industrial | Wood and Lumber Products | Existing | Space Heating | Natural Gas | Gas Boiler - Insulate Hot Water Lines | A | Purchases (Cumulative) | Achievable Economic TRC Potential | 0 | 0 | 0 | 0 | 0 | 0.81201 | 1.6236 | 2.4303 | 3.2375 | 4.0454 | 4.843 | 5.6385 | 6.4323 | 7.2135 | 7.9977 | 8.7744 | 9.5513 | 10.3242 | 11.0902 | 11.8571 | 12.6209 | 13.3817 | 14.1397 | 14.8951 | 15.6482 | 15.6482 | 15.6482 | 15.6482 | 15.6482 | 15.6482 | 15.6482
F1_Industrial_Wood and Lumber Products_Existing_Process_Natural Gas_Gas Boiler - Insulate Hot Water Lines_A_Achievable Economic TRC Potential | F1 | Industrial | Wood and Lumber Products | Existing | Process | Natural Gas | Gas Boiler - Insulate Hot Water Lines | A | Integrated Unit Energy Savings (kWh or therms) | Achievable Economic TRC Potential | 0 | 0 | 0 | 0 | 0 | 77.2708 | 77.1007 | 76.9286 | 76.758 | 76.5861 | 76.4083 | 76.2521 | 76.1082 | 75.9567 | 75.8436 | 75.7205 | 75.6235 | 75.5256 | 75.4261 | 75.3504 | 75.2666 | 75.1911 | 75.1162 | 75.0416 | 74.9674 | 74.9602 | 74.9537 | 74.9477 | 77.4421 | 77.4421 | 77.4421
F2_Industrial_Wood and Lumber Products_Existing_Process_Natural Gas_Gas Boiler - Insulate Hot Water Lines_A_Achievable Economic TRC Potential | F2 | Industrial | Wood and Lumber Products | Existing | Process | Natural Gas | Gas Boiler - Insulate Hot Water Lines | A | Integrated Unit Summer Peak Savings (kW) | Achievable Economic TRC Potential | 0 | 0 | 0 | 0 | 0 | 0 | 0 | 0 | 0 | 0 | 0 | 0 | 0 | 0 | 0 | 0 | 0 | 0 | 0 | 0 | 0 | 0 | 0 | 0 | 0 | 0 | 0 | 0 | 0 | 0 | 0
F3_Industrial_Wood and Lumber Products_Existing_Process_Natural Gas_Gas Boiler - Insulate Hot Water Lines_A_Achievable Economic TRC Potential | F3 | Industrial | Wood and Lumber Products | Existing | Process | Natural Gas | Gas Boiler - Insulate Hot Water Lines | A | Integrated Unit Winter Peak Savings (kW) | Achievable Economic TRC Potential | 0 | 0 | 0 | 0 | 0 | 0 | 0 | 0 | 0 | 0 | 0 | 0 | 0 | 0 | 0 | 0 | 0 | 0 | 0 | 0 | 0 | 0 | 0 | 0 | 0 | 0 | 0 | 0 | 0 | 0 | 0
F4_Industrial_Wood and Lumber Products_Existing_Process_Natural Gas_Gas Boiler - Insulate Hot Water Lines_A_Achievable Economic TRC Potential | F4 | Industrial | Wood and Lumber Products | Existing | Process | Natural Gas | Gas Boiler - Insulate Hot Water Lines | A | Incremental Energy Savings (MWh or mTherms) | Achievable Economic TRC Potential | 0 | 0 | 0 | 0 | 0 | 0.21597 | 0.21538 | 0.21363 | 0.21327 | 0.21297 | 0.20977 | 0.20877 | 0.20796 | 0.20425 | 0.20472 | 0.20244 | 0.20221 | 0.20093 | 0.19887 | 0.19891 | 0.19787 | 0.1969 | 0.19599 | 0.19513 | 0.19432 | 0 | 0 | 0 | 0 | 0 | 0
F5_Industrial_Wood and Lumber Products_Existing_Process_Natural Gas_Gas Boiler - Insulate Hot Water Lines_A_Achievable Economic TRC Potential | F5 | Industrial | Wood and Lumber Products | Existing | Process | Natural Gas | Gas Boiler - Insulate Hot Water Lines | A | Incremental Summer Peak Savings (MW) | Achievable Economic TRC Potential | 0 | 0 | 0 | 0 | 0 | 0 | 0 | 0 | 0 | 0 | 0 | 0 | 0 | 0 | 0 | 0 | 0 | 0 | 0 | 0 | 0 | 0 | 0 | 0 | 0 | 0 | 0 | 0 | 0 | 0 | 0
F6_Industrial_Wood and Lumber Products_Existing_Process_Natural Gas_Gas Boiler - Insulate Hot Water Lines_A_Achievable Economic TRC Potential | F6 | Industrial | Wood and Lumber Products | Existing | Process | Natural Gas | Gas Boiler - Insulate Hot Water Lines | A | Incremental Winter Peak Savings (MW) | Achievable Economic TRC Potential | 0 | 0 | 0 | 0 | 0 | 0 | 0 | 0 | 0 | 0 | 0 | 0 | 0 | 0 | 0 | 0 | 0 | 0 | 0 | 0 | 0 | 0 | 0 | 0 | 0 | 0 | 0 | 0 | 0 | 0 | 0
F7_Industrial_Wood and Lumber Products_Existing_Process_Natural Gas_Gas Boiler - Insulate Hot Water Lines_A_Achievable Economic TRC Potential | F7 | Industrial | Wood and Lumber Products | Existing | Process | Natural Gas | Gas Boiler - Insulate Hot Water Lines | A | Cumulative Energy Savings (MWh or mTherms) | Achievable Economic TRC Potential | 0 | 0 | 0 | 0 | 0 | 0.21597 | 0.43087 | 0.64354 | 0.85538 | 1.0664 | 1.2737 | 1.4799 | 1.6851 | 1.886 | 2.0879 | 2.2869 | 2.4862 | 2.6839 | 2.8792 | 3.0753 | 3.2697 | 3.4633 | 3.6559 | 3.8474 | 4.0379 | 4.0375 | 4.0371 | 4.0368 | 0 | 0 | 0
F8_Industrial_Wood and Lumber Products_Existing_Process_Natural Gas_Gas Boiler - Insulate Hot Water Lines_A_Achievable Economic TRC Potential | F8 | Industrial | Wood and Lumber Products | Existing | Process | Natural Gas | Gas Boiler - Insulate Hot Water Lines | A | Cumulative Summer Peak Savings (MW) | Achievable Economic TRC Potential | 0 | 0 | 0 | 0 | 0 | 0 | 0 | 0 | 0 | 0 | 0 | 0 | 0 | 0 | 0 | 0 | 0 | 0 | 0 | 0 | 0 | 0 | 0 | 0 | 0 | 0 | 0 | 0 | 0 | 0 | 0
F9_Industrial_Wood and Lumber Products_Existing_Process_Natural Gas_Gas Boiler - Insulate Hot Water Lines_A_Achievable Economic TRC Potential | F9 | Industrial | Wood and Lumber Products | Existing | Process | Natural Gas | Gas Boiler - Insulate Hot Water Lines | A | Cumulative Winter Peak Savings (MW) | Achievable Economic TRC Potential | 0 | 0 | 0 | 0 | 0 | 0 | 0 | 0 | 0 | 0 | 0 | 0 | 0 | 0 | 0 | 0 | 0 | 0 | 0 | 0 | 0 | 0 | 0 | 0 | 0 | 0 | 0 | 0 | 0 | 0 | 0
F10_Industrial_Wood and Lumber Products_Existing_Process_Natural Gas_Gas Boiler - Insulate Hot Water Lines_A_Achievable Economic TRC Potential | F10 | Industrial | Wood and Lumber Products | Existing | Process | Natural Gas | Gas Boiler - Insulate Hot Water Lines | A | Purchases (Incremental) | Achievable Economic TRC Potential | 0 | 0 | 0 | 0 | 0 | 2.795 | 2.7934 | 2.777 | 2.7785 | 2.7808 | 2.7454 | 2.7379 | 2.7324 | 2.689 | 2.6993 | 2.6735 | 2.6739 | 2.6604 | 2.6367 | 2.6398 | 2.6289 | 2.6187 | 2.6091 | 2.6003 | 2.5921 | 0 | 0 | 0 | 0 | 0 | 0
F11_Industrial_Wood and Lumber Products_Existing_Process_Natural Gas_Gas Boiler - Insulate Hot Water Lines_A_Achievable Economic TRC Potential | F11 | Industrial | Wood and Lumber Products | Existing | Process | Natural Gas | Gas Boiler - Insulate Hot Water Lines | A | Purchases (Cumulative) | Achievable Economic TRC Potential | 0 | 0 | 0 | 0 | 0 | 2.795 | 5.5884 | 8.3654 | 11.1438 | 13.9246 | 16.67 | 19.408 | 22.1403 | 24.8293 | 27.5286 | 30.2021 | 32.876 | 35.5364 | 38.1731 | 40.8129 | 43.4418 | 46.0604 | 48.6695 | 51.2698 | 53.8618 | 53.8618 | 53.8618 | 53.8618 | 53.8618 | 53.8618 | 53.8618
F1_Industrial_Wood and Lumber Products_Existing_Process_Natural Gas_Process - Insulate Heated Process Fluids_A_Achievable Economic TRC Potential | F1 | Industrial | Wood and Lumber Products | Existing | Process | Natural Gas | Process - Insulate Heated Process Fluids | A | Integrated Unit Energy Savings (kWh or therms) | Achievable Economic TRC Potential | 0 | 0 | 0 | 0 | 0 | 125.7545 | 125.6891 | 125.6267 | 125.5672 | 125.5087 | 125.4514 | 125.4062 | 125.3686 | 125.3304 | 125.3062 | 125.279 | 125.2602 | 125.241 | 125.2214 | 125.2094 | 125.1954 | 125.1861 | 125.177 | 125.1681 | 125.1595 | 125.1575 | 125.1557 | 125.1541 | 125.8253 | 125.8253 | 125.8253
F2_Industrial_Wood and Lumber Products_Existing_Process_Natural Gas_Process - Insulate Heated Process Fluids_A_Achievable Economic TRC Potential | F2 | Industrial | Wood and Lumber Products | Existing | Process | Natural Gas | Process - Insulate Heated Process Fluids | A | Integrated Unit Summer Peak Savings (kW) | Achievable Economic TRC Potential | 0 | 0 | 0 | 0 | 0 | 0 | 0 | 0 | 0 | 0 | 0 | 0 | 0 | 0 | 0 | 0 | 0 | 0 | 0 | 0 | 0 | 0 | 0 | 0 | 0 | 0 | 0 | 0 | 0 | 0 | 0
F3_Industrial_Wood and Lumber Products_Existing_Process_Natural Gas_Process - Insulate Heated Process Fluids_A_Achievable Economic TRC Potential | F3 | Industrial | Wood and Lumber Products | Existing | Process | Natural Gas | Process - Insulate Heated Process Fluids | A | Integrated Unit Winter Peak Savings (kW) | Achievable Economic TRC Potential | 0 | 0 | 0 | 0 | 0 | 0 | 0 | 0 | 0 | 0 | 0 | 0 | 0 | 0 | 0 | 0 | 0 | 0 | 0 | 0 | 0 | 0 | 0 | 0 | 0 | 0 | 0 | 0 | 0 | 0 | 0
F4_Industrial_Wood and Lumber Products_Existing_Process_Natural Gas_Process - Insulate Heated Process Fluids_A_Achievable Economic TRC Potential | F4 | Industrial | Wood and Lumber Products | Existing | Process | Natural Gas | Process - Insulate Heated Process Fluids | A | Incremental Energy Savings (MWh or mTherms) | Achievable Economic TRC Potential | 0 | 0 | 0 | 0 | 0 | 0.38443 | 0.38402 | 0.38156 | 0.38159 | 0.38173 | 0.33904 | 0.27039 | 0.21581 | 0.16985 | 0.13638 | 0.10804 | 0.086427 | 0.068783 | 0.054527 | 0.043669 | 0.034787 | 0.00023633 | 8.4092e-05 | 2.8568e-05 | 9.2857e-06 | 7.8697e-06 | 7.8487e-06 | 7.8295e-06 | 7.8544e-06 | 7.8391e-06 | 7.8258e-06
F5_Industrial_Wood and Lumber Products_Existing_Process_Natural Gas_Process - Insulate Heated Process Fluids_A_Achievable Economic TRC Potential | F5 | Industrial | Wood and Lumber Products | Existing | Process | Natural Gas | Process - Insulate Heated Process Fluids | A | Incremental Summer Peak Savings (MW) | Achievable Economic TRC Potential | 0 | 0 | 0 | 0 | 0 | 0 | 0 | 0 | 0 | 0 | 0 | 0 | 0 | 0 | 0 | 0 | 0 | 0 | 0 | 0 | 0 | 0 | 0 | 0 | 0 | 0 | 0 | 0 | 0 | 0 | 0
F6_Industrial_Wood and Lumber Products_Existing_Process_Natural Gas_Process - Insulate Heated Process Fluids_A_Achievable Economic TRC Potential | F6 | Industrial | Wood and Lumber Products | Existing | Process | Natural Gas | Process - Insulate Heated Process Fluids | A | Incremental Winter Peak Savings (MW) | Achievable Economic TRC Potential | 0 | 0 | 0 | 0 | 0 | 0 | 0 | 0 | 0 | 0 | 0 | 0 | 0 | 0 | 0 | 0 | 0 | 0 | 0 | 0 | 0 | 0 | 0 | 0 | 0 | 0 | 0 | 0 | 0 | 0 | 0
F7_Industrial_Wood and Lumber Products_Existing_Process_Natural Gas_Process - Insulate Heated Process Fluids_A_Achievable Economic TRC Potential | F7 | Industrial | Wood and Lumber Products | Existing | Process | Natural Gas | Process - Insulate Heated Process Fluids | A | Cumulative Energy Savings (MWh or mTherms) | Achievable Economic TRC Potential | 0 | 0 | 0 | 0 | 0 | 0.38443 | 0.76825 | 1.1494 | 1.5305 | 1.9115 | 2.2497 | 2.5192 | 2.7343 | 2.9033 | 3.0391 | 3.1465 | 3.2325 | 3.3007 | 3.3548 | 3.3981 | 3.4325 | 3.4325 | 3.4323 | 3.4321 | 3.4319 | 3.4318 | 3.4318 | 3.4318 | 0 | 0 | 0
F8_Industrial_Wood and Lumber Products_Existing_Process_Natural Gas_Process - Insulate Heated Process Fluids_A_Achievable Economic TRC Potential | F8 | Industrial | Wood and Lumber Products | Existing | Process | Natural Gas | Process - Insulate Heated Process Fluids | A | Cumulative Summer Peak Savings (MW) | Achievable Economic TRC Potential | 0 | 0 | 0 | 0 | 0 | 0 | 0 | 0 | 0 | 0 | 0 | 0 | 0 | 0 | 0 | 0 | 0 | 0 | 0 | 0 | 0 | 0 | 0 | 0 | 0 | 0 | 0 | 0 | 0 | 0 | 0
F9_Industrial_Wood and Lumber Products_Existing_Process_Natural Gas_Process - Insulate Heated Process Fluids_A_Achievable Economic TRC Potential | F9 | Industrial | Wood and Lumber Products | Existing | Process | Natural Gas | Process - Insulate Heated Process Fluids | A | Cumulative Winter Peak Savings (MW) | Achievable Economic TRC Potential | 0 | 0 | 0 | 0 | 0 | 0 | 0 | 0 | 0 | 0 | 0 | 0 | 0 | 0 | 0 | 0 | 0 | 0 | 0 | 0 | 0 | 0 | 0 | 0 | 0 | 0 | 0 | 0 | 0 | 0 | 0
F10_Industrial_Wood and Lumber Products_Existing_Process_Natural Gas_Process - Insulate Heated Process Fluids_A_Achievable Economic TRC Potential | F10 | Industrial | Wood and Lumber Products | Existing | Process | Natural Gas | Process - Insulate Heated Process Fluids | A | Purchases (Incremental) | Achievable Economic TRC Potential | 0 | 0 | 0 | 0 | 0 | 3.057 | 3.0553 | 3.0373 | 3.0389 | 3.0414 | 2.7025 | 2.1561 | 1.7214 | 1.3552 | 1.0883 | 0.86237 | 0.68998 | 0.54921 | 0.43545 | 0.34877 | 0.27786 | 0.0018879 | 0.00067178 | 0.00022824 | 7.4191e-05 | 6.2879e-05 | 6.2711e-05 | 6.2559e-05 | 6.2423e-05 | 6.2302e-05 | 6.2196e-05
F11_Industrial_Wood and Lumber Products_Existing_Process_Natural Gas_Process - Insulate Heated Process Fluids_A_Achievable Economic TRC Potential | F11 | Industrial | Wood and Lumber Products | Existing | Process | Natural Gas | Process - Insulate Heated Process Fluids | A | Purchases (Cumulative) | Achievable Economic TRC Potential | 0 | 0 | 0 | 0 | 0 | 3.057 | 6.1123 | 9.1496 | 12.1885 | 15.2299 | 17.9325 | 20.0886 | 21.81 | 23.1652 | 24.2536 | 25.116 | 25.8059 | 26.3551 | 26.7906 | 27.1394 | 27.4172 | 27.4191 | 27.4198 | 27.42 | 27.4201 | 27.4201 | 27.4202 | 27.4203 | 27.4203 | 27.4204 | 27.4205
F1_Industrial_Wood and Lumber Products_Existing_Process_Natural Gas_Process Heat Recovery_A_Achievable Economic TRC Potential | F1 | Industrial | Wood and Lumber Products | Existing | Process | Natural Gas | Process Heat Recovery | A | Integrated Unit Energy Savings (kWh or therms) | Achievable Economic TRC Potential | 0 | 0 | 0 | 0 | 0 | 0.21019 | 0.20957 | 0.20894 | 0.20832 | 0.20768 | 0.20702 | 0.20642 | 0.20585 | 0.20524 | 0.20477 | 0.20425 | 0.20383 | 0.20341 | 0.20298 | 0.20264 | 0.20227 | 0.20193 | 0.2016 | 0.20127 | 0.20094 | 0.20091 | 0.20088 | 0.20085 | 0 | 0 | 0
F2_Industrial_Wood and Lumber Products_Existing_Process_Natural Gas_Process Heat Recovery_A_Achievable Economic TRC Potential | F2 | Industrial | Wood and Lumber Products | Existing | Process | Natural Gas | Process Heat Recovery | A | Integrated Unit Summer Peak Savings (kW) | Achievable Economic TRC Potential | 0 | 0 | 0 | 0 | 0 | 0 | 0 | 0 | 0 | 0 | 0 | 0 | 0 | 0 | 0 | 0 | 0 | 0 | 0 | 0 | 0 | 0 | 0 | 0 | 0 | 0 | 0 | 0 | 0 | 0 | 0
F3_Industrial_Wood and Lumber Products_Existing_Process_Natural Gas_Process Heat Recovery_A_Achievable Economic TRC Potential | F3 | Industrial | Wood and Lumber Products | Existing | Process | Natural Gas | Process Heat Recovery | A | Integrated Unit Winter Peak Savings (kW) | Achievable Economic TRC Potential | 0 | 0 | 0 | 0 | 0 | 0 | 0 | 0 | 0 | 0 | 0 | 0 | 0 | 0 | 0 | 0 | 0 | 0 | 0 | 0 | 0 | 0 | 0 | 0 | 0 | 0 | 0 | 0 | 0 | 0 | 0
F4_Industrial_Wood and Lumber Products_Existing_Process_Natural Gas_Process Heat Recovery_A_Achievable Economic TRC Potential | F4 | Industrial | Wood and Lumber Products | Existing | Process | Natural Gas | Process Heat Recovery | A | Incremental Energy Savings (MWh or mTherms) | Achievable Economic TRC Potential | 0 | 0 | 0 | 0 | 0 | 0 | 0 | 0 | 0 | 0 | 0 | 0 | 0 | 0 | 0 | 0 | 0 | 0 | 0 | 0 | 0 | 0 | 0 | 0 | 0 | 0 | 0 | 0 | 0 | 0 | 0
F5_Industrial_Wood and Lumber Products_Existing_Process_Natural Gas_Process Heat Recovery_A_Achievable Economic TRC Potential | F5 | Industrial | Wood and Lumber Products | Existing | Process | Natural Gas | Process Heat Recovery | A | Incremental Summer Peak Savings (MW) | Achievable Economic TRC Potential | 0 | 0 | 0 | 0 | 0 | 0 | 0 | 0 | 0 | 0 | 0 | 0 | 0 | 0 | 0 | 0 | 0 | 0 | 0 | 0 | 0 | 0 | 0 | 0 | 0 | 0 | 0 | 0 | 0 | 0 | 0
F6_Industrial_Wood and Lumber Products_Existing_Process_Natural Gas_Process Heat Recovery_A_Achievable Economic TRC Potential | F6 | Industrial | Wood and Lumber Products | Existing | Process | Natural Gas | Process Heat Recovery | A | Incremental Winter Peak Savings (MW) | Achievable Economic TRC Potential | 0 | 0 | 0 | 0 | 0 | 0 | 0 | 0 | 0 | 0 | 0 | 0 | 0 | 0 | 0 | 0 | 0 | 0 | 0 | 0 | 0 | 0 | 0 | 0 | 0 | 0 | 0 | 0 | 0 | 0 | 0
F7_Industrial_Wood and Lumber Products_Existing_Process_Natural Gas_Process Heat Recovery_A_Achievable Economic TRC Potential | F7 | Industrial | Wood and Lumber Products | Existing | Process | Natural Gas | Process Heat Recovery | A | Cumulative Energy Savings (MWh or mTherms) | Achievable Economic TRC Potential | 0 | 0 | 0 | 0 | 0 | 0 | 0 | 0 | 0 | 0 | 0 | 0 | 0 | 0 | 0 | 0 | 0 | 0 | 0 | 0 | 0 | 0 | 0 | 0 | 0 | 0 | 0 | 0 | 0 | 0 | 0
F8_Industrial_Wood and Lumber Products_Existing_Process_Natural Gas_Process Heat Recovery_A_Achievable Economic TRC Potential | F8 | Industrial | Wood and Lumber Products | Existing | Process | Natural Gas | Process Heat Recovery | A | Cumulative Summer Peak Savings (MW) | Achievable Economic TRC Potential | 0 | 0 | 0 | 0 | 0 | 0 | 0 | 0 | 0 | 0 | 0 | 0 | 0 | 0 | 0 | 0 | 0 | 0 | 0 | 0 | 0 | 0 | 0 | 0 | 0 | 0 | 0 | 0 | 0 | 0 | 0
F9_Industrial_Wood and Lumber Products_Existing_Process_Natural Gas_Process Heat Recovery_A_Achievable Economic TRC Potential | F9 | Industrial | Wood and Lumber Products | Existing | Process | Natural Gas | Process Heat Recovery | A | Cumulative Winter Peak Savings (MW) | Achievable Economic TRC Potential | 0 | 0 | 0 | 0 | 0 | 0 | 0 | 0 | 0 | 0 | 0 | 0 | 0 | 0 | 0 | 0 | 0 | 0 | 0 | 0 | 0 | 0 | 0 | 0 | 0 | 0 | 0 | 0 | 0 | 0 | 0
F10_Industrial_Wood and Lumber Products_Existing_Process_Natural Gas_Process Heat Recovery_A_Achievable Economic TRC Potential | F10 | Industrial | Wood and Lumber Products | Existing | Process | Natural Gas | Process Heat Recovery | A | Purchases (Incremental) | Achievable Economic TRC Potential | 0 | 0 | 0 | 0 | 0 | 0 | 0 | 0 | 0 | 0 | 0 | 0 | 0 | 0 | 0 | 0 | 0 | 0 | 0 | 0 | 0 | 0 | 0 | 0 | 0 | 0 | 0 | 0 | 0 | 0 | 0
F11_Industrial_Wood and Lumber Products_Existing_Process_Natural Gas_Process Heat Recovery_A_Achievable Economic TRC Potential | F11 | Industrial | Wood and Lumber Products | Existing | Process | Natural Gas | Process Heat Recovery | A | Purchases (Cumulative) | Achievable Economic TRC Potential | 0 | 0 | 0 | 0 | 0 | 0 | 0 | 0 | 0 | 0 | 0 | 0 | 0 | 0 | 0 | 0 | 0 | 0 | 0 | 0 | 0 | 0 | 0 | 0 | 0 | 0 | 0 | 0 | 0 | 0 | 0
F1_Industrial_Wood and Lumber Products_Existing_Space Heating_Natural Gas_Building Automation System_A_Achievable Economic TRC Potential | F1 | Industrial | Wood and Lumber Products | Existing | Space Heating | Natural Gas | Building Automation System | A | Integrated Unit Energy Savings (kWh or therms) | Achievable Economic TRC Potential | 0 | 0 | 0 | 0 | 0 | 0.015445 | 0.015347 | 0.015228 | 0.015099 | 0.014961 | 0.014815 | 0.014663 | 0.014506 | 0.014341 | 0.014164 | 0.01399 | 0.013817 | 0.013653 | 0.013497 | 0.013352 | 0.013213 | 0.013075 | 0.012954 | 0.012842 | 0.012736 | 0.012652 | 0.01258 | 0.012513 | 0 | 0 | 0
F2_Industrial_Wood and Lumber Products_Existing_Space Heating_Natural Gas_Building Automation System_A_Achievable Economic TRC Potential | F2 | Industrial | Wood and Lumber Products | Existing | Space Heating | Natural Gas | Building Automation System | A | Integrated Unit Summer Peak Savings (kW) | Achievable Economic TRC Potential | 0 | 0 | 0 | 0 | 0 | 0 | 0 | 0 | 0 | 0 | 0 | 0 | 0 | 0 | 0 | 0 | 0 | 0 | 0 | 0 | 0 | 0 | 0 | 0 | 0 | 0 | 0 | 0 | 0 | 0 | 0
F3_Industrial_Wood and Lumber Products_Existing_Space Heating_Natural Gas_Building Automation System_A_Achievable Economic TRC Potential | F3 | Industrial | Wood and Lumber Products | Existing | Space Heating | Natural Gas | Building Automation System | A | Integrated Unit Winter Peak Savings (kW) | Achievable Economic TRC Potential | 0 | 0 | 0 | 0 | 0 | 0 | 0 | 0 | 0 | 0 | 0 | 0 | 0 | 0 | 0 | 0 | 0 | 0 | 0 | 0 | 0 | 0 | 0 | 0 | 0 | 0 | 0 | 0 | 0 | 0 | 0
F4_Industrial_Wood and Lumber Products_Existing_Space Heating_Natural Gas_Building Automation System_A_Achievable Economic TRC Potential | F4 | Industrial | Wood and Lumber Products | Existing | Space Heating | Natural Gas | Building Automation System | A | Incremental Energy Savings (MWh or mTherms) | Achievable Economic TRC Potential | 0 | 0 | 0 | 0 | 0 | 0.0099356 | 0.019723 | 0.034543 | 0.055746 | 0.083911 | 0.11749 | 0.15774 | 0.20189 | 0.24294 | 0.28404 | 0.31176 | 0.32761 | 0.32343 | 0.29871 | 0.26011 | 0.212 | 0.1598 | 0.10921 | 0.068931 | 0.044444 | 0 | 0 | 0 | 0 | 0 | 0
F5_Industrial_Wood and Lumber Products_Existing_Space Heating_Natural Gas_Building Automation System_A_Achievable Economic TRC Potential | F5 | Industrial | Wood and Lumber Products | Existing | Space Heating | Natural Gas | Building Automation System | A | Incremental Summer Peak Savings (MW) | Achievable Economic TRC Potential | 0 | 0 | 0 | 0 | 0 | 0 | 0 | 0 | 0 | 0 | 0 | 0 | 0 | 0 | 0 | 0 | 0 | 0 | 0 | 0 | 0 | 0 | 0 | 0 | 0 | 0 | 0 | 0 | 0 | 0 | 0
F6_Industrial_Wood and Lumber Products_Existing_Space Heating_Natural Gas_Building Automation System_A_Achievable Economic TRC Potential | F6 | Industrial | Wood and Lumber Products | Existing | Space Heating | Natural Gas | Building Automation System | A | Incremental Winter Peak Savings (MW) | Achievable Economic TRC Potential | 0 | 0 | 0 | 0 | 0 | 0 | 0 | 0 | 0 | 0 | 0 | 0 | 0 | 0 | 0 | 0 | 0 | 0 | 0 | 0 | 0 | 0 | 0 | 0 | 0 | 0 | 0 | 0 | 0 | 0 | 0
F7_Industrial_Wood and Lumber Products_Existing_Space Heating_Natural Gas_Building Automation System_A_Achievable Economic TRC Potential | F7 | Industrial | Wood and Lumber Products | Existing | Space Heating | Natural Gas | Building Automation System | A | Cumulative Energy Savings (MWh or mTherms) | Achievable Economic TRC Potential | 0 | 0 | 0 | 0 | 0 | 0.0099356 | 0.029596 | 0.063909 | 0.11912 | 0.20194 | 0.31746 | 0.47193 | 0.66877 | 0.9041 | 1.177 | 1.4743 | 1.7837 | 2.086 | 2.3608 | 2.5955 | 2.7806 | 2.9113 | 2.9936 | 3.0366 | 3.056 | 3.0359 | 3.0186 | 3.0025 | 0 | 0 | 0
F8_Industrial_Wood and Lumber Products_Existing_Space Heating_Natural Gas_Building Automation System_A_Achievable Economic TRC Potential | F8 | Industrial | Wood and Lumber Products | Existing | Space Heating | Natural Gas | Building Automation System | A | Cumulative Summer Peak Savings (MW) | Achievable Economic TRC Potential | 0 | 0 | 0 | 0 | 0 | 0 | 0 | 0 | 0 | 0 | 0 | 0 | 0 | 0 | 0 | 0 | 0 | 0 | 0 | 0 | 0 | 0 | 0 | 0 | 0 | 0 | 0 | 0 | 0 | 0 | 0
F9_Industrial_Wood and Lumber Products_Existing_Space Heating_Natural Gas_Building Automation System_A_Achievable Economic TRC Potential | F9 | Industrial | Wood and Lumber Products | Existing | Space Heating | Natural Gas | Building Automation System | A | Cumulative Winter Peak Savings (MW) | Achievable Economic TRC Potential | 0 | 0 | 0 | 0 | 0 | 0 | 0 | 0 | 0 | 0 | 0 | 0 | 0 | 0 | 0 | 0 | 0 | 0 | 0 | 0 | 0 | 0 | 0 | 0 | 0 | 0 | 0 | 0 | 0 | 0 | 0
F10_Industrial_Wood and Lumber Products_Existing_Space Heating_Natural Gas_Building Automation System_A_Achievable Economic TRC Potential | F10 | Industrial | Wood and Lumber Products | Existing | Space Heating | Natural Gas | Building Automation System | A | Purchases (Incremental) | Achievable Economic TRC Potential | 0 | 0 | 0 | 0 | 0 | 643.2891 | 1285.1869 | 2268.4503 | 3691.9402 | 5608.4833 | 7930.5415 | 10758.235 | 13918.2407 | 16941.1052 | 20053.8625 | 22284.5719 | 23709.6654 | 23688.8201 | 22131.5194 | 19481.6051 | 16044.449 | 12221.5653 | 8430.2544 | 5367.6926 | 3489.6299 | 0 | 0 | 0 | 0 | 0 | 0
F11_Industrial_Wood and Lumber Products_Existing_Space Heating_Natural Gas_Building Automation System_A_Achievable Economic TRC Potential | F11 | Industrial | Wood and Lumber Products | Existing | Space Heating | Natural Gas | Building Automation System | A | Purchases (Cumulative) | Achievable Economic TRC Potential | 0 | 0 | 0 | 0 | 0 | 643.2891 | 1928.4759 | 4196.9262 | 7888.8665 | 13497.3498 | 21427.8913 | 32186.1263 | 46104.367 | 63045.4722 | 83099.3346 | 105383.9066 | 129093.5719 | 152782.392 | 174913.9114 | 194395.5166 | 210439.9656 | 222661.5309 | 231091.7853 | 236459.4778 | 239949.1077 | 239949.1077 | 239949.1077 | 239949.1077 | 239949.1077 | 239949.1077 | 239949.1077
F1_Industrial_Wood and Lumber Products_Existing_Space Heating_Natural Gas_Steam System Efficiency Improvements_A_Achievable Economic TRC Potential | F1 | Industrial | Wood and Lumber Products | Existing | Space Heating | Natural Gas | Steam System Efficiency Improvements | A | Integrated Unit Energy Savings (kWh or therms) | Achievable Economic TRC Potential | 0 | 0 | 0 | 0 | 0 | 0.13761 | 0.13648 | 0.13533 | 0.13414 | 0.13291 | 0.13166 | 0.13038 | 0.12908 | 0.12771 | 0.12627 | 0.12485 | 0.12345 | 0.12207 | 0.12071 | 0.11942 | 0.11817 | 0.1169 | 0.11574 | 0.11463 | 0.11355 | 0.11268 | 0.11193 | 0.11125 | 0.11902 | 0.11854 | 0.11809
F2_Industrial_Wood and Lumber Products_Existing_Space Heating_Natural Gas_Steam System Efficiency Improvements_A_Achievable Economic TRC Potential | F2 | Industrial | Wood and Lumber Products | Existing | Space Heating | Natural Gas | Steam System Efficiency Improvements | A | Integrated Unit Summer Peak Savings (kW) | Achievable Economic TRC Potential | 0 | 0 | 0 | 0 | 0 | 0 | 0 | 0 | 0 | 0 | 0 | 0 | 0 | 0 | 0 | 0 | 0 | 0 | 0 | 0 | 0 | 0 | 0 | 0 | 0 | 0 | 0 | 0 | 0 | 0 | 0
F3_Industrial_Wood and Lumber Products_Existing_Space Heating_Natural Gas_Steam System Efficiency Improvements_A_Achievable Economic TRC Potential | F3 | Industrial | Wood and Lumber Products | Existing | Space Heating | Natural Gas | Steam System Efficiency Improvements | A | Integrated Unit Winter Peak Savings (kW) | Achievable Economic TRC Potential | 0 | 0 | 0 | 0 | 0 | 0 | 0 | 0 | 0 | 0 | 0 | 0 | 0 | 0 | 0 | 0 | 0 | 0 | 0 | 0 | 0 | 0 | 0 | 0 | 0 | 0 | 0 | 0 | 0 | 0 | 0
F4_Industrial_Wood and Lumber Products_Existing_Space Heating_Natural Gas_Steam System Efficiency Improvements_A_Achievable Economic TRC Potential | F4 | Industrial | Wood and Lumber Products | Existing | Space Heating | Natural Gas | Steam System Efficiency Improvements | A | Incremental Energy Savings (MWh or mTherms) | Achievable Economic TRC Potential | 0 | 0 | 0 | 0 | 0 | 0.00062737 | 0.0012431 | 0.0021756 | 0.0035098 | 0.0052831 | 0.0073999 | 0.009941 | 0.012732 | 0.015333 | 0.017946 | 0.019718 | 0.020744 | 0.020493 | 0.018933 | 0.016488 | 0.013437 | 0.010125 | 0.0069149 | 0.0043608 | 0.0028083 | 0 | 0 | 0 | 0 | 0 | 0
F5_Industrial_Wood and Lumber Products_Existing_Space Heating_Natural Gas_Steam System Efficiency Improvements_A_Achievable Economic TRC Potential | F5 | Industrial | Wood and Lumber Products | Existing | Space Heating | Natural Gas | Steam System Efficiency Improvements | A | Incremental Summer Peak Savings (MW) | Achievable Economic TRC Potential | 0 | 0 | 0 | 0 | 0 | 0 | 0 | 0 | 0 | 0 | 0 | 0 | 0 | 0 | 0 | 0 | 0 | 0 | 0 | 0 | 0 | 0 | 0 | 0 | 0 | 0 | 0 | 0 | 0 | 0 | 0
F6_Industrial_Wood and Lumber Products_Existing_Space Heating_Natural Gas_Steam System Efficiency Improvements_A_Achievable Economic TRC Potential | F6 | Industrial | Wood and Lumber Products | Existing | Space Heating | Natural Gas | Steam System Efficiency Improvements | A | Incremental Winter Peak Savings (MW) | Achievable Economic TRC Potential | 0 | 0 | 0 | 0 | 0 | 0 | 0 | 0 | 0 | 0 | 0 | 0 | 0 | 0 | 0 | 0 | 0 | 0 | 0 | 0 | 0 | 0 | 0 | 0 | 0 | 0 | 0 | 0 | 0 | 0 | 0
F7_Industrial_Wood and Lumber Products_Existing_Space Heating_Natural Gas_Steam System Efficiency Improvements_A_Achievable Economic TRC Potential | F7 | Industrial | Wood and Lumber Products | Existing | Space Heating | Natural Gas | Steam System Efficiency Improvements | A | Cumulative Energy Savings (MWh or mTherms) | Achievable Economic TRC Potential | 0 | 0 | 0 | 0 | 0 | 0.00062737 | 0.0018653 | 0.0040251 | 0.0074997 | 0.012714 | 0.019994 | 0.029741 | 0.042175 | 0.057062 | 0.074364 | 0.093249 | 0.11294 | 0.13217 | 0.14963 | 0.16452 | 0.17624 | 0.18447 | 0.18955 | 0.1921 | 0.1931 | 0.19162 | 0.19035 | 0.18918 | 0 | 0 | 0
F8_Industrial_Wood and Lumber Products_Existing_Space Heating_Natural Gas_Steam System Efficiency Improvements_A_Achievable Economic TRC Potential | F8 | Industrial | Wood and Lumber Products | Existing | Space Heating | Natural Gas | Steam System Efficiency Improvements | A | Cumulative Summer Peak Savings (MW) | Achievable Economic TRC Potential | 0 | 0 | 0 | 0 | 0 | 0 | 0 | 0 | 0 | 0 | 0 | 0 | 0 | 0 | 0 | 0 | 0 | 0 | 0 | 0 | 0 | 0 | 0 | 0 | 0 | 0 | 0 | 0 | 0 | 0 | 0
F9_Industrial_Wood and Lumber Products_Existing_Space Heating_Natural Gas_Steam System Efficiency Improvements_A_Achievable Economic TRC Potential | F9 | Industrial | Wood and Lumber Products | Existing | Space Heating | Natural Gas | Steam System Efficiency Improvements | A | Cumulative Winter Peak Savings (MW) | Achievable Economic TRC Potential | 0 | 0 | 0 | 0 | 0 | 0 | 0 | 0 | 0 | 0 | 0 | 0 | 0 | 0 | 0 | 0 | 0 | 0 | 0 | 0 | 0 | 0 | 0 | 0 | 0 | 0 | 0 | 0 | 0 | 0 | 0
F10_Industrial_Wood and Lumber Products_Existing_Space Heating_Natural Gas_Steam System Efficiency Improvements_A_Achievable Economic TRC Potential | F10 | Industrial | Wood and Lumber Products | Existing | Space Heating | Natural Gas | Steam System Efficiency Improvements | A | Purchases (Incremental) | Achievable Economic TRC Potential | 0 | 0 | 0 | 0 | 0 | 4.5591 | 9.1083 | 16.0768 | 26.1652 | 39.748 | 56.2047 | 76.2449 | 98.6403 | 120.0637 | 142.1242 | 157.9335 | 168.0333 | 167.8856 | 156.8488 | 138.0685 | 113.709 | 86.6157 | 59.7462 | 38.0415 | 24.7314 | 0 | 0 | 0 | 0 | 0 | 0
F11_Industrial_Wood and Lumber Products_Existing_Space Heating_Natural Gas_Steam System Efficiency Improvements_A_Achievable Economic TRC Potential | F11 | Industrial | Wood and Lumber Products | Existing | Space Heating | Natural Gas | Steam System Efficiency Improvements | A | Purchases (Cumulative) | Achievable Economic TRC Potential | 0 | 0 | 0 | 0 | 0 | 4.5591 | 13.6673 | 29.7441 | 55.9094 | 95.6574 | 151.8621 | 228.107 | 326.7473 | 446.811 | 588.9351 | 746.8686 | 914.9019 | 1082.7875 | 1239.6363 | 1377.7048 | 1491.4138 | 1578.0295 | 1637.7757 | 1675.8172 | 1700.5487 | 1700.5487 | 1700.5487 | 1700.5487 | 1700.5487 | 1700.5487 | 1700.5487
F1_Industrial_Wood and Lumber Products_Existing_Process_Natural Gas_Steam System Efficiency Improvements_A_Achievable Economic TRC Potential | F1 | Industrial | Wood and Lumber Products | Existing | Process | Natural Gas | Steam System Efficiency Improvements | A | Integrated Unit Energy Savings (kWh or therms) | Achievable Economic TRC Potential | 0 | 0 | 0 | 0 | 0 | 0.98249 | 0.97994 | 0.97736 | 0.97481 | 0.97224 | 0.96957 | 0.9672 | 0.96499 | 0.96264 | 0.96083 | 0.95886 | 0.95725 | 0.9556 | 0.95392 | 0.95259 | 0.95113 | 0.94977 | 0.94842 | 0.94708 | 0.94574 | 0.94563 | 0.94553 | 0.94543 | 0.98506 | 0.98506 | 0.98506
F2_Industrial_Wood and Lumber Products_Existing_Process_Natural Gas_Steam System Efficiency Improvements_A_Achievable Economic TRC Potential | F2 | Industrial | Wood and Lumber Products | Existing | Process | Natural Gas | Steam System Efficiency Improvements | A | Integrated Unit Summer Peak Savings (kW) | Achievable Economic TRC Potential | 0 | 0 | 0 | 0 | 0 | 0 | 0 | 0 | 0 | 0 | 0 | 0 | 0 | 0 | 0 | 0 | 0 | 0 | 0 | 0 | 0 | 0 | 0 | 0 | 0 | 0 | 0 | 0 | 0 | 0 | 0
F3_Industrial_Wood and Lumber Products_Existing_Process_Natural Gas_Steam System Efficiency Improvements_A_Achievable Economic TRC Potential | F3 | Industrial | Wood and Lumber Products | Existing | Process | Natural Gas | Steam System Efficiency Improvements | A | Integrated Unit Winter Peak Savings (kW) | Achievable Economic TRC Potential | 0 | 0 | 0 | 0 | 0 | 0 | 0 | 0 | 0 | 0 | 0 | 0 | 0 | 0 | 0 | 0 | 0 | 0 | 0 | 0 | 0 | 0 | 0 | 0 | 0 | 0 | 0 | 0 | 0 | 0 | 0
F4_Industrial_Wood and Lumber Products_Existing_Process_Natural Gas_Steam System Efficiency Improvements_A_Achievable Economic TRC Potential | F4 | Industrial | Wood and Lumber Products | Existing | Process | Natural Gas | Steam System Efficiency Improvements | A | Incremental Energy Savings (MWh or mTherms) | Achievable Economic TRC Potential | 0 | 0 | 0 | 0 | 0 | 0 | 0 | 0 | 0 | 0 | 0 | 0 | 0 | 0 | 0 | 0 | 0 | 0 | 0.000387 | 0.00077342 | 0.0013655 | 0.0022093 | 0.0033365 | 0.0047555 | 0.0064393 | 0.0083224 | 0.010265 | 0.012074 | 0.014083 | 0.014953 | 0.01499
F5_Industrial_Wood and Lumber Products_Existing_Process_Natural Gas_Steam System Efficiency Improvements_A_Achievable Economic TRC Potential | F5 | Industrial | Wood and Lumber Products | Existing | Process | Natural Gas | Steam System Efficiency Improvements | A | Incremental Summer Peak Savings (MW) | Achievable Economic TRC Potential | 0 | 0 | 0 | 0 | 0 | 0 | 0 | 0 | 0 | 0 | 0 | 0 | 0 | 0 | 0 | 0 | 0 | 0 | 0 | 0 | 0 | 0 | 0 | 0 | 0 | 0 | 0 | 0 | 0 | 0 | 0
F6_Industrial_Wood and Lumber Products_Existing_Process_Natural Gas_Steam System Efficiency Improvements_A_Achievable Economic TRC Potential | F6 | Industrial | Wood and Lumber Products | Existing | Process | Natural Gas | Steam System Efficiency Improvements | A | Incremental Winter Peak Savings (MW) | Achievable Economic TRC Potential | 0 | 0 | 0 | 0 | 0 | 0 | 0 | 0 | 0 | 0 | 0 | 0 | 0 | 0 | 0 | 0 | 0 | 0 | 0 | 0 | 0 | 0 | 0 | 0 | 0 | 0 | 0 | 0 | 0 | 0 | 0
F7_Industrial_Wood and Lumber Products_Existing_Process_Natural Gas_Steam System Efficiency Improvements_A_Achievable Economic TRC Potential | F7 | Industrial | Wood and Lumber Products | Existing | Process | Natural Gas | Steam System Efficiency Improvements | A | Cumulative Energy Savings (MWh or mTherms) | Achievable Economic TRC Potential | 0 | 0 | 0 | 0 | 0 | 0 | 0 | 0 | 0 | 0 | 0 | 0 | 0 | 0 | 0 | 0 | 0 | 0 | 0.000387 | 0.0011599 | 0.0025235 | 0.0047293 | 0.008059 | 0.012803 | 0.019224 | 0.027544 | 0.037806 | 0.049877 | 0 | 0 | 0
F8_Industrial_Wood and Lumber Products_Existing_Process_Natural Gas_Steam System Efficiency Improvements_A_Achievable Economic TRC Potential | F8 | Industrial | Wood and Lumber Products | Existing | Process | Natural Gas | Steam System Efficiency Improvements | A | Cumulative Summer Peak Savings (MW) | Achievable Economic TRC Potential | 0 | 0 | 0 | 0 | 0 | 0 | 0 | 0 | 0 | 0 | 0 | 0 | 0 | 0 | 0 | 0 | 0 | 0 | 0 | 0 | 0 | 0 | 0 | 0 | 0 | 0 | 0 | 0 | 0 | 0 | 0
F9_Industrial_Wood and Lumber Products_Existing_Process_Natural Gas_Steam System Efficiency Improvements_A_Achievable Economic TRC Potential | F9 | Industrial | Wood and Lumber Products | Existing | Process | Natural Gas | Steam System Efficiency Improvements | A | Cumulative Winter Peak Savings (MW) | Achievable Economic TRC Potential | 0 | 0 | 0 | 0 | 0 | 0 | 0 | 0 | 0 | 0 | 0 | 0 | 0 | 0 | 0 | 0 | 0 | 0 | 0 | 0 | 0 | 0 | 0 | 0 | 0 | 0 | 0 | 0 | 0 | 0 | 0
F10_Industrial_Wood and Lumber Products_Existing_Process_Natural Gas_Steam System Efficiency Improvements_A_Achievable Economic TRC Potential | F10 | Industrial | Wood and Lumber Products | Existing | Process | Natural Gas | Steam System Efficiency Improvements | A | Purchases (Incremental) | Achievable Economic TRC Potential | 0 | 0 | 0 | 0 | 0 | 0 | 0 | 0 | 0 | 0 | 0 | 0 | 0 | 0 | 0 | 0 | 0 | 0 | 0.40569 | 0.81191 | 1.4356 | 2.3261 | 3.5179 | 5.0213 | 6.8088 | 8.8009 | 10.8562 | 12.771 | 14.297 | 15.1798 | 15.2173
F11_Industrial_Wood and Lumber Products_Existing_Process_Natural Gas_Steam System Efficiency Improvements_A_Achievable Economic TRC Potential | F11 | Industrial | Wood and Lumber Products | Existing | Process | Natural Gas | Steam System Efficiency Improvements | A | Purchases (Cumulative) | Achievable Economic TRC Potential | 0 | 0 | 0 | 0 | 0 | 0 | 0 | 0 | 0 | 0 | 0 | 0 | 0 | 0 | 0 | 0 | 0 | 0 | 0.40569 | 1.2176 | 2.6532 | 4.9794 | 8.4973 | 13.5185 | 20.3273 | 29.1282 | 39.9844 | 52.7554 | 67.0524 | 82.2323 | 97.4495
F1_Industrial_Wood and Lumber Products_Existing_Space Heating_Natural Gas_Strategic Energy Management_A_Achievable Economic TRC Potential | F1 | Industrial | Wood and Lumber Products | Existing | Space Heating | Natural Gas | Strategic Energy Management | A | Integrated Unit Energy Savings (kWh or therms) | Achievable Economic TRC Potential | 0 | 0 | 0 | 0 | 0 | 5.5586 | 5.5285 | 5.491 | 5.4502 | 5.4059 | 5.359 | 5.3096 | 5.2587 | 5.2056 | 5.1475 | 5.0912 | 5.0348 | 4.9817 | 4.9314 | 4.8842 | 4.8396 | 4.7946 | 4.7557 | 4.7196 | 4.6857 | 4.6551 | 4.6289 | 4.6044 | 0 | 0 | 0
F2_Industrial_Wood and Lumber Products_Existing_Space Heating_Natural Gas_Strategic Energy Management_A_Achievable Economic TRC Potential | F2 | Industrial | Wood and Lumber Products | Existing | Space Heating | Natural Gas | Strategic Energy Management | A | Integrated Unit Summer Peak Savings (kW) | Achievable Economic TRC Potential | 0 | 0 | 0 | 0 | 0 | 0 | 0 | 0 | 0 | 0 | 0 | 0 | 0 | 0 | 0 | 0 | 0 | 0 | 0 | 0 | 0 | 0 | 0 | 0 | 0 | 0 | 0 | 0 | 0 | 0 | 0
F3_Industrial_Wood and Lumber Products_Existing_Space Heating_Natural Gas_Strategic Energy Management_A_Achievable Economic TRC Potential | F3 | Industrial | Wood and Lumber Products | Existing | Space Heating | Natural Gas | Strategic Energy Management | A | Integrated Unit Winter Peak Savings (kW) | Achievable Economic TRC Potential | 0 | 0 | 0 | 0 | 0 | 0 | 0 | 0 | 0 | 0 | 0 | 0 | 0 | 0 | 0 | 0 | 0 | 0 | 0 | 0 | 0 | 0 | 0 | 0 | 0 | 0 | 0 | 0 | 0 | 0 | 0
F4_Industrial_Wood and Lumber Products_Existing_Space Heating_Natural Gas_Strategic Energy Management_A_Achievable Economic TRC Potential | F4 | Industrial | Wood and Lumber Products | Existing | Space Heating | Natural Gas | Strategic Energy Management | A | Incremental Energy Savings (MWh or mTherms) | Achievable Economic TRC Potential | 0 | 0 | 0 | 0 | 0 | 0.062534 | 0.062161 | 0.061375 | 0.060952 | 0.060506 | 0.05922 | 0.058514 | 0.057835 | 0.056343 | 0.055927 | 0.054787 | 0.054187 | 0.053346 | 0.052336 | 0.051897 | 0.05121 | 0.050536 | 0.049944 | 0.049396 | 0.048886 | 0 | 0 | 0 | 0 | 0 | 0
F5_Industrial_Wood and Lumber Products_Existing_Space Heating_Natural Gas_Strategic Energy Management_A_Achievable Economic TRC Potential | F5 | Industrial | Wood and Lumber Products | Existing | Space Heating | Natural Gas | Strategic Energy Management | A | Incremental Summer Peak Savings (MW) | Achievable Economic TRC Potential | 0 | 0 | 0 | 0 | 0 | 0 | 0 | 0 | 0 | 0 | 0 | 0 | 0 | 0 | 0 | 0 | 0 | 0 | 0 | 0 | 0 | 0 | 0 | 0 | 0 | 0 | 0 | 0 | 0 | 0 | 0
F6_Industrial_Wood and Lumber Products_Existing_Space Heating_Natural Gas_Strategic Energy Management_A_Achievable Economic TRC Potential | F6 | Industrial | Wood and Lumber Products | Existing | Space Heating | Natural Gas | Strategic Energy Management | A | Incremental Winter Peak Savings (MW) | Achievable Economic TRC Potential | 0 | 0 | 0 | 0 | 0 | 0 | 0 | 0 | 0 | 0 | 0 | 0 | 0 | 0 | 0 | 0 | 0 | 0 | 0 | 0 | 0 | 0 | 0 | 0 | 0 | 0 | 0 | 0 | 0 | 0 | 0
F7_Industrial_Wood and Lumber Products_Existing_Space Heating_Natural Gas_Strategic Energy Management_A_Achievable Economic TRC Potential | F7 | Industrial | Wood and Lumber Products | Existing | Space Heating | Natural Gas | Strategic Energy Management | A | Cumulative Energy Savings (MWh or mTherms) | Achievable Economic TRC Potential | 0 | 0 | 0 | 0 | 0 | 0.062534 | 0.12436 | 0.18489 | 0.24446 | 0.30298 | 0.35958 | 0.41478 | 0.46864 | 0.52025 | 0.57037 | 0.61892 | 0.66625 | 0.71256 | 0.75771 | 0.80235 | 0.84624 | 0.8889 | 0.93164 | 0.97395 | 1.0158 | 1.0092 | 1.0035 | 0.99822 | 0 | 0 | 0
F8_Industrial_Wood and Lumber Products_Existing_Space Heating_Natural Gas_Strategic Energy Management_A_Achievable Economic TRC Potential | F8 | Industrial | Wood and Lumber Products | Existing | Space Heating | Natural Gas | Strategic Energy Management | A | Cumulative Summer Peak Savings (MW) | Achievable Economic TRC Potential | 0 | 0 | 0 | 0 | 0 | 0 | 0 | 0 | 0 | 0 | 0 | 0 | 0 | 0 | 0 | 0 | 0 | 0 | 0 | 0 | 0 | 0 | 0 | 0 | 0 | 0 | 0 | 0 | 0 | 0 | 0
F9_Industrial_Wood and Lumber Products_Existing_Space Heating_Natural Gas_Strategic Energy Management_A_Achievable Economic TRC Potential | F9 | Industrial | Wood and Lumber Products | Existing | Space Heating | Natural Gas | Strategic Energy Management | A | Cumulative Winter Peak Savings (MW) | Achievable Economic TRC Potential | 0 | 0 | 0 | 0 | 0 | 0 | 0 | 0 | 0 | 0 | 0 | 0 | 0 | 0 | 0 | 0 | 0 | 0 | 0 | 0 | 0 | 0 | 0 | 0 | 0 | 0 | 0 | 0 | 0 | 0 | 0
F10_Industrial_Wood and Lumber Products_Existing_Space Heating_Natural Gas_Strategic Energy Management_A_Achievable Economic TRC Potential | F10 | Industrial | Wood and Lumber Products | Existing | Space Heating | Natural Gas | Strategic Energy Management | A | Purchases (Incremental) | Achievable Economic TRC Potential | 0 | 0 | 0 | 0 | 0 | 11.2499 | 11.2438 | 11.1774 | 11.1835 | 11.1927 | 11.0506 | 11.0204 | 10.998 | 10.8234 | 10.8647 | 10.7611 | 10.7625 | 10.7083 | 10.6128 | 10.6254 | 10.5814 | 10.5403 | 10.5019 | 10.4662 | 10.4332 | 0 | 0 | 0 | 0 | 0 | 0
F11_Industrial_Wood and Lumber Products_Existing_Space Heating_Natural Gas_Strategic Energy Management_A_Achievable Economic TRC Potential | F11 | Industrial | Wood and Lumber Products | Existing | Space Heating | Natural Gas | Strategic Energy Management | A | Purchases (Cumulative) | Achievable Economic TRC Potential | 0 | 0 | 0 | 0 | 0 | 11.2499 | 22.4937 | 33.6711 | 44.8546 | 56.0474 | 67.098 | 78.1184 | 89.1164 | 99.9398 | 110.8045 | 121.5656 | 132.3281 | 143.0364 | 153.6492 | 164.2746 | 174.856 | 185.3963 | 195.8982 | 206.3644 | 216.7976 | 216.7976 | 216.7976 | 216.7976 | 216.7976 | 216.7976 | 216.7976
F1_Industrial_Wood and Lumber Products_Existing_Process_Natural Gas_Strategic Energy Management_A_Achievable Economic TRC Potential | F1 | Industrial | Wood and Lumber Products | Existing | Process | Natural Gas | Strategic Energy Management | A | Integrated Unit Energy Savings (kWh or therms) | Achievable Economic TRC Potential | 0 | 0 | 0 | 0 | 0 | 8.933 | 8.9207 | 8.9082 | 8.8957 | 8.8831 | 8.8703 | 8.8596 | 8.8503 | 8.841 | 8.8349 | 8.8286 | 8.8246 | 8.8209 | 8.8175 | 8.8159 | 8.8139 | 8.8129 | 8.8119 | 8.811 | 8.8101 | 8.8097 | 8.8094 | 8.809 | 0 | 0 | 0
F2_Industrial_Wood and Lumber Products_Existing_Process_Natural Gas_Strategic Energy Management_A_Achievable Economic TRC Potential | F2 | Industrial | Wood and Lumber Products | Existing | Process | Natural Gas | Strategic Energy Management | A | Integrated Unit Summer Peak Savings (kW) | Achievable Economic TRC Potential | 0 | 0 | 0 | 0 | 0 | 0 | 0 | 0 | 0 | 0 | 0 | 0 | 0 | 0 | 0 | 0 | 0 | 0 | 0 | 0 | 0 | 0 | 0 | 0 | 0 | 0 | 0 | 0 | 0 | 0 | 0
F3_Industrial_Wood and Lumber Products_Existing_Process_Natural Gas_Strategic Energy Management_A_Achievable Economic TRC Potential | F3 | Industrial | Wood and Lumber Products | Existing | Process | Natural Gas | Strategic Energy Management | A | Integrated Unit Winter Peak Savings (kW) | Achievable Economic TRC Potential | 0 | 0 | 0 | 0 | 0 | 0 | 0 | 0 | 0 | 0 | 0 | 0 | 0 | 0 | 0 | 0 | 0 | 0 | 0 | 0 | 0 | 0 | 0 | 0 | 0 | 0 | 0 | 0 | 0 | 0 | 0
F4_Industrial_Wood and Lumber Products_Existing_Process_Natural Gas_Strategic Energy Management_A_Achievable Economic TRC Potential | F4 | Industrial | Wood and Lumber Products | Existing | Process | Natural Gas | Strategic Energy Management | A | Incremental Energy Savings (MWh or mTherms) | Achievable Economic TRC Potential | 0 | 0 | 0 | 0 | 0 | 0.44941 | 0.44855 | 0.44528 | 0.4449 | 0.44463 | 0.43835 | 0.43663 | 0.43528 | 0.42792 | 0.42926 | 0.42486 | 0.42472 | 0.42241 | 0.41848 | 0.4189 | 0.41707 | 0.4154 | 0.41384 | 0.4124 | 0.41105 | 0 | 0 | 0 | 0 | 0 | 0
F5_Industrial_Wood and Lumber Products_Existing_Process_Natural Gas_Strategic Energy Management_A_Achievable Economic TRC Potential | F5 | Industrial | Wood and Lumber Products | Existing | Process | Natural Gas | Strategic Energy Management | A | Incremental Summer Peak Savings (MW) | Achievable Economic TRC Potential | 0 | 0 | 0 | 0 | 0 | 0 | 0 | 0 | 0 | 0 | 0 | 0 | 0 | 0 | 0 | 0 | 0 | 0 | 0 | 0 | 0 | 0 | 0 | 0 | 0 | 0 | 0 | 0 | 0 | 0 | 0
F6_Industrial_Wood and Lumber Products_Existing_Process_Natural Gas_Strategic Energy Management_A_Achievable Economic TRC Potential | F6 | Industrial | Wood and Lumber Products | Existing | Process | Natural Gas | Strategic Energy Management | A | Incremental Winter Peak Savings (MW) | Achievable Economic TRC Potential | 0 | 0 | 0 | 0 | 0 | 0 | 0 | 0 | 0 | 0 | 0 | 0 | 0 | 0 | 0 | 0 | 0 | 0 | 0 | 0 | 0 | 0 | 0 | 0 | 0 | 0 | 0 | 0 | 0 | 0 | 0
F7_Industrial_Wood and Lumber Products_Existing_Process_Natural Gas_Strategic Energy Management_A_Achievable Economic TRC Potential | F7 | Industrial | Wood and Lumber Products | Existing | Process | Natural Gas | Strategic Energy Management | A | Cumulative Energy Savings (MWh or mTherms) | Achievable Economic TRC Potential | 0 | 0 | 0 | 0 | 0 | 0.44941 | 0.89734 | 1.3414 | 1.7844 | 2.2265 | 2.6616 | 3.095 | 3.5271 | 3.9513 | 4.3778 | 4.7996 | 5.2221 | 5.6424 | 6.0587 | 6.4764 | 6.892 | 7.3067 | 7.7197 | 8.1313 | 8.5415 | 8.5411 | 8.5408 | 8.5405 | 0 | 0 | 0
F8_Industrial_Wood and Lumber Products_Existing_Process_Natural Gas_Strategic Energy Management_A_Achievable Economic TRC Potential | F8 | Industrial | Wood and Lumber Products | Existing | Process | Natural Gas | Strategic Energy Management | A | Cumulative Summer Peak Savings (MW) | Achievable Economic TRC Potential | 0 | 0 | 0 | 0 | 0 | 0 | 0 | 0 | 0 | 0 | 0 | 0 | 0 | 0 | 0 | 0 | 0 | 0 | 0 | 0 | 0 | 0 | 0 | 0 | 0 | 0 | 0 | 0 | 0 | 0 | 0
F9_Industrial_Wood and Lumber Products_Existing_Process_Natural Gas_Strategic Energy Management_A_Achievable Economic TRC Potential | F9 | Industrial | Wood and Lumber Products | Existing | Process | Natural Gas | Strategic Energy Management | A | Cumulative Winter Peak Savings (MW) | Achievable Economic TRC Potential | 0 | 0 | 0 | 0 | 0 | 0 | 0 | 0 | 0 | 0 | 0 | 0 | 0 | 0 | 0 | 0 | 0 | 0 | 0 | 0 | 0 | 0 | 0 | 0 | 0 | 0 | 0 | 0 | 0 | 0 | 0
F10_Industrial_Wood and Lumber Products_Existing_Process_Natural Gas_Strategic Energy Management_A_Achievable Economic TRC Potential | F10 | Industrial | Wood and Lumber Products | Existing | Process | Natural Gas | Strategic Energy Management | A | Purchases (Incremental) | Achievable Economic TRC Potential | 0 | 0 | 0 | 0 | 0 | 50.3094 | 50.2818 | 49.9852 | 50.0123 | 50.0536 | 49.418 | 49.283 | 49.1829 | 48.4019 | 48.5867 | 48.1233 | 48.1296 | 47.8874 | 47.4602 | 47.5164 | 47.3199 | 47.1359 | 46.9641 | 46.8045 | 46.6569 | 0 | 0 | 0 | 0 | 0 | 0
F11_Industrial_Wood and Lumber Products_Existing_Process_Natural Gas_Strategic Energy Management_A_Achievable Economic TRC Potential | F11 | Industrial | Wood and Lumber Products | Existing | Process | Natural Gas | Strategic Energy Management | A | Purchases (Cumulative) | Achievable Economic TRC Potential | 0 | 0 | 0 | 0 | 0 | 50.3094 | 100.5912 | 150.5764 | 200.5887 | 250.6423 | 300.0603 | 349.3433 | 398.5262 | 446.9281 | 495.5147 | 543.6381 | 591.7677 | 639.655 | 687.1152 | 734.6316 | 781.9516 | 829.0875 | 876.0516 | 922.8561 | 969.5131 | 969.5131 | 969.5131 | 969.5131 | 969.5131 | 969.5131 | 969.5131
F1_Industrial_Wood and Lumber Products_Existing_Miscellaneous_Natural Gas_Strategic Energy Management_A_Achievable Economic TRC Potential | F1 | Industrial | Wood and Lumber Products | Existing | Miscellaneous | Natural Gas | Strategic Energy Management | A | Integrated Unit Energy Savings (kWh or therms) | Achievable Economic TRC Potential | 0 | 0 | 0 | 0 | 0 | 3.4004 | 3.4004 | 3.4004 | 3.4004 | 3.4004 | 3.4004 | 3.4004 | 3.4004 | 3.4004 | 3.4004 | 3.4004 | 3.4004 | 3.4004 | 3.4004 | 3.4004 | 3.4004 | 3.4004 | 3.4004 | 3.4004 | 3.4004 | 3.4004 | 3.4004 | 3.4004 | 0 | 0 | 0
F2_Industrial_Wood and Lumber Products_Existing_Miscellaneous_Natural Gas_Strategic Energy Management_A_Achievable Economic TRC Potential | F2 | Industrial | Wood and Lumber Products | Existing | Miscellaneous | Natural Gas | Strategic Energy Management | A | Integrated Unit Summer Peak Savings (kW) | Achievable Economic TRC Potential | 0 | 0 | 0 | 0 | 0 | 0 | 0 | 0 | 0 | 0 | 0 | 0 | 0 | 0 | 0 | 0 | 0 | 0 | 0 | 0 | 0 | 0 | 0 | 0 | 0 | 0 | 0 | 0 | 0 | 0 | 0
F3_Industrial_Wood and Lumber Products_Existing_Miscellaneous_Natural Gas_Strategic Energy Management_A_Achievable Economic TRC Potential | F3 | Industrial | Wood and Lumber Products | Existing | Miscellaneous | Natural Gas | Strategic Energy Management | A | Integrated Unit Winter Peak Savings (kW) | Achievable Economic TRC Potential | 0 | 0 | 0 | 0 | 0 | 0 | 0 | 0 | 0 | 0 | 0 | 0 | 0 | 0 | 0 | 0 | 0 | 0 | 0 | 0 | 0 | 0 | 0 | 0 | 0 | 0 | 0 | 0 | 0 | 0 | 0
F4_Industrial_Wood and Lumber Products_Existing_Miscellaneous_Natural Gas_Strategic Energy Management_A_Achievable Economic TRC Potential | F4 | Industrial | Wood and Lumber Products | Existing | Miscellaneous | Natural Gas | Strategic Energy Management | A | Incremental Energy Savings (MWh or mTherms) | Achievable Economic TRC Potential | 0 | 0 | 0 | 0 | 0 | 0.042769 | 0.042745 | 0.042493 | 0.042516 | 0.042551 | 0.042011 | 0.041896 | 0.041811 | 0.041147 | 0.041304 | 0.04091 | 0.040915 | 0.04071 | 0.040346 | 0.040394 | 0.040227 | 0.040071 | 0.039925 | 0.039789 | 0.039664 | 0 | 0 | 0 | 0 | 0 | 0
F5_Industrial_Wood and Lumber Products_Existing_Miscellaneous_Natural Gas_Strategic Energy Management_A_Achievable Economic TRC Potential | F5 | Industrial | Wood and Lumber Products | Existing | Miscellaneous | Natural Gas | Strategic Energy Management | A | Incremental Summer Peak Savings (MW) | Achievable Economic TRC Potential | 0 | 0 | 0 | 0 | 0 | 0 | 0 | 0 | 0 | 0 | 0 | 0 | 0 | 0 | 0 | 0 | 0 | 0 | 0 | 0 | 0 | 0 | 0 | 0 | 0 | 0 | 0 | 0 | 0 | 0 | 0
F6_Industrial_Wood and Lumber Products_Existing_Miscellaneous_Natural Gas_Strategic Energy Management_A_Achievable Economic TRC Potential | F6 | Industrial | Wood and Lumber Products | Existing | Miscellaneous | Natural Gas | Strategic Energy Management | A | Incremental Winter Peak Savings (MW) | Achievable Economic TRC Potential | 0 | 0 | 0 | 0 | 0 | 0 | 0 | 0 | 0 | 0 | 0 | 0 | 0 | 0 | 0 | 0 | 0 | 0 | 0 | 0 | 0 | 0 | 0 | 0 | 0 | 0 | 0 | 0 | 0 | 0 | 0
F7_Industrial_Wood and Lumber Products_Existing_Miscellaneous_Natural Gas_Strategic Energy Management_A_Achievable Economic TRC Potential | F7 | Industrial | Wood and Lumber Products | Existing | Miscellaneous | Natural Gas | Strategic Energy Management | A | Cumulative Energy Savings (MWh or mTherms) | Achievable Economic TRC Potential | 0 | 0 | 0 | 0 | 0 | 0.042769 | 0.085514 | 0.12801 | 0.17052 | 0.21307 | 0.25508 | 0.29698 | 0.33879 | 0.37994 | 0.42124 | 0.46215 | 0.50307 | 0.54378 | 0.58412 | 0.62452 | 0.66475 | 0.70482 | 0.74474 | 0.78453 | 0.82419 | 0.82419 | 0.82419 | 0.82419 | 0 | 0 | 0
F8_Industrial_Wood and Lumber Products_Existing_Miscellaneous_Natural Gas_Strategic Energy Management_A_Achievable Economic TRC Potential | F8 | Industrial | Wood and Lumber Products | Existing | Miscellaneous | Natural Gas | Strategic Energy Management | A | Cumulative Summer Peak Savings (MW) | Achievable Economic TRC Potential | 0 | 0 | 0 | 0 | 0 | 0 | 0 | 0 | 0 | 0 | 0 | 0 | 0 | 0 | 0 | 0 | 0 | 0 | 0 | 0 | 0 | 0 | 0 | 0 | 0 | 0 | 0 | 0 | 0 | 0 | 0
F9_Industrial_Wood and Lumber Products_Existing_Miscellaneous_Natural Gas_Strategic Energy Management_A_Achievable Economic TRC Potential | F9 | Industrial | Wood and Lumber Products | Existing | Miscellaneous | Natural Gas | Strategic Energy Management | A | Cumulative Winter Peak Savings (MW) | Achievable Economic TRC Potential | 0 | 0 | 0 | 0 | 0 | 0 | 0 | 0 | 0 | 0 | 0 | 0 | 0 | 0 | 0 | 0 | 0 | 0 | 0 | 0 | 0 | 0 | 0 | 0 | 0 | 0 | 0 | 0 | 0 | 0 | 0
F10_Industrial_Wood and Lumber Products_Existing_Miscellaneous_Natural Gas_Strategic Energy Management_A_Achievable Economic TRC Potential | F10 | Industrial | Wood and Lumber Products | Existing | Miscellaneous | Natural Gas | Strategic Energy Management | A | Purchases (Incremental) | Achievable Economic TRC Potential | 0 | 0 | 0 | 0 | 0 | 12.5773 | 12.5704 | 12.4963 | 12.5031 | 12.5134 | 12.3545 | 12.3207 | 12.2957 | 12.1005 | 12.1467 | 12.0308 | 12.0324 | 11.9718 | 11.865 | 11.8791 | 11.83 | 11.784 | 11.741 | 11.7011 | 11.6642 | 0 | 0 | 0 | 0 | 0 | 0
F11_Industrial_Wood and Lumber Products_Existing_Miscellaneous_Natural Gas_Strategic Energy Management_A_Achievable Economic TRC Potential | F11 | Industrial | Wood and Lumber Products | Existing | Miscellaneous | Natural Gas | Strategic Energy Management | A | Purchases (Cumulative) | Achievable Economic TRC Potential | 0 | 0 | 0 | 0 | 0 | 12.5773 | 25.1478 | 37.6441 | 50.1472 | 62.6606 | 75.0151 | 87.3358 | 99.6315 | 111.732 | 123.8787 | 135.9095 | 147.9419 | 159.9138 | 171.7788 | 183.6579 | 195.4879 | 207.2719 | 219.0129 | 230.714 | 242.3783 | 242.3783 | 242.3783 | 242.3783 | 242.3783 | 242.3783 | 242.3783
F1_Industrial_Wood and Lumber Products_Existing_Space Heating_Natural Gas_Commissioning_A_Achievable Economic TRC Potential | F1 | Industrial | Wood and Lumber Products | Existing | Space Heating | Natural Gas | Commissioning | A | Integrated Unit Energy Savings (kWh or therms) | Achievable Economic TRC Potential | 0 | 0 | 0 | 0 | 0 | 6.9397 | 6.9043 | 6.8597 | 6.811 | 6.7581 | 6.7023 | 6.6431 | 6.5819 | 6.5182 | 6.4475 | 6.3789 | 6.3098 | 6.2446 | 6.1829 | 6.1247 | 6.0698 | 6.0142 | 5.9664 | 5.922 | 5.8803 | 5.842 | 5.8092 | 5.7785 | 0 | 0 | 0
F2_Industrial_Wood and Lumber Products_Existing_Space Heating_Natural Gas_Commissioning_A_Achievable Economic TRC Potential | F2 | Industrial | Wood and Lumber Products | Existing | Space Heating | Natural Gas | Commissioning | A | Integrated Unit Summer Peak Savings (kW) | Achievable Economic TRC Potential | 0 | 0 | 0 | 0 | 0 | 0 | 0 | 0 | 0 | 0 | 0 | 0 | 0 | 0 | 0 | 0 | 0 | 0 | 0 | 0 | 0 | 0 | 0 | 0 | 0 | 0 | 0 | 0 | 0 | 0 | 0
F3_Industrial_Wood and Lumber Products_Existing_Space Heating_Natural Gas_Commissioning_A_Achievable Economic TRC Potential | F3 | Industrial | Wood and Lumber Products | Existing | Space Heating | Natural Gas | Commissioning | A | Integrated Unit Winter Peak Savings (kW) | Achievable Economic TRC Potential | 0 | 0 | 0 | 0 | 0 | 0 | 0 | 0 | 0 | 0 | 0 | 0 | 0 | 0 | 0 | 0 | 0 | 0 | 0 | 0 | 0 | 0 | 0 | 0 | 0 | 0 | 0 | 0 | 0 | 0 | 0
F4_Industrial_Wood and Lumber Products_Existing_Space Heating_Natural Gas_Commissioning_A_Achievable Economic TRC Potential | F4 | Industrial | Wood and Lumber Products | Existing | Space Heating | Natural Gas | Commissioning | A | Incremental Energy Savings (MWh or mTherms) | Achievable Economic TRC Potential | 0 | 0 | 0 | 0 | 0 | 0 | 0 | 0 | 0 | 0 | 0 | 0 | 0 | 0 | 0 | 0 | 0 | 0 | 0 | 0 | 0 | 0 | 0 | 0 | 0 | 0 | 0 | 0 | 0 | 0 | 0
F5_Industrial_Wood and Lumber Products_Existing_Space Heating_Natural Gas_Commissioning_A_Achievable Economic TRC Potential | F5 | Industrial | Wood and Lumber Products | Existing | Space Heating | Natural Gas | Commissioning | A | Incremental Summer Peak Savings (MW) | Achievable Economic TRC Potential | 0 | 0 | 0 | 0 | 0 | 0 | 0 | 0 | 0 | 0 | 0 | 0 | 0 | 0 | 0 | 0 | 0 | 0 | 0 | 0 | 0 | 0 | 0 | 0 | 0 | 0 | 0 | 0 | 0 | 0 | 0
F6_Industrial_Wood and Lumber Products_Existing_Space Heating_Natural Gas_Commissioning_A_Achievable Economic TRC Potential | F6 | Industrial | Wood and Lumber Products | Existing | Space Heating | Natural Gas | Commissioning | A | Incremental Winter Peak Savings (MW) | Achievable Economic TRC Potential | 0 | 0 | 0 | 0 | 0 | 0 | 0 | 0 | 0 | 0 | 0 | 0 | 0 | 0 | 0 | 0 | 0 | 0 | 0 | 0 | 0 | 0 | 0 | 0 | 0 | 0 | 0 | 0 | 0 | 0 | 0
F7_Industrial_Wood and Lumber Products_Existing_Space Heating_Natural Gas_Commissioning_A_Achievable Economic TRC Potential | F7 | Industrial | Wood and Lumber Products | Existing | Space Heating | Natural Gas | Commissioning | A | Cumulative Energy Savings (MWh or mTherms) | Achievable Economic TRC Potential | 0 | 0 | 0 | 0 | 0 | 0 | 0 | 0 | 0 | 0 | 0 | 0 | 0 | 0 | 0 | 0 | 0 | 0 | 0 | 0 | 0 | 0 | 0 | 0 | 0 | 0 | 0 | 0 | 0 | 0 | 0
F8_Industrial_Wood and Lumber Products_Existing_Space Heating_Natural Gas_Commissioning_A_Achievable Economic TRC Potential | F8 | Industrial | Wood and Lumber Products | Existing | Space Heating | Natural Gas | Commissioning | A | Cumulative Summer Peak Savings (MW) | Achievable Economic TRC Potential | 0 | 0 | 0 | 0 | 0 | 0 | 0 | 0 | 0 | 0 | 0 | 0 | 0 | 0 | 0 | 0 | 0 | 0 | 0 | 0 | 0 | 0 | 0 | 0 | 0 | 0 | 0 | 0 | 0 | 0 | 0
F9_Industrial_Wood and Lumber Products_Existing_Space Heating_Natural Gas_Commissioning_A_Achievable Economic TRC Potential | F9 | Industrial | Wood and Lumber Products | Existing | Space Heating | Natural Gas | Commissioning | A | Cumulative Winter Peak Savings (MW) | Achievable Economic TRC Potential | 0 | 0 | 0 | 0 | 0 | 0 | 0 | 0 | 0 | 0 | 0 | 0 | 0 | 0 | 0 | 0 | 0 | 0 | 0 | 0 | 0 | 0 | 0 | 0 | 0 | 0 | 0 | 0 | 0 | 0 | 0
F10_Industrial_Wood and Lumber Products_Existing_Space Heating_Natural Gas_Commissioning_A_Achievable Economic TRC Potential | F10 | Industrial | Wood and Lumber Products | Existing | Space Heating | Natural Gas | Commissioning | A | Purchases (Incremental) | Achievable Economic TRC Potential | 0 | 0 | 0 | 0 | 0 | 0 | 0 | 0 | 0 | 0 | 0 | 0 | 0 | 0 | 0 | 0 | 0 | 0 | 0 | 0 | 0 | 0 | 0 | 0 | 0 | 0 | 0 | 0 | 0 | 0 | 0
F11_Industrial_Wood and Lumber Products_Existing_Space Heating_Natural Gas_Commissioning_A_Achievable Economic TRC Potential | F11 | Industrial | Wood and Lumber Products | Existing | Space Heating | Natural Gas | Commissioning | A | Purchases (Cumulative) | Achievable Economic TRC Potential | 0 | 0 | 0 | 0 | 0 | 0 | 0 | 0 | 0 | 0 | 0 | 0 | 0 | 0 | 0 | 0 | 0 | 0 | 0 | 0 | 0 | 0 | 0 | 0 | 0 | 0 | 0 | 0 | 0 | 0 | 0
F1_Industrial_Wood and Lumber Products_Existing_Process_Natural Gas_Commissioning_A_Achievable Economic TRC Potential | F1 | Industrial | Wood and Lumber Products | Existing | Process | Natural Gas | Commissioning | A | Integrated Unit Energy Savings (kWh or therms) | Achievable Economic TRC Potential | 0 | 0 | 0 | 0 | 0 | 49.9208 | 49.9158 | 49.9123 | 49.9096 | 49.9073 | 49.9049 | 49.9031 | 49.9016 | 49.8999 | 49.899 | 49.8978 | 49.8971 | 49.8964 | 49.8957 | 49.8955 | 49.895 | 49.8947 | 49.8943 | 49.8941 | 49.8938 | 49.8937 | 49.8936 | 49.8935 | 0 | 0 | 0
F2_Industrial_Wood and Lumber Products_Existing_Process_Natural Gas_Commissioning_A_Achievable Economic TRC Potential | F2 | Industrial | Wood and Lumber Products | Existing | Process | Natural Gas | Commissioning | A | Integrated Unit Summer Peak Savings (kW) | Achievable Economic TRC Potential | 0 | 0 | 0 | 0 | 0 | 0 | 0 | 0 | 0 | 0 | 0 | 0 | 0 | 0 | 0 | 0 | 0 | 0 | 0 | 0 | 0 | 0 | 0 | 0 | 0 | 0 | 0 | 0 | 0 | 0 | 0
F3_Industrial_Wood and Lumber Products_Existing_Process_Natural Gas_Commissioning_A_Achievable Economic TRC Potential | F3 | Industrial | Wood and Lumber Products | Existing | Process | Natural Gas | Commissioning | A | Integrated Unit Winter Peak Savings (kW) | Achievable Economic TRC Potential | 0 | 0 | 0 | 0 | 0 | 0 | 0 | 0 | 0 | 0 | 0 | 0 | 0 | 0 | 0 | 0 | 0 | 0 | 0 | 0 | 0 | 0 | 0 | 0 | 0 | 0 | 0 | 0 | 0 | 0 | 0
F4_Industrial_Wood and Lumber Products_Existing_Process_Natural Gas_Commissioning_A_Achievable Economic TRC Potential | F4 | Industrial | Wood and Lumber Products | Existing | Process | Natural Gas | Commissioning | A | Incremental Energy Savings (MWh or mTherms) | Achievable Economic TRC Potential | 0 | 0 | 0 | 0 | 0 | 0 | 0 | 0 | 0 | 0 | 0 | 0 | 0 | 0 | 0 | 0 | 0 | 0 | 0 | 0 | 0 | 0 | 0 | 0 | 0 | 0 | 0 | 0 | 0 | 0 | 0
F5_Industrial_Wood and Lumber Products_Existing_Process_Natural Gas_Commissioning_A_Achievable Economic TRC Potential | F5 | Industrial | Wood and Lumber Products | Existing | Process | Natural Gas | Commissioning | A | Incremental Summer Peak Savings (MW) | Achievable Economic TRC Potential | 0 | 0 | 0 | 0 | 0 | 0 | 0 | 0 | 0 | 0 | 0 | 0 | 0 | 0 | 0 | 0 | 0 | 0 | 0 | 0 | 0 | 0 | 0 | 0 | 0 | 0 | 0 | 0 | 0 | 0 | 0
F6_Industrial_Wood and Lumber Products_Existing_Process_Natural Gas_Commissioning_A_Achievable Economic TRC Potential | F6 | Industrial | Wood and Lumber Products | Existing | Process | Natural Gas | Commissioning | A | Incremental Winter Peak Savings (MW) | Achievable Economic TRC Potential | 0 | 0 | 0 | 0 | 0 | 0 | 0 | 0 | 0 | 0 | 0 | 0 | 0 | 0 | 0 | 0 | 0 | 0 | 0 | 0 | 0 | 0 | 0 | 0 | 0 | 0 | 0 | 0 | 0 | 0 | 0
F7_Industrial_Wood and Lumber Products_Existing_Process_Natural Gas_Commissioning_A_Achievable Economic TRC Potential | F7 | Industrial | Wood and Lumber Products | Existing | Process | Natural Gas | Commissioning | A | Cumulative Energy Savings (MWh or mTherms) | Achievable Economic TRC Potential | 0 | 0 | 0 | 0 | 0 | 0 | 0 | 0 | 0 | 0 | 0 | 0 | 0 | 0 | 0 | 0 | 0 | 0 | 0 | 0 | 0 | 0 | 0 | 0 | 0 | 0 | 0 | 0 | 0 | 0 | 0
F8_Industrial_Wood and Lumber Products_Existing_Process_Natural Gas_Commissioning_A_Achievable Economic TRC Potential | F8 | Industrial | Wood and Lumber Products | Existing | Process | Natural Gas | Commissioning | A | Cumulative Summer Peak Savings (MW) | Achievable Economic TRC Potential | 0 | 0 | 0 | 0 | 0 | 0 | 0 | 0 | 0 | 0 | 0 | 0 | 0 | 0 | 0 | 0 | 0 | 0 | 0 | 0 | 0 | 0 | 0 | 0 | 0 | 0 | 0 | 0 | 0 | 0 | 0
F9_Industrial_Wood and Lumber Products_Existing_Process_Natural Gas_Commissioning_A_Achievable Economic TRC Potential | F9 | Industrial | Wood and Lumber Products | Existing | Process | Natural Gas | Commissioning | A | Cumulative Winter Peak Savings (MW) | Achievable Economic TRC Potential | 0 | 0 | 0 | 0 | 0 | 0 | 0 | 0 | 0 | 0 | 0 | 0 | 0 | 0 | 0 | 0 | 0 | 0 | 0 | 0 | 0 | 0 | 0 | 0 | 0 | 0 | 0 | 0 | 0 | 0 | 0
F10_Industrial_Wood and Lumber Products_Existing_Process_Natural Gas_Commissioning_A_Achievable Economic TRC Potential | F10 | Industrial | Wood and Lumber Products | Existing | Process | Natural Gas | Commissioning | A | Purchases (Incremental) | Achievable Economic TRC Potential | 0 | 0 | 0 | 0 | 0 | 0 | 0 | 0 | 0 | 0 | 0 | 0 | 0 | 0 | 0 | 0 | 0 | 0 | 0 | 0 | 0 | 0 | 0 | 0 | 0 | 0 | 0 | 0 | 0 | 0 | 0
F11_Industrial_Wood and Lumber Products_Existing_Process_Natural Gas_Commissioning_A_Achievable Economic TRC Potential | F11 | Industrial | Wood and Lumber Products | Existing | Process | Natural Gas | Commissioning | A | Purchases (Cumulative) | Achievable Economic TRC Potential | 0 | 0 | 0 | 0 | 0 | 0 | 0 | 0 | 0 | 0 | 0 | 0 | 0 | 0 | 0 | 0 | 0 | 0 | 0 | 0 | 0 | 0 | 0 | 0 | 0 | 0 | 0 | 0 | 0 | 0 | 0
F1_Industrial_Wood and Lumber Products_Existing_Space Heating_Natural Gas_Retrocommissioning_A_Achievable Economic TRC Potential | F1 | Industrial | Wood and Lumber Products | Existing | Space Heating | Natural Gas | Retrocommissioning | A | Integrated Unit Energy Savings (kWh or therms) | Achievable Economic TRC Potential | 0 | 0 | 0 | 0 | 0 | 0.96379 | 0.9588 | 0.95253 | 0.94569 | 0.93827 | 0.93045 | 0.92217 | 0.91364 | 0.90474 | 0.8949 | 0.88536 | 0.87575 | 0.86669 | 0.85811 | 0.85002 | 0.84238 | 0.83468 | 0.82804 | 0.82187 | 0.81609 | 0.81077 | 0.80621 | 0.80195 | 0 | 0 | 0
F2_Industrial_Wood and Lumber Products_Existing_Space Heating_Natural Gas_Retrocommissioning_A_Achievable Economic TRC Potential | F2 | Industrial | Wood and Lumber Products | Existing | Space Heating | Natural Gas | Retrocommissioning | A | Integrated Unit Summer Peak Savings (kW) | Achievable Economic TRC Potential | 0 | 0 | 0 | 0 | 0 | 0 | 0 | 0 | 0 | 0 | 0 | 0 | 0 | 0 | 0 | 0 | 0 | 0 | 0 | 0 | 0 | 0 | 0 | 0 | 0 | 0 | 0 | 0 | 0 | 0 | 0
F3_Industrial_Wood and Lumber Products_Existing_Space Heating_Natural Gas_Retrocommissioning_A_Achievable Economic TRC Potential | F3 | Industrial | Wood and Lumber Products | Existing | Space Heating | Natural Gas | Retrocommissioning | A | Integrated Unit Winter Peak Savings (kW) | Achievable Economic TRC Potential | 0 | 0 | 0 | 0 | 0 | 0 | 0 | 0 | 0 | 0 | 0 | 0 | 0 | 0 | 0 | 0 | 0 | 0 | 0 | 0 | 0 | 0 | 0 | 0 | 0 | 0 | 0 | 0 | 0 | 0 | 0
F4_Industrial_Wood and Lumber Products_Existing_Space Heating_Natural Gas_Retrocommissioning_A_Achievable Economic TRC Potential | F4 | Industrial | Wood and Lumber Products | Existing | Space Heating | Natural Gas | Retrocommissioning | A | Incremental Energy Savings (MWh or mTherms) | Achievable Economic TRC Potential | 0 | 0 | 0 | 0 | 0 | 0.0094282 | 0.0093742 | 0.0092579 | 0.0091965 | 0.0091319 | 0.0089407 | 0.008837 | 0.0087374 | 0.008515 | 0.0084545 | 0.0082846 | 0.0081957 | 0.0080701 | 0.007919 | 0.0078536 | 0.0077509 | 0.0076501 | 0.0075616 | 0.0074797 | 0.0074037 | 0 | 0 | 0 | 0 | 0 | 0
F5_Industrial_Wood and Lumber Products_Existing_Space Heating_Natural Gas_Retrocommissioning_A_Achievable Economic TRC Potential | F5 | Industrial | Wood and Lumber Products | Existing | Space Heating | Natural Gas | Retrocommissioning | A | Incremental Summer Peak Savings (MW) | Achievable Economic TRC Potential | 0 | 0 | 0 | 0 | 0 | 0 | 0 | 0 | 0 | 0 | 0 | 0 | 0 | 0 | 0 | 0 | 0 | 0 | 0 | 0 | 0 | 0 | 0 | 0 | 0 | 0 | 0 | 0 | 0 | 0 | 0
F6_Industrial_Wood and Lumber Products_Existing_Space Heating_Natural Gas_Retrocommissioning_A_Achievable Economic TRC Potential | F6 | Industrial | Wood and Lumber Products | Existing | Space Heating | Natural Gas | Retrocommissioning | A | Incremental Winter Peak Savings (MW) | Achievable Economic TRC Potential | 0 | 0 | 0 | 0 | 0 | 0 | 0 | 0 | 0 | 0 | 0 | 0 | 0 | 0 | 0 | 0 | 0 | 0 | 0 | 0 | 0 | 0 | 0 | 0 | 0 | 0 | 0 | 0 | 0 | 0 | 0
F7_Industrial_Wood and Lumber Products_Existing_Space Heating_Natural Gas_Retrocommissioning_A_Achievable Economic TRC Potential | F7 | Industrial | Wood and Lumber Products | Existing | Space Heating | Natural Gas | Retrocommissioning | A | Cumulative Energy Savings (MWh or mTherms) | Achievable Economic TRC Potential | 0 | 0 | 0 | 0 | 0 | 0.0094282 | 0.018753 | 0.027889 | 0.036885 | 0.045728 | 0.054287 | 0.062641 | 0.070799 | 0.078625 | 0.086224 | 0.09359 | 0.10077 | 0.1078 | 0.11465 | 0.12142 | 0.12808 | 0.13456 | 0.14105 | 0.14748 | 0.15385 | 0.15284 | 0.15198 | 0.15118 | 0 | 0 | 0
F8_Industrial_Wood and Lumber Products_Existing_Space Heating_Natural Gas_Retrocommissioning_A_Achievable Economic TRC Potential | F8 | Industrial | Wood and Lumber Products | Existing | Space Heating | Natural Gas | Retrocommissioning | A | Cumulative Summer Peak Savings (MW) | Achievable Economic TRC Potential | 0 | 0 | 0 | 0 | 0 | 0 | 0 | 0 | 0 | 0 | 0 | 0 | 0 | 0 | 0 | 0 | 0 | 0 | 0 | 0 | 0 | 0 | 0 | 0 | 0 | 0 | 0 | 0 | 0 | 0 | 0
F9_Industrial_Wood and Lumber Products_Existing_Space Heating_Natural Gas_Retrocommissioning_A_Achievable Economic TRC Potential | F9 | Industrial | Wood and Lumber Products | Existing | Space Heating | Natural Gas | Retrocommissioning | A | Cumulative Winter Peak Savings (MW) | Achievable Economic TRC Potential | 0 | 0 | 0 | 0 | 0 | 0 | 0 | 0 | 0 | 0 | 0 | 0 | 0 | 0 | 0 | 0 | 0 | 0 | 0 | 0 | 0 | 0 | 0 | 0 | 0 | 0 | 0 | 0 | 0 | 0 | 0
F10_Industrial_Wood and Lumber Products_Existing_Space Heating_Natural Gas_Retrocommissioning_A_Achievable Economic TRC Potential | F10 | Industrial | Wood and Lumber Products | Existing | Space Heating | Natural Gas | Retrocommissioning | A | Purchases (Incremental) | Achievable Economic TRC Potential | 0 | 0 | 0 | 0 | 0 | 9.7824 | 9.777 | 9.7194 | 9.7246 | 9.7326 | 9.6091 | 9.5828 | 9.5633 | 9.4115 | 9.4474 | 9.3573 | 9.3585 | 9.3114 | 9.2284 | 9.2393 | 9.2011 | 9.1653 | 9.1319 | 9.1009 | 9.0722 | 0 | 0 | 0 | 0 | 0 | 0
F11_Industrial_Wood and Lumber Products_Existing_Space Heating_Natural Gas_Retrocommissioning_A_Achievable Economic TRC Potential | F11 | Industrial | Wood and Lumber Products | Existing | Space Heating | Natural Gas | Retrocommissioning | A | Purchases (Cumulative) | Achievable Economic TRC Potential | 0 | 0 | 0 | 0 | 0 | 9.7824 | 19.5594 | 29.2787 | 39.0034 | 48.736 | 58.3451 | 67.9279 | 77.4912 | 86.9027 | 96.3501 | 105.7074 | 115.0659 | 124.3774 | 133.6057 | 142.845 | 152.0461 | 161.2114 | 170.3434 | 179.4442 | 188.5164 | 188.5164 | 188.5164 | 188.5164 | 188.5164 | 188.5164 | 188.5164
F1_Industrial_Wood and Lumber Products_Existing_Process_Natural Gas_Retrocommissioning_A_Achievable Economic TRC Potential | F1 | Industrial | Wood and Lumber Products | Existing | Process | Natural Gas | Retrocommissioning | A | Integrated Unit Energy Savings (kWh or therms) | Achievable Economic TRC Potential | 0 | 0 | 0 | 0 | 0 | 0 | 0 | 0 | 0 | 0 | 0 | 0 | 0 | 0 | 0 | 0 | 0 | 0 | 0 | 0 | 0 | 0 | 0 | 0 | 0 | 0 | 0 | 0 | 0 | 0 | 0
F2_Industrial_Wood and Lumber Products_Existing_Process_Natural Gas_Retrocommissioning_A_Achievable Economic TRC Potential | F2 | Industrial | Wood and Lumber Products | Existing | Process | Natural Gas | Retrocommissioning | A | Integrated Unit Summer Peak Savings (kW) | Achievable Economic TRC Potential | 0 | 0 | 0 | 0 | 0 | 0 | 0 | 0 | 0 | 0 | 0 | 0 | 0 | 0 | 0 | 0 | 0 | 0 | 0 | 0 | 0 | 0 | 0 | 0 | 0 | 0 | 0 | 0 | 0 | 0 | 0
F3_Industrial_Wood and Lumber Products_Existing_Process_Natural Gas_Retrocommissioning_A_Achievable Economic TRC Potential | F3 | Industrial | Wood and Lumber Products | Existing | Process | Natural Gas | Retrocommissioning | A | Integrated Unit Winter Peak Savings (kW) | Achievable Economic TRC Potential | 0 | 0 | 0 | 0 | 0 | 0 | 0 | 0 | 0 | 0 | 0 | 0 | 0 | 0 | 0 | 0 | 0 | 0 | 0 | 0 | 0 | 0 | 0 | 0 | 0 | 0 | 0 | 0 | 0 | 0 | 0
F4_Industrial_Wood and Lumber Products_Existing_Process_Natural Gas_Retrocommissioning_A_Achievable Economic TRC Potential | F4 | Industrial | Wood and Lumber Products | Existing | Process | Natural Gas | Retrocommissioning | A | Incremental Energy Savings (MWh or mTherms) | Achievable Economic TRC Potential | 0 | 0 | 0 | 0 | 0 | 0 | 0 | 0 | 0 | 0 | 0 | 0 | 0 | 0 | 0 | 0 | 0 | 0 | 0 | 0 | 0 | 0 | 0 | 0 | 0 | 0 | 0 | 0 | 0 | 0 | 0
F5_Industrial_Wood and Lumber Products_Existing_Process_Natural Gas_Retrocommissioning_A_Achievable Economic TRC Potential | F5 | Industrial | Wood and Lumber Products | Existing | Process | Natural Gas | Retrocommissioning | A | Incremental Summer Peak Savings (MW) | Achievable Economic TRC Potential | 0 | 0 | 0 | 0 | 0 | 0 | 0 | 0 | 0 | 0 | 0 | 0 | 0 | 0 | 0 | 0 | 0 | 0 | 0 | 0 | 0 | 0 | 0 | 0 | 0 | 0 | 0 | 0 | 0 | 0 | 0
F6_Industrial_Wood and Lumber Products_Existing_Process_Natural Gas_Retrocommissioning_A_Achievable Economic TRC Potential | F6 | Industrial | Wood and Lumber Products | Existing | Process | Natural Gas | Retrocommissioning | A | Incremental Winter Peak Savings (MW) | Achievable Economic TRC Potential | 0 | 0 | 0 | 0 | 0 | 0 | 0 | 0 | 0 | 0 | 0 | 0 | 0 | 0 | 0 | 0 | 0 | 0 | 0 | 0 | 0 | 0 | 0 | 0 | 0 | 0 | 0 | 0 | 0 | 0 | 0
F7_Industrial_Wood and Lumber Products_Existing_Process_Natural Gas_Retrocommissioning_A_Achievable Economic TRC Potential | F7 | Industrial | Wood and Lumber Products | Existing | Process | Natural Gas | Retrocommissioning | A | Cumulative Energy Savings (MWh or mTherms) | Achievable Economic TRC Potential | 0 | 0 | 0 | 0 | 0 | 0 | 0 | 0 | 0 | 0 | 0 | 0 | 0 | 0 | 0 | 0 | 0 | 0 | 0 | 0 | 0 | 0 | 0 | 0 | 0 | 0 | 0 | 0 | 0 | 0 | 0
F8_Industrial_Wood and Lumber Products_Existing_Process_Natural Gas_Retrocommissioning_A_Achievable Economic TRC Potential | F8 | Industrial | Wood and Lumber Products | Existing | Process | Natural Gas | Retrocommissioning | A | Cumulative Summer Peak Savings (MW) | Achievable Economic TRC Potential | 0 | 0 | 0 | 0 | 0 | 0 | 0 | 0 | 0 | 0 | 0 | 0 | 0 | 0 | 0 | 0 | 0 | 0 | 0 | 0 | 0 | 0 | 0 | 0 | 0 | 0 | 0 | 0 | 0 | 0 | 0
F9_Industrial_Wood and Lumber Products_Existing_Process_Natural Gas_Retrocommissioning_A_Achievable Economic TRC Potential | F9 | Industrial | Wood and Lumber Products | Existing | Process | Natural Gas | Retrocommissioning | A | Cumulative Winter Peak Savings (MW) | Achievable Economic TRC Potential | 0 | 0 | 0 | 0 | 0 | 0 | 0 | 0 | 0 | 0 | 0 | 0 | 0 | 0 | 0 | 0 | 0 | 0 | 0 | 0 | 0 | 0 | 0 | 0 | 0 | 0 | 0 | 0 | 0 | 0 | 0
F10_Industrial_Wood and Lumber Products_Existing_Process_Natural Gas_Retrocommissioning_A_Achievable Economic TRC Potential | F10 | Industrial | Wood and Lumber Products | Existing | Process | Natural Gas | Retrocommissioning | A | Purchases (Incremental) | Achievable Economic TRC Potential | 0 | 0 | 0 | 0 | 0 | 9.7824 | 9.777 | 9.7194 | 9.7246 | 9.7326 | 9.6091 | 9.5828 | 9.5633 | 9.4115 | 9.4474 | 9.3573 | 9.3585 | 9.3114 | 9.2284 | 9.2393 | 9.2011 | 9.1653 | 9.1319 | 9.1009 | 9.0722 | 0 | 0 | 0 | 0 | 0 | 0
F11_Industrial_Wood and Lumber Products_Existing_Process_Natural Gas_Retrocommissioning_A_Achievable Economic TRC Potential | F11 | Industrial | Wood and Lumber Products | Existing | Process | Natural Gas | Retrocommissioning | A | Purchases (Cumulative) | Achievable Economic TRC Potential | 0 | 0 | 0 | 0 | 0 | 9.7824 | 19.5594 | 29.2787 | 39.0034 | 48.736 | 58.3451 | 67.9279 | 77.4912 | 86.9027 | 96.3501 | 105.7074 | 115.0659 | 124.3774 | 133.6057 | 142.845 | 152.0461 | 161.2114 | 170.3434 | 179.4442 | 188.5164 | 188.5164 | 188.5164 | 188.5164 | 188.5164 | 188.5164 | 188.5164
F1_Industrial_Wood and Lumber Products_New_Space Heating_Natural Gas_Insulation - Roof/Ceiling_A_Achievable Economic TRC Potential | F1 | Industrial | Wood and Lumber Products | New | Space Heating | Natural Gas | Insulation - Roof/Ceiling | A | Integrated Unit Energy Savings (kWh or therms) | Achievable Economic TRC Potential | 0 | 0 | 0 | 0 | 0 | 0.093666 | 0.092125 | 0.090846 | 0.089738 | 0.088737 | 0.087829 | 0.086739 | 0.085558 | 0.084355 | 0.083161 | 0.082072 | 0.081083 | 0.080245 | 0.079153 | 0.078313 | 0.077679 | 0.077183 | 0.076916 | 0.076753 | 0.076666 | 0.076631 | 0.076619 | 0.076633 | 0 | 0 | 0
F2_Industrial_Wood and Lumber Products_New_Space Heating_Natural Gas_Insulation - Roof/Ceiling_A_Achievable Economic TRC Potential | F2 | Industrial | Wood and Lumber Products | New | Space Heating | Natural Gas | Insulation - Roof/Ceiling | A | Integrated Unit Summer Peak Savings (kW) | Achievable Economic TRC Potential | 0 | 0 | 0 | 0 | 0 | 0 | 0 | 0 | 0 | 0 | 0 | 0 | 0 | 0 | 0 | 0 | 0 | 0 | 0 | 0 | 0 | 0 | 0 | 0 | 0 | 0 | 0 | 0 | 0 | 0 | 0
F3_Industrial_Wood and Lumber Products_New_Space Heating_Natural Gas_Insulation - Roof/Ceiling_A_Achievable Economic TRC Potential | F3 | Industrial | Wood and Lumber Products | New | Space Heating | Natural Gas | Insulation - Roof/Ceiling | A | Integrated Unit Winter Peak Savings (kW) | Achievable Economic TRC Potential | 0 | 0 | 0 | 0 | 0 | 0 | 0 | 0 | 0 | 0 | 0 | 0 | 0 | 0 | 0 | 0 | 0 | 0 | 0 | 0 | 0 | 0 | 0 | 0 | 0 | 0 | 0 | 0 | 0 | 0 | 0
F4_Industrial_Wood and Lumber Products_New_Space Heating_Natural Gas_Insulation - Roof/Ceiling_A_Achievable Economic TRC Potential | F4 | Industrial | Wood and Lumber Products | New | Space Heating | Natural Gas | Insulation - Roof/Ceiling | A | Incremental Energy Savings (MWh or mTherms) | Achievable Economic TRC Potential | 0 | 0 | 0 | 0 | 0 | 0 | 0 | 0 | 0 | 0 | 0 | 0 | 0 | 0 | 0 | 0 | 0 | 0 | 0 | 0 | 0 | 0 | 0 | 0 | 0 | 0 | 0 | 0 | 0 | 0 | 0
F5_Industrial_Wood and Lumber Products_New_Space Heating_Natural Gas_Insulation - Roof/Ceiling_A_Achievable Economic TRC Potential | F5 | Industrial | Wood and Lumber Products | New | Space Heating | Natural Gas | Insulation - Roof/Ceiling | A | Incremental Summer Peak Savings (MW) | Achievable Economic TRC Potential | 0 | 0 | 0 | 0 | 0 | 0 | 0 | 0 | 0 | 0 | 0 | 0 | 0 | 0 | 0 | 0 | 0 | 0 | 0 | 0 | 0 | 0 | 0 | 0 | 0 | 0 | 0 | 0 | 0 | 0 | 0
F6_Industrial_Wood and Lumber Products_New_Space Heating_Natural Gas_Insulation - Roof/Ceiling_A_Achievable Economic TRC Potential | F6 | Industrial | Wood and Lumber Products | New | Space Heating | Natural Gas | Insulation - Roof/Ceiling | A | Incremental Winter Peak Savings (MW) | Achievable Economic TRC Potential | 0 | 0 | 0 | 0 | 0 | 0 | 0 | 0 | 0 | 0 | 0 | 0 | 0 | 0 | 0 | 0 | 0 | 0 | 0 | 0 | 0 | 0 | 0 | 0 | 0 | 0 | 0 | 0 | 0 | 0 | 0
F7_Industrial_Wood and Lumber Products_New_Space Heating_Natural Gas_Insulation - Roof/Ceiling_A_Achievable Economic TRC Potential | F7 | Industrial | Wood and Lumber Products | New | Space Heating | Natural Gas | Insulation - Roof/Ceiling | A | Cumulative Energy Savings (MWh or mTherms) | Achievable Economic TRC Potential | 0 | 0 | 0 | 0 | 0 | 0 | 0 | 0 | 0 | 0 | 0 | 0 | 0 | 0 | 0 | 0 | 0 | 0 | 0 | 0 | 0 | 0 | 0 | 0 | 0 | 0 | 0 | 0 | 0 | 0 | 0
F8_Industrial_Wood and Lumber Products_New_Space Heating_Natural Gas_Insulation - Roof/Ceiling_A_Achievable Economic TRC Potential | F8 | Industrial | Wood and Lumber Products | New | Space Heating | Natural Gas | Insulation - Roof/Ceiling | A | Cumulative Summer Peak Savings (MW) | Achievable Economic TRC Potential | 0 | 0 | 0 | 0 | 0 | 0 | 0 | 0 | 0 | 0 | 0 | 0 | 0 | 0 | 0 | 0 | 0 | 0 | 0 | 0 | 0 | 0 | 0 | 0 | 0 | 0 | 0 | 0 | 0 | 0 | 0
F9_Industrial_Wood and Lumber Products_New_Space Heating_Natural Gas_Insulation - Roof/Ceiling_A_Achievable Economic TRC Potential | F9 | Industrial | Wood and Lumber Products | New | Space Heating | Natural Gas | Insulation - Roof/Ceiling | A | Cumulative Winter Peak Savings (MW) | Achievable Economic TRC Potential | 0 | 0 | 0 | 0 | 0 | 0 | 0 | 0 | 0 | 0 | 0 | 0 | 0 | 0 | 0 | 0 | 0 | 0 | 0 | 0 | 0 | 0 | 0 | 0 | 0 | 0 | 0 | 0 | 0 | 0 | 0
F10_Industrial_Wood and Lumber Products_New_Space Heating_Natural Gas_Insulation - Roof/Ceiling_A_Achievable Economic TRC Potential | F10 | Industrial | Wood and Lumber Products | New | Space Heating | Natural Gas | Insulation - Roof/Ceiling | A | Purchases (Incremental) | Achievable Economic TRC Potential | 0 | 0 | 0 | 0 | 0 | 0 | 0 | 0 | 0 | 0 | 0 | 0 | 0 | 0 | 0 | 0 | 0 | 0 | 0 | 0 | 0 | 0 | 0 | 0 | 0 | 0 | 0 | 0 | 0 | 0 | 0
F11_Industrial_Wood and Lumber Products_New_Space Heating_Natural Gas_Insulation - Roof/Ceiling_A_Achievable Economic TRC Potential | F11 | Industrial | Wood and Lumber Products | New | Space Heating | Natural Gas | Insulation - Roof/Ceiling | A | Purchases (Cumulative) | Achievable Economic TRC Potential | 0 | 0 | 0 | 0 | 0 | 0 | 0 | 0 | 0 | 0 | 0 | 0 | 0 | 0 | 0 | 0 | 0 | 0 | 0 | 0 | 0 | 0 | 0 | 0 | 0 | 0 | 0 | 0 | 0 | 0 | 0
F1_Industrial_Wood and Lumber Products_New_Space Heating_Natural Gas_Insulation - Wall Cavity_A_Achievable Economic TRC Potential | F1 | Industrial | Wood and Lumber Products | New | Space Heating | Natural Gas | Insulation - Wall Cavity | A | Integrated Unit Energy Savings (kWh or therms) | Achievable Economic TRC Potential | 0 | 0 | 0 | 0 | 0 | 0.016868 | 0.016591 | 0.016361 | 0.016161 | 0.015981 | 0.015817 | 0.015621 | 0.015408 | 0.015192 | 0.014977 | 0.014781 | 0.014602 | 0.014451 | 0.014255 | 0.014103 | 0.013989 | 0.0139 | 0.013852 | 0.013823 | 0.013807 | 0.013801 | 0.013798 | 0.013801 | 0 | 0 | 0
F2_Industrial_Wood and Lumber Products_New_Space Heating_Natural Gas_Insulation - Wall Cavity_A_Achievable Economic TRC Potential | F2 | Industrial | Wood and Lumber Products | New | Space Heating | Natural Gas | Insulation - Wall Cavity | A | Integrated Unit Summer Peak Savings (kW) | Achievable Economic TRC Potential | 0 | 0 | 0 | 0 | 0 | 0 | 0 | 0 | 0 | 0 | 0 | 0 | 0 | 0 | 0 | 0 | 0 | 0 | 0 | 0 | 0 | 0 | 0 | 0 | 0 | 0 | 0 | 0 | 0 | 0 | 0
F3_Industrial_Wood and Lumber Products_New_Space Heating_Natural Gas_Insulation - Wall Cavity_A_Achievable Economic TRC Potential | F3 | Industrial | Wood and Lumber Products | New | Space Heating | Natural Gas | Insulation - Wall Cavity | A | Integrated Unit Winter Peak Savings (kW) | Achievable Economic TRC Potential | 0 | 0 | 0 | 0 | 0 | 0 | 0 | 0 | 0 | 0 | 0 | 0 | 0 | 0 | 0 | 0 | 0 | 0 | 0 | 0 | 0 | 0 | 0 | 0 | 0 | 0 | 0 | 0 | 0 | 0 | 0
F4_Industrial_Wood and Lumber Products_New_Space Heating_Natural Gas_Insulation - Wall Cavity_A_Achievable Economic TRC Potential | F4 | Industrial | Wood and Lumber Products | New | Space Heating | Natural Gas | Insulation - Wall Cavity | A | Incremental Energy Savings (MWh or mTherms) | Achievable Economic TRC Potential | 0 | 0 | 0 | 0 | 0 | 0 | 0 | 0 | 0 | 0 | 0 | 0 | 0 | 0 | 0 | 0 | 0 | 0 | 0 | 0 | 0 | 0 | 0 | 0 | 0 | 0 | 0 | 0 | 0 | 0 | 0
F5_Industrial_Wood and Lumber Products_New_Space Heating_Natural Gas_Insulation - Wall Cavity_A_Achievable Economic TRC Potential | F5 | Industrial | Wood and Lumber Products | New | Space Heating | Natural Gas | Insulation - Wall Cavity | A | Incremental Summer Peak Savings (MW) | Achievable Economic TRC Potential | 0 | 0 | 0 | 0 | 0 | 0 | 0 | 0 | 0 | 0 | 0 | 0 | 0 | 0 | 0 | 0 | 0 | 0 | 0 | 0 | 0 | 0 | 0 | 0 | 0 | 0 | 0 | 0 | 0 | 0 | 0
F6_Industrial_Wood and Lumber Products_New_Space Heating_Natural Gas_Insulation - Wall Cavity_A_Achievable Economic TRC Potential | F6 | Industrial | Wood and Lumber Products | New | Space Heating | Natural Gas | Insulation - Wall Cavity | A | Incremental Winter Peak Savings (MW) | Achievable Economic TRC Potential | 0 | 0 | 0 | 0 | 0 | 0 | 0 | 0 | 0 | 0 | 0 | 0 | 0 | 0 | 0 | 0 | 0 | 0 | 0 | 0 | 0 | 0 | 0 | 0 | 0 | 0 | 0 | 0 | 0 | 0 | 0
F7_Industrial_Wood and Lumber Products_New_Space Heating_Natural Gas_Insulation - Wall Cavity_A_Achievable Economic TRC Potential | F7 | Industrial | Wood and Lumber Products | New | Space Heating | Natural Gas | Insulation - Wall Cavity | A | Cumulative Energy Savings (MWh or mTherms) | Achievable Economic TRC Potential | 0 | 0 | 0 | 0 | 0 | 0 | 0 | 0 | 0 | 0 | 0 | 0 | 0 | 0 | 0 | 0 | 0 | 0 | 0 | 0 | 0 | 0 | 0 | 0 | 0 | 0 | 0 | 0 | 0 | 0 | 0
F8_Industrial_Wood and Lumber Products_New_Space Heating_Natural Gas_Insulation - Wall Cavity_A_Achievable Economic TRC Potential | F8 | Industrial | Wood and Lumber Products | New | Space Heating | Natural Gas | Insulation - Wall Cavity | A | Cumulative Summer Peak Savings (MW) | Achievable Economic TRC Potential | 0 | 0 | 0 | 0 | 0 | 0 | 0 | 0 | 0 | 0 | 0 | 0 | 0 | 0 | 0 | 0 | 0 | 0 | 0 | 0 | 0 | 0 | 0 | 0 | 0 | 0 | 0 | 0 | 0 | 0 | 0
F9_Industrial_Wood and Lumber Products_New_Space Heating_Natural Gas_Insulation - Wall Cavity_A_Achievable Economic TRC Potential | F9 | Industrial | Wood and Lumber Products | New | Space Heating | Natural Gas | Insulation - Wall Cavity | A | Cumulative Winter Peak Savings (MW) | Achievable Economic TRC Potential | 0 | 0 | 0 | 0 | 0 | 0 | 0 | 0 | 0 | 0 | 0 | 0 | 0 | 0 | 0 | 0 | 0 | 0 | 0 | 0 | 0 | 0 | 0 | 0 | 0 | 0 | 0 | 0 | 0 | 0 | 0
F10_Industrial_Wood and Lumber Products_New_Space Heating_Natural Gas_Insulation - Wall Cavity_A_Achievable Economic TRC Potential | F10 | Industrial | Wood and Lumber Products | New | Space Heating | Natural Gas | Insulation - Wall Cavity | A | Purchases (Incremental) | Achievable Economic TRC Potential | 0 | 0 | 0 | 0 | 0 | 0 | 0 | 0 | 0 | 0 | 0 | 0 | 0 | 0 | 0 | 0 | 0 | 0 | 0 | 0 | 0 | 0 | 0 | 0 | 0 | 0 | 0 | 0 | 0 | 0 | 0
F11_Industrial_Wood and Lumber Products_New_Space Heating_Natural Gas_Insulation - Wall Cavity_A_Achievable Economic TRC Potential | F11 | Industrial | Wood and Lumber Products | New | Space Heating | Natural Gas | Insulation - Wall Cavity | A | Purchases (Cumulative) | Achievable Economic TRC Potential | 0 | 0 | 0 | 0 | 0 | 0 | 0 | 0 | 0 | 0 | 0 | 0 | 0 | 0 | 0 | 0 | 0 | 0 | 0 | 0 | 0 | 0 | 0 | 0 | 0 | 0 | 0 | 0 | 0 | 0 | 0
F1_Industrial_Wood and Lumber Products_New_Space Heating_Natural Gas_Insulation - Ducting_A_Achievable Economic TRC Potential | F1 | Industrial | Wood and Lumber Products | New | Space Heating | Natural Gas | Insulation - Ducting | A | Integrated Unit Energy Savings (kWh or therms) | Achievable Economic TRC Potential | 0 | 0 | 0 | 0 | 0 | 0 | 0 | 0 | 0 | 0 | 0 | 0 | 0 | 0 | 0 | 0 | 0 | 0 | 0 | 0 | 0 | 0 | 0 | 0 | 0 | 0 | 0 | 0 | 0 | 0 | 0
F2_Industrial_Wood and Lumber Products_New_Space Heating_Natural Gas_Insulation - Ducting_A_Achievable Economic TRC Potential | F2 | Industrial | Wood and Lumber Products | New | Space Heating | Natural Gas | Insulation - Ducting | A | Integrated Unit Summer Peak Savings (kW) | Achievable Economic TRC Potential | 0 | 0 | 0 | 0 | 0 | 0 | 0 | 0 | 0 | 0 | 0 | 0 | 0 | 0 | 0 | 0 | 0 | 0 | 0 | 0 | 0 | 0 | 0 | 0 | 0 | 0 | 0 | 0 | 0 | 0 | 0
F3_Industrial_Wood and Lumber Products_New_Space Heating_Natural Gas_Insulation - Ducting_A_Achievable Economic TRC Potential | F3 | Industrial | Wood and Lumber Products | New | Space Heating | Natural Gas | Insulation - Ducting | A | Integrated Unit Winter Peak Savings (kW) | Achievable Economic TRC Potential | 0 | 0 | 0 | 0 | 0 | 0 | 0 | 0 | 0 | 0 | 0 | 0 | 0 | 0 | 0 | 0 | 0 | 0 | 0 | 0 | 0 | 0 | 0 | 0 | 0 | 0 | 0 | 0 | 0 | 0 | 0
F4_Industrial_Wood and Lumber Products_New_Space Heating_Natural Gas_Insulation - Ducting_A_Achievable Economic TRC Potential | F4 | Industrial | Wood and Lumber Products | New | Space Heating | Natural Gas | Insulation - Ducting | A | Incremental Energy Savings (MWh or mTherms) | Achievable Economic TRC Potential | 0 | 0 | 0 | 0 | 0 | 0 | 0 | 0 | 0 | 0 | 0 | 0 | 0 | 0 | 0 | 0 | 0 | 0 | 0 | 0 | 0 | 0 | 0 | 0 | 0 | 0 | 0 | 0 | 0 | 0 | 0
F5_Industrial_Wood and Lumber Products_New_Space Heating_Natural Gas_Insulation - Ducting_A_Achievable Economic TRC Potential | F5 | Industrial | Wood and Lumber Products | New | Space Heating | Natural Gas | Insulation - Ducting | A | Incremental Summer Peak Savings (MW) | Achievable Economic TRC Potential | 0 | 0 | 0 | 0 | 0 | 0 | 0 | 0 | 0 | 0 | 0 | 0 | 0 | 0 | 0 | 0 | 0 | 0 | 0 | 0 | 0 | 0 | 0 | 0 | 0 | 0 | 0 | 0 | 0 | 0 | 0
F6_Industrial_Wood and Lumber Products_New_Space Heating_Natural Gas_Insulation - Ducting_A_Achievable Economic TRC Potential | F6 | Industrial | Wood and Lumber Products | New | Space Heating | Natural Gas | Insulation - Ducting | A | Incremental Winter Peak Savings (MW) | Achievable Economic TRC Potential | 0 | 0 | 0 | 0 | 0 | 0 | 0 | 0 | 0 | 0 | 0 | 0 | 0 | 0 | 0 | 0 | 0 | 0 | 0 | 0 | 0 | 0 | 0 | 0 | 0 | 0 | 0 | 0 | 0 | 0 | 0
F7_Industrial_Wood and Lumber Products_New_Space Heating_Natural Gas_Insulation - Ducting_A_Achievable Economic TRC Potential | F7 | Industrial | Wood and Lumber Products | New | Space Heating | Natural Gas | Insulation - Ducting | A | Cumulative Energy Savings (MWh or mTherms) | Achievable Economic TRC Potential | 0 | 0 | 0 | 0 | 0 | 0 | 0 | 0 | 0 | 0 | 0 | 0 | 0 | 0 | 0 | 0 | 0 | 0 | 0 | 0 | 0 | 0 | 0 | 0 | 0 | 0 | 0 | 0 | 0 | 0 | 0
F8_Industrial_Wood and Lumber Products_New_Space Heating_Natural Gas_Insulation - Ducting_A_Achievable Economic TRC Potential | F8 | Industrial | Wood and Lumber Products | New | Space Heating | Natural Gas | Insulation - Ducting | A | Cumulative Summer Peak Savings (MW) | Achievable Economic TRC Potential | 0 | 0 | 0 | 0 | 0 | 0 | 0 | 0 | 0 | 0 | 0 | 0 | 0 | 0 | 0 | 0 | 0 | 0 | 0 | 0 | 0 | 0 | 0 | 0 | 0 | 0 | 0 | 0 | 0 | 0 | 0
F9_Industrial_Wood and Lumber Products_New_Space Heating_Natural Gas_Insulation - Ducting_A_Achievable Economic TRC Potential | F9 | Industrial | Wood and Lumber Products | New | Space Heating | Natural Gas | Insulation - Ducting | A | Cumulative Winter Peak Savings (MW) | Achievable Economic TRC Potential | 0 | 0 | 0 | 0 | 0 | 0 | 0 | 0 | 0 | 0 | 0 | 0 | 0 | 0 | 0 | 0 | 0 | 0 | 0 | 0 | 0 | 0 | 0 | 0 | 0 | 0 | 0 | 0 | 0 | 0 | 0
F10_Industrial_Wood and Lumber Products_New_Space Heating_Natural Gas_Insulation - Ducting_A_Achievable Economic TRC Potential | F10 | Industrial | Wood and Lumber Products | New | Space Heating | Natural Gas | Insulation - Ducting | A | Purchases (Incremental) | Achievable Economic TRC Potential | 0 | 0 | 0 | 0 | 0 | 0 | 0 | 0 | 0 | 0 | 0 | 0 | 0 | 0 | 0 | 0 | 0 | 0 | 0 | 0 | 0 | 0 | 0 | 0 | 0 | 0 | 0 | 0 | 0 | 0 | 0
F11_Industrial_Wood and Lumber Products_New_Space Heating_Natural Gas_Insulation - Ducting_A_Achievable Economic TRC Potential | F11 | Industrial | Wood and Lumber Products | New | Space Heating | Natural Gas | Insulation - Ducting | A | Purchases (Cumulative) | Achievable Economic TRC Potential | 0 | 0 | 0 | 0 | 0 | 0 | 0 | 0 | 0 | 0 | 0 | 0 | 0 | 0 | 0 | 0 | 0 | 0 | 0 | 0 | 0 | 0 | 0 | 0 | 0 | 0 | 0 | 0 | 0 | 0 | 0
F1_Industrial_Wood and Lumber Products_New_Space Heating_Natural Gas_HVAC - Duct Repair and Sealing_A_Achievable Economic TRC Potential | F1 | Industrial | Wood and Lumber Products | New | Space Heating | Natural Gas | HVAC - Duct Repair and Sealing | A | Integrated Unit Energy Savings (kWh or therms) | Achievable Economic TRC Potential | 0 | 0 | 0 | 0 | 0 | 0 | 0 | 0 | 0 | 0 | 0 | 0 | 0 | 0 | 0 | 0 | 0 | 0 | 0 | 0 | 0 | 0 | 0 | 0 | 0 | 0 | 0 | 0 | 0 | 0 | 0
F2_Industrial_Wood and Lumber Products_New_Space Heating_Natural Gas_HVAC - Duct Repair and Sealing_A_Achievable Economic TRC Potential | F2 | Industrial | Wood and Lumber Products | New | Space Heating | Natural Gas | HVAC - Duct Repair and Sealing | A | Integrated Unit Summer Peak Savings (kW) | Achievable Economic TRC Potential | 0 | 0 | 0 | 0 | 0 | 0 | 0 | 0 | 0 | 0 | 0 | 0 | 0 | 0 | 0 | 0 | 0 | 0 | 0 | 0 | 0 | 0 | 0 | 0 | 0 | 0 | 0 | 0 | 0 | 0 | 0
F3_Industrial_Wood and Lumber Products_New_Space Heating_Natural Gas_HVAC - Duct Repair and Sealing_A_Achievable Economic TRC Potential | F3 | Industrial | Wood and Lumber Products | New | Space Heating | Natural Gas | HVAC - Duct Repair and Sealing | A | Integrated Unit Winter Peak Savings (kW) | Achievable Economic TRC Potential | 0 | 0 | 0 | 0 | 0 | 0 | 0 | 0 | 0 | 0 | 0 | 0 | 0 | 0 | 0 | 0 | 0 | 0 | 0 | 0 | 0 | 0 | 0 | 0 | 0 | 0 | 0 | 0 | 0 | 0 | 0
F4_Industrial_Wood and Lumber Products_New_Space Heating_Natural Gas_HVAC - Duct Repair and Sealing_A_Achievable Economic TRC Potential | F4 | Industrial | Wood and Lumber Products | New | Space Heating | Natural Gas | HVAC - Duct Repair and Sealing | A | Incremental Energy Savings (MWh or mTherms) | Achievable Economic TRC Potential | 0 | 0 | 0 | 0 | 0 | 0 | 0 | 0 | 0 | 0 | 0 | 0 | 0 | 0 | 0 | 0 | 0 | 0 | 0 | 0 | 0 | 0 | 0 | 0 | 0 | 0 | 0 | 0 | 0 | 0 | 0
F5_Industrial_Wood and Lumber Products_New_Space Heating_Natural Gas_HVAC - Duct Repair and Sealing_A_Achievable Economic TRC Potential | F5 | Industrial | Wood and Lumber Products | New | Space Heating | Natural Gas | HVAC - Duct Repair and Sealing | A | Incremental Summer Peak Savings (MW) | Achievable Economic TRC Potential | 0 | 0 | 0 | 0 | 0 | 0 | 0 | 0 | 0 | 0 | 0 | 0 | 0 | 0 | 0 | 0 | 0 | 0 | 0 | 0 | 0 | 0 | 0 | 0 | 0 | 0 | 0 | 0 | 0 | 0 | 0
F6_Industrial_Wood and Lumber Products_New_Space Heating_Natural Gas_HVAC - Duct Repair and Sealing_A_Achievable Economic TRC Potential | F6 | Industrial | Wood and Lumber Products | New | Space Heating | Natural Gas | HVAC - Duct Repair and Sealing | A | Incremental Winter Peak Savings (MW) | Achievable Economic TRC Potential | 0 | 0 | 0 | 0 | 0 | 0 | 0 | 0 | 0 | 0 | 0 | 0 | 0 | 0 | 0 | 0 | 0 | 0 | 0 | 0 | 0 | 0 | 0 | 0 | 0 | 0 | 0 | 0 | 0 | 0 | 0
F7_Industrial_Wood and Lumber Products_New_Space Heating_Natural Gas_HVAC - Duct Repair and Sealing_A_Achievable Economic TRC Potential | F7 | Industrial | Wood and Lumber Products | New | Space Heating | Natural Gas | HVAC - Duct Repair and Sealing | A | Cumulative Energy Savings (MWh or mTherms) | Achievable Economic TRC Potential | 0 | 0 | 0 | 0 | 0 | 0 | 0 | 0 | 0 | 0 | 0 | 0 | 0 | 0 | 0 | 0 | 0 | 0 | 0 | 0 | 0 | 0 | 0 | 0 | 0 | 0 | 0 | 0 | 0 | 0 | 0
F8_Industrial_Wood and Lumber Products_New_Space Heating_Natural Gas_HVAC - Duct Repair and Sealing_A_Achievable Economic TRC Potential | F8 | Industrial | Wood and Lumber Products | New | Space Heating | Natural Gas | HVAC - Duct Repair and Sealing | A | Cumulative Summer Peak Savings (MW) | Achievable Economic TRC Potential | 0 | 0 | 0 | 0 | 0 | 0 | 0 | 0 | 0 | 0 | 0 | 0 | 0 | 0 | 0 | 0 | 0 | 0 | 0 | 0 | 0 | 0 | 0 | 0 | 0 | 0 | 0 | 0 | 0 | 0 | 0
F9_Industrial_Wood and Lumber Products_New_Space Heating_Natural Gas_HVAC - Duct Repair and Sealing_A_Achievable Economic TRC Potential | F9 | Industrial | Wood and Lumber Products | New | Space Heating | Natural Gas | HVAC - Duct Repair and Sealing | A | Cumulative Winter Peak Savings (MW) | Achievable Economic TRC Potential | 0 | 0 | 0 | 0 | 0 | 0 | 0 | 0 | 0 | 0 | 0 | 0 | 0 | 0 | 0 | 0 | 0 | 0 | 0 | 0 | 0 | 0 | 0 | 0 | 0 | 0 | 0 | 0 | 0 | 0 | 0
F10_Industrial_Wood and Lumber Products_New_Space Heating_Natural Gas_HVAC - Duct Repair and Sealing_A_Achievable Economic TRC Potential | F10 | Industrial | Wood and Lumber Products | New | Space Heating | Natural Gas | HVAC - Duct Repair and Sealing | A | Purchases (Incremental) | Achievable Economic TRC Potential | 0 | 0 | 0 | 0 | 0 | 0 | 0 | 0 | 0 | 0 | 0 | 0 | 0 | 0 | 0 | 0 | 0 | 0 | 0 | 0 | 0 | 0 | 0 | 0 | 0 | 0 | 0 | 0 | 0 | 0 | 0
F11_Industrial_Wood and Lumber Products_New_Space Heating_Natural Gas_HVAC - Duct Repair and Sealing_A_Achievable Economic TRC Potential | F11 | Industrial | Wood and Lumber Products | New | Space Heating | Natural Gas | HVAC - Duct Repair and Sealing | A | Purchases (Cumulative) | Achievable Economic TRC Potential | 0 | 0 | 0 | 0 | 0 | 0 | 0 | 0 | 0 | 0 | 0 | 0 | 0 | 0 | 0 | 0 | 0 | 0 | 0 | 0 | 0 | 0 | 0 | 0 | 0 | 0 | 0 | 0 | 0 | 0 | 0
F1_Industrial_Wood and Lumber Products_New_Space Heating_Natural Gas_Windows - High Efficiency_A_Achievable Economic TRC Potential | F1 | Industrial | Wood and Lumber Products | New | Space Heating | Natural Gas | Windows - High Efficiency | A | Integrated Unit Energy Savings (kWh or therms) | Achievable Economic TRC Potential | 0 | 0 | 0 | 0 | 0 | 0.0053534 | 0.0052653 | 0.0051922 | 0.0051289 | 0.0050717 | 0.0050198 | 0.0049576 | 0.0048901 | 0.0048213 | 0.004753 | 0.0046908 | 0.0046343 | 0.0045863 | 0.004524 | 0.0044759 | 0.0044397 | 0.0044114 | 0.0043961 | 0.0043868 | 0.0043818 | 0.0043798 | 0.0043792 | 0.0043799 | 0 | 0 | 0
F2_Industrial_Wood and Lumber Products_New_Space Heating_Natural Gas_Windows - High Efficiency_A_Achievable Economic TRC Potential | F2 | Industrial | Wood and Lumber Products | New | Space Heating | Natural Gas | Windows - High Efficiency | A | Integrated Unit Summer Peak Savings (kW) | Achievable Economic TRC Potential | 0 | 0 | 0 | 0 | 0 | 0 | 0 | 0 | 0 | 0 | 0 | 0 | 0 | 0 | 0 | 0 | 0 | 0 | 0 | 0 | 0 | 0 | 0 | 0 | 0 | 0 | 0 | 0 | 0 | 0 | 0
F3_Industrial_Wood and Lumber Products_New_Space Heating_Natural Gas_Windows - High Efficiency_A_Achievable Economic TRC Potential | F3 | Industrial | Wood and Lumber Products | New | Space Heating | Natural Gas | Windows - High Efficiency | A | Integrated Unit Winter Peak Savings (kW) | Achievable Economic TRC Potential | 0 | 0 | 0 | 0 | 0 | 0 | 0 | 0 | 0 | 0 | 0 | 0 | 0 | 0 | 0 | 0 | 0 | 0 | 0 | 0 | 0 | 0 | 0 | 0 | 0 | 0 | 0 | 0 | 0 | 0 | 0
F4_Industrial_Wood and Lumber Products_New_Space Heating_Natural Gas_Windows - High Efficiency_A_Achievable Economic TRC Potential | F4 | Industrial | Wood and Lumber Products | New | Space Heating | Natural Gas | Windows - High Efficiency | A | Incremental Energy Savings (MWh or mTherms) | Achievable Economic TRC Potential | 0 | 0 | 0 | 0 | 0 | 0 | 0 | 0 | 0 | 0 | 0 | 0 | 0 | 0 | 0 | 0 | 0 | 0 | 0 | 0 | 0 | 0 | 0 | 0 | 0 | 0 | 0 | 0 | 0 | 0 | 0
F5_Industrial_Wood and Lumber Products_New_Space Heating_Natural Gas_Windows - High Efficiency_A_Achievable Economic TRC Potential | F5 | Industrial | Wood and Lumber Products | New | Space Heating | Natural Gas | Windows - High Efficiency | A | Incremental Summer Peak Savings (MW) | Achievable Economic TRC Potential | 0 | 0 | 0 | 0 | 0 | 0 | 0 | 0 | 0 | 0 | 0 | 0 | 0 | 0 | 0 | 0 | 0 | 0 | 0 | 0 | 0 | 0 | 0 | 0 | 0 | 0 | 0 | 0 | 0 | 0 | 0
F6_Industrial_Wood and Lumber Products_New_Space Heating_Natural Gas_Windows - High Efficiency_A_Achievable Economic TRC Potential | F6 | Industrial | Wood and Lumber Products | New | Space Heating | Natural Gas | Windows - High Efficiency | A | Incremental Winter Peak Savings (MW) | Achievable Economic TRC Potential | 0 | 0 | 0 | 0 | 0 | 0 | 0 | 0 | 0 | 0 | 0 | 0 | 0 | 0 | 0 | 0 | 0 | 0 | 0 | 0 | 0 | 0 | 0 | 0 | 0 | 0 | 0 | 0 | 0 | 0 | 0
F7_Industrial_Wood and Lumber Products_New_Space Heating_Natural Gas_Windows - High Efficiency_A_Achievable Economic TRC Potential | F7 | Industrial | Wood and Lumber Products | New | Space Heating | Natural Gas | Windows - High Efficiency | A | Cumulative Energy Savings (MWh or mTherms) | Achievable Economic TRC Potential | 0 | 0 | 0 | 0 | 0 | 0 | 0 | 0 | 0 | 0 | 0 | 0 | 0 | 0 | 0 | 0 | 0 | 0 | 0 | 0 | 0 | 0 | 0 | 0 | 0 | 0 | 0 | 0 | 0 | 0 | 0
F8_Industrial_Wood and Lumber Products_New_Space Heating_Natural Gas_Windows - High Efficiency_A_Achievable Economic TRC Potential | F8 | Industrial | Wood and Lumber Products | New | Space Heating | Natural Gas | Windows - High Efficiency | A | Cumulative Summer Peak Savings (MW) | Achievable Economic TRC Potential | 0 | 0 | 0 | 0 | 0 | 0 | 0 | 0 | 0 | 0 | 0 | 0 | 0 | 0 | 0 | 0 | 0 | 0 | 0 | 0 | 0 | 0 | 0 | 0 | 0 | 0 | 0 | 0 | 0 | 0 | 0
F9_Industrial_Wood and Lumber Products_New_Space Heating_Natural Gas_Windows - High Efficiency_A_Achievable Economic TRC Potential | F9 | Industrial | Wood and Lumber Products | New | Space Heating | Natural Gas | Windows - High Efficiency | A | Cumulative Winter Peak Savings (MW) | Achievable Economic TRC Potential | 0 | 0 | 0 | 0 | 0 | 0 | 0 | 0 | 0 | 0 | 0 | 0 | 0 | 0 | 0 | 0 | 0 | 0 | 0 | 0 | 0 | 0 | 0 | 0 | 0 | 0 | 0 | 0 | 0 | 0 | 0
F10_Industrial_Wood and Lumber Products_New_Space Heating_Natural Gas_Windows - High Efficiency_A_Achievable Economic TRC Potential | F10 | Industrial | Wood and Lumber Products | New | Space Heating | Natural Gas | Windows - High Efficiency | A | Purchases (Incremental) | Achievable Economic TRC Potential | 0 | 0 | 0 | 0 | 0 | 0 | 0 | 0 | 0 | 0 | 0 | 0 | 0 | 0 | 0 | 0 | 0 | 0 | 0 | 0 | 0 | 0 | 0 | 0 | 0 | 0 | 0 | 0 | 0 | 0 | 0
F11_Industrial_Wood and Lumber Products_New_Space Heating_Natural Gas_Windows - High Efficiency_A_Achievable Economic TRC Potential | F11 | Industrial | Wood and Lumber Products | New | Space Heating | Natural Gas | Windows - High Efficiency | A | Purchases (Cumulative) | Achievable Economic TRC Potential | 0 | 0 | 0 | 0 | 0 | 0 | 0 | 0 | 0 | 0 | 0 | 0 | 0 | 0 | 0 | 0 | 0 | 0 | 0 | 0 | 0 | 0 | 0 | 0 | 0 | 0 | 0 | 0 | 0 | 0 | 0
F1_Industrial_Wood and Lumber Products_New_Space Heating_Natural Gas_Gas Boiler - Maintenance_A_Achievable Economic TRC Potential | F1 | Industrial | Wood and Lumber Products | New | Space Heating | Natural Gas | Gas Boiler - Maintenance | A | Integrated Unit Energy Savings (kWh or therms) | Achievable Economic TRC Potential | 0 | 0 | 0 | 0 | 0 | 0 | 0 | 0 | 0 | 0 | 0 | 0 | 0 | 0 | 0 | 0 | 0 | 0 | 0 | 0 | 0 | 0 | 0 | 0 | 0 | 0 | 0 | 0 | 0 | 0 | 0
F2_Industrial_Wood and Lumber Products_New_Space Heating_Natural Gas_Gas Boiler - Maintenance_A_Achievable Economic TRC Potential | F2 | Industrial | Wood and Lumber Products | New | Space Heating | Natural Gas | Gas Boiler - Maintenance | A | Integrated Unit Summer Peak Savings (kW) | Achievable Economic TRC Potential | 0 | 0 | 0 | 0 | 0 | 0 | 0 | 0 | 0 | 0 | 0 | 0 | 0 | 0 | 0 | 0 | 0 | 0 | 0 | 0 | 0 | 0 | 0 | 0 | 0 | 0 | 0 | 0 | 0 | 0 | 0
F3_Industrial_Wood and Lumber Products_New_Space Heating_Natural Gas_Gas Boiler - Maintenance_A_Achievable Economic TRC Potential | F3 | Industrial | Wood and Lumber Products | New | Space Heating | Natural Gas | Gas Boiler - Maintenance | A | Integrated Unit Winter Peak Savings (kW) | Achievable Economic TRC Potential | 0 | 0 | 0 | 0 | 0 | 0 | 0 | 0 | 0 | 0 | 0 | 0 | 0 | 0 | 0 | 0 | 0 | 0 | 0 | 0 | 0 | 0 | 0 | 0 | 0 | 0 | 0 | 0 | 0 | 0 | 0
F4_Industrial_Wood and Lumber Products_New_Space Heating_Natural Gas_Gas Boiler - Maintenance_A_Achievable Economic TRC Potential | F4 | Industrial | Wood and Lumber Products | New | Space Heating | Natural Gas | Gas Boiler - Maintenance | A | Incremental Energy Savings (MWh or mTherms) | Achievable Economic TRC Potential | 0 | 0 | 0 | 0 | 0 | 0 | 0 | 0 | 0 | 0 | 0 | 0 | 0 | 0 | 0 | 0 | 0 | 0 | 0 | 0 | 0 | 0 | 0 | 0 | 0 | 0 | 0 | 0 | 0 | 0 | 0
F5_Industrial_Wood and Lumber Products_New_Space Heating_Natural Gas_Gas Boiler - Maintenance_A_Achievable Economic TRC Potential | F5 | Industrial | Wood and Lumber Products | New | Space Heating | Natural Gas | Gas Boiler - Maintenance | A | Incremental Summer Peak Savings (MW) | Achievable Economic TRC Potential | 0 | 0 | 0 | 0 | 0 | 0 | 0 | 0 | 0 | 0 | 0 | 0 | 0 | 0 | 0 | 0 | 0 | 0 | 0 | 0 | 0 | 0 | 0 | 0 | 0 | 0 | 0 | 0 | 0 | 0 | 0
F6_Industrial_Wood and Lumber Products_New_Space Heating_Natural Gas_Gas Boiler - Maintenance_A_Achievable Economic TRC Potential | F6 | Industrial | Wood and Lumber Products | New | Space Heating | Natural Gas | Gas Boiler - Maintenance | A | Incremental Winter Peak Savings (MW) | Achievable Economic TRC Potential | 0 | 0 | 0 | 0 | 0 | 0 | 0 | 0 | 0 | 0 | 0 | 0 | 0 | 0 | 0 | 0 | 0 | 0 | 0 | 0 | 0 | 0 | 0 | 0 | 0 | 0 | 0 | 0 | 0 | 0 | 0
F7_Industrial_Wood and Lumber Products_New_Space Heating_Natural Gas_Gas Boiler - Maintenance_A_Achievable Economic TRC Potential | F7 | Industrial | Wood and Lumber Products | New | Space Heating | Natural Gas | Gas Boiler - Maintenance | A | Cumulative Energy Savings (MWh or mTherms) | Achievable Economic TRC Potential | 0 | 0 | 0 | 0 | 0 | 0 | 0 | 0 | 0 | 0 | 0 | 0 | 0 | 0 | 0 | 0 | 0 | 0 | 0 | 0 | 0 | 0 | 0 | 0 | 0 | 0 | 0 | 0 | 0 | 0 | 0
F8_Industrial_Wood and Lumber Products_New_Space Heating_Natural Gas_Gas Boiler - Maintenance_A_Achievable Economic TRC Potential | F8 | Industrial | Wood and Lumber Products | New | Space Heating | Natural Gas | Gas Boiler - Maintenance | A | Cumulative Summer Peak Savings (MW) | Achievable Economic TRC Potential | 0 | 0 | 0 | 0 | 0 | 0 | 0 | 0 | 0 | 0 | 0 | 0 | 0 | 0 | 0 | 0 | 0 | 0 | 0 | 0 | 0 | 0 | 0 | 0 | 0 | 0 | 0 | 0 | 0 | 0 | 0
F9_Industrial_Wood and Lumber Products_New_Space Heating_Natural Gas_Gas Boiler - Maintenance_A_Achievable Economic TRC Potential | F9 | Industrial | Wood and Lumber Products | New | Space Heating | Natural Gas | Gas Boiler - Maintenance | A | Cumulative Winter Peak Savings (MW) | Achievable Economic TRC Potential | 0 | 0 | 0 | 0 | 0 | 0 | 0 | 0 | 0 | 0 | 0 | 0 | 0 | 0 | 0 | 0 | 0 | 0 | 0 | 0 | 0 | 0 | 0 | 0 | 0 | 0 | 0 | 0 | 0 | 0 | 0
F10_Industrial_Wood and Lumber Products_New_Space Heating_Natural Gas_Gas Boiler - Maintenance_A_Achievable Economic TRC Potential | F10 | Industrial | Wood and Lumber Products | New | Space Heating | Natural Gas | Gas Boiler - Maintenance | A | Purchases (Incremental) | Achievable Economic TRC Potential | 0 | 0 | 0 | 0 | 0 | 0 | 0 | 0 | 0 | 0 | 0 | 0 | 0 | 0 | 0 | 0 | 0 | 0 | 0 | 0 | 0 | 0 | 0 | 0 | 0 | 0 | 0 | 0 | 0 | 0 | 0
F11_Industrial_Wood and Lumber Products_New_Space Heating_Natural Gas_Gas Boiler - Maintenance_A_Achievable Economic TRC Potential | F11 | Industrial | Wood and Lumber Products | New | Space Heating | Natural Gas | Gas Boiler - Maintenance | A | Purchases (Cumulative) | Achievable Economic TRC Potential | 0 | 0 | 0 | 0 | 0 | 0 | 0 | 0 | 0 | 0 | 0 | 0 | 0 | 0 | 0 | 0 | 0 | 0 | 0 | 0 | 0 | 0 | 0 | 0 | 0 | 0 | 0 | 0 | 0 | 0 | 0
F1_Industrial_Wood and Lumber Products_New_Process_Natural Gas_Gas Boiler - Maintenance_A_Achievable Economic TRC Potential | F1 | Industrial | Wood and Lumber Products | New | Process | Natural Gas | Gas Boiler - Maintenance | A | Integrated Unit Energy Savings (kWh or therms) | Achievable Economic TRC Potential | 0 | 0 | 0 | 0 | 0 | 6.3264 | 6.3264 | 6.3264 | 6.3264 | 6.3264 | 6.3264 | 6.3264 | 6.3264 | 6.3264 | 6.3264 | 6.3264 | 6.3264 | 6.3264 | 6.3264 | 6.3264 | 6.3264 | 6.3264 | 6.3264 | 6.3264 | 6.3264 | 6.3264 | 6.3264 | 6.3264 | 6.3264 | 6.3264 | 6.3264
F2_Industrial_Wood and Lumber Products_New_Process_Natural Gas_Gas Boiler - Maintenance_A_Achievable Economic TRC Potential | F2 | Industrial | Wood and Lumber Products | New | Process | Natural Gas | Gas Boiler - Maintenance | A | Integrated Unit Summer Peak Savings (kW) | Achievable Economic TRC Potential | 0 | 0 | 0 | 0 | 0 | 0 | 0 | 0 | 0 | 0 | 0 | 0 | 0 | 0 | 0 | 0 | 0 | 0 | 0 | 0 | 0 | 0 | 0 | 0 | 0 | 0 | 0 | 0 | 0 | 0 | 0
F3_Industrial_Wood and Lumber Products_New_Process_Natural Gas_Gas Boiler - Maintenance_A_Achievable Economic TRC Potential | F3 | Industrial | Wood and Lumber Products | New | Process | Natural Gas | Gas Boiler - Maintenance | A | Integrated Unit Winter Peak Savings (kW) | Achievable Economic TRC Potential | 0 | 0 | 0 | 0 | 0 | 0 | 0 | 0 | 0 | 0 | 0 | 0 | 0 | 0 | 0 | 0 | 0 | 0 | 0 | 0 | 0 | 0 | 0 | 0 | 0 | 0 | 0 | 0 | 0 | 0 | 0
F4_Industrial_Wood and Lumber Products_New_Process_Natural Gas_Gas Boiler - Maintenance_A_Achievable Economic TRC Potential | F4 | Industrial | Wood and Lumber Products | New | Process | Natural Gas | Gas Boiler - Maintenance | A | Incremental Energy Savings (MWh or mTherms) | Achievable Economic TRC Potential | 0 | 0 | 0 | 0 | 0 | 0.0042346 | 0.0035164 | 0.0028137 | 0.0042346 | 0.0035164 | 0.0028137 | 0.0042346 | 0.0035164 | 0.0028137 | 0.0042346 | 0.0035164 | 0.0028137 | 0.0042346 | 0.0035164 | 0.0028137 | 0.0042346 | 0.0035164 | 0.0028137 | 0.0042346 | 0.0035164 | 0.0028137 | 0.0042346 | 0.0035164 | 0.0028137 | 0.0042346 | 0.0035164
F5_Industrial_Wood and Lumber Products_New_Process_Natural Gas_Gas Boiler - Maintenance_A_Achievable Economic TRC Potential | F5 | Industrial | Wood and Lumber Products | New | Process | Natural Gas | Gas Boiler - Maintenance | A | Incremental Summer Peak Savings (MW) | Achievable Economic TRC Potential | 0 | 0 | 0 | 0 | 0 | 0 | 0 | 0 | 0 | 0 | 0 | 0 | 0 | 0 | 0 | 0 | 0 | 0 | 0 | 0 | 0 | 0 | 0 | 0 | 0 | 0 | 0 | 0 | 0 | 0 | 0
F6_Industrial_Wood and Lumber Products_New_Process_Natural Gas_Gas Boiler - Maintenance_A_Achievable Economic TRC Potential | F6 | Industrial | Wood and Lumber Products | New | Process | Natural Gas | Gas Boiler - Maintenance | A | Incremental Winter Peak Savings (MW) | Achievable Economic TRC Potential | 0 | 0 | 0 | 0 | 0 | 0 | 0 | 0 | 0 | 0 | 0 | 0 | 0 | 0 | 0 | 0 | 0 | 0 | 0 | 0 | 0 | 0 | 0 | 0 | 0 | 0 | 0 | 0 | 0 | 0 | 0
F7_Industrial_Wood and Lumber Products_New_Process_Natural Gas_Gas Boiler - Maintenance_A_Achievable Economic TRC Potential | F7 | Industrial | Wood and Lumber Products | New | Process | Natural Gas | Gas Boiler - Maintenance | A | Cumulative Energy Savings (MWh or mTherms) | Achievable Economic TRC Potential | 0 | 0 | 0 | 0 | 0 | 0.0042346 | 0.0077511 | 0.010565 | 0.010565 | 0.010565 | 0.010565 | 0.010565 | 0.010565 | 0.010565 | 0.010565 | 0.010565 | 0.010565 | 0.010565 | 0.010565 | 0.010565 | 0.010565 | 0.010565 | 0.010565 | 0.010565 | 0.010565 | 0.010565 | 0.010565 | 0.010565 | 0 | 0 | 0
F8_Industrial_Wood and Lumber Products_New_Process_Natural Gas_Gas Boiler - Maintenance_A_Achievable Economic TRC Potential | F8 | Industrial | Wood and Lumber Products | New | Process | Natural Gas | Gas Boiler - Maintenance | A | Cumulative Summer Peak Savings (MW) | Achievable Economic TRC Potential | 0 | 0 | 0 | 0 | 0 | 0 | 0 | 0 | 0 | 0 | 0 | 0 | 0 | 0 | 0 | 0 | 0 | 0 | 0 | 0 | 0 | 0 | 0 | 0 | 0 | 0 | 0 | 0 | 0 | 0 | 0
F9_Industrial_Wood and Lumber Products_New_Process_Natural Gas_Gas Boiler - Maintenance_A_Achievable Economic TRC Potential | F9 | Industrial | Wood and Lumber Products | New | Process | Natural Gas | Gas Boiler - Maintenance | A | Cumulative Winter Peak Savings (MW) | Achievable Economic TRC Potential | 0 | 0 | 0 | 0 | 0 | 0 | 0 | 0 | 0 | 0 | 0 | 0 | 0 | 0 | 0 | 0 | 0 | 0 | 0 | 0 | 0 | 0 | 0 | 0 | 0 | 0 | 0 | 0 | 0 | 0 | 0
F10_Industrial_Wood and Lumber Products_New_Process_Natural Gas_Gas Boiler - Maintenance_A_Achievable Economic TRC Potential | F10 | Industrial | Wood and Lumber Products | New | Process | Natural Gas | Gas Boiler - Maintenance | A | Purchases (Incremental) | Achievable Economic TRC Potential | 0 | 0 | 0 | 0 | 0 | 0.66936 | 0.55584 | 0.44475 | 0.66936 | 0.55584 | 0.44475 | 0.66936 | 0.55584 | 0.44475 | 0.66936 | 0.55584 | 0.44475 | 0.66936 | 0.55584 | 0.44475 | 0.66936 | 0.55584 | 0.44475 | 0.66936 | 0.55584 | 0.44475 | 0.66936 | 0.55584 | 0.44475 | 0.66936 | 0.55584
F11_Industrial_Wood and Lumber Products_New_Process_Natural Gas_Gas Boiler - Maintenance_A_Achievable Economic TRC Potential | F11 | Industrial | Wood and Lumber Products | New | Process | Natural Gas | Gas Boiler - Maintenance | A | Purchases (Cumulative) | Achievable Economic TRC Potential | 0 | 0 | 0 | 0 | 0 | 0.66936 | 1.2252 | 1.6699 | 1.6699 | 1.6699 | 1.6699 | 1.6699 | 1.6699 | 1.6699 | 1.6699 | 1.6699 | 1.6699 | 1.6699 | 1.6699 | 1.6699 | 1.6699 | 1.6699 | 1.6699 | 1.6699 | 1.6699 | 1.6699 | 1.6699 | 1.6699 | 1.6699 | 1.6699 | 1.6699
F1_Industrial_Wood and Lumber Products_New_Space Heating_Natural Gas_Gas Furnace - Maintenance_A_Achievable Economic TRC Potential | F1 | Industrial | Wood and Lumber Products | New | Space Heating | Natural Gas | Gas Furnace - Maintenance | A | Integrated Unit Energy Savings (kWh or therms) | Achievable Economic TRC Potential | 0 | 0 | 0 | 0 | 0 | 0 | 0 | 0 | 0 | 0 | 0 | 0 | 0 | 0 | 0 | 0 | 0 | 0 | 0 | 0 | 0 | 0 | 0 | 0 | 0 | 0 | 0 | 0 | 0 | 0 | 0
F2_Industrial_Wood and Lumber Products_New_Space Heating_Natural Gas_Gas Furnace - Maintenance_A_Achievable Economic TRC Potential | F2 | Industrial | Wood and Lumber Products | New | Space Heating | Natural Gas | Gas Furnace - Maintenance | A | Integrated Unit Summer Peak Savings (kW) | Achievable Economic TRC Potential | 0 | 0 | 0 | 0 | 0 | 0 | 0 | 0 | 0 | 0 | 0 | 0 | 0 | 0 | 0 | 0 | 0 | 0 | 0 | 0 | 0 | 0 | 0 | 0 | 0 | 0 | 0 | 0 | 0 | 0 | 0
F3_Industrial_Wood and Lumber Products_New_Space Heating_Natural Gas_Gas Furnace - Maintenance_A_Achievable Economic TRC Potential | F3 | Industrial | Wood and Lumber Products | New | Space Heating | Natural Gas | Gas Furnace - Maintenance | A | Integrated Unit Winter Peak Savings (kW) | Achievable Economic TRC Potential | 0 | 0 | 0 | 0 | 0 | 0 | 0 | 0 | 0 | 0 | 0 | 0 | 0 | 0 | 0 | 0 | 0 | 0 | 0 | 0 | 0 | 0 | 0 | 0 | 0 | 0 | 0 | 0 | 0 | 0 | 0
F4_Industrial_Wood and Lumber Products_New_Space Heating_Natural Gas_Gas Furnace - Maintenance_A_Achievable Economic TRC Potential | F4 | Industrial | Wood and Lumber Products | New | Space Heating | Natural Gas | Gas Furnace - Maintenance | A | Incremental Energy Savings (MWh or mTherms) | Achievable Economic TRC Potential | 0 | 0 | 0 | 0 | 0 | 0 | 0 | 0 | 0 | 0 | 0 | 0 | 0 | 0 | 0 | 0 | 0 | 0 | 0 | 0 | 0 | 0 | 0 | 0 | 0 | 0 | 0 | 0 | 0 | 0 | 0
F5_Industrial_Wood and Lumber Products_New_Space Heating_Natural Gas_Gas Furnace - Maintenance_A_Achievable Economic TRC Potential | F5 | Industrial | Wood and Lumber Products | New | Space Heating | Natural Gas | Gas Furnace - Maintenance | A | Incremental Summer Peak Savings (MW) | Achievable Economic TRC Potential | 0 | 0 | 0 | 0 | 0 | 0 | 0 | 0 | 0 | 0 | 0 | 0 | 0 | 0 | 0 | 0 | 0 | 0 | 0 | 0 | 0 | 0 | 0 | 0 | 0 | 0 | 0 | 0 | 0 | 0 | 0
F6_Industrial_Wood and Lumber Products_New_Space Heating_Natural Gas_Gas Furnace - Maintenance_A_Achievable Economic TRC Potential | F6 | Industrial | Wood and Lumber Products | New | Space Heating | Natural Gas | Gas Furnace - Maintenance | A | Incremental Winter Peak Savings (MW) | Achievable Economic TRC Potential | 0 | 0 | 0 | 0 | 0 | 0 | 0 | 0 | 0 | 0 | 0 | 0 | 0 | 0 | 0 | 0 | 0 | 0 | 0 | 0 | 0 | 0 | 0 | 0 | 0 | 0 | 0 | 0 | 0 | 0 | 0
F7_Industrial_Wood and Lumber Products_New_Space Heating_Natural Gas_Gas Furnace - Maintenance_A_Achievable Economic TRC Potential | F7 | Industrial | Wood and Lumber Products | New | Space Heating | Natural Gas | Gas Furnace - Maintenance | A | Cumulative Energy Savings (MWh or mTherms) | Achievable Economic TRC Potential | 0 | 0 | 0 | 0 | 0 | 0 | 0 | 0 | 0 | 0 | 0 | 0 | 0 | 0 | 0 | 0 | 0 | 0 | 0 | 0 | 0 | 0 | 0 | 0 | 0 | 0 | 0 | 0 | 0 | 0 | 0
F8_Industrial_Wood and Lumber Products_New_Space Heating_Natural Gas_Gas Furnace - Maintenance_A_Achievable Economic TRC Potential | F8 | Industrial | Wood and Lumber Products | New | Space Heating | Natural Gas | Gas Furnace - Maintenance | A | Cumulative Summer Peak Savings (MW) | Achievable Economic TRC Potential | 0 | 0 | 0 | 0 | 0 | 0 | 0 | 0 | 0 | 0 | 0 | 0 | 0 | 0 | 0 | 0 | 0 | 0 | 0 | 0 | 0 | 0 | 0 | 0 | 0 | 0 | 0 | 0 | 0 | 0 | 0
F9_Industrial_Wood and Lumber Products_New_Space Heating_Natural Gas_Gas Furnace - Maintenance_A_Achievable Economic TRC Potential | F9 | Industrial | Wood and Lumber Products | New | Space Heating | Natural Gas | Gas Furnace - Maintenance | A | Cumulative Winter Peak Savings (MW) | Achievable Economic TRC Potential | 0 | 0 | 0 | 0 | 0 | 0 | 0 | 0 | 0 | 0 | 0 | 0 | 0 | 0 | 0 | 0 | 0 | 0 | 0 | 0 | 0 | 0 | 0 | 0 | 0 | 0 | 0 | 0 | 0 | 0 | 0
F10_Industrial_Wood and Lumber Products_New_Space Heating_Natural Gas_Gas Furnace - Maintenance_A_Achievable Economic TRC Potential | F10 | Industrial | Wood and Lumber Products | New | Space Heating | Natural Gas | Gas Furnace - Maintenance | A | Purchases (Incremental) | Achievable Economic TRC Potential | 0 | 0 | 0 | 0 | 0 | 0 | 0 | 0 | 0 | 0 | 0 | 0 | 0 | 0 | 0 | 0 | 0 | 0 | 0 | 0 | 0 | 0 | 0 | 0 | 0 | 0 | 0 | 0 | 0 | 0 | 0
F11_Industrial_Wood and Lumber Products_New_Space Heating_Natural Gas_Gas Furnace - Maintenance_A_Achievable Economic TRC Potential | F11 | Industrial | Wood and Lumber Products | New | Space Heating | Natural Gas | Gas Furnace - Maintenance | A | Purchases (Cumulative) | Achievable Economic TRC Potential | 0 | 0 | 0 | 0 | 0 | 0 | 0 | 0 | 0 | 0 | 0 | 0 | 0 | 0 | 0 | 0 | 0 | 0 | 0 | 0 | 0 | 0 | 0 | 0 | 0 | 0 | 0 | 0 | 0 | 0 | 0
F1_Industrial_Wood and Lumber Products_New_Space Heating_Natural Gas_Gas Boiler - Hot Water Reset_A_Achievable Economic TRC Potential | F1 | Industrial | Wood and Lumber Products | New | Space Heating | Natural Gas | Gas Boiler - Hot Water Reset | A | Integrated Unit Energy Savings (kWh or therms) | Achievable Economic TRC Potential | 0 | 0 | 0 | 0 | 0 | 0 | 0 | 0 | 0 | 0 | 0 | 0 | 0 | 0 | 0 | 0 | 0 | 0 | 0 | 0 | 0 | 0 | 0 | 0 | 0 | 0 | 0 | 0 | 0 | 0 | 0
F2_Industrial_Wood and Lumber Products_New_Space Heating_Natural Gas_Gas Boiler - Hot Water Reset_A_Achievable Economic TRC Potential | F2 | Industrial | Wood and Lumber Products | New | Space Heating | Natural Gas | Gas Boiler - Hot Water Reset | A | Integrated Unit Summer Peak Savings (kW) | Achievable Economic TRC Potential | 0 | 0 | 0 | 0 | 0 | 0 | 0 | 0 | 0 | 0 | 0 | 0 | 0 | 0 | 0 | 0 | 0 | 0 | 0 | 0 | 0 | 0 | 0 | 0 | 0 | 0 | 0 | 0 | 0 | 0 | 0
F3_Industrial_Wood and Lumber Products_New_Space Heating_Natural Gas_Gas Boiler - Hot Water Reset_A_Achievable Economic TRC Potential | F3 | Industrial | Wood and Lumber Products | New | Space Heating | Natural Gas | Gas Boiler - Hot Water Reset | A | Integrated Unit Winter Peak Savings (kW) | Achievable Economic TRC Potential | 0 | 0 | 0 | 0 | 0 | 0 | 0 | 0 | 0 | 0 | 0 | 0 | 0 | 0 | 0 | 0 | 0 | 0 | 0 | 0 | 0 | 0 | 0 | 0 | 0 | 0 | 0 | 0 | 0 | 0 | 0
F4_Industrial_Wood and Lumber Products_New_Space Heating_Natural Gas_Gas Boiler - Hot Water Reset_A_Achievable Economic TRC Potential | F4 | Industrial | Wood and Lumber Products | New | Space Heating | Natural Gas | Gas Boiler - Hot Water Reset | A | Incremental Energy Savings (MWh or mTherms) | Achievable Economic TRC Potential | 0 | 0 | 0 | 0 | 0 | 0 | 0 | 0 | 0 | 0 | 0 | 0 | 0 | 0 | 0 | 0 | 0 | 0 | 0 | 0 | 0 | 0 | 0 | 0 | 0 | 0 | 0 | 0 | 0 | 0 | 0
F5_Industrial_Wood and Lumber Products_New_Space Heating_Natural Gas_Gas Boiler - Hot Water Reset_A_Achievable Economic TRC Potential | F5 | Industrial | Wood and Lumber Products | New | Space Heating | Natural Gas | Gas Boiler - Hot Water Reset | A | Incremental Summer Peak Savings (MW) | Achievable Economic TRC Potential | 0 | 0 | 0 | 0 | 0 | 0 | 0 | 0 | 0 | 0 | 0 | 0 | 0 | 0 | 0 | 0 | 0 | 0 | 0 | 0 | 0 | 0 | 0 | 0 | 0 | 0 | 0 | 0 | 0 | 0 | 0
F6_Industrial_Wood and Lumber Products_New_Space Heating_Natural Gas_Gas Boiler - Hot Water Reset_A_Achievable Economic TRC Potential | F6 | Industrial | Wood and Lumber Products | New | Space Heating | Natural Gas | Gas Boiler - Hot Water Reset | A | Incremental Winter Peak Savings (MW) | Achievable Economic TRC Potential | 0 | 0 | 0 | 0 | 0 | 0 | 0 | 0 | 0 | 0 | 0 | 0 | 0 | 0 | 0 | 0 | 0 | 0 | 0 | 0 | 0 | 0 | 0 | 0 | 0 | 0 | 0 | 0 | 0 | 0 | 0
F7_Industrial_Wood and Lumber Products_New_Space Heating_Natural Gas_Gas Boiler - Hot Water Reset_A_Achievable Economic TRC Potential | F7 | Industrial | Wood and Lumber Products | New | Space Heating | Natural Gas | Gas Boiler - Hot Water Reset | A | Cumulative Energy Savings (MWh or mTherms) | Achievable Economic TRC Potential | 0 | 0 | 0 | 0 | 0 | 0 | 0 | 0 | 0 | 0 | 0 | 0 | 0 | 0 | 0 | 0 | 0 | 0 | 0 | 0 | 0 | 0 | 0 | 0 | 0 | 0 | 0 | 0 | 0 | 0 | 0
F8_Industrial_Wood and Lumber Products_New_Space Heating_Natural Gas_Gas Boiler - Hot Water Reset_A_Achievable Economic TRC Potential | F8 | Industrial | Wood and Lumber Products | New | Space Heating | Natural Gas | Gas Boiler - Hot Water Reset | A | Cumulative Summer Peak Savings (MW) | Achievable Economic TRC Potential | 0 | 0 | 0 | 0 | 0 | 0 | 0 | 0 | 0 | 0 | 0 | 0 | 0 | 0 | 0 | 0 | 0 | 0 | 0 | 0 | 0 | 0 | 0 | 0 | 0 | 0 | 0 | 0 | 0 | 0 | 0
F9_Industrial_Wood and Lumber Products_New_Space Heating_Natural Gas_Gas Boiler - Hot Water Reset_A_Achievable Economic TRC Potential | F9 | Industrial | Wood and Lumber Products | New | Space Heating | Natural Gas | Gas Boiler - Hot Water Reset | A | Cumulative Winter Peak Savings (MW) | Achievable Economic TRC Potential | 0 | 0 | 0 | 0 | 0 | 0 | 0 | 0 | 0 | 0 | 0 | 0 | 0 | 0 | 0 | 0 | 0 | 0 | 0 | 0 | 0 | 0 | 0 | 0 | 0 | 0 | 0 | 0 | 0 | 0 | 0
F10_Industrial_Wood and Lumber Products_New_Space Heating_Natural Gas_Gas Boiler - Hot Water Reset_A_Achievable Economic TRC Potential | F10 | Industrial | Wood and Lumber Products | New | Space Heating | Natural Gas | Gas Boiler - Hot Water Reset | A | Purchases (Incremental) | Achievable Economic TRC Potential | 0 | 0 | 0 | 0 | 0 | 0 | 0 | 0 | 0 | 0 | 0 | 0 | 0 | 0 | 0 | 0 | 0 | 0 | 0 | 0 | 0 | 0 | 0 | 0 | 0 | 0 | 0 | 0 | 0 | 0 | 0
F11_Industrial_Wood and Lumber Products_New_Space Heating_Natural Gas_Gas Boiler - Hot Water Reset_A_Achievable Economic TRC Potential | F11 | Industrial | Wood and Lumber Products | New | Space Heating | Natural Gas | Gas Boiler - Hot Water Reset | A | Purchases (Cumulative) | Achievable Economic TRC Potential | 0 | 0 | 0 | 0 | 0 | 0 | 0 | 0 | 0 | 0 | 0 | 0 | 0 | 0 | 0 | 0 | 0 | 0 | 0 | 0 | 0 | 0 | 0 | 0 | 0 | 0 | 0 | 0 | 0 | 0 | 0
F1_Industrial_Wood and Lumber Products_New_Process_Natural Gas_Gas Boiler - Hot Water Reset_A_Achievable Economic TRC Potential | F1 | Industrial | Wood and Lumber Products | New | Process | Natural Gas | Gas Boiler - Hot Water Reset | A | Integrated Unit Energy Savings (kWh or therms) | Achievable Economic TRC Potential | 0 | 0 | 0 | 0 | 0 | 11.4893 | 11.4785 | 11.469 | 11.4606 | 11.4527 | 11.4464 | 11.4424 | 11.4401 | 11.439 | 11.4387 | 11.4391 | 11.4399 | 11.4411 | 11.4424 | 11.4439 | 11.4459 | 11.4484 | 11.4507 | 11.4529 | 11.4548 | 11.4566 | 11.4582 | 11.4598 | 11.5025 | 11.5025 | 11.5025
F2_Industrial_Wood and Lumber Products_New_Process_Natural Gas_Gas Boiler - Hot Water Reset_A_Achievable Economic TRC Potential | F2 | Industrial | Wood and Lumber Products | New | Process | Natural Gas | Gas Boiler - Hot Water Reset | A | Integrated Unit Summer Peak Savings (kW) | Achievable Economic TRC Potential | 0 | 0 | 0 | 0 | 0 | 0 | 0 | 0 | 0 | 0 | 0 | 0 | 0 | 0 | 0 | 0 | 0 | 0 | 0 | 0 | 0 | 0 | 0 | 0 | 0 | 0 | 0 | 0 | 0 | 0 | 0
F3_Industrial_Wood and Lumber Products_New_Process_Natural Gas_Gas Boiler - Hot Water Reset_A_Achievable Economic TRC Potential | F3 | Industrial | Wood and Lumber Products | New | Process | Natural Gas | Gas Boiler - Hot Water Reset | A | Integrated Unit Winter Peak Savings (kW) | Achievable Economic TRC Potential | 0 | 0 | 0 | 0 | 0 | 0 | 0 | 0 | 0 | 0 | 0 | 0 | 0 | 0 | 0 | 0 | 0 | 0 | 0 | 0 | 0 | 0 | 0 | 0 | 0 | 0 | 0 | 0 | 0 | 0 | 0
F4_Industrial_Wood and Lumber Products_New_Process_Natural Gas_Gas Boiler - Hot Water Reset_A_Achievable Economic TRC Potential | F4 | Industrial | Wood and Lumber Products | New | Process | Natural Gas | Gas Boiler - Hot Water Reset | A | Incremental Energy Savings (MWh or mTherms) | Achievable Economic TRC Potential | 0 | 0 | 0 | 0 | 0 | 0.007475 | 0.010863 | 0.015352 | 0.020196 | 0.025742 | 0.033262 | 0.039923 | 0.044287 | 0.045032 | 0.041501 | 0.034286 | 0.024115 | 0.01483 | 0.0075367 | 0.003355 | 0.0012806 | 0.0074484 | 0.010837 | 0.015331 | 0.020185 | 0.025751 | 0.033297 | 0.039984 | 0.044528 | 0.045282 | 0.041732
F5_Industrial_Wood and Lumber Products_New_Process_Natural Gas_Gas Boiler - Hot Water Reset_A_Achievable Economic TRC Potential | F5 | Industrial | Wood and Lumber Products | New | Process | Natural Gas | Gas Boiler - Hot Water Reset | A | Incremental Summer Peak Savings (MW) | Achievable Economic TRC Potential | 0 | 0 | 0 | 0 | 0 | 0 | 0 | 0 | 0 | 0 | 0 | 0 | 0 | 0 | 0 | 0 | 0 | 0 | 0 | 0 | 0 | 0 | 0 | 0 | 0 | 0 | 0 | 0 | 0 | 0 | 0
F6_Industrial_Wood and Lumber Products_New_Process_Natural Gas_Gas Boiler - Hot Water Reset_A_Achievable Economic TRC Potential | F6 | Industrial | Wood and Lumber Products | New | Process | Natural Gas | Gas Boiler - Hot Water Reset | A | Incremental Winter Peak Savings (MW) | Achievable Economic TRC Potential | 0 | 0 | 0 | 0 | 0 | 0 | 0 | 0 | 0 | 0 | 0 | 0 | 0 | 0 | 0 | 0 | 0 | 0 | 0 | 0 | 0 | 0 | 0 | 0 | 0 | 0 | 0 | 0 | 0 | 0 | 0
F7_Industrial_Wood and Lumber Products_New_Process_Natural Gas_Gas Boiler - Hot Water Reset_A_Achievable Economic TRC Potential | F7 | Industrial | Wood and Lumber Products | New | Process | Natural Gas | Gas Boiler - Hot Water Reset | A | Cumulative Energy Savings (MWh or mTherms) | Achievable Economic TRC Potential | 0 | 0 | 0 | 0 | 0 | 0.007475 | 0.018331 | 0.033668 | 0.053839 | 0.079544 | 0.11276 | 0.15265 | 0.1969 | 0.24191 | 0.28341 | 0.31771 | 0.34184 | 0.35671 | 0.36429 | 0.36769 | 0.36903 | 0.36912 | 0.36919 | 0.36926 | 0.36932 | 0.36938 | 0.36943 | 0.36948 | 0 | 0 | 0
F8_Industrial_Wood and Lumber Products_New_Process_Natural Gas_Gas Boiler - Hot Water Reset_A_Achievable Economic TRC Potential | F8 | Industrial | Wood and Lumber Products | New | Process | Natural Gas | Gas Boiler - Hot Water Reset | A | Cumulative Summer Peak Savings (MW) | Achievable Economic TRC Potential | 0 | 0 | 0 | 0 | 0 | 0 | 0 | 0 | 0 | 0 | 0 | 0 | 0 | 0 | 0 | 0 | 0 | 0 | 0 | 0 | 0 | 0 | 0 | 0 | 0 | 0 | 0 | 0 | 0 | 0 | 0
F9_Industrial_Wood and Lumber Products_New_Process_Natural Gas_Gas Boiler - Hot Water Reset_A_Achievable Economic TRC Potential | F9 | Industrial | Wood and Lumber Products | New | Process | Natural Gas | Gas Boiler - Hot Water Reset | A | Cumulative Winter Peak Savings (MW) | Achievable Economic TRC Potential | 0 | 0 | 0 | 0 | 0 | 0 | 0 | 0 | 0 | 0 | 0 | 0 | 0 | 0 | 0 | 0 | 0 | 0 | 0 | 0 | 0 | 0 | 0 | 0 | 0 | 0 | 0 | 0 | 0 | 0 | 0
F10_Industrial_Wood and Lumber Products_New_Process_Natural Gas_Gas Boiler - Hot Water Reset_A_Achievable Economic TRC Potential | F10 | Industrial | Wood and Lumber Products | New | Process | Natural Gas | Gas Boiler - Hot Water Reset | A | Purchases (Incremental) | Achievable Economic TRC Potential | 0 | 0 | 0 | 0 | 0 | 0.6506 | 0.9464 | 1.3386 | 1.7622 | 2.2477 | 2.9059 | 3.4891 | 3.8712 | 3.9367 | 3.6281 | 2.9972 | 2.108 | 1.2962 | 0.65867 | 0.29317 | 0.11189 | 0.6506 | 0.9464 | 1.3386 | 1.7622 | 2.2477 | 2.9059 | 3.4891 | 3.8712 | 3.9367 | 3.6281
F11_Industrial_Wood and Lumber Products_New_Process_Natural Gas_Gas Boiler - Hot Water Reset_A_Achievable Economic TRC Potential | F11 | Industrial | Wood and Lumber Products | New | Process | Natural Gas | Gas Boiler - Hot Water Reset | A | Purchases (Cumulative) | Achievable Economic TRC Potential | 0 | 0 | 0 | 0 | 0 | 0.6506 | 1.597 | 2.9356 | 4.6978 | 6.9454 | 9.8513 | 13.3404 | 17.2116 | 21.1483 | 24.7764 | 27.7737 | 29.8816 | 31.1778 | 31.8365 | 32.1296 | 32.2415 | 32.2415 | 32.2415 | 32.2415 | 32.2415 | 32.2415 | 32.2415 | 32.2415 | 32.2415 | 32.2415 | 32.2415
F1_Industrial_Wood and Lumber Products_New_Space Heating_Natural Gas_Steam Trap Maintenance_A_Achievable Economic TRC Potential | F1 | Industrial | Wood and Lumber Products | New | Space Heating | Natural Gas | Steam Trap Maintenance | A | Integrated Unit Energy Savings (kWh or therms) | Achievable Economic TRC Potential | 0 | 0 | 0 | 0 | 0 | 0 | 0 | 0 | 0 | 0 | 0 | 0 | 0 | 0 | 0 | 0 | 0 | 0 | 0 | 0 | 0 | 0 | 0 | 0 | 0 | 0 | 0 | 0 | 0 | 0 | 0
F2_Industrial_Wood and Lumber Products_New_Space Heating_Natural Gas_Steam Trap Maintenance_A_Achievable Economic TRC Potential | F2 | Industrial | Wood and Lumber Products | New | Space Heating | Natural Gas | Steam Trap Maintenance | A | Integrated Unit Summer Peak Savings (kW) | Achievable Economic TRC Potential | 0 | 0 | 0 | 0 | 0 | 0 | 0 | 0 | 0 | 0 | 0 | 0 | 0 | 0 | 0 | 0 | 0 | 0 | 0 | 0 | 0 | 0 | 0 | 0 | 0 | 0 | 0 | 0 | 0 | 0 | 0
F3_Industrial_Wood and Lumber Products_New_Space Heating_Natural Gas_Steam Trap Maintenance_A_Achievable Economic TRC Potential | F3 | Industrial | Wood and Lumber Products | New | Space Heating | Natural Gas | Steam Trap Maintenance | A | Integrated Unit Winter Peak Savings (kW) | Achievable Economic TRC Potential | 0 | 0 | 0 | 0 | 0 | 0 | 0 | 0 | 0 | 0 | 0 | 0 | 0 | 0 | 0 | 0 | 0 | 0 | 0 | 0 | 0 | 0 | 0 | 0 | 0 | 0 | 0 | 0 | 0 | 0 | 0
F4_Industrial_Wood and Lumber Products_New_Space Heating_Natural Gas_Steam Trap Maintenance_A_Achievable Economic TRC Potential | F4 | Industrial | Wood and Lumber Products | New | Space Heating | Natural Gas | Steam Trap Maintenance | A | Incremental Energy Savings (MWh or mTherms) | Achievable Economic TRC Potential | 0 | 0 | 0 | 0 | 0 | 0 | 0 | 0 | 0 | 0 | 0 | 0 | 0 | 0 | 0 | 0 | 0 | 0 | 0 | 0 | 0 | 0 | 0 | 0 | 0 | 0 | 0 | 0 | 0 | 0 | 0
F5_Industrial_Wood and Lumber Products_New_Space Heating_Natural Gas_Steam Trap Maintenance_A_Achievable Economic TRC Potential | F5 | Industrial | Wood and Lumber Products | New | Space Heating | Natural Gas | Steam Trap Maintenance | A | Incremental Summer Peak Savings (MW) | Achievable Economic TRC Potential | 0 | 0 | 0 | 0 | 0 | 0 | 0 | 0 | 0 | 0 | 0 | 0 | 0 | 0 | 0 | 0 | 0 | 0 | 0 | 0 | 0 | 0 | 0 | 0 | 0 | 0 | 0 | 0 | 0 | 0 | 0
F6_Industrial_Wood and Lumber Products_New_Space Heating_Natural Gas_Steam Trap Maintenance_A_Achievable Economic TRC Potential | F6 | Industrial | Wood and Lumber Products | New | Space Heating | Natural Gas | Steam Trap Maintenance | A | Incremental Winter Peak Savings (MW) | Achievable Economic TRC Potential | 0 | 0 | 0 | 0 | 0 | 0 | 0 | 0 | 0 | 0 | 0 | 0 | 0 | 0 | 0 | 0 | 0 | 0 | 0 | 0 | 0 | 0 | 0 | 0 | 0 | 0 | 0 | 0 | 0 | 0 | 0
F7_Industrial_Wood and Lumber Products_New_Space Heating_Natural Gas_Steam Trap Maintenance_A_Achievable Economic TRC Potential | F7 | Industrial | Wood and Lumber Products | New | Space Heating | Natural Gas | Steam Trap Maintenance | A | Cumulative Energy Savings (MWh or mTherms) | Achievable Economic TRC Potential | 0 | 0 | 0 | 0 | 0 | 0 | 0 | 0 | 0 | 0 | 0 | 0 | 0 | 0 | 0 | 0 | 0 | 0 | 0 | 0 | 0 | 0 | 0 | 0 | 0 | 0 | 0 | 0 | 0 | 0 | 0
F8_Industrial_Wood and Lumber Products_New_Space Heating_Natural Gas_Steam Trap Maintenance_A_Achievable Economic TRC Potential | F8 | Industrial | Wood and Lumber Products | New | Space Heating | Natural Gas | Steam Trap Maintenance | A | Cumulative Summer Peak Savings (MW) | Achievable Economic TRC Potential | 0 | 0 | 0 | 0 | 0 | 0 | 0 | 0 | 0 | 0 | 0 | 0 | 0 | 0 | 0 | 0 | 0 | 0 | 0 | 0 | 0 | 0 | 0 | 0 | 0 | 0 | 0 | 0 | 0 | 0 | 0
F9_Industrial_Wood and Lumber Products_New_Space Heating_Natural Gas_Steam Trap Maintenance_A_Achievable Economic TRC Potential | F9 | Industrial | Wood and Lumber Products | New | Space Heating | Natural Gas | Steam Trap Maintenance | A | Cumulative Winter Peak Savings (MW) | Achievable Economic TRC Potential | 0 | 0 | 0 | 0 | 0 | 0 | 0 | 0 | 0 | 0 | 0 | 0 | 0 | 0 | 0 | 0 | 0 | 0 | 0 | 0 | 0 | 0 | 0 | 0 | 0 | 0 | 0 | 0 | 0 | 0 | 0
F10_Industrial_Wood and Lumber Products_New_Space Heating_Natural Gas_Steam Trap Maintenance_A_Achievable Economic TRC Potential | F10 | Industrial | Wood and Lumber Products | New | Space Heating | Natural Gas | Steam Trap Maintenance | A | Purchases (Incremental) | Achievable Economic TRC Potential | 0 | 0 | 0 | 0 | 0 | 0 | 0 | 0 | 0 | 0 | 0 | 0 | 0 | 0 | 0 | 0 | 0 | 0 | 0 | 0 | 0 | 0 | 0 | 0 | 0 | 0 | 0 | 0 | 0 | 0 | 0
F11_Industrial_Wood and Lumber Products_New_Space Heating_Natural Gas_Steam Trap Maintenance_A_Achievable Economic TRC Potential | F11 | Industrial | Wood and Lumber Products | New | Space Heating | Natural Gas | Steam Trap Maintenance | A | Purchases (Cumulative) | Achievable Economic TRC Potential | 0 | 0 | 0 | 0 | 0 | 0 | 0 | 0 | 0 | 0 | 0 | 0 | 0 | 0 | 0 | 0 | 0 | 0 | 0 | 0 | 0 | 0 | 0 | 0 | 0 | 0 | 0 | 0 | 0 | 0 | 0
F1_Industrial_Wood and Lumber Products_New_Process_Natural Gas_Steam Trap Maintenance_A_Achievable Economic TRC Potential | F1 | Industrial | Wood and Lumber Products | New | Process | Natural Gas | Steam Trap Maintenance | A | Integrated Unit Energy Savings (kWh or therms) | Achievable Economic TRC Potential | 0 | 0 | 0 | 0 | 0 | 8.1236 | 8.1207 | 8.1183 | 8.1164 | 8.1145 | 8.113 | 8.1121 | 8.1115 | 8.1113 | 8.1113 | 8.1114 | 8.1116 | 8.1119 | 8.1122 | 8.1126 | 8.1133 | 8.1139 | 8.1145 | 8.115 | 8.1155 | 8.1159 | 8.1163 | 8.1167 | 8.1272 | 8.1272 | 8.1272
F2_Industrial_Wood and Lumber Products_New_Process_Natural Gas_Steam Trap Maintenance_A_Achievable Economic TRC Potential | F2 | Industrial | Wood and Lumber Products | New | Process | Natural Gas | Steam Trap Maintenance | A | Integrated Unit Summer Peak Savings (kW) | Achievable Economic TRC Potential | 0 | 0 | 0 | 0 | 0 | 0 | 0 | 0 | 0 | 0 | 0 | 0 | 0 | 0 | 0 | 0 | 0 | 0 | 0 | 0 | 0 | 0 | 0 | 0 | 0 | 0 | 0 | 0 | 0 | 0 | 0
F3_Industrial_Wood and Lumber Products_New_Process_Natural Gas_Steam Trap Maintenance_A_Achievable Economic TRC Potential | F3 | Industrial | Wood and Lumber Products | New | Process | Natural Gas | Steam Trap Maintenance | A | Integrated Unit Winter Peak Savings (kW) | Achievable Economic TRC Potential | 0 | 0 | 0 | 0 | 0 | 0 | 0 | 0 | 0 | 0 | 0 | 0 | 0 | 0 | 0 | 0 | 0 | 0 | 0 | 0 | 0 | 0 | 0 | 0 | 0 | 0 | 0 | 0 | 0 | 0 | 0
F4_Industrial_Wood and Lumber Products_New_Process_Natural Gas_Steam Trap Maintenance_A_Achievable Economic TRC Potential | F4 | Industrial | Wood and Lumber Products | New | Process | Natural Gas | Steam Trap Maintenance | A | Incremental Energy Savings (MWh or mTherms) | Achievable Economic TRC Potential | 0 | 0 | 0 | 0 | 0 | 0 | 0 | 0 | 0 | 0 | 0 | 0 | 0 | 0 | 0 | 0 | 0 | 0 | 0 | 0 | 0 | 0 | 0 | 0 | 0 | 0 | 0 | 0 | 0 | 0 | 0
F5_Industrial_Wood and Lumber Products_New_Process_Natural Gas_Steam Trap Maintenance_A_Achievable Economic TRC Potential | F5 | Industrial | Wood and Lumber Products | New | Process | Natural Gas | Steam Trap Maintenance | A | Incremental Summer Peak Savings (MW) | Achievable Economic TRC Potential | 0 | 0 | 0 | 0 | 0 | 0 | 0 | 0 | 0 | 0 | 0 | 0 | 0 | 0 | 0 | 0 | 0 | 0 | 0 | 0 | 0 | 0 | 0 | 0 | 0 | 0 | 0 | 0 | 0 | 0 | 0
F6_Industrial_Wood and Lumber Products_New_Process_Natural Gas_Steam Trap Maintenance_A_Achievable Economic TRC Potential | F6 | Industrial | Wood and Lumber Products | New | Process | Natural Gas | Steam Trap Maintenance | A | Incremental Winter Peak Savings (MW) | Achievable Economic TRC Potential | 0 | 0 | 0 | 0 | 0 | 0 | 0 | 0 | 0 | 0 | 0 | 0 | 0 | 0 | 0 | 0 | 0 | 0 | 0 | 0 | 0 | 0 | 0 | 0 | 0 | 0 | 0 | 0 | 0 | 0 | 0
F7_Industrial_Wood and Lumber Products_New_Process_Natural Gas_Steam Trap Maintenance_A_Achievable Economic TRC Potential | F7 | Industrial | Wood and Lumber Products | New | Process | Natural Gas | Steam Trap Maintenance | A | Cumulative Energy Savings (MWh or mTherms) | Achievable Economic TRC Potential | 0 | 0 | 0 | 0 | 0 | 0 | 0 | 0 | 0 | 0 | 0 | 0 | 0 | 0 | 0 | 0 | 0 | 0 | 0 | 0 | 0 | 0 | 0 | 0 | 0 | 0 | 0 | 0 | 0 | 0 | 0
F8_Industrial_Wood and Lumber Products_New_Process_Natural Gas_Steam Trap Maintenance_A_Achievable Economic TRC Potential | F8 | Industrial | Wood and Lumber Products | New | Process | Natural Gas | Steam Trap Maintenance | A | Cumulative Summer Peak Savings (MW) | Achievable Economic TRC Potential | 0 | 0 | 0 | 0 | 0 | 0 | 0 | 0 | 0 | 0 | 0 | 0 | 0 | 0 | 0 | 0 | 0 | 0 | 0 | 0 | 0 | 0 | 0 | 0 | 0 | 0 | 0 | 0 | 0 | 0 | 0
F9_Industrial_Wood and Lumber Products_New_Process_Natural Gas_Steam Trap Maintenance_A_Achievable Economic TRC Potential | F9 | Industrial | Wood and Lumber Products | New | Process | Natural Gas | Steam Trap Maintenance | A | Cumulative Winter Peak Savings (MW) | Achievable Economic TRC Potential | 0 | 0 | 0 | 0 | 0 | 0 | 0 | 0 | 0 | 0 | 0 | 0 | 0 | 0 | 0 | 0 | 0 | 0 | 0 | 0 | 0 | 0 | 0 | 0 | 0 | 0 | 0 | 0 | 0 | 0 | 0
F10_Industrial_Wood and Lumber Products_New_Process_Natural Gas_Steam Trap Maintenance_A_Achievable Economic TRC Potential | F10 | Industrial | Wood and Lumber Products | New | Process | Natural Gas | Steam Trap Maintenance | A | Purchases (Incremental) | Achievable Economic TRC Potential | 0 | 0 | 0 | 0 | 0 | 0 | 0 | 0 | 0 | 0 | 0 | 0 | 0 | 0 | 0 | 0 | 0 | 0 | 0 | 0 | 0 | 0 | 0 | 0 | 0 | 0 | 0 | 0 | 0 | 0 | 0
F11_Industrial_Wood and Lumber Products_New_Process_Natural Gas_Steam Trap Maintenance_A_Achievable Economic TRC Potential | F11 | Industrial | Wood and Lumber Products | New | Process | Natural Gas | Steam Trap Maintenance | A | Purchases (Cumulative) | Achievable Economic TRC Potential | 0 | 0 | 0 | 0 | 0 | 0 | 0 | 0 | 0 | 0 | 0 | 0 | 0 | 0 | 0 | 0 | 0 | 0 | 0 | 0 | 0 | 0 | 0 | 0 | 0 | 0 | 0 | 0 | 0 | 0 | 0
F1_Industrial_Wood and Lumber Products_New_Space Heating_Natural Gas_Gas Boiler - High Turndown_A_Achievable Economic TRC Potential | F1 | Industrial | Wood and Lumber Products | New | Space Heating | Natural Gas | Gas Boiler - High Turndown | A | Integrated Unit Energy Savings (kWh or therms) | Achievable Economic TRC Potential | 0 | 0 | 0 | 0 | 0 | 0 | 0 | 0 | 0 | 0 | 0 | 0 | 0 | 0 | 0 | 0 | 0 | 0 | 0 | 0 | 0 | 0 | 0 | 0 | 0 | 0 | 0 | 0 | 0 | 0 | 0
F2_Industrial_Wood and Lumber Products_New_Space Heating_Natural Gas_Gas Boiler - High Turndown_A_Achievable Economic TRC Potential | F2 | Industrial | Wood and Lumber Products | New | Space Heating | Natural Gas | Gas Boiler - High Turndown | A | Integrated Unit Summer Peak Savings (kW) | Achievable Economic TRC Potential | 0 | 0 | 0 | 0 | 0 | 0 | 0 | 0 | 0 | 0 | 0 | 0 | 0 | 0 | 0 | 0 | 0 | 0 | 0 | 0 | 0 | 0 | 0 | 0 | 0 | 0 | 0 | 0 | 0 | 0 | 0
F3_Industrial_Wood and Lumber Products_New_Space Heating_Natural Gas_Gas Boiler - High Turndown_A_Achievable Economic TRC Potential | F3 | Industrial | Wood and Lumber Products | New | Space Heating | Natural Gas | Gas Boiler - High Turndown | A | Integrated Unit Winter Peak Savings (kW) | Achievable Economic TRC Potential | 0 | 0 | 0 | 0 | 0 | 0 | 0 | 0 | 0 | 0 | 0 | 0 | 0 | 0 | 0 | 0 | 0 | 0 | 0 | 0 | 0 | 0 | 0 | 0 | 0 | 0 | 0 | 0 | 0 | 0 | 0
F4_Industrial_Wood and Lumber Products_New_Space Heating_Natural Gas_Gas Boiler - High Turndown_A_Achievable Economic TRC Potential | F4 | Industrial | Wood and Lumber Products | New | Space Heating | Natural Gas | Gas Boiler - High Turndown | A | Incremental Energy Savings (MWh or mTherms) | Achievable Economic TRC Potential | 0 | 0 | 0 | 0 | 0 | 0 | 0 | 0 | 0 | 0 | 0 | 0 | 0 | 0 | 0 | 0 | 0 | 0 | 0 | 0 | 0 | 0 | 0 | 0 | 0 | 0 | 0 | 0 | 0 | 0 | 0
F5_Industrial_Wood and Lumber Products_New_Space Heating_Natural Gas_Gas Boiler - High Turndown_A_Achievable Economic TRC Potential | F5 | Industrial | Wood and Lumber Products | New | Space Heating | Natural Gas | Gas Boiler - High Turndown | A | Incremental Summer Peak Savings (MW) | Achievable Economic TRC Potential | 0 | 0 | 0 | 0 | 0 | 0 | 0 | 0 | 0 | 0 | 0 | 0 | 0 | 0 | 0 | 0 | 0 | 0 | 0 | 0 | 0 | 0 | 0 | 0 | 0 | 0 | 0 | 0 | 0 | 0 | 0
F6_Industrial_Wood and Lumber Products_New_Space Heating_Natural Gas_Gas Boiler - High Turndown_A_Achievable Economic TRC Potential | F6 | Industrial | Wood and Lumber Products | New | Space Heating | Natural Gas | Gas Boiler - High Turndown | A | Incremental Winter Peak Savings (MW) | Achievable Economic TRC Potential | 0 | 0 | 0 | 0 | 0 | 0 | 0 | 0 | 0 | 0 | 0 | 0 | 0 | 0 | 0 | 0 | 0 | 0 | 0 | 0 | 0 | 0 | 0 | 0 | 0 | 0 | 0 | 0 | 0 | 0 | 0
F7_Industrial_Wood and Lumber Products_New_Space Heating_Natural Gas_Gas Boiler - High Turndown_A_Achievable Economic TRC Potential | F7 | Industrial | Wood and Lumber Products | New | Space Heating | Natural Gas | Gas Boiler - High Turndown | A | Cumulative Energy Savings (MWh or mTherms) | Achievable Economic TRC Potential | 0 | 0 | 0 | 0 | 0 | 0 | 0 | 0 | 0 | 0 | 0 | 0 | 0 | 0 | 0 | 0 | 0 | 0 | 0 | 0 | 0 | 0 | 0 | 0 | 0 | 0 | 0 | 0 | 0 | 0 | 0
F8_Industrial_Wood and Lumber Products_New_Space Heating_Natural Gas_Gas Boiler - High Turndown_A_Achievable Economic TRC Potential | F8 | Industrial | Wood and Lumber Products | New | Space Heating | Natural Gas | Gas Boiler - High Turndown | A | Cumulative Summer Peak Savings (MW) | Achievable Economic TRC Potential | 0 | 0 | 0 | 0 | 0 | 0 | 0 | 0 | 0 | 0 | 0 | 0 | 0 | 0 | 0 | 0 | 0 | 0 | 0 | 0 | 0 | 0 | 0 | 0 | 0 | 0 | 0 | 0 | 0 | 0 | 0
F9_Industrial_Wood and Lumber Products_New_Space Heating_Natural Gas_Gas Boiler - High Turndown_A_Achievable Economic TRC Potential | F9 | Industrial | Wood and Lumber Products | New | Space Heating | Natural Gas | Gas Boiler - High Turndown | A | Cumulative Winter Peak Savings (MW) | Achievable Economic TRC Potential | 0 | 0 | 0 | 0 | 0 | 0 | 0 | 0 | 0 | 0 | 0 | 0 | 0 | 0 | 0 | 0 | 0 | 0 | 0 | 0 | 0 | 0 | 0 | 0 | 0 | 0 | 0 | 0 | 0 | 0 | 0
F10_Industrial_Wood and Lumber Products_New_Space Heating_Natural Gas_Gas Boiler - High Turndown_A_Achievable Economic TRC Potential | F10 | Industrial | Wood and Lumber Products | New | Space Heating | Natural Gas | Gas Boiler - High Turndown | A | Purchases (Incremental) | Achievable Economic TRC Potential | 0 | 0 | 0 | 0 | 0 | 0 | 0 | 0 | 0 | 0 | 0 | 0 | 0 | 0 | 0 | 0 | 0 | 0 | 0 | 0 | 0 | 0 | 0 | 0 | 0 | 0 | 0 | 0 | 0 | 0 | 0
F11_Industrial_Wood and Lumber Products_New_Space Heating_Natural Gas_Gas Boiler - High Turndown_A_Achievable Economic TRC Potential | F11 | Industrial | Wood and Lumber Products | New | Space Heating | Natural Gas | Gas Boiler - High Turndown | A | Purchases (Cumulative) | Achievable Economic TRC Potential | 0 | 0 | 0 | 0 | 0 | 0 | 0 | 0 | 0 | 0 | 0 | 0 | 0 | 0 | 0 | 0 | 0 | 0 | 0 | 0 | 0 | 0 | 0 | 0 | 0 | 0 | 0 | 0 | 0 | 0 | 0
F1_Industrial_Wood and Lumber Products_New_Process_Natural Gas_Gas Boiler - High Turndown_A_Achievable Economic TRC Potential | F1 | Industrial | Wood and Lumber Products | New | Process | Natural Gas | Gas Boiler - High Turndown | A | Integrated Unit Energy Savings (kWh or therms) | Achievable Economic TRC Potential | 0 | 0 | 0 | 0 | 0 | 8.6056 | 8.5877 | 8.5715 | 8.5567 | 8.5425 | 8.5332 | 8.5256 | 8.5195 | 8.5147 | 8.511 | 8.5084 | 8.5068 | 8.5059 | 8.5054 | 8.5052 | 8.5054 | 8.5061 | 8.5064 | 8.5066 | 8.5067 | 8.511 | 8.515 | 8.5187 | 8.6269 | 8.6269 | 8.6269
F2_Industrial_Wood and Lumber Products_New_Process_Natural Gas_Gas Boiler - High Turndown_A_Achievable Economic TRC Potential | F2 | Industrial | Wood and Lumber Products | New | Process | Natural Gas | Gas Boiler - High Turndown | A | Integrated Unit Summer Peak Savings (kW) | Achievable Economic TRC Potential | 0 | 0 | 0 | 0 | 0 | 0 | 0 | 0 | 0 | 0 | 0 | 0 | 0 | 0 | 0 | 0 | 0 | 0 | 0 | 0 | 0 | 0 | 0 | 0 | 0 | 0 | 0 | 0 | 0 | 0 | 0
F3_Industrial_Wood and Lumber Products_New_Process_Natural Gas_Gas Boiler - High Turndown_A_Achievable Economic TRC Potential | F3 | Industrial | Wood and Lumber Products | New | Process | Natural Gas | Gas Boiler - High Turndown | A | Integrated Unit Winter Peak Savings (kW) | Achievable Economic TRC Potential | 0 | 0 | 0 | 0 | 0 | 0 | 0 | 0 | 0 | 0 | 0 | 0 | 0 | 0 | 0 | 0 | 0 | 0 | 0 | 0 | 0 | 0 | 0 | 0 | 0 | 0 | 0 | 0 | 0 | 0 | 0
F4_Industrial_Wood and Lumber Products_New_Process_Natural Gas_Gas Boiler - High Turndown_A_Achievable Economic TRC Potential | F4 | Industrial | Wood and Lumber Products | New | Process | Natural Gas | Gas Boiler - High Turndown | A | Incremental Energy Savings (MWh or mTherms) | Achievable Economic TRC Potential | 0 | 0 | 0 | 0 | 0 | 0 | 0 | 0 | 0.013194 | 0.014729 | 0.01627 | 0.017792 | 0.01931 | 0.018743 | 0.016069 | 0.01372 | 0.011661 | 0.0098784 | 0.0083403 | 0.0070192 | 0.0058936 | 0.0049368 | 0.0041262 | 0.013116 | 0.014667 | 0.016228 | 0.01777 | 0.019308 | 0.01899 | 0.016288 | 0.013911
F5_Industrial_Wood and Lumber Products_New_Process_Natural Gas_Gas Boiler - High Turndown_A_Achievable Economic TRC Potential | F5 | Industrial | Wood and Lumber Products | New | Process | Natural Gas | Gas Boiler - High Turndown | A | Incremental Summer Peak Savings (MW) | Achievable Economic TRC Potential | 0 | 0 | 0 | 0 | 0 | 0 | 0 | 0 | 0 | 0 | 0 | 0 | 0 | 0 | 0 | 0 | 0 | 0 | 0 | 0 | 0 | 0 | 0 | 0 | 0 | 0 | 0 | 0 | 0 | 0 | 0
F6_Industrial_Wood and Lumber Products_New_Process_Natural Gas_Gas Boiler - High Turndown_A_Achievable Economic TRC Potential | F6 | Industrial | Wood and Lumber Products | New | Process | Natural Gas | Gas Boiler - High Turndown | A | Incremental Winter Peak Savings (MW) | Achievable Economic TRC Potential | 0 | 0 | 0 | 0 | 0 | 0 | 0 | 0 | 0 | 0 | 0 | 0 | 0 | 0 | 0 | 0 | 0 | 0 | 0 | 0 | 0 | 0 | 0 | 0 | 0 | 0 | 0 | 0 | 0 | 0 | 0
F7_Industrial_Wood and Lumber Products_New_Process_Natural Gas_Gas Boiler - High Turndown_A_Achievable Economic TRC Potential | F7 | Industrial | Wood and Lumber Products | New | Process | Natural Gas | Gas Boiler - High Turndown | A | Cumulative Energy Savings (MWh or mTherms) | Achievable Economic TRC Potential | 0 | 0 | 0 | 0 | 0 | 0 | 0 | 0 | 0.013194 | 0.027901 | 0.044141 | 0.061894 | 0.08116 | 0.099857 | 0.11588 | 0.12957 | 0.1412 | 0.15107 | 0.1594 | 0.16642 | 0.17231 | 0.17726 | 0.1814 | 0.1814 | 0.1814 | 0.18149 | 0.18158 | 0.18166 | 0 | 0 | 0
F8_Industrial_Wood and Lumber Products_New_Process_Natural Gas_Gas Boiler - High Turndown_A_Achievable Economic TRC Potential | F8 | Industrial | Wood and Lumber Products | New | Process | Natural Gas | Gas Boiler - High Turndown | A | Cumulative Summer Peak Savings (MW) | Achievable Economic TRC Potential | 0 | 0 | 0 | 0 | 0 | 0 | 0 | 0 | 0 | 0 | 0 | 0 | 0 | 0 | 0 | 0 | 0 | 0 | 0 | 0 | 0 | 0 | 0 | 0 | 0 | 0 | 0 | 0 | 0 | 0 | 0
F9_Industrial_Wood and Lumber Products_New_Process_Natural Gas_Gas Boiler - High Turndown_A_Achievable Economic TRC Potential | F9 | Industrial | Wood and Lumber Products | New | Process | Natural Gas | Gas Boiler - High Turndown | A | Cumulative Winter Peak Savings (MW) | Achievable Economic TRC Potential | 0 | 0 | 0 | 0 | 0 | 0 | 0 | 0 | 0 | 0 | 0 | 0 | 0 | 0 | 0 | 0 | 0 | 0 | 0 | 0 | 0 | 0 | 0 | 0 | 0 | 0 | 0 | 0 | 0 | 0 | 0
F10_Industrial_Wood and Lumber Products_New_Process_Natural Gas_Gas Boiler - High Turndown_A_Achievable Economic TRC Potential | F10 | Industrial | Wood and Lumber Products | New | Process | Natural Gas | Gas Boiler - High Turndown | A | Purchases (Incremental) | Achievable Economic TRC Potential | 0 | 0 | 0 | 0 | 0 | 0 | 0 | 0 | 1.5419 | 1.7242 | 1.9067 | 2.0869 | 2.2666 | 2.2013 | 1.8881 | 1.6125 | 1.3708 | 1.1614 | 0.98058 | 0.82529 | 0.69293 | 0.58039 | 0.48507 | 1.5419 | 1.7242 | 1.9067 | 2.0869 | 2.2666 | 2.2013 | 1.8881 | 1.6125
F11_Industrial_Wood and Lumber Products_New_Process_Natural Gas_Gas Boiler - High Turndown_A_Achievable Economic TRC Potential | F11 | Industrial | Wood and Lumber Products | New | Process | Natural Gas | Gas Boiler - High Turndown | A | Purchases (Cumulative) | Achievable Economic TRC Potential | 0 | 0 | 0 | 0 | 0 | 0 | 0 | 0 | 1.5419 | 3.2661 | 5.1728 | 7.2597 | 9.5263 | 11.7276 | 13.6157 | 15.2281 | 16.599 | 17.7604 | 18.7409 | 19.5662 | 20.2591 | 20.8395 | 21.3246 | 21.3246 | 21.3246 | 21.3246 | 21.3246 | 21.3246 | 21.3246 | 21.3246 | 21.3246
F1_Industrial_Wood and Lumber Products_New_Space Heating_Natural Gas_Gas Boiler - Burner Control Optimization_A_Achievable Economic TRC Potential | F1 | Industrial | Wood and Lumber Products | New | Space Heating | Natural Gas | Gas Boiler - Burner Control Optimization | A | Integrated Unit Energy Savings (kWh or therms) | Achievable Economic TRC Potential | 0 | 0 | 0 | 0 | 0 | 0 | 0 | 0 | 0 | 0 | 0 | 0 | 0 | 0 | 0 | 0 | 0 | 0 | 0 | 0 | 0 | 0 | 0 | 0 | 0 | 0 | 0 | 0 | 0 | 0 | 0
F2_Industrial_Wood and Lumber Products_New_Space Heating_Natural Gas_Gas Boiler - Burner Control Optimization_A_Achievable Economic TRC Potential | F2 | Industrial | Wood and Lumber Products | New | Space Heating | Natural Gas | Gas Boiler - Burner Control Optimization | A | Integrated Unit Summer Peak Savings (kW) | Achievable Economic TRC Potential | 0 | 0 | 0 | 0 | 0 | 0 | 0 | 0 | 0 | 0 | 0 | 0 | 0 | 0 | 0 | 0 | 0 | 0 | 0 | 0 | 0 | 0 | 0 | 0 | 0 | 0 | 0 | 0 | 0 | 0 | 0
F3_Industrial_Wood and Lumber Products_New_Space Heating_Natural Gas_Gas Boiler - Burner Control Optimization_A_Achievable Economic TRC Potential | F3 | Industrial | Wood and Lumber Products | New | Space Heating | Natural Gas | Gas Boiler - Burner Control Optimization | A | Integrated Unit Winter Peak Savings (kW) | Achievable Economic TRC Potential | 0 | 0 | 0 | 0 | 0 | 0 | 0 | 0 | 0 | 0 | 0 | 0 | 0 | 0 | 0 | 0 | 0 | 0 | 0 | 0 | 0 | 0 | 0 | 0 | 0 | 0 | 0 | 0 | 0 | 0 | 0
F4_Industrial_Wood and Lumber Products_New_Space Heating_Natural Gas_Gas Boiler - Burner Control Optimization_A_Achievable Economic TRC Potential | F4 | Industrial | Wood and Lumber Products | New | Space Heating | Natural Gas | Gas Boiler - Burner Control Optimization | A | Incremental Energy Savings (MWh or mTherms) | Achievable Economic TRC Potential | 0 | 0 | 0 | 0 | 0 | 0 | 0 | 0 | 0 | 0 | 0 | 0 | 0 | 0 | 0 | 0 | 0 | 0 | 0 | 0 | 0 | 0 | 0 | 0 | 0 | 0 | 0 | 0 | 0 | 0 | 0
F5_Industrial_Wood and Lumber Products_New_Space Heating_Natural Gas_Gas Boiler - Burner Control Optimization_A_Achievable Economic TRC Potential | F5 | Industrial | Wood and Lumber Products | New | Space Heating | Natural Gas | Gas Boiler - Burner Control Optimization | A | Incremental Summer Peak Savings (MW) | Achievable Economic TRC Potential | 0 | 0 | 0 | 0 | 0 | 0 | 0 | 0 | 0 | 0 | 0 | 0 | 0 | 0 | 0 | 0 | 0 | 0 | 0 | 0 | 0 | 0 | 0 | 0 | 0 | 0 | 0 | 0 | 0 | 0 | 0
F6_Industrial_Wood and Lumber Products_New_Space Heating_Natural Gas_Gas Boiler - Burner Control Optimization_A_Achievable Economic TRC Potential | F6 | Industrial | Wood and Lumber Products | New | Space Heating | Natural Gas | Gas Boiler - Burner Control Optimization | A | Incremental Winter Peak Savings (MW) | Achievable Economic TRC Potential | 0 | 0 | 0 | 0 | 0 | 0 | 0 | 0 | 0 | 0 | 0 | 0 | 0 | 0 | 0 | 0 | 0 | 0 | 0 | 0 | 0 | 0 | 0 | 0 | 0 | 0 | 0 | 0 | 0 | 0 | 0
F7_Industrial_Wood and Lumber Products_New_Space Heating_Natural Gas_Gas Boiler - Burner Control Optimization_A_Achievable Economic TRC Potential | F7 | Industrial | Wood and Lumber Products | New | Space Heating | Natural Gas | Gas Boiler - Burner Control Optimization | A | Cumulative Energy Savings (MWh or mTherms) | Achievable Economic TRC Potential | 0 | 0 | 0 | 0 | 0 | 0 | 0 | 0 | 0 | 0 | 0 | 0 | 0 | 0 | 0 | 0 | 0 | 0 | 0 | 0 | 0 | 0 | 0 | 0 | 0 | 0 | 0 | 0 | 0 | 0 | 0
F8_Industrial_Wood and Lumber Products_New_Space Heating_Natural Gas_Gas Boiler - Burner Control Optimization_A_Achievable Economic TRC Potential | F8 | Industrial | Wood and Lumber Products | New | Space Heating | Natural Gas | Gas Boiler - Burner Control Optimization | A | Cumulative Summer Peak Savings (MW) | Achievable Economic TRC Potential | 0 | 0 | 0 | 0 | 0 | 0 | 0 | 0 | 0 | 0 | 0 | 0 | 0 | 0 | 0 | 0 | 0 | 0 | 0 | 0 | 0 | 0 | 0 | 0 | 0 | 0 | 0 | 0 | 0 | 0 | 0
F9_Industrial_Wood and Lumber Products_New_Space Heating_Natural Gas_Gas Boiler - Burner Control Optimization_A_Achievable Economic TRC Potential | F9 | Industrial | Wood and Lumber Products | New | Space Heating | Natural Gas | Gas Boiler - Burner Control Optimization | A | Cumulative Winter Peak Savings (MW) | Achievable Economic TRC Potential | 0 | 0 | 0 | 0 | 0 | 0 | 0 | 0 | 0 | 0 | 0 | 0 | 0 | 0 | 0 | 0 | 0 | 0 | 0 | 0 | 0 | 0 | 0 | 0 | 0 | 0 | 0 | 0 | 0 | 0 | 0
F10_Industrial_Wood and Lumber Products_New_Space Heating_Natural Gas_Gas Boiler - Burner Control Optimization_A_Achievable Economic TRC Potential | F10 | Industrial | Wood and Lumber Products | New | Space Heating | Natural Gas | Gas Boiler - Burner Control Optimization | A | Purchases (Incremental) | Achievable Economic TRC Potential | 0 | 0 | 0 | 0 | 0 | 0 | 0 | 0 | 0 | 0 | 0 | 0 | 0 | 0 | 0 | 0 | 0 | 0 | 0 | 0 | 0 | 0 | 0 | 0 | 0 | 0 | 0 | 0 | 0 | 0 | 0
F11_Industrial_Wood and Lumber Products_New_Space Heating_Natural Gas_Gas Boiler - Burner Control Optimization_A_Achievable Economic TRC Potential | F11 | Industrial | Wood and Lumber Products | New | Space Heating | Natural Gas | Gas Boiler - Burner Control Optimization | A | Purchases (Cumulative) | Achievable Economic TRC Potential | 0 | 0 | 0 | 0 | 0 | 0 | 0 | 0 | 0 | 0 | 0 | 0 | 0 | 0 | 0 | 0 | 0 | 0 | 0 | 0 | 0 | 0 | 0 | 0 | 0 | 0 | 0 | 0 | 0 | 0 | 0
F1_Industrial_Wood and Lumber Products_New_Process_Natural Gas_Gas Boiler - Burner Control Optimization_A_Achievable Economic TRC Potential | F1 | Industrial | Wood and Lumber Products | New | Process | Natural Gas | Gas Boiler - Burner Control Optimization | A | Integrated Unit Energy Savings (kWh or therms) | Achievable Economic TRC Potential | 0 | 0 | 0 | 0 | 0 | 2.4956 | 2.4904 | 2.4857 | 2.4811 | 2.4766 | 2.4737 | 2.4712 | 2.4692 | 2.4676 | 2.4663 | 2.4655 | 2.465 | 2.4647 | 2.4646 | 2.4645 | 2.4646 | 2.4648 | 2.465 | 2.4651 | 2.4652 | 2.4665 | 2.4677 | 2.4689 | 2.5018 | 2.5018 | 2.5018
F2_Industrial_Wood and Lumber Products_New_Process_Natural Gas_Gas Boiler - Burner Control Optimization_A_Achievable Economic TRC Potential | F2 | Industrial | Wood and Lumber Products | New | Process | Natural Gas | Gas Boiler - Burner Control Optimization | A | Integrated Unit Summer Peak Savings (kW) | Achievable Economic TRC Potential | 0 | 0 | 0 | 0 | 0 | 0 | 0 | 0 | 0 | 0 | 0 | 0 | 0 | 0 | 0 | 0 | 0 | 0 | 0 | 0 | 0 | 0 | 0 | 0 | 0 | 0 | 0 | 0 | 0 | 0 | 0
F3_Industrial_Wood and Lumber Products_New_Process_Natural Gas_Gas Boiler - Burner Control Optimization_A_Achievable Economic TRC Potential | F3 | Industrial | Wood and Lumber Products | New | Process | Natural Gas | Gas Boiler - Burner Control Optimization | A | Integrated Unit Winter Peak Savings (kW) | Achievable Economic TRC Potential | 0 | 0 | 0 | 0 | 0 | 0 | 0 | 0 | 0 | 0 | 0 | 0 | 0 | 0 | 0 | 0 | 0 | 0 | 0 | 0 | 0 | 0 | 0 | 0 | 0 | 0 | 0 | 0 | 0 | 0 | 0
F4_Industrial_Wood and Lumber Products_New_Process_Natural Gas_Gas Boiler - Burner Control Optimization_A_Achievable Economic TRC Potential | F4 | Industrial | Wood and Lumber Products | New | Process | Natural Gas | Gas Boiler - Burner Control Optimization | A | Incremental Energy Savings (MWh or mTherms) | Achievable Economic TRC Potential | 0 | 0 | 0 | 0 | 0 | 0.00066844 | 0.0012422 | 0.0028662 | 0.0056775 | 0.0098584 | 0.015244 | 0.021214 | 0.026858 | 0.031192 | 0.033426 | 0.033294 | 0.030951 | 0.02699 | 0.022154 | 0.017173 | 0.012617 | 0.0088074 | 0.0058556 | 0.0037165 | 0.002619 | 0.0028441 | 0.005647 | 0.0098275 | 0.015418 | 0.021476 | 0.027213
F5_Industrial_Wood and Lumber Products_New_Process_Natural Gas_Gas Boiler - Burner Control Optimization_A_Achievable Economic TRC Potential | F5 | Industrial | Wood and Lumber Products | New | Process | Natural Gas | Gas Boiler - Burner Control Optimization | A | Incremental Summer Peak Savings (MW) | Achievable Economic TRC Potential | 0 | 0 | 0 | 0 | 0 | 0 | 0 | 0 | 0 | 0 | 0 | 0 | 0 | 0 | 0 | 0 | 0 | 0 | 0 | 0 | 0 | 0 | 0 | 0 | 0 | 0 | 0 | 0 | 0 | 0 | 0
F6_Industrial_Wood and Lumber Products_New_Process_Natural Gas_Gas Boiler - Burner Control Optimization_A_Achievable Economic TRC Potential | F6 | Industrial | Wood and Lumber Products | New | Process | Natural Gas | Gas Boiler - Burner Control Optimization | A | Incremental Winter Peak Savings (MW) | Achievable Economic TRC Potential | 0 | 0 | 0 | 0 | 0 | 0 | 0 | 0 | 0 | 0 | 0 | 0 | 0 | 0 | 0 | 0 | 0 | 0 | 0 | 0 | 0 | 0 | 0 | 0 | 0 | 0 | 0 | 0 | 0 | 0 | 0
F7_Industrial_Wood and Lumber Products_New_Process_Natural Gas_Gas Boiler - Burner Control Optimization_A_Achievable Economic TRC Potential | F7 | Industrial | Wood and Lumber Products | New | Process | Natural Gas | Gas Boiler - Burner Control Optimization | A | Cumulative Energy Savings (MWh or mTherms) | Achievable Economic TRC Potential | 0 | 0 | 0 | 0 | 0 | 0.00066844 | 0.0019093 | 0.0047719 | 0.01044 | 0.02028 | 0.0355 | 0.056678 | 0.08349 | 0.11463 | 0.148 | 0.18124 | 0.21215 | 0.23912 | 0.26126 | 0.27843 | 0.29106 | 0.29989 | 0.30576 | 0.30884 | 0.31023 | 0.3104 | 0.31056 | 0.3107 | 0 | 0 | 0
F8_Industrial_Wood and Lumber Products_New_Process_Natural Gas_Gas Boiler - Burner Control Optimization_A_Achievable Economic TRC Potential | F8 | Industrial | Wood and Lumber Products | New | Process | Natural Gas | Gas Boiler - Burner Control Optimization | A | Cumulative Summer Peak Savings (MW) | Achievable Economic TRC Potential | 0 | 0 | 0 | 0 | 0 | 0 | 0 | 0 | 0 | 0 | 0 | 0 | 0 | 0 | 0 | 0 | 0 | 0 | 0 | 0 | 0 | 0 | 0 | 0 | 0 | 0 | 0 | 0 | 0 | 0 | 0
F9_Industrial_Wood and Lumber Products_New_Process_Natural Gas_Gas Boiler - Burner Control Optimization_A_Achievable Economic TRC Potential | F9 | Industrial | Wood and Lumber Products | New | Process | Natural Gas | Gas Boiler - Burner Control Optimization | A | Cumulative Winter Peak Savings (MW) | Achievable Economic TRC Potential | 0 | 0 | 0 | 0 | 0 | 0 | 0 | 0 | 0 | 0 | 0 | 0 | 0 | 0 | 0 | 0 | 0 | 0 | 0 | 0 | 0 | 0 | 0 | 0 | 0 | 0 | 0 | 0 | 0 | 0 | 0
F10_Industrial_Wood and Lumber Products_New_Process_Natural Gas_Gas Boiler - Burner Control Optimization_A_Achievable Economic TRC Potential | F10 | Industrial | Wood and Lumber Products | New | Process | Natural Gas | Gas Boiler - Burner Control Optimization | A | Purchases (Incremental) | Achievable Economic TRC Potential | 0 | 0 | 0 | 0 | 0 | 0.26784 | 0.4988 | 1.1531 | 2.2883 | 3.9806 | 6.1626 | 8.5844 | 10.8774 | 12.6409 | 13.5529 | 13.5038 | 12.5564 | 10.9505 | 8.989 | 6.9682 | 5.1193 | 3.5732 | 2.3755 | 1.5076 | 1.0624 | 1.1531 | 2.2883 | 3.9806 | 6.1626 | 8.5844 | 10.8774
F11_Industrial_Wood and Lumber Products_New_Process_Natural Gas_Gas Boiler - Burner Control Optimization_A_Achievable Economic TRC Potential | F11 | Industrial | Wood and Lumber Products | New | Process | Natural Gas | Gas Boiler - Burner Control Optimization | A | Purchases (Cumulative) | Achievable Economic TRC Potential | 0 | 0 | 0 | 0 | 0 | 0.26784 | 0.76664 | 1.9197 | 4.208 | 8.1886 | 14.3512 | 22.9356 | 33.813 | 46.4539 | 60.0068 | 73.5106 | 86.067 | 97.0175 | 106.0065 | 112.9747 | 118.094 | 121.6672 | 124.0428 | 125.2826 | 125.8462 | 125.8462 | 125.8462 | 125.8462 | 125.8462 | 125.8462 | 125.8462
F1_Industrial_Wood and Lumber Products_New_Space Heating_Natural Gas_HVAC - Demand Controlled Ventilation_A_Achievable Economic TRC Potential | F1 | Industrial | Wood and Lumber Products | New | Space Heating | Natural Gas | HVAC - Demand Controlled Ventilation | A | Integrated Unit Energy Savings (kWh or therms) | Achievable Economic TRC Potential | 0 | 0 | 0 | 0 | 0 | 0 | 0 | 0 | 0 | 0 | 0 | 0 | 0 | 0 | 0 | 0 | 0 | 0 | 0 | 0 | 0 | 0 | 0 | 0 | 0 | 0 | 0 | 0 | 0 | 0 | 0
F2_Industrial_Wood and Lumber Products_New_Space Heating_Natural Gas_HVAC - Demand Controlled Ventilation_A_Achievable Economic TRC Potential | F2 | Industrial | Wood and Lumber Products | New | Space Heating | Natural Gas | HVAC - Demand Controlled Ventilation | A | Integrated Unit Summer Peak Savings (kW) | Achievable Economic TRC Potential | 0 | 0 | 0 | 0 | 0 | 0 | 0 | 0 | 0 | 0 | 0 | 0 | 0 | 0 | 0 | 0 | 0 | 0 | 0 | 0 | 0 | 0 | 0 | 0 | 0 | 0 | 0 | 0 | 0 | 0 | 0
F3_Industrial_Wood and Lumber Products_New_Space Heating_Natural Gas_HVAC - Demand Controlled Ventilation_A_Achievable Economic TRC Potential | F3 | Industrial | Wood and Lumber Products | New | Space Heating | Natural Gas | HVAC - Demand Controlled Ventilation | A | Integrated Unit Winter Peak Savings (kW) | Achievable Economic TRC Potential | 0 | 0 | 0 | 0 | 0 | 0 | 0 | 0 | 0 | 0 | 0 | 0 | 0 | 0 | 0 | 0 | 0 | 0 | 0 | 0 | 0 | 0 | 0 | 0 | 0 | 0 | 0 | 0 | 0 | 0 | 0
F4_Industrial_Wood and Lumber Products_New_Space Heating_Natural Gas_HVAC - Demand Controlled Ventilation_A_Achievable Economic TRC Potential | F4 | Industrial | Wood and Lumber Products | New | Space Heating | Natural Gas | HVAC - Demand Controlled Ventilation | A | Incremental Energy Savings (MWh or mTherms) | Achievable Economic TRC Potential | 0 | 0 | 0 | 0 | 0 | 0 | 0 | 0 | 0 | 0 | 0 | 0 | 0 | 0 | 0 | 0 | 0 | 0 | 0 | 0 | 0 | 0 | 0 | 0 | 0 | 0 | 0 | 0 | 0 | 0 | 0
F5_Industrial_Wood and Lumber Products_New_Space Heating_Natural Gas_HVAC - Demand Controlled Ventilation_A_Achievable Economic TRC Potential | F5 | Industrial | Wood and Lumber Products | New | Space Heating | Natural Gas | HVAC - Demand Controlled Ventilation | A | Incremental Summer Peak Savings (MW) | Achievable Economic TRC Potential | 0 | 0 | 0 | 0 | 0 | 0 | 0 | 0 | 0 | 0 | 0 | 0 | 0 | 0 | 0 | 0 | 0 | 0 | 0 | 0 | 0 | 0 | 0 | 0 | 0 | 0 | 0 | 0 | 0 | 0 | 0
F6_Industrial_Wood and Lumber Products_New_Space Heating_Natural Gas_HVAC - Demand Controlled Ventilation_A_Achievable Economic TRC Potential | F6 | Industrial | Wood and Lumber Products | New | Space Heating | Natural Gas | HVAC - Demand Controlled Ventilation | A | Incremental Winter Peak Savings (MW) | Achievable Economic TRC Potential | 0 | 0 | 0 | 0 | 0 | 0 | 0 | 0 | 0 | 0 | 0 | 0 | 0 | 0 | 0 | 0 | 0 | 0 | 0 | 0 | 0 | 0 | 0 | 0 | 0 | 0 | 0 | 0 | 0 | 0 | 0
F7_Industrial_Wood and Lumber Products_New_Space Heating_Natural Gas_HVAC - Demand Controlled Ventilation_A_Achievable Economic TRC Potential | F7 | Industrial | Wood and Lumber Products | New | Space Heating | Natural Gas | HVAC - Demand Controlled Ventilation | A | Cumulative Energy Savings (MWh or mTherms) | Achievable Economic TRC Potential | 0 | 0 | 0 | 0 | 0 | 0 | 0 | 0 | 0 | 0 | 0 | 0 | 0 | 0 | 0 | 0 | 0 | 0 | 0 | 0 | 0 | 0 | 0 | 0 | 0 | 0 | 0 | 0 | 0 | 0 | 0
F8_Industrial_Wood and Lumber Products_New_Space Heating_Natural Gas_HVAC - Demand Controlled Ventilation_A_Achievable Economic TRC Potential | F8 | Industrial | Wood and Lumber Products | New | Space Heating | Natural Gas | HVAC - Demand Controlled Ventilation | A | Cumulative Summer Peak Savings (MW) | Achievable Economic TRC Potential | 0 | 0 | 0 | 0 | 0 | 0 | 0 | 0 | 0 | 0 | 0 | 0 | 0 | 0 | 0 | 0 | 0 | 0 | 0 | 0 | 0 | 0 | 0 | 0 | 0 | 0 | 0 | 0 | 0 | 0 | 0
F9_Industrial_Wood and Lumber Products_New_Space Heating_Natural Gas_HVAC - Demand Controlled Ventilation_A_Achievable Economic TRC Potential | F9 | Industrial | Wood and Lumber Products | New | Space Heating | Natural Gas | HVAC - Demand Controlled Ventilation | A | Cumulative Winter Peak Savings (MW) | Achievable Economic TRC Potential | 0 | 0 | 0 | 0 | 0 | 0 | 0 | 0 | 0 | 0 | 0 | 0 | 0 | 0 | 0 | 0 | 0 | 0 | 0 | 0 | 0 | 0 | 0 | 0 | 0 | 0 | 0 | 0 | 0 | 0 | 0
F10_Industrial_Wood and Lumber Products_New_Space Heating_Natural Gas_HVAC - Demand Controlled Ventilation_A_Achievable Economic TRC Potential | F10 | Industrial | Wood and Lumber Products | New | Space Heating | Natural Gas | HVAC - Demand Controlled Ventilation | A | Purchases (Incremental) | Achievable Economic TRC Potential | 0 | 0 | 0 | 0 | 0 | 0 | 0 | 0 | 0 | 0 | 0 | 0 | 0 | 0 | 0 | 0 | 0 | 0 | 0 | 0 | 0 | 0 | 0 | 0 | 0 | 0 | 0 | 0 | 0 | 0 | 0
F11_Industrial_Wood and Lumber Products_New_Space Heating_Natural Gas_HVAC - Demand Controlled Ventilation_A_Achievable Economic TRC Potential | F11 | Industrial | Wood and Lumber Products | New | Space Heating | Natural Gas | HVAC - Demand Controlled Ventilation | A | Purchases (Cumulative) | Achievable Economic TRC Potential | 0 | 0 | 0 | 0 | 0 | 0 | 0 | 0 | 0 | 0 | 0 | 0 | 0 | 0 | 0 | 0 | 0 | 0 | 0 | 0 | 0 | 0 | 0 | 0 | 0 | 0 | 0 | 0 | 0 | 0 | 0
F1_Industrial_Wood and Lumber Products_New_Space Heating_Natural Gas_Gas Boiler - Stack Economizer_A_Achievable Economic TRC Potential | F1 | Industrial | Wood and Lumber Products | New | Space Heating | Natural Gas | Gas Boiler - Stack Economizer | A | Integrated Unit Energy Savings (kWh or therms) | Achievable Economic TRC Potential | 0 | 0 | 0 | 0 | 0 | 0 | 0 | 0 | 0 | 0 | 0 | 0 | 0 | 0 | 0 | 0 | 0 | 0 | 0 | 0 | 0 | 0 | 0 | 0 | 0 | 0 | 0 | 0 | 0 | 0 | 0
F2_Industrial_Wood and Lumber Products_New_Space Heating_Natural Gas_Gas Boiler - Stack Economizer_A_Achievable Economic TRC Potential | F2 | Industrial | Wood and Lumber Products | New | Space Heating | Natural Gas | Gas Boiler - Stack Economizer | A | Integrated Unit Summer Peak Savings (kW) | Achievable Economic TRC Potential | 0 | 0 | 0 | 0 | 0 | 0 | 0 | 0 | 0 | 0 | 0 | 0 | 0 | 0 | 0 | 0 | 0 | 0 | 0 | 0 | 0 | 0 | 0 | 0 | 0 | 0 | 0 | 0 | 0 | 0 | 0
F3_Industrial_Wood and Lumber Products_New_Space Heating_Natural Gas_Gas Boiler - Stack Economizer_A_Achievable Economic TRC Potential | F3 | Industrial | Wood and Lumber Products | New | Space Heating | Natural Gas | Gas Boiler - Stack Economizer | A | Integrated Unit Winter Peak Savings (kW) | Achievable Economic TRC Potential | 0 | 0 | 0 | 0 | 0 | 0 | 0 | 0 | 0 | 0 | 0 | 0 | 0 | 0 | 0 | 0 | 0 | 0 | 0 | 0 | 0 | 0 | 0 | 0 | 0 | 0 | 0 | 0 | 0 | 0 | 0
F4_Industrial_Wood and Lumber Products_New_Space Heating_Natural Gas_Gas Boiler - Stack Economizer_A_Achievable Economic TRC Potential | F4 | Industrial | Wood and Lumber Products | New | Space Heating | Natural Gas | Gas Boiler - Stack Economizer | A | Incremental Energy Savings (MWh or mTherms) | Achievable Economic TRC Potential | 0 | 0 | 0 | 0 | 0 | 0 | 0 | 0 | 0 | 0 | 0 | 0 | 0 | 0 | 0 | 0 | 0 | 0 | 0 | 0 | 0 | 0 | 0 | 0 | 0 | 0 | 0 | 0 | 0 | 0 | 0
F5_Industrial_Wood and Lumber Products_New_Space Heating_Natural Gas_Gas Boiler - Stack Economizer_A_Achievable Economic TRC Potential | F5 | Industrial | Wood and Lumber Products | New | Space Heating | Natural Gas | Gas Boiler - Stack Economizer | A | Incremental Summer Peak Savings (MW) | Achievable Economic TRC Potential | 0 | 0 | 0 | 0 | 0 | 0 | 0 | 0 | 0 | 0 | 0 | 0 | 0 | 0 | 0 | 0 | 0 | 0 | 0 | 0 | 0 | 0 | 0 | 0 | 0 | 0 | 0 | 0 | 0 | 0 | 0
F6_Industrial_Wood and Lumber Products_New_Space Heating_Natural Gas_Gas Boiler - Stack Economizer_A_Achievable Economic TRC Potential | F6 | Industrial | Wood and Lumber Products | New | Space Heating | Natural Gas | Gas Boiler - Stack Economizer | A | Incremental Winter Peak Savings (MW) | Achievable Economic TRC Potential | 0 | 0 | 0 | 0 | 0 | 0 | 0 | 0 | 0 | 0 | 0 | 0 | 0 | 0 | 0 | 0 | 0 | 0 | 0 | 0 | 0 | 0 | 0 | 0 | 0 | 0 | 0 | 0 | 0 | 0 | 0
F7_Industrial_Wood and Lumber Products_New_Space Heating_Natural Gas_Gas Boiler - Stack Economizer_A_Achievable Economic TRC Potential | F7 | Industrial | Wood and Lumber Products | New | Space Heating | Natural Gas | Gas Boiler - Stack Economizer | A | Cumulative Energy Savings (MWh or mTherms) | Achievable Economic TRC Potential | 0 | 0 | 0 | 0 | 0 | 0 | 0 | 0 | 0 | 0 | 0 | 0 | 0 | 0 | 0 | 0 | 0 | 0 | 0 | 0 | 0 | 0 | 0 | 0 | 0 | 0 | 0 | 0 | 0 | 0 | 0
F8_Industrial_Wood and Lumber Products_New_Space Heating_Natural Gas_Gas Boiler - Stack Economizer_A_Achievable Economic TRC Potential | F8 | Industrial | Wood and Lumber Products | New | Space Heating | Natural Gas | Gas Boiler - Stack Economizer | A | Cumulative Summer Peak Savings (MW) | Achievable Economic TRC Potential | 0 | 0 | 0 | 0 | 0 | 0 | 0 | 0 | 0 | 0 | 0 | 0 | 0 | 0 | 0 | 0 | 0 | 0 | 0 | 0 | 0 | 0 | 0 | 0 | 0 | 0 | 0 | 0 | 0 | 0 | 0
F9_Industrial_Wood and Lumber Products_New_Space Heating_Natural Gas_Gas Boiler - Stack Economizer_A_Achievable Economic TRC Potential | F9 | Industrial | Wood and Lumber Products | New | Space Heating | Natural Gas | Gas Boiler - Stack Economizer | A | Cumulative Winter Peak Savings (MW) | Achievable Economic TRC Potential | 0 | 0 | 0 | 0 | 0 | 0 | 0 | 0 | 0 | 0 | 0 | 0 | 0 | 0 | 0 | 0 | 0 | 0 | 0 | 0 | 0 | 0 | 0 | 0 | 0 | 0 | 0 | 0 | 0 | 0 | 0
F10_Industrial_Wood and Lumber Products_New_Space Heating_Natural Gas_Gas Boiler - Stack Economizer_A_Achievable Economic TRC Potential | F10 | Industrial | Wood and Lumber Products | New | Space Heating | Natural Gas | Gas Boiler - Stack Economizer | A | Purchases (Incremental) | Achievable Economic TRC Potential | 0 | 0 | 0 | 0 | 0 | 0 | 0 | 0 | 0 | 0 | 0 | 0 | 0 | 0 | 0 | 0 | 0 | 0 | 0 | 0 | 0 | 0 | 0 | 0 | 0 | 0 | 0 | 0 | 0 | 0 | 0
F11_Industrial_Wood and Lumber Products_New_Space Heating_Natural Gas_Gas Boiler - Stack Economizer_A_Achievable Economic TRC Potential | F11 | Industrial | Wood and Lumber Products | New | Space Heating | Natural Gas | Gas Boiler - Stack Economizer | A | Purchases (Cumulative) | Achievable Economic TRC Potential | 0 | 0 | 0 | 0 | 0 | 0 | 0 | 0 | 0 | 0 | 0 | 0 | 0 | 0 | 0 | 0 | 0 | 0 | 0 | 0 | 0 | 0 | 0 | 0 | 0 | 0 | 0 | 0 | 0 | 0 | 0
F1_Industrial_Wood and Lumber Products_New_Process_Natural Gas_Gas Boiler - Stack Economizer_A_Achievable Economic TRC Potential | F1 | Industrial | Wood and Lumber Products | New | Process | Natural Gas | Gas Boiler - Stack Economizer | A | Integrated Unit Energy Savings (kWh or therms) | Achievable Economic TRC Potential | 0 | 0 | 0 | 0 | 0 | 8.2812 | 8.2809 | 8.2807 | 8.2809 | 8.281 | 8.281 | 8.2811 | 8.2812 | 8.2812 | 8.2812 | 8.2813 | 8.2813 | 8.2813 | 8.2814 | 8.2814 | 8.2814 | 8.2814 | 8.2814 | 8.2815 | 8.2815 | 8.2815 | 8.2815 | 8.2815 | 8.2818 | 8.2818 | 8.2818
F2_Industrial_Wood and Lumber Products_New_Process_Natural Gas_Gas Boiler - Stack Economizer_A_Achievable Economic TRC Potential | F2 | Industrial | Wood and Lumber Products | New | Process | Natural Gas | Gas Boiler - Stack Economizer | A | Integrated Unit Summer Peak Savings (kW) | Achievable Economic TRC Potential | 0 | 0 | 0 | 0 | 0 | 0 | 0 | 0 | 0 | 0 | 0 | 0 | 0 | 0 | 0 | 0 | 0 | 0 | 0 | 0 | 0 | 0 | 0 | 0 | 0 | 0 | 0 | 0 | 0 | 0 | 0
F3_Industrial_Wood and Lumber Products_New_Process_Natural Gas_Gas Boiler - Stack Economizer_A_Achievable Economic TRC Potential | F3 | Industrial | Wood and Lumber Products | New | Process | Natural Gas | Gas Boiler - Stack Economizer | A | Integrated Unit Winter Peak Savings (kW) | Achievable Economic TRC Potential | 0 | 0 | 0 | 0 | 0 | 0 | 0 | 0 | 0 | 0 | 0 | 0 | 0 | 0 | 0 | 0 | 0 | 0 | 0 | 0 | 0 | 0 | 0 | 0 | 0 | 0 | 0 | 0 | 0 | 0 | 0
F4_Industrial_Wood and Lumber Products_New_Process_Natural Gas_Gas Boiler - Stack Economizer_A_Achievable Economic TRC Potential | F4 | Industrial | Wood and Lumber Products | New | Process | Natural Gas | Gas Boiler - Stack Economizer | A | Incremental Energy Savings (MWh or mTherms) | Achievable Economic TRC Potential | 0 | 0 | 0 | 0 | 0 | 0.021927 | 0.025976 | 0.030024 | 0.034049 | 0.038075 | 0.037895 | 0.033181 | 0.02883 | 0.024889 | 0.021348 | 0.018232 | 0.0155 | 0.013131 | 0.011087 | 0.0093314 | 0.021927 | 0.025978 | 0.030026 | 0.034051 | 0.038078 | 0.037897 | 0.033182 | 0.028832 | 0.024891 | 0.021349 | 0.018233
F5_Industrial_Wood and Lumber Products_New_Process_Natural Gas_Gas Boiler - Stack Economizer_A_Achievable Economic TRC Potential | F5 | Industrial | Wood and Lumber Products | New | Process | Natural Gas | Gas Boiler - Stack Economizer | A | Incremental Summer Peak Savings (MW) | Achievable Economic TRC Potential | 0 | 0 | 0 | 0 | 0 | 0 | 0 | 0 | 0 | 0 | 0 | 0 | 0 | 0 | 0 | 0 | 0 | 0 | 0 | 0 | 0 | 0 | 0 | 0 | 0 | 0 | 0 | 0 | 0 | 0 | 0
F6_Industrial_Wood and Lumber Products_New_Process_Natural Gas_Gas Boiler - Stack Economizer_A_Achievable Economic TRC Potential | F6 | Industrial | Wood and Lumber Products | New | Process | Natural Gas | Gas Boiler - Stack Economizer | A | Incremental Winter Peak Savings (MW) | Achievable Economic TRC Potential | 0 | 0 | 0 | 0 | 0 | 0 | 0 | 0 | 0 | 0 | 0 | 0 | 0 | 0 | 0 | 0 | 0 | 0 | 0 | 0 | 0 | 0 | 0 | 0 | 0 | 0 | 0 | 0 | 0 | 0 | 0
F7_Industrial_Wood and Lumber Products_New_Process_Natural Gas_Gas Boiler - Stack Economizer_A_Achievable Economic TRC Potential | F7 | Industrial | Wood and Lumber Products | New | Process | Natural Gas | Gas Boiler - Stack Economizer | A | Cumulative Energy Savings (MWh or mTherms) | Achievable Economic TRC Potential | 0 | 0 | 0 | 0 | 0 | 0.021927 | 0.047902 | 0.077925 | 0.11197 | 0.15005 | 0.18795 | 0.22113 | 0.24996 | 0.27485 | 0.2962 | 0.31444 | 0.32994 | 0.34307 | 0.35416 | 0.36349 | 0.36349 | 0.36349 | 0.36349 | 0.36349 | 0.36349 | 0.36349 | 0.36349 | 0.36349 | 0 | 0 | 0
F8_Industrial_Wood and Lumber Products_New_Process_Natural Gas_Gas Boiler - Stack Economizer_A_Achievable Economic TRC Potential | F8 | Industrial | Wood and Lumber Products | New | Process | Natural Gas | Gas Boiler - Stack Economizer | A | Cumulative Summer Peak Savings (MW) | Achievable Economic TRC Potential | 0 | 0 | 0 | 0 | 0 | 0 | 0 | 0 | 0 | 0 | 0 | 0 | 0 | 0 | 0 | 0 | 0 | 0 | 0 | 0 | 0 | 0 | 0 | 0 | 0 | 0 | 0 | 0 | 0 | 0 | 0
F9_Industrial_Wood and Lumber Products_New_Process_Natural Gas_Gas Boiler - Stack Economizer_A_Achievable Economic TRC Potential | F9 | Industrial | Wood and Lumber Products | New | Process | Natural Gas | Gas Boiler - Stack Economizer | A | Cumulative Winter Peak Savings (MW) | Achievable Economic TRC Potential | 0 | 0 | 0 | 0 | 0 | 0 | 0 | 0 | 0 | 0 | 0 | 0 | 0 | 0 | 0 | 0 | 0 | 0 | 0 | 0 | 0 | 0 | 0 | 0 | 0 | 0 | 0 | 0 | 0 | 0 | 0
F10_Industrial_Wood and Lumber Products_New_Process_Natural Gas_Gas Boiler - Stack Economizer_A_Achievable Economic TRC Potential | F10 | Industrial | Wood and Lumber Products | New | Process | Natural Gas | Gas Boiler - Stack Economizer | A | Purchases (Incremental) | Achievable Economic TRC Potential | 0 | 0 | 0 | 0 | 0 | 2.6478 | 3.1369 | 3.6257 | 4.1117 | 4.5979 | 4.5761 | 4.0068 | 3.4814 | 3.0055 | 2.5779 | 2.2016 | 1.8717 | 1.5856 | 1.3388 | 1.1268 | 2.6478 | 3.1369 | 3.6257 | 4.1117 | 4.5979 | 4.5761 | 4.0068 | 3.4814 | 3.0055 | 2.5779 | 2.2016
F11_Industrial_Wood and Lumber Products_New_Process_Natural Gas_Gas Boiler - Stack Economizer_A_Achievable Economic TRC Potential | F11 | Industrial | Wood and Lumber Products | New | Process | Natural Gas | Gas Boiler - Stack Economizer | A | Purchases (Cumulative) | Achievable Economic TRC Potential | 0 | 0 | 0 | 0 | 0 | 2.6478 | 5.7847 | 9.4104 | 13.5221 | 18.1201 | 22.6962 | 26.703 | 30.1845 | 33.1899 | 35.7678 | 37.9694 | 39.8411 | 41.4267 | 42.7655 | 43.8923 | 43.8923 | 43.8923 | 43.8923 | 43.8923 | 43.8923 | 43.8923 | 43.8923 | 43.8923 | 43.8923 | 43.8923 | 43.8923
F1_Industrial_Wood and Lumber Products_New_Space Heating_Natural Gas_Gas Furnace Tube Inserts_A_Achievable Economic TRC Potential | F1 | Industrial | Wood and Lumber Products | New | Space Heating | Natural Gas | Gas Furnace Tube Inserts | A | Integrated Unit Energy Savings (kWh or therms) | Achievable Economic TRC Potential | 0 | 0 | 0 | 0 | 0 | 0 | 0 | 0 | 0 | 0 | 0 | 0 | 0 | 0 | 0 | 0 | 0 | 0 | 0 | 0 | 0 | 0 | 0 | 0 | 0 | 0 | 0 | 0 | 0 | 0 | 0
F2_Industrial_Wood and Lumber Products_New_Space Heating_Natural Gas_Gas Furnace Tube Inserts_A_Achievable Economic TRC Potential | F2 | Industrial | Wood and Lumber Products | New | Space Heating | Natural Gas | Gas Furnace Tube Inserts | A | Integrated Unit Summer Peak Savings (kW) | Achievable Economic TRC Potential | 0 | 0 | 0 | 0 | 0 | 0 | 0 | 0 | 0 | 0 | 0 | 0 | 0 | 0 | 0 | 0 | 0 | 0 | 0 | 0 | 0 | 0 | 0 | 0 | 0 | 0 | 0 | 0 | 0 | 0 | 0
F3_Industrial_Wood and Lumber Products_New_Space Heating_Natural Gas_Gas Furnace Tube Inserts_A_Achievable Economic TRC Potential | F3 | Industrial | Wood and Lumber Products | New | Space Heating | Natural Gas | Gas Furnace Tube Inserts | A | Integrated Unit Winter Peak Savings (kW) | Achievable Economic TRC Potential | 0 | 0 | 0 | 0 | 0 | 0 | 0 | 0 | 0 | 0 | 0 | 0 | 0 | 0 | 0 | 0 | 0 | 0 | 0 | 0 | 0 | 0 | 0 | 0 | 0 | 0 | 0 | 0 | 0 | 0 | 0
F4_Industrial_Wood and Lumber Products_New_Space Heating_Natural Gas_Gas Furnace Tube Inserts_A_Achievable Economic TRC Potential | F4 | Industrial | Wood and Lumber Products | New | Space Heating | Natural Gas | Gas Furnace Tube Inserts | A | Incremental Energy Savings (MWh or mTherms) | Achievable Economic TRC Potential | 0 | 0 | 0 | 0 | 0 | 0 | 0 | 0 | 0 | 0 | 0 | 0 | 0 | 0 | 0 | 0 | 0 | 0 | 0 | 0 | 0 | 0 | 0 | 0 | 0 | 0 | 0 | 0 | 0 | 0 | 0
F5_Industrial_Wood and Lumber Products_New_Space Heating_Natural Gas_Gas Furnace Tube Inserts_A_Achievable Economic TRC Potential | F5 | Industrial | Wood and Lumber Products | New | Space Heating | Natural Gas | Gas Furnace Tube Inserts | A | Incremental Summer Peak Savings (MW) | Achievable Economic TRC Potential | 0 | 0 | 0 | 0 | 0 | 0 | 0 | 0 | 0 | 0 | 0 | 0 | 0 | 0 | 0 | 0 | 0 | 0 | 0 | 0 | 0 | 0 | 0 | 0 | 0 | 0 | 0 | 0 | 0 | 0 | 0
F6_Industrial_Wood and Lumber Products_New_Space Heating_Natural Gas_Gas Furnace Tube Inserts_A_Achievable Economic TRC Potential | F6 | Industrial | Wood and Lumber Products | New | Space Heating | Natural Gas | Gas Furnace Tube Inserts | A | Incremental Winter Peak Savings (MW) | Achievable Economic TRC Potential | 0 | 0 | 0 | 0 | 0 | 0 | 0 | 0 | 0 | 0 | 0 | 0 | 0 | 0 | 0 | 0 | 0 | 0 | 0 | 0 | 0 | 0 | 0 | 0 | 0 | 0 | 0 | 0 | 0 | 0 | 0
F7_Industrial_Wood and Lumber Products_New_Space Heating_Natural Gas_Gas Furnace Tube Inserts_A_Achievable Economic TRC Potential | F7 | Industrial | Wood and Lumber Products | New | Space Heating | Natural Gas | Gas Furnace Tube Inserts | A | Cumulative Energy Savings (MWh or mTherms) | Achievable Economic TRC Potential | 0 | 0 | 0 | 0 | 0 | 0 | 0 | 0 | 0 | 0 | 0 | 0 | 0 | 0 | 0 | 0 | 0 | 0 | 0 | 0 | 0 | 0 | 0 | 0 | 0 | 0 | 0 | 0 | 0 | 0 | 0
F8_Industrial_Wood and Lumber Products_New_Space Heating_Natural Gas_Gas Furnace Tube Inserts_A_Achievable Economic TRC Potential | F8 | Industrial | Wood and Lumber Products | New | Space Heating | Natural Gas | Gas Furnace Tube Inserts | A | Cumulative Summer Peak Savings (MW) | Achievable Economic TRC Potential | 0 | 0 | 0 | 0 | 0 | 0 | 0 | 0 | 0 | 0 | 0 | 0 | 0 | 0 | 0 | 0 | 0 | 0 | 0 | 0 | 0 | 0 | 0 | 0 | 0 | 0 | 0 | 0 | 0 | 0 | 0
F9_Industrial_Wood and Lumber Products_New_Space Heating_Natural Gas_Gas Furnace Tube Inserts_A_Achievable Economic TRC Potential | F9 | Industrial | Wood and Lumber Products | New | Space Heating | Natural Gas | Gas Furnace Tube Inserts | A | Cumulative Winter Peak Savings (MW) | Achievable Economic TRC Potential | 0 | 0 | 0 | 0 | 0 | 0 | 0 | 0 | 0 | 0 | 0 | 0 | 0 | 0 | 0 | 0 | 0 | 0 | 0 | 0 | 0 | 0 | 0 | 0 | 0 | 0 | 0 | 0 | 0 | 0 | 0
F10_Industrial_Wood and Lumber Products_New_Space Heating_Natural Gas_Gas Furnace Tube Inserts_A_Achievable Economic TRC Potential | F10 | Industrial | Wood and Lumber Products | New | Space Heating | Natural Gas | Gas Furnace Tube Inserts | A | Purchases (Incremental) | Achievable Economic TRC Potential | 0 | 0 | 0 | 0 | 0 | 0 | 0 | 0 | 0 | 0 | 0 | 0 | 0 | 0 | 0 | 0 | 0 | 0 | 0 | 0 | 0 | 0 | 0 | 0 | 0 | 0 | 0 | 0 | 0 | 0 | 0
F11_Industrial_Wood and Lumber Products_New_Space Heating_Natural Gas_Gas Furnace Tube Inserts_A_Achievable Economic TRC Potential | F11 | Industrial | Wood and Lumber Products | New | Space Heating | Natural Gas | Gas Furnace Tube Inserts | A | Purchases (Cumulative) | Achievable Economic TRC Potential | 0 | 0 | 0 | 0 | 0 | 0 | 0 | 0 | 0 | 0 | 0 | 0 | 0 | 0 | 0 | 0 | 0 | 0 | 0 | 0 | 0 | 0 | 0 | 0 | 0 | 0 | 0 | 0 | 0 | 0 | 0
F1_Industrial_Wood and Lumber Products_New_Space Heating_Natural Gas_Space Heating - Heat Recovery Ventilator_A_Achievable Economic TRC Potential | F1 | Industrial | Wood and Lumber Products | New | Space Heating | Natural Gas | Space Heating - Heat Recovery Ventilator | A | Integrated Unit Energy Savings (kWh or therms) | Achievable Economic TRC Potential | 0 | 0 | 0 | 0 | 0 | 0.012438 | 0.012233 | 0.012064 | 0.011917 | 0.011784 | 0.011663 | 0.011518 | 0.011362 | 0.011202 | 0.011043 | 0.010899 | 0.010767 | 0.010656 | 0.010511 | 0.010399 | 0.010315 | 0.010249 | 0.010214 | 0.010192 | 0.010181 | 0.010176 | 0.010175 | 0.010176 | 0 | 0 | 0
F2_Industrial_Wood and Lumber Products_New_Space Heating_Natural Gas_Space Heating - Heat Recovery Ventilator_A_Achievable Economic TRC Potential | F2 | Industrial | Wood and Lumber Products | New | Space Heating | Natural Gas | Space Heating - Heat Recovery Ventilator | A | Integrated Unit Summer Peak Savings (kW) | Achievable Economic TRC Potential | 0 | 0 | 0 | 0 | 0 | 0 | 0 | 0 | 0 | 0 | 0 | 0 | 0 | 0 | 0 | 0 | 0 | 0 | 0 | 0 | 0 | 0 | 0 | 0 | 0 | 0 | 0 | 0 | 0 | 0 | 0
F3_Industrial_Wood and Lumber Products_New_Space Heating_Natural Gas_Space Heating - Heat Recovery Ventilator_A_Achievable Economic TRC Potential | F3 | Industrial | Wood and Lumber Products | New | Space Heating | Natural Gas | Space Heating - Heat Recovery Ventilator | A | Integrated Unit Winter Peak Savings (kW) | Achievable Economic TRC Potential | 0 | 0 | 0 | 0 | 0 | 0 | 0 | 0 | 0 | 0 | 0 | 0 | 0 | 0 | 0 | 0 | 0 | 0 | 0 | 0 | 0 | 0 | 0 | 0 | 0 | 0 | 0 | 0 | 0 | 0 | 0
F4_Industrial_Wood and Lumber Products_New_Space Heating_Natural Gas_Space Heating - Heat Recovery Ventilator_A_Achievable Economic TRC Potential | F4 | Industrial | Wood and Lumber Products | New | Space Heating | Natural Gas | Space Heating - Heat Recovery Ventilator | A | Incremental Energy Savings (MWh or mTherms) | Achievable Economic TRC Potential | 0 | 0 | 0 | 0 | 0 | 0 | 0 | 0 | 0 | 0 | 0 | 0 | 0 | 0 | 0 | 0 | 0 | 0 | 0 | 0 | 0 | 0 | 0 | 0 | 0 | 0 | 0 | 0 | 0 | 0 | 0
F5_Industrial_Wood and Lumber Products_New_Space Heating_Natural Gas_Space Heating - Heat Recovery Ventilator_A_Achievable Economic TRC Potential | F5 | Industrial | Wood and Lumber Products | New | Space Heating | Natural Gas | Space Heating - Heat Recovery Ventilator | A | Incremental Summer Peak Savings (MW) | Achievable Economic TRC Potential | 0 | 0 | 0 | 0 | 0 | 0 | 0 | 0 | 0 | 0 | 0 | 0 | 0 | 0 | 0 | 0 | 0 | 0 | 0 | 0 | 0 | 0 | 0 | 0 | 0 | 0 | 0 | 0 | 0 | 0 | 0
F6_Industrial_Wood and Lumber Products_New_Space Heating_Natural Gas_Space Heating - Heat Recovery Ventilator_A_Achievable Economic TRC Potential | F6 | Industrial | Wood and Lumber Products | New | Space Heating | Natural Gas | Space Heating - Heat Recovery Ventilator | A | Incremental Winter Peak Savings (MW) | Achievable Economic TRC Potential | 0 | 0 | 0 | 0 | 0 | 0 | 0 | 0 | 0 | 0 | 0 | 0 | 0 | 0 | 0 | 0 | 0 | 0 | 0 | 0 | 0 | 0 | 0 | 0 | 0 | 0 | 0 | 0 | 0 | 0 | 0
F7_Industrial_Wood and Lumber Products_New_Space Heating_Natural Gas_Space Heating - Heat Recovery Ventilator_A_Achievable Economic TRC Potential | F7 | Industrial | Wood and Lumber Products | New | Space Heating | Natural Gas | Space Heating - Heat Recovery Ventilator | A | Cumulative Energy Savings (MWh or mTherms) | Achievable Economic TRC Potential | 0 | 0 | 0 | 0 | 0 | 0 | 0 | 0 | 0 | 0 | 0 | 0 | 0 | 0 | 0 | 0 | 0 | 0 | 0 | 0 | 0 | 0 | 0 | 0 | 0 | 0 | 0 | 0 | 0 | 0 | 0
F8_Industrial_Wood and Lumber Products_New_Space Heating_Natural Gas_Space Heating - Heat Recovery Ventilator_A_Achievable Economic TRC Potential | F8 | Industrial | Wood and Lumber Products | New | Space Heating | Natural Gas | Space Heating - Heat Recovery Ventilator | A | Cumulative Summer Peak Savings (MW) | Achievable Economic TRC Potential | 0 | 0 | 0 | 0 | 0 | 0 | 0 | 0 | 0 | 0 | 0 | 0 | 0 | 0 | 0 | 0 | 0 | 0 | 0 | 0 | 0 | 0 | 0 | 0 | 0 | 0 | 0 | 0 | 0 | 0 | 0
F9_Industrial_Wood and Lumber Products_New_Space Heating_Natural Gas_Space Heating - Heat Recovery Ventilator_A_Achievable Economic TRC Potential | F9 | Industrial | Wood and Lumber Products | New | Space Heating | Natural Gas | Space Heating - Heat Recovery Ventilator | A | Cumulative Winter Peak Savings (MW) | Achievable Economic TRC Potential | 0 | 0 | 0 | 0 | 0 | 0 | 0 | 0 | 0 | 0 | 0 | 0 | 0 | 0 | 0 | 0 | 0 | 0 | 0 | 0 | 0 | 0 | 0 | 0 | 0 | 0 | 0 | 0 | 0 | 0 | 0
F10_Industrial_Wood and Lumber Products_New_Space Heating_Natural Gas_Space Heating - Heat Recovery Ventilator_A_Achievable Economic TRC Potential | F10 | Industrial | Wood and Lumber Products | New | Space Heating | Natural Gas | Space Heating - Heat Recovery Ventilator | A | Purchases (Incremental) | Achievable Economic TRC Potential | 0 | 0 | 0 | 0 | 0 | 0 | 0 | 0 | 0 | 0 | 0 | 0 | 0 | 0 | 0 | 0 | 0 | 0 | 0 | 0 | 0 | 0 | 0 | 0 | 0 | 0 | 0 | 0 | 0 | 0 | 0
F11_Industrial_Wood and Lumber Products_New_Space Heating_Natural Gas_Space Heating - Heat Recovery Ventilator_A_Achievable Economic TRC Potential | F11 | Industrial | Wood and Lumber Products | New | Space Heating | Natural Gas | Space Heating - Heat Recovery Ventilator | A | Purchases (Cumulative) | Achievable Economic TRC Potential | 0 | 0 | 0 | 0 | 0 | 0 | 0 | 0 | 0 | 0 | 0 | 0 | 0 | 0 | 0 | 0 | 0 | 0 | 0 | 0 | 0 | 0 | 0 | 0 | 0 | 0 | 0 | 0 | 0 | 0 | 0
F1_Industrial_Wood and Lumber Products_New_Space Heating_Natural Gas_Thermostat - Programmable_A_Achievable Economic TRC Potential | F1 | Industrial | Wood and Lumber Products | New | Space Heating | Natural Gas | Thermostat - Programmable | A | Integrated Unit Energy Savings (kWh or therms) | Achievable Economic TRC Potential | 0 | 0 | 0 | 0 | 0 | 0.0061791 | 0.0060774 | 0.0059931 | 0.00592 | 0.005854 | 0.005794 | 0.0057222 | 0.0056443 | 0.0055649 | 0.0054861 | 0.0054143 | 0.005349 | 0.0052937 | 0.0052217 | 0.0051663 | 0.0051245 | 0.0050918 | 0.0050741 | 0.0050634 | 0.0050576 | 0.0050553 | 0.0050546 | 0.0050554 | 0 | 0 | 0
F2_Industrial_Wood and Lumber Products_New_Space Heating_Natural Gas_Thermostat - Programmable_A_Achievable Economic TRC Potential | F2 | Industrial | Wood and Lumber Products | New | Space Heating | Natural Gas | Thermostat - Programmable | A | Integrated Unit Summer Peak Savings (kW) | Achievable Economic TRC Potential | 0 | 0 | 0 | 0 | 0 | 0 | 0 | 0 | 0 | 0 | 0 | 0 | 0 | 0 | 0 | 0 | 0 | 0 | 0 | 0 | 0 | 0 | 0 | 0 | 0 | 0 | 0 | 0 | 0 | 0 | 0
F3_Industrial_Wood and Lumber Products_New_Space Heating_Natural Gas_Thermostat - Programmable_A_Achievable Economic TRC Potential | F3 | Industrial | Wood and Lumber Products | New | Space Heating | Natural Gas | Thermostat - Programmable | A | Integrated Unit Winter Peak Savings (kW) | Achievable Economic TRC Potential | 0 | 0 | 0 | 0 | 0 | 0 | 0 | 0 | 0 | 0 | 0 | 0 | 0 | 0 | 0 | 0 | 0 | 0 | 0 | 0 | 0 | 0 | 0 | 0 | 0 | 0 | 0 | 0 | 0 | 0 | 0
F4_Industrial_Wood and Lumber Products_New_Space Heating_Natural Gas_Thermostat - Programmable_A_Achievable Economic TRC Potential | F4 | Industrial | Wood and Lumber Products | New | Space Heating | Natural Gas | Thermostat - Programmable | A | Incremental Energy Savings (MWh or mTherms) | Achievable Economic TRC Potential | 0 | 0 | 0 | 0 | 0 | 0 | 0 | 0 | 0 | 0 | 0 | 0 | 0 | 0 | 0 | 0 | 0 | 0 | 0 | 0 | 0 | 0 | 0 | 0 | 0 | 0 | 0 | 0 | 0 | 0 | 0
F5_Industrial_Wood and Lumber Products_New_Space Heating_Natural Gas_Thermostat - Programmable_A_Achievable Economic TRC Potential | F5 | Industrial | Wood and Lumber Products | New | Space Heating | Natural Gas | Thermostat - Programmable | A | Incremental Summer Peak Savings (MW) | Achievable Economic TRC Potential | 0 | 0 | 0 | 0 | 0 | 0 | 0 | 0 | 0 | 0 | 0 | 0 | 0 | 0 | 0 | 0 | 0 | 0 | 0 | 0 | 0 | 0 | 0 | 0 | 0 | 0 | 0 | 0 | 0 | 0 | 0
F6_Industrial_Wood and Lumber Products_New_Space Heating_Natural Gas_Thermostat - Programmable_A_Achievable Economic TRC Potential | F6 | Industrial | Wood and Lumber Products | New | Space Heating | Natural Gas | Thermostat - Programmable | A | Incremental Winter Peak Savings (MW) | Achievable Economic TRC Potential | 0 | 0 | 0 | 0 | 0 | 0 | 0 | 0 | 0 | 0 | 0 | 0 | 0 | 0 | 0 | 0 | 0 | 0 | 0 | 0 | 0 | 0 | 0 | 0 | 0 | 0 | 0 | 0 | 0 | 0 | 0
F7_Industrial_Wood and Lumber Products_New_Space Heating_Natural Gas_Thermostat - Programmable_A_Achievable Economic TRC Potential | F7 | Industrial | Wood and Lumber Products | New | Space Heating | Natural Gas | Thermostat - Programmable | A | Cumulative Energy Savings (MWh or mTherms) | Achievable Economic TRC Potential | 0 | 0 | 0 | 0 | 0 | 0 | 0 | 0 | 0 | 0 | 0 | 0 | 0 | 0 | 0 | 0 | 0 | 0 | 0 | 0 | 0 | 0 | 0 | 0 | 0 | 0 | 0 | 0 | 0 | 0 | 0
F8_Industrial_Wood and Lumber Products_New_Space Heating_Natural Gas_Thermostat - Programmable_A_Achievable Economic TRC Potential | F8 | Industrial | Wood and Lumber Products | New | Space Heating | Natural Gas | Thermostat - Programmable | A | Cumulative Summer Peak Savings (MW) | Achievable Economic TRC Potential | 0 | 0 | 0 | 0 | 0 | 0 | 0 | 0 | 0 | 0 | 0 | 0 | 0 | 0 | 0 | 0 | 0 | 0 | 0 | 0 | 0 | 0 | 0 | 0 | 0 | 0 | 0 | 0 | 0 | 0 | 0
F9_Industrial_Wood and Lumber Products_New_Space Heating_Natural Gas_Thermostat - Programmable_A_Achievable Economic TRC Potential | F9 | Industrial | Wood and Lumber Products | New | Space Heating | Natural Gas | Thermostat - Programmable | A | Cumulative Winter Peak Savings (MW) | Achievable Economic TRC Potential | 0 | 0 | 0 | 0 | 0 | 0 | 0 | 0 | 0 | 0 | 0 | 0 | 0 | 0 | 0 | 0 | 0 | 0 | 0 | 0 | 0 | 0 | 0 | 0 | 0 | 0 | 0 | 0 | 0 | 0 | 0
F10_Industrial_Wood and Lumber Products_New_Space Heating_Natural Gas_Thermostat - Programmable_A_Achievable Economic TRC Potential | F10 | Industrial | Wood and Lumber Products | New | Space Heating | Natural Gas | Thermostat - Programmable | A | Purchases (Incremental) | Achievable Economic TRC Potential | 0 | 0 | 0 | 0 | 0 | 0 | 0 | 0 | 0 | 0 | 0 | 0 | 0 | 0 | 0 | 0 | 0 | 0 | 0 | 0 | 0 | 0 | 0 | 0 | 0 | 0 | 0 | 0 | 0 | 0 | 0
F11_Industrial_Wood and Lumber Products_New_Space Heating_Natural Gas_Thermostat - Programmable_A_Achievable Economic TRC Potential | F11 | Industrial | Wood and Lumber Products | New | Space Heating | Natural Gas | Thermostat - Programmable | A | Purchases (Cumulative) | Achievable Economic TRC Potential | 0 | 0 | 0 | 0 | 0 | 0 | 0 | 0 | 0 | 0 | 0 | 0 | 0 | 0 | 0 | 0 | 0 | 0 | 0 | 0 | 0 | 0 | 0 | 0 | 0 | 0 | 0 | 0 | 0 | 0 | 0
F1_Industrial_Wood and Lumber Products_New_Space Heating_Natural Gas_ENERGY STAR Connected Thermostat_A_Achievable Economic TRC Potential | F1 | Industrial | Wood and Lumber Products | New | Space Heating | Natural Gas | ENERGY STAR Connected Thermostat | A | Integrated Unit Energy Savings (kWh or therms) | Achievable Economic TRC Potential | 0 | 0 | 0 | 0 | 0 | 0.014546 | 0.014306 | 0.014108 | 0.013936 | 0.01378 | 0.013639 | 0.01347 | 0.013287 | 0.0131 | 0.012914 | 0.012745 | 0.012592 | 0.012461 | 0.012292 | 0.012161 | 0.012063 | 0.011986 | 0.011945 | 0.011919 | 0.011906 | 0.0119 | 0.011899 | 0.011901 | 0 | 0 | 0
F2_Industrial_Wood and Lumber Products_New_Space Heating_Natural Gas_ENERGY STAR Connected Thermostat_A_Achievable Economic TRC Potential | F2 | Industrial | Wood and Lumber Products | New | Space Heating | Natural Gas | ENERGY STAR Connected Thermostat | A | Integrated Unit Summer Peak Savings (kW) | Achievable Economic TRC Potential | 0 | 0 | 0 | 0 | 0 | 0 | 0 | 0 | 0 | 0 | 0 | 0 | 0 | 0 | 0 | 0 | 0 | 0 | 0 | 0 | 0 | 0 | 0 | 0 | 0 | 0 | 0 | 0 | 0 | 0 | 0
F3_Industrial_Wood and Lumber Products_New_Space Heating_Natural Gas_ENERGY STAR Connected Thermostat_A_Achievable Economic TRC Potential | F3 | Industrial | Wood and Lumber Products | New | Space Heating | Natural Gas | ENERGY STAR Connected Thermostat | A | Integrated Unit Winter Peak Savings (kW) | Achievable Economic TRC Potential | 0 | 0 | 0 | 0 | 0 | 0 | 0 | 0 | 0 | 0 | 0 | 0 | 0 | 0 | 0 | 0 | 0 | 0 | 0 | 0 | 0 | 0 | 0 | 0 | 0 | 0 | 0 | 0 | 0 | 0 | 0
F4_Industrial_Wood and Lumber Products_New_Space Heating_Natural Gas_ENERGY STAR Connected Thermostat_A_Achievable Economic TRC Potential | F4 | Industrial | Wood and Lumber Products | New | Space Heating | Natural Gas | ENERGY STAR Connected Thermostat | A | Incremental Energy Savings (MWh or mTherms) | Achievable Economic TRC Potential | 0 | 0 | 0 | 0 | 0 | 0 | 0 | 0 | 0 | 0 | 0 | 0 | 0 | 0 | 0 | 0 | 0 | 0 | 0 | 0 | 0 | 0 | 0 | 0 | 0 | 0 | 0 | 0 | 0 | 0 | 0
F5_Industrial_Wood and Lumber Products_New_Space Heating_Natural Gas_ENERGY STAR Connected Thermostat_A_Achievable Economic TRC Potential | F5 | Industrial | Wood and Lumber Products | New | Space Heating | Natural Gas | ENERGY STAR Connected Thermostat | A | Incremental Summer Peak Savings (MW) | Achievable Economic TRC Potential | 0 | 0 | 0 | 0 | 0 | 0 | 0 | 0 | 0 | 0 | 0 | 0 | 0 | 0 | 0 | 0 | 0 | 0 | 0 | 0 | 0 | 0 | 0 | 0 | 0 | 0 | 0 | 0 | 0 | 0 | 0
F6_Industrial_Wood and Lumber Products_New_Space Heating_Natural Gas_ENERGY STAR Connected Thermostat_A_Achievable Economic TRC Potential | F6 | Industrial | Wood and Lumber Products | New | Space Heating | Natural Gas | ENERGY STAR Connected Thermostat | A | Incremental Winter Peak Savings (MW) | Achievable Economic TRC Potential | 0 | 0 | 0 | 0 | 0 | 0 | 0 | 0 | 0 | 0 | 0 | 0 | 0 | 0 | 0 | 0 | 0 | 0 | 0 | 0 | 0 | 0 | 0 | 0 | 0 | 0 | 0 | 0 | 0 | 0 | 0
F7_Industrial_Wood and Lumber Products_New_Space Heating_Natural Gas_ENERGY STAR Connected Thermostat_A_Achievable Economic TRC Potential | F7 | Industrial | Wood and Lumber Products | New | Space Heating | Natural Gas | ENERGY STAR Connected Thermostat | A | Cumulative Energy Savings (MWh or mTherms) | Achievable Economic TRC Potential | 0 | 0 | 0 | 0 | 0 | 0 | 0 | 0 | 0 | 0 | 0 | 0 | 0 | 0 | 0 | 0 | 0 | 0 | 0 | 0 | 0 | 0 | 0 | 0 | 0 | 0 | 0 | 0 | 0 | 0 | 0
F8_Industrial_Wood and Lumber Products_New_Space Heating_Natural Gas_ENERGY STAR Connected Thermostat_A_Achievable Economic TRC Potential | F8 | Industrial | Wood and Lumber Products | New | Space Heating | Natural Gas | ENERGY STAR Connected Thermostat | A | Cumulative Summer Peak Savings (MW) | Achievable Economic TRC Potential | 0 | 0 | 0 | 0 | 0 | 0 | 0 | 0 | 0 | 0 | 0 | 0 | 0 | 0 | 0 | 0 | 0 | 0 | 0 | 0 | 0 | 0 | 0 | 0 | 0 | 0 | 0 | 0 | 0 | 0 | 0
F9_Industrial_Wood and Lumber Products_New_Space Heating_Natural Gas_ENERGY STAR Connected Thermostat_A_Achievable Economic TRC Potential | F9 | Industrial | Wood and Lumber Products | New | Space Heating | Natural Gas | ENERGY STAR Connected Thermostat | A | Cumulative Winter Peak Savings (MW) | Achievable Economic TRC Potential | 0 | 0 | 0 | 0 | 0 | 0 | 0 | 0 | 0 | 0 | 0 | 0 | 0 | 0 | 0 | 0 | 0 | 0 | 0 | 0 | 0 | 0 | 0 | 0 | 0 | 0 | 0 | 0 | 0 | 0 | 0
F10_Industrial_Wood and Lumber Products_New_Space Heating_Natural Gas_ENERGY STAR Connected Thermostat_A_Achievable Economic TRC Potential | F10 | Industrial | Wood and Lumber Products | New | Space Heating | Natural Gas | ENERGY STAR Connected Thermostat | A | Purchases (Incremental) | Achievable Economic TRC Potential | 0 | 0 | 0 | 0 | 0 | 0 | 0 | 0 | 0 | 0 | 0 | 0 | 0 | 0 | 0 | 0 | 0 | 0 | 0 | 0 | 0 | 0 | 0 | 0 | 0 | 0 | 0 | 0 | 0 | 0 | 0
F11_Industrial_Wood and Lumber Products_New_Space Heating_Natural Gas_ENERGY STAR Connected Thermostat_A_Achievable Economic TRC Potential | F11 | Industrial | Wood and Lumber Products | New | Space Heating | Natural Gas | ENERGY STAR Connected Thermostat | A | Purchases (Cumulative) | Achievable Economic TRC Potential | 0 | 0 | 0 | 0 | 0 | 0 | 0 | 0 | 0 | 0 | 0 | 0 | 0 | 0 | 0 | 0 | 0 | 0 | 0 | 0 | 0 | 0 | 0 | 0 | 0 | 0 | 0 | 0 | 0 | 0 | 0
F1_Industrial_Wood and Lumber Products_New_Space Heating_Natural Gas_Destratification Fans (HVLS)_A_Achievable Economic TRC Potential | F1 | Industrial | Wood and Lumber Products | New | Space Heating | Natural Gas | Destratification Fans (HVLS) | A | Integrated Unit Energy Savings (kWh or therms) | Achievable Economic TRC Potential | 0 | 0 | 0 | 0 | 0 | 0.014546 | 0.014306 | 0.014108 | 0.013936 | 0.01378 | 0.013639 | 0.01347 | 0.013287 | 0.0131 | 0.012914 | 0.012745 | 0.012592 | 0.012461 | 0.012292 | 0.012161 | 0.012063 | 0.011986 | 0.011945 | 0.011919 | 0.011906 | 0.0119 | 0.011899 | 0.011901 | 0 | 0 | 0
F2_Industrial_Wood and Lumber Products_New_Space Heating_Natural Gas_Destratification Fans (HVLS)_A_Achievable Economic TRC Potential | F2 | Industrial | Wood and Lumber Products | New | Space Heating | Natural Gas | Destratification Fans (HVLS) | A | Integrated Unit Summer Peak Savings (kW) | Achievable Economic TRC Potential | 0 | 0 | 0 | 0 | 0 | 0 | 0 | 0 | 0 | 0 | 0 | 0 | 0 | 0 | 0 | 0 | 0 | 0 | 0 | 0 | 0 | 0 | 0 | 0 | 0 | 0 | 0 | 0 | 0 | 0 | 0
F3_Industrial_Wood and Lumber Products_New_Space Heating_Natural Gas_Destratification Fans (HVLS)_A_Achievable Economic TRC Potential | F3 | Industrial | Wood and Lumber Products | New | Space Heating | Natural Gas | Destratification Fans (HVLS) | A | Integrated Unit Winter Peak Savings (kW) | Achievable Economic TRC Potential | 0 | 0 | 0 | 0 | 0 | 0 | 0 | 0 | 0 | 0 | 0 | 0 | 0 | 0 | 0 | 0 | 0 | 0 | 0 | 0 | 0 | 0 | 0 | 0 | 0 | 0 | 0 | 0 | 0 | 0 | 0
F4_Industrial_Wood and Lumber Products_New_Space Heating_Natural Gas_Destratification Fans (HVLS)_A_Achievable Economic TRC Potential | F4 | Industrial | Wood and Lumber Products | New | Space Heating | Natural Gas | Destratification Fans (HVLS) | A | Incremental Energy Savings (MWh or mTherms) | Achievable Economic TRC Potential | 0 | 0 | 0 | 0 | 0 | 0 | 0 | 0 | 0 | 0 | 0 | 0 | 0 | 0 | 0 | 0 | 0 | 0 | 0 | 0 | 0 | 0 | 0 | 0 | 0 | 0 | 0 | 0 | 0 | 0 | 0
F5_Industrial_Wood and Lumber Products_New_Space Heating_Natural Gas_Destratification Fans (HVLS)_A_Achievable Economic TRC Potential | F5 | Industrial | Wood and Lumber Products | New | Space Heating | Natural Gas | Destratification Fans (HVLS) | A | Incremental Summer Peak Savings (MW) | Achievable Economic TRC Potential | 0 | 0 | 0 | 0 | 0 | 0 | 0 | 0 | 0 | 0 | 0 | 0 | 0 | 0 | 0 | 0 | 0 | 0 | 0 | 0 | 0 | 0 | 0 | 0 | 0 | 0 | 0 | 0 | 0 | 0 | 0
F6_Industrial_Wood and Lumber Products_New_Space Heating_Natural Gas_Destratification Fans (HVLS)_A_Achievable Economic TRC Potential | F6 | Industrial | Wood and Lumber Products | New | Space Heating | Natural Gas | Destratification Fans (HVLS) | A | Incremental Winter Peak Savings (MW) | Achievable Economic TRC Potential | 0 | 0 | 0 | 0 | 0 | 0 | 0 | 0 | 0 | 0 | 0 | 0 | 0 | 0 | 0 | 0 | 0 | 0 | 0 | 0 | 0 | 0 | 0 | 0 | 0 | 0 | 0 | 0 | 0 | 0 | 0
F7_Industrial_Wood and Lumber Products_New_Space Heating_Natural Gas_Destratification Fans (HVLS)_A_Achievable Economic TRC Potential | F7 | Industrial | Wood and Lumber Products | New | Space Heating | Natural Gas | Destratification Fans (HVLS) | A | Cumulative Energy Savings (MWh or mTherms) | Achievable Economic TRC Potential | 0 | 0 | 0 | 0 | 0 | 0 | 0 | 0 | 0 | 0 | 0 | 0 | 0 | 0 | 0 | 0 | 0 | 0 | 0 | 0 | 0 | 0 | 0 | 0 | 0 | 0 | 0 | 0 | 0 | 0 | 0
F8_Industrial_Wood and Lumber Products_New_Space Heating_Natural Gas_Destratification Fans (HVLS)_A_Achievable Economic TRC Potential | F8 | Industrial | Wood and Lumber Products | New | Space Heating | Natural Gas | Destratification Fans (HVLS) | A | Cumulative Summer Peak Savings (MW) | Achievable Economic TRC Potential | 0 | 0 | 0 | 0 | 0 | 0 | 0 | 0 | 0 | 0 | 0 | 0 | 0 | 0 | 0 | 0 | 0 | 0 | 0 | 0 | 0 | 0 | 0 | 0 | 0 | 0 | 0 | 0 | 0 | 0 | 0
F9_Industrial_Wood and Lumber Products_New_Space Heating_Natural Gas_Destratification Fans (HVLS)_A_Achievable Economic TRC Potential | F9 | Industrial | Wood and Lumber Products | New | Space Heating | Natural Gas | Destratification Fans (HVLS) | A | Cumulative Winter Peak Savings (MW) | Achievable Economic TRC Potential | 0 | 0 | 0 | 0 | 0 | 0 | 0 | 0 | 0 | 0 | 0 | 0 | 0 | 0 | 0 | 0 | 0 | 0 | 0 | 0 | 0 | 0 | 0 | 0 | 0 | 0 | 0 | 0 | 0 | 0 | 0
F10_Industrial_Wood and Lumber Products_New_Space Heating_Natural Gas_Destratification Fans (HVLS)_A_Achievable Economic TRC Potential | F10 | Industrial | Wood and Lumber Products | New | Space Heating | Natural Gas | Destratification Fans (HVLS) | A | Purchases (Incremental) | Achievable Economic TRC Potential | 0 | 0 | 0 | 0 | 0 | 0 | 0 | 0 | 0 | 0 | 0 | 0 | 0 | 0 | 0 | 0 | 0 | 0 | 0 | 0 | 0 | 0 | 0 | 0 | 0 | 0 | 0 | 0 | 0 | 0 | 0
F11_Industrial_Wood and Lumber Products_New_Space Heating_Natural Gas_Destratification Fans (HVLS)_A_Achievable Economic TRC Potential | F11 | Industrial | Wood and Lumber Products | New | Space Heating | Natural Gas | Destratification Fans (HVLS) | A | Purchases (Cumulative) | Achievable Economic TRC Potential | 0 | 0 | 0 | 0 | 0 | 0 | 0 | 0 | 0 | 0 | 0 | 0 | 0 | 0 | 0 | 0 | 0 | 0 | 0 | 0 | 0 | 0 | 0 | 0 | 0 | 0 | 0 | 0 | 0 | 0 | 0
F1_Industrial_Wood and Lumber Products_New_Space Heating_Natural Gas_Gas Boiler - Insulate Steam Lines/Condensate Tank_A_Achievable Economic TRC Potential | F1 | Industrial | Wood and Lumber Products | New | Space Heating | Natural Gas | Gas Boiler - Insulate Steam Lines/Condensate Tank | A | Integrated Unit Energy Savings (kWh or therms) | Achievable Economic TRC Potential | 0 | 0 | 0 | 0 | 0 | 0 | 0 | 0 | 0 | 0 | 0 | 0 | 0 | 0 | 0 | 0 | 0 | 0 | 0 | 0 | 0 | 0 | 0 | 0 | 0 | 0 | 0 | 0 | 0 | 0 | 0
F2_Industrial_Wood and Lumber Products_New_Space Heating_Natural Gas_Gas Boiler - Insulate Steam Lines/Condensate Tank_A_Achievable Economic TRC Potential | F2 | Industrial | Wood and Lumber Products | New | Space Heating | Natural Gas | Gas Boiler - Insulate Steam Lines/Condensate Tank | A | Integrated Unit Summer Peak Savings (kW) | Achievable Economic TRC Potential | 0 | 0 | 0 | 0 | 0 | 0 | 0 | 0 | 0 | 0 | 0 | 0 | 0 | 0 | 0 | 0 | 0 | 0 | 0 | 0 | 0 | 0 | 0 | 0 | 0 | 0 | 0 | 0 | 0 | 0 | 0
F3_Industrial_Wood and Lumber Products_New_Space Heating_Natural Gas_Gas Boiler - Insulate Steam Lines/Condensate Tank_A_Achievable Economic TRC Potential | F3 | Industrial | Wood and Lumber Products | New | Space Heating | Natural Gas | Gas Boiler - Insulate Steam Lines/Condensate Tank | A | Integrated Unit Winter Peak Savings (kW) | Achievable Economic TRC Potential | 0 | 0 | 0 | 0 | 0 | 0 | 0 | 0 | 0 | 0 | 0 | 0 | 0 | 0 | 0 | 0 | 0 | 0 | 0 | 0 | 0 | 0 | 0 | 0 | 0 | 0 | 0 | 0 | 0 | 0 | 0
F4_Industrial_Wood and Lumber Products_New_Space Heating_Natural Gas_Gas Boiler - Insulate Steam Lines/Condensate Tank_A_Achievable Economic TRC Potential | F4 | Industrial | Wood and Lumber Products | New | Space Heating | Natural Gas | Gas Boiler - Insulate Steam Lines/Condensate Tank | A | Incremental Energy Savings (MWh or mTherms) | Achievable Economic TRC Potential | 0 | 0 | 0 | 0 | 0 | 0 | 0 | 0 | 0 | 0 | 0 | 0 | 0 | 0 | 0 | 0 | 0 | 0 | 0 | 0 | 0 | 0 | 0 | 0 | 0 | 0 | 0 | 0 | 0 | 0 | 0
F5_Industrial_Wood and Lumber Products_New_Space Heating_Natural Gas_Gas Boiler - Insulate Steam Lines/Condensate Tank_A_Achievable Economic TRC Potential | F5 | Industrial | Wood and Lumber Products | New | Space Heating | Natural Gas | Gas Boiler - Insulate Steam Lines/Condensate Tank | A | Incremental Summer Peak Savings (MW) | Achievable Economic TRC Potential | 0 | 0 | 0 | 0 | 0 | 0 | 0 | 0 | 0 | 0 | 0 | 0 | 0 | 0 | 0 | 0 | 0 | 0 | 0 | 0 | 0 | 0 | 0 | 0 | 0 | 0 | 0 | 0 | 0 | 0 | 0
F6_Industrial_Wood and Lumber Products_New_Space Heating_Natural Gas_Gas Boiler - Insulate Steam Lines/Condensate Tank_A_Achievable Economic TRC Potential | F6 | Industrial | Wood and Lumber Products | New | Space Heating | Natural Gas | Gas Boiler - Insulate Steam Lines/Condensate Tank | A | Incremental Winter Peak Savings (MW) | Achievable Economic TRC Potential | 0 | 0 | 0 | 0 | 0 | 0 | 0 | 0 | 0 | 0 | 0 | 0 | 0 | 0 | 0 | 0 | 0 | 0 | 0 | 0 | 0 | 0 | 0 | 0 | 0 | 0 | 0 | 0 | 0 | 0 | 0
F7_Industrial_Wood and Lumber Products_New_Space Heating_Natural Gas_Gas Boiler - Insulate Steam Lines/Condensate Tank_A_Achievable Economic TRC Potential | F7 | Industrial | Wood and Lumber Products | New | Space Heating | Natural Gas | Gas Boiler - Insulate Steam Lines/Condensate Tank | A | Cumulative Energy Savings (MWh or mTherms) | Achievable Economic TRC Potential | 0 | 0 | 0 | 0 | 0 | 0 | 0 | 0 | 0 | 0 | 0 | 0 | 0 | 0 | 0 | 0 | 0 | 0 | 0 | 0 | 0 | 0 | 0 | 0 | 0 | 0 | 0 | 0 | 0 | 0 | 0
F8_Industrial_Wood and Lumber Products_New_Space Heating_Natural Gas_Gas Boiler - Insulate Steam Lines/Condensate Tank_A_Achievable Economic TRC Potential | F8 | Industrial | Wood and Lumber Products | New | Space Heating | Natural Gas | Gas Boiler - Insulate Steam Lines/Condensate Tank | A | Cumulative Summer Peak Savings (MW) | Achievable Economic TRC Potential | 0 | 0 | 0 | 0 | 0 | 0 | 0 | 0 | 0 | 0 | 0 | 0 | 0 | 0 | 0 | 0 | 0 | 0 | 0 | 0 | 0 | 0 | 0 | 0 | 0 | 0 | 0 | 0 | 0 | 0 | 0
F9_Industrial_Wood and Lumber Products_New_Space Heating_Natural Gas_Gas Boiler - Insulate Steam Lines/Condensate Tank_A_Achievable Economic TRC Potential | F9 | Industrial | Wood and Lumber Products | New | Space Heating | Natural Gas | Gas Boiler - Insulate Steam Lines/Condensate Tank | A | Cumulative Winter Peak Savings (MW) | Achievable Economic TRC Potential | 0 | 0 | 0 | 0 | 0 | 0 | 0 | 0 | 0 | 0 | 0 | 0 | 0 | 0 | 0 | 0 | 0 | 0 | 0 | 0 | 0 | 0 | 0 | 0 | 0 | 0 | 0 | 0 | 0 | 0 | 0
F10_Industrial_Wood and Lumber Products_New_Space Heating_Natural Gas_Gas Boiler - Insulate Steam Lines/Condensate Tank_A_Achievable Economic TRC Potential | F10 | Industrial | Wood and Lumber Products | New | Space Heating | Natural Gas | Gas Boiler - Insulate Steam Lines/Condensate Tank | A | Purchases (Incremental) | Achievable Economic TRC Potential | 0 | 0 | 0 | 0 | 0 | 0 | 0 | 0 | 0 | 0 | 0 | 0 | 0 | 0 | 0 | 0 | 0 | 0 | 0 | 0 | 0 | 0 | 0 | 0 | 0 | 0 | 0 | 0 | 0 | 0 | 0
F11_Industrial_Wood and Lumber Products_New_Space Heating_Natural Gas_Gas Boiler - Insulate Steam Lines/Condensate Tank_A_Achievable Economic TRC Potential | F11 | Industrial | Wood and Lumber Products | New | Space Heating | Natural Gas | Gas Boiler - Insulate Steam Lines/Condensate Tank | A | Purchases (Cumulative) | Achievable Economic TRC Potential | 0 | 0 | 0 | 0 | 0 | 0 | 0 | 0 | 0 | 0 | 0 | 0 | 0 | 0 | 0 | 0 | 0 | 0 | 0 | 0 | 0 | 0 | 0 | 0 | 0 | 0 | 0 | 0 | 0 | 0 | 0
F1_Industrial_Wood and Lumber Products_New_Process_Natural Gas_Gas Boiler - Insulate Steam Lines/Condensate Tank_A_Achievable Economic TRC Potential | F1 | Industrial | Wood and Lumber Products | New | Process | Natural Gas | Gas Boiler - Insulate Steam Lines/Condensate Tank | A | Integrated Unit Energy Savings (kWh or therms) | Achievable Economic TRC Potential | 0 | 0 | 0 | 0 | 0 | 68.357 | 68.2243 | 68.105 | 67.9955 | 67.8905 | 67.824 | 67.7711 | 67.7296 | 67.6982 | 67.6753 | 67.6614 | 67.6549 | 67.6544 | 67.6575 | 67.6622 | 67.6704 | 67.6817 | 67.6912 | 67.6991 | 67.7056 | 67.7348 | 67.7617 | 67.7864 | 68.5138 | 68.5138 | 68.5138
F2_Industrial_Wood and Lumber Products_New_Process_Natural Gas_Gas Boiler - Insulate Steam Lines/Condensate Tank_A_Achievable Economic TRC Potential | F2 | Industrial | Wood and Lumber Products | New | Process | Natural Gas | Gas Boiler - Insulate Steam Lines/Condensate Tank | A | Integrated Unit Summer Peak Savings (kW) | Achievable Economic TRC Potential | 0 | 0 | 0 | 0 | 0 | 0 | 0 | 0 | 0 | 0 | 0 | 0 | 0 | 0 | 0 | 0 | 0 | 0 | 0 | 0 | 0 | 0 | 0 | 0 | 0 | 0 | 0 | 0 | 0 | 0 | 0
F3_Industrial_Wood and Lumber Products_New_Process_Natural Gas_Gas Boiler - Insulate Steam Lines/Condensate Tank_A_Achievable Economic TRC Potential | F3 | Industrial | Wood and Lumber Products | New | Process | Natural Gas | Gas Boiler - Insulate Steam Lines/Condensate Tank | A | Integrated Unit Winter Peak Savings (kW) | Achievable Economic TRC Potential | 0 | 0 | 0 | 0 | 0 | 0 | 0 | 0 | 0 | 0 | 0 | 0 | 0 | 0 | 0 | 0 | 0 | 0 | 0 | 0 | 0 | 0 | 0 | 0 | 0 | 0 | 0 | 0 | 0 | 0 | 0
F4_Industrial_Wood and Lumber Products_New_Process_Natural Gas_Gas Boiler - Insulate Steam Lines/Condensate Tank_A_Achievable Economic TRC Potential | F4 | Industrial | Wood and Lumber Products | New | Process | Natural Gas | Gas Boiler - Insulate Steam Lines/Condensate Tank | A | Incremental Energy Savings (MWh or mTherms) | Achievable Economic TRC Potential | 0 | 0 | 0 | 0 | 0 | 0.010343 | 0.012229 | 0.01411 | 0.015976 | 0.017838 | 0.019706 | 0.021551 | 0.023393 | 0.025231 | 0.027043 | 0.028864 | 0.03067 | 0.032478 | 0.03428 | 0.036066 | 0.037857 | 0.039642 | 0.041421 | 0.043192 | 0.044957 | 0.010248 | 0.012146 | 0.014044 | 0.016098 | 0.018001 | 0.019907
F5_Industrial_Wood and Lumber Products_New_Process_Natural Gas_Gas Boiler - Insulate Steam Lines/Condensate Tank_A_Achievable Economic TRC Potential | F5 | Industrial | Wood and Lumber Products | New | Process | Natural Gas | Gas Boiler - Insulate Steam Lines/Condensate Tank | A | Incremental Summer Peak Savings (MW) | Achievable Economic TRC Potential | 0 | 0 | 0 | 0 | 0 | 0 | 0 | 0 | 0 | 0 | 0 | 0 | 0 | 0 | 0 | 0 | 0 | 0 | 0 | 0 | 0 | 0 | 0 | 0 | 0 | 0 | 0 | 0 | 0 | 0 | 0
F6_Industrial_Wood and Lumber Products_New_Process_Natural Gas_Gas Boiler - Insulate Steam Lines/Condensate Tank_A_Achievable Economic TRC Potential | F6 | Industrial | Wood and Lumber Products | New | Process | Natural Gas | Gas Boiler - Insulate Steam Lines/Condensate Tank | A | Incremental Winter Peak Savings (MW) | Achievable Economic TRC Potential | 0 | 0 | 0 | 0 | 0 | 0 | 0 | 0 | 0 | 0 | 0 | 0 | 0 | 0 | 0 | 0 | 0 | 0 | 0 | 0 | 0 | 0 | 0 | 0 | 0 | 0 | 0 | 0 | 0 | 0 | 0
F7_Industrial_Wood and Lumber Products_New_Process_Natural Gas_Gas Boiler - Insulate Steam Lines/Condensate Tank_A_Achievable Economic TRC Potential | F7 | Industrial | Wood and Lumber Products | New | Process | Natural Gas | Gas Boiler - Insulate Steam Lines/Condensate Tank | A | Cumulative Energy Savings (MWh or mTherms) | Achievable Economic TRC Potential | 0 | 0 | 0 | 0 | 0 | 0.010343 | 0.022552 | 0.036623 | 0.05254 | 0.070296 | 0.089934 | 0.11141 | 0.13474 | 0.15991 | 0.1869 | 0.21572 | 0.24637 | 0.27885 | 0.31314 | 0.34923 | 0.38713 | 0.42683 | 0.46831 | 0.51156 | 0.55657 | 0.55681 | 0.55703 | 0.55723 | 0 | 0 | 0
F8_Industrial_Wood and Lumber Products_New_Process_Natural Gas_Gas Boiler - Insulate Steam Lines/Condensate Tank_A_Achievable Economic TRC Potential | F8 | Industrial | Wood and Lumber Products | New | Process | Natural Gas | Gas Boiler - Insulate Steam Lines/Condensate Tank | A | Cumulative Summer Peak Savings (MW) | Achievable Economic TRC Potential | 0 | 0 | 0 | 0 | 0 | 0 | 0 | 0 | 0 | 0 | 0 | 0 | 0 | 0 | 0 | 0 | 0 | 0 | 0 | 0 | 0 | 0 | 0 | 0 | 0 | 0 | 0 | 0 | 0 | 0 | 0
F9_Industrial_Wood and Lumber Products_New_Process_Natural Gas_Gas Boiler - Insulate Steam Lines/Condensate Tank_A_Achievable Economic TRC Potential | F9 | Industrial | Wood and Lumber Products | New | Process | Natural Gas | Gas Boiler - Insulate Steam Lines/Condensate Tank | A | Cumulative Winter Peak Savings (MW) | Achievable Economic TRC Potential | 0 | 0 | 0 | 0 | 0 | 0 | 0 | 0 | 0 | 0 | 0 | 0 | 0 | 0 | 0 | 0 | 0 | 0 | 0 | 0 | 0 | 0 | 0 | 0 | 0 | 0 | 0 | 0 | 0 | 0 | 0
F10_Industrial_Wood and Lumber Products_New_Process_Natural Gas_Gas Boiler - Insulate Steam Lines/Condensate Tank_A_Achievable Economic TRC Potential | F10 | Industrial | Wood and Lumber Products | New | Process | Natural Gas | Gas Boiler - Insulate Steam Lines/Condensate Tank | A | Purchases (Incremental) | Achievable Economic TRC Potential | 0 | 0 | 0 | 0 | 0 | 0.1513 | 0.17925 | 0.20719 | 0.23496 | 0.26274 | 0.29055 | 0.318 | 0.34538 | 0.37271 | 0.3996 | 0.42659 | 0.45332 | 0.48006 | 0.50667 | 0.53303 | 0.55943 | 0.58572 | 0.61191 | 0.638 | 0.664 | 0.1513 | 0.17925 | 0.20719 | 0.23496 | 0.26274 | 0.29055
F11_Industrial_Wood and Lumber Products_New_Process_Natural Gas_Gas Boiler - Insulate Steam Lines/Condensate Tank_A_Achievable Economic TRC Potential | F11 | Industrial | Wood and Lumber Products | New | Process | Natural Gas | Gas Boiler - Insulate Steam Lines/Condensate Tank | A | Purchases (Cumulative) | Achievable Economic TRC Potential | 0 | 0 | 0 | 0 | 0 | 0.1513 | 0.33055 | 0.53774 | 0.7727 | 1.0354 | 1.326 | 1.644 | 1.9894 | 2.3621 | 2.7617 | 3.1883 | 3.6416 | 4.1216 | 4.6283 | 5.1613 | 5.7208 | 6.3065 | 6.9184 | 7.5564 | 8.2204 | 8.2204 | 8.2204 | 8.2204 | 8.2204 | 8.2204 | 8.2204
F1_Industrial_Wood and Lumber Products_New_Space Heating_Natural Gas_Gas Boiler - Insulate Hot Water Lines_A_Achievable Economic TRC Potential | F1 | Industrial | Wood and Lumber Products | New | Space Heating | Natural Gas | Gas Boiler - Insulate Hot Water Lines | A | Integrated Unit Energy Savings (kWh or therms) | Achievable Economic TRC Potential | 0 | 0 | 0 | 0 | 0 | 0 | 0 | 0 | 0 | 0 | 0 | 0 | 0 | 0 | 0 | 0 | 0 | 0 | 0 | 0 | 0 | 0 | 0 | 0 | 0 | 0 | 0 | 0 | 0 | 0 | 0
F2_Industrial_Wood and Lumber Products_New_Space Heating_Natural Gas_Gas Boiler - Insulate Hot Water Lines_A_Achievable Economic TRC Potential | F2 | Industrial | Wood and Lumber Products | New | Space Heating | Natural Gas | Gas Boiler - Insulate Hot Water Lines | A | Integrated Unit Summer Peak Savings (kW) | Achievable Economic TRC Potential | 0 | 0 | 0 | 0 | 0 | 0 | 0 | 0 | 0 | 0 | 0 | 0 | 0 | 0 | 0 | 0 | 0 | 0 | 0 | 0 | 0 | 0 | 0 | 0 | 0 | 0 | 0 | 0 | 0 | 0 | 0
F3_Industrial_Wood and Lumber Products_New_Space Heating_Natural Gas_Gas Boiler - Insulate Hot Water Lines_A_Achievable Economic TRC Potential | F3 | Industrial | Wood and Lumber Products | New | Space Heating | Natural Gas | Gas Boiler - Insulate Hot Water Lines | A | Integrated Unit Winter Peak Savings (kW) | Achievable Economic TRC Potential | 0 | 0 | 0 | 0 | 0 | 0 | 0 | 0 | 0 | 0 | 0 | 0 | 0 | 0 | 0 | 0 | 0 | 0 | 0 | 0 | 0 | 0 | 0 | 0 | 0 | 0 | 0 | 0 | 0 | 0 | 0
F4_Industrial_Wood and Lumber Products_New_Space Heating_Natural Gas_Gas Boiler - Insulate Hot Water Lines_A_Achievable Economic TRC Potential | F4 | Industrial | Wood and Lumber Products | New | Space Heating | Natural Gas | Gas Boiler - Insulate Hot Water Lines | A | Incremental Energy Savings (MWh or mTherms) | Achievable Economic TRC Potential | 0 | 0 | 0 | 0 | 0 | 0 | 0 | 0 | 0 | 0 | 0 | 0 | 0 | 0 | 0 | 0 | 0 | 0 | 0 | 0 | 0 | 0 | 0 | 0 | 0 | 0 | 0 | 0 | 0 | 0 | 0
F5_Industrial_Wood and Lumber Products_New_Space Heating_Natural Gas_Gas Boiler - Insulate Hot Water Lines_A_Achievable Economic TRC Potential | F5 | Industrial | Wood and Lumber Products | New | Space Heating | Natural Gas | Gas Boiler - Insulate Hot Water Lines | A | Incremental Summer Peak Savings (MW) | Achievable Economic TRC Potential | 0 | 0 | 0 | 0 | 0 | 0 | 0 | 0 | 0 | 0 | 0 | 0 | 0 | 0 | 0 | 0 | 0 | 0 | 0 | 0 | 0 | 0 | 0 | 0 | 0 | 0 | 0 | 0 | 0 | 0 | 0
F6_Industrial_Wood and Lumber Products_New_Space Heating_Natural Gas_Gas Boiler - Insulate Hot Water Lines_A_Achievable Economic TRC Potential | F6 | Industrial | Wood and Lumber Products | New | Space Heating | Natural Gas | Gas Boiler - Insulate Hot Water Lines | A | Incremental Winter Peak Savings (MW) | Achievable Economic TRC Potential | 0 | 0 | 0 | 0 | 0 | 0 | 0 | 0 | 0 | 0 | 0 | 0 | 0 | 0 | 0 | 0 | 0 | 0 | 0 | 0 | 0 | 0 | 0 | 0 | 0 | 0 | 0 | 0 | 0 | 0 | 0
F7_Industrial_Wood and Lumber Products_New_Space Heating_Natural Gas_Gas Boiler - Insulate Hot Water Lines_A_Achievable Economic TRC Potential | F7 | Industrial | Wood and Lumber Products | New | Space Heating | Natural Gas | Gas Boiler - Insulate Hot Water Lines | A | Cumulative Energy Savings (MWh or mTherms) | Achievable Economic TRC Potential | 0 | 0 | 0 | 0 | 0 | 0 | 0 | 0 | 0 | 0 | 0 | 0 | 0 | 0 | 0 | 0 | 0 | 0 | 0 | 0 | 0 | 0 | 0 | 0 | 0 | 0 | 0 | 0 | 0 | 0 | 0
F8_Industrial_Wood and Lumber Products_New_Space Heating_Natural Gas_Gas Boiler - Insulate Hot Water Lines_A_Achievable Economic TRC Potential | F8 | Industrial | Wood and Lumber Products | New | Space Heating | Natural Gas | Gas Boiler - Insulate Hot Water Lines | A | Cumulative Summer Peak Savings (MW) | Achievable Economic TRC Potential | 0 | 0 | 0 | 0 | 0 | 0 | 0 | 0 | 0 | 0 | 0 | 0 | 0 | 0 | 0 | 0 | 0 | 0 | 0 | 0 | 0 | 0 | 0 | 0 | 0 | 0 | 0 | 0 | 0 | 0 | 0
F9_Industrial_Wood and Lumber Products_New_Space Heating_Natural Gas_Gas Boiler - Insulate Hot Water Lines_A_Achievable Economic TRC Potential | F9 | Industrial | Wood and Lumber Products | New | Space Heating | Natural Gas | Gas Boiler - Insulate Hot Water Lines | A | Cumulative Winter Peak Savings (MW) | Achievable Economic TRC Potential | 0 | 0 | 0 | 0 | 0 | 0 | 0 | 0 | 0 | 0 | 0 | 0 | 0 | 0 | 0 | 0 | 0 | 0 | 0 | 0 | 0 | 0 | 0 | 0 | 0 | 0 | 0 | 0 | 0 | 0 | 0
F10_Industrial_Wood and Lumber Products_New_Space Heating_Natural Gas_Gas Boiler - Insulate Hot Water Lines_A_Achievable Economic TRC Potential | F10 | Industrial | Wood and Lumber Products | New | Space Heating | Natural Gas | Gas Boiler - Insulate Hot Water Lines | A | Purchases (Incremental) | Achievable Economic TRC Potential | 0 | 0 | 0 | 0 | 0 | 0 | 0 | 0 | 0 | 0 | 0 | 0 | 0 | 0 | 0 | 0 | 0 | 0 | 0 | 0 | 0 | 0 | 0 | 0 | 0 | 0 | 0 | 0 | 0 | 0 | 0
F11_Industrial_Wood and Lumber Products_New_Space Heating_Natural Gas_Gas Boiler - Insulate Hot Water Lines_A_Achievable Economic TRC Potential | F11 | Industrial | Wood and Lumber Products | New | Space Heating | Natural Gas | Gas Boiler - Insulate Hot Water Lines | A | Purchases (Cumulative) | Achievable Economic TRC Potential | 0 | 0 | 0 | 0 | 0 | 0 | 0 | 0 | 0 | 0 | 0 | 0 | 0 | 0 | 0 | 0 | 0 | 0 | 0 | 0 | 0 | 0 | 0 | 0 | 0 | 0 | 0 | 0 | 0 | 0 | 0
F1_Industrial_Wood and Lumber Products_New_Process_Natural Gas_Gas Boiler - Insulate Hot Water Lines_A_Achievable Economic TRC Potential | F1 | Industrial | Wood and Lumber Products | New | Process | Natural Gas | Gas Boiler - Insulate Hot Water Lines | A | Integrated Unit Energy Savings (kWh or therms) | Achievable Economic TRC Potential | 0 | 0 | 0 | 0 | 0 | 77.2801 | 77.143 | 77.0197 | 76.9063 | 76.7975 | 76.7317 | 76.6811 | 76.6431 | 76.6162 | 76.5991 | 76.5919 | 76.593 | 76.6008 | 76.6126 | 76.6263 | 76.6438 | 76.6648 | 76.6838 | 76.701 | 76.7165 | 76.7425 | 76.7663 | 76.7883 | 77.4421 | 77.4421 | 77.4421
F2_Industrial_Wood and Lumber Products_New_Process_Natural Gas_Gas Boiler - Insulate Hot Water Lines_A_Achievable Economic TRC Potential | F2 | Industrial | Wood and Lumber Products | New | Process | Natural Gas | Gas Boiler - Insulate Hot Water Lines | A | Integrated Unit Summer Peak Savings (kW) | Achievable Economic TRC Potential | 0 | 0 | 0 | 0 | 0 | 0 | 0 | 0 | 0 | 0 | 0 | 0 | 0 | 0 | 0 | 0 | 0 | 0 | 0 | 0 | 0 | 0 | 0 | 0 | 0 | 0 | 0 | 0 | 0 | 0 | 0
F3_Industrial_Wood and Lumber Products_New_Process_Natural Gas_Gas Boiler - Insulate Hot Water Lines_A_Achievable Economic TRC Potential | F3 | Industrial | Wood and Lumber Products | New | Process | Natural Gas | Gas Boiler - Insulate Hot Water Lines | A | Integrated Unit Winter Peak Savings (kW) | Achievable Economic TRC Potential | 0 | 0 | 0 | 0 | 0 | 0 | 0 | 0 | 0 | 0 | 0 | 0 | 0 | 0 | 0 | 0 | 0 | 0 | 0 | 0 | 0 | 0 | 0 | 0 | 0 | 0 | 0 | 0 | 0 | 0 | 0
F4_Industrial_Wood and Lumber Products_New_Process_Natural Gas_Gas Boiler - Insulate Hot Water Lines_A_Achievable Economic TRC Potential | F4 | Industrial | Wood and Lumber Products | New | Process | Natural Gas | Gas Boiler - Insulate Hot Water Lines | A | Incremental Energy Savings (MWh or mTherms) | Achievable Economic TRC Potential | 0 | 0 | 0 | 0 | 0 | 0.011693 | 0.013828 | 0.015957 | 0.01807 | 0.020178 | 0.022294 | 0.024385 | 0.026471 | 0.028555 | 0.030609 | 0.032673 | 0.034721 | 0.036773 | 0.038817 | 0.040844 | 0.042877 | 0.044904 | 0.046923 | 0.048935 | 0.05094 | 0.011611 | 0.013761 | 0.015909 | 0.018195 | 0.020347 | 0.022501
F5_Industrial_Wood and Lumber Products_New_Process_Natural Gas_Gas Boiler - Insulate Hot Water Lines_A_Achievable Economic TRC Potential | F5 | Industrial | Wood and Lumber Products | New | Process | Natural Gas | Gas Boiler - Insulate Hot Water Lines | A | Incremental Summer Peak Savings (MW) | Achievable Economic TRC Potential | 0 | 0 | 0 | 0 | 0 | 0 | 0 | 0 | 0 | 0 | 0 | 0 | 0 | 0 | 0 | 0 | 0 | 0 | 0 | 0 | 0 | 0 | 0 | 0 | 0 | 0 | 0 | 0 | 0 | 0 | 0
F6_Industrial_Wood and Lumber Products_New_Process_Natural Gas_Gas Boiler - Insulate Hot Water Lines_A_Achievable Economic TRC Potential | F6 | Industrial | Wood and Lumber Products | New | Process | Natural Gas | Gas Boiler - Insulate Hot Water Lines | A | Incremental Winter Peak Savings (MW) | Achievable Economic TRC Potential | 0 | 0 | 0 | 0 | 0 | 0 | 0 | 0 | 0 | 0 | 0 | 0 | 0 | 0 | 0 | 0 | 0 | 0 | 0 | 0 | 0 | 0 | 0 | 0 | 0 | 0 | 0 | 0 | 0 | 0 | 0
F7_Industrial_Wood and Lumber Products_New_Process_Natural Gas_Gas Boiler - Insulate Hot Water Lines_A_Achievable Economic TRC Potential | F7 | Industrial | Wood and Lumber Products | New | Process | Natural Gas | Gas Boiler - Insulate Hot Water Lines | A | Cumulative Energy Savings (MWh or mTherms) | Achievable Economic TRC Potential | 0 | 0 | 0 | 0 | 0 | 0.011693 | 0.0255 | 0.041417 | 0.059425 | 0.079519 | 0.10175 | 0.12606 | 0.15247 | 0.18097 | 0.21154 | 0.24419 | 0.27892 | 0.31572 | 0.35459 | 0.3955 | 0.43846 | 0.48349 | 0.53053 | 0.57958 | 0.63064 | 0.63085 | 0.63105 | 0.63123 | 0 | 0 | 0
F8_Industrial_Wood and Lumber Products_New_Process_Natural Gas_Gas Boiler - Insulate Hot Water Lines_A_Achievable Economic TRC Potential | F8 | Industrial | Wood and Lumber Products | New | Process | Natural Gas | Gas Boiler - Insulate Hot Water Lines | A | Cumulative Summer Peak Savings (MW) | Achievable Economic TRC Potential | 0 | 0 | 0 | 0 | 0 | 0 | 0 | 0 | 0 | 0 | 0 | 0 | 0 | 0 | 0 | 0 | 0 | 0 | 0 | 0 | 0 | 0 | 0 | 0 | 0 | 0 | 0 | 0 | 0 | 0 | 0
F9_Industrial_Wood and Lumber Products_New_Process_Natural Gas_Gas Boiler - Insulate Hot Water Lines_A_Achievable Economic TRC Potential | F9 | Industrial | Wood and Lumber Products | New | Process | Natural Gas | Gas Boiler - Insulate Hot Water Lines | A | Cumulative Winter Peak Savings (MW) | Achievable Economic TRC Potential | 0 | 0 | 0 | 0 | 0 | 0 | 0 | 0 | 0 | 0 | 0 | 0 | 0 | 0 | 0 | 0 | 0 | 0 | 0 | 0 | 0 | 0 | 0 | 0 | 0 | 0 | 0 | 0 | 0 | 0 | 0
F10_Industrial_Wood and Lumber Products_New_Process_Natural Gas_Gas Boiler - Insulate Hot Water Lines_A_Achievable Economic TRC Potential | F10 | Industrial | Wood and Lumber Products | New | Process | Natural Gas | Gas Boiler - Insulate Hot Water Lines | A | Purchases (Incremental) | Achievable Economic TRC Potential | 0 | 0 | 0 | 0 | 0 | 0.1513 | 0.17925 | 0.20719 | 0.23496 | 0.26274 | 0.29055 | 0.318 | 0.34538 | 0.37271 | 0.3996 | 0.42659 | 0.45332 | 0.48006 | 0.50667 | 0.53303 | 0.55943 | 0.58572 | 0.61191 | 0.638 | 0.664 | 0.1513 | 0.17925 | 0.20719 | 0.23496 | 0.26274 | 0.29055
F11_Industrial_Wood and Lumber Products_New_Process_Natural Gas_Gas Boiler - Insulate Hot Water Lines_A_Achievable Economic TRC Potential | F11 | Industrial | Wood and Lumber Products | New | Process | Natural Gas | Gas Boiler - Insulate Hot Water Lines | A | Purchases (Cumulative) | Achievable Economic TRC Potential | 0 | 0 | 0 | 0 | 0 | 0.1513 | 0.33055 | 0.53774 | 0.7727 | 1.0354 | 1.326 | 1.644 | 1.9894 | 2.3621 | 2.7617 | 3.1883 | 3.6416 | 4.1216 | 4.6283 | 5.1613 | 5.7208 | 6.3065 | 6.9184 | 7.5564 | 8.2204 | 8.2204 | 8.2204 | 8.2204 | 8.2204 | 8.2204 | 8.2204
F1_Industrial_Wood and Lumber Products_New_Process_Natural Gas_Process - Insulate Heated Process Fluids_A_Achievable Economic TRC Potential | F1 | Industrial | Wood and Lumber Products | New | Process | Natural Gas | Process - Insulate Heated Process Fluids | A | Integrated Unit Energy Savings (kWh or therms) | Achievable Economic TRC Potential | 0 | 0 | 0 | 0 | 0 | 125.7698 | 125.7256 | 125.6881 | 125.6577 | 125.6289 | 125.6058 | 125.5912 | 125.583 | 125.5793 | 125.5787 | 125.5805 | 125.584 | 125.5886 | 125.594 | 125.5998 | 125.6105 | 125.6201 | 125.6289 | 125.6369 | 125.6443 | 125.6511 | 125.6574 | 125.6632 | 125.8253 | 125.8253 | 125.8253
F2_Industrial_Wood and Lumber Products_New_Process_Natural Gas_Process - Insulate Heated Process Fluids_A_Achievable Economic TRC Potential | F2 | Industrial | Wood and Lumber Products | New | Process | Natural Gas | Process - Insulate Heated Process Fluids | A | Integrated Unit Summer Peak Savings (kW) | Achievable Economic TRC Potential | 0 | 0 | 0 | 0 | 0 | 0 | 0 | 0 | 0 | 0 | 0 | 0 | 0 | 0 | 0 | 0 | 0 | 0 | 0 | 0 | 0 | 0 | 0 | 0 | 0 | 0 | 0 | 0 | 0 | 0 | 0
F3_Industrial_Wood and Lumber Products_New_Process_Natural Gas_Process - Insulate Heated Process Fluids_A_Achievable Economic TRC Potential | F3 | Industrial | Wood and Lumber Products | New | Process | Natural Gas | Process - Insulate Heated Process Fluids | A | Integrated Unit Winter Peak Savings (kW) | Achievable Economic TRC Potential | 0 | 0 | 0 | 0 | 0 | 0 | 0 | 0 | 0 | 0 | 0 | 0 | 0 | 0 | 0 | 0 | 0 | 0 | 0 | 0 | 0 | 0 | 0 | 0 | 0 | 0 | 0 | 0 | 0 | 0 | 0
F4_Industrial_Wood and Lumber Products_New_Process_Natural Gas_Process - Insulate Heated Process Fluids_A_Achievable Economic TRC Potential | F4 | Industrial | Wood and Lumber Products | New | Process | Natural Gas | Process - Insulate Heated Process Fluids | A | Incremental Energy Savings (MWh or mTherms) | Achievable Economic TRC Potential | 0 | 0 | 0 | 0 | 0 | 0.041626 | 0.049299 | 0.056964 | 0.064584 | 0.072204 | 0.071848 | 0.062903 | 0.054651 | 0.047178 | 0.040466 | 0.03456 | 0.029381 | 0.024892 | 0.021018 | 0.017691 | 0.014855 | 0.00010609 | 3.9586e-05 | 1.4071e-05 | 4.7758e-06 | 0.041587 | 0.049272 | 0.056953 | 0.06467 | 0.072317 | 0.071974
F5_Industrial_Wood and Lumber Products_New_Process_Natural Gas_Process - Insulate Heated Process Fluids_A_Achievable Economic TRC Potential | F5 | Industrial | Wood and Lumber Products | New | Process | Natural Gas | Process - Insulate Heated Process Fluids | A | Incremental Summer Peak Savings (MW) | Achievable Economic TRC Potential | 0 | 0 | 0 | 0 | 0 | 0 | 0 | 0 | 0 | 0 | 0 | 0 | 0 | 0 | 0 | 0 | 0 | 0 | 0 | 0 | 0 | 0 | 0 | 0 | 0 | 0 | 0 | 0 | 0 | 0 | 0
F6_Industrial_Wood and Lumber Products_New_Process_Natural Gas_Process - Insulate Heated Process Fluids_A_Achievable Economic TRC Potential | F6 | Industrial | Wood and Lumber Products | New | Process | Natural Gas | Process - Insulate Heated Process Fluids | A | Incremental Winter Peak Savings (MW) | Achievable Economic TRC Potential | 0 | 0 | 0 | 0 | 0 | 0 | 0 | 0 | 0 | 0 | 0 | 0 | 0 | 0 | 0 | 0 | 0 | 0 | 0 | 0 | 0 | 0 | 0 | 0 | 0 | 0 | 0 | 0 | 0 | 0 | 0
F7_Industrial_Wood and Lumber Products_New_Process_Natural Gas_Process - Insulate Heated Process Fluids_A_Achievable Economic TRC Potential | F7 | Industrial | Wood and Lumber Products | New | Process | Natural Gas | Process - Insulate Heated Process Fluids | A | Cumulative Energy Savings (MWh or mTherms) | Achievable Economic TRC Potential | 0 | 0 | 0 | 0 | 0 | 0.041626 | 0.09091 | 0.14785 | 0.2124 | 0.28455 | 0.35635 | 0.41921 | 0.47383 | 0.521 | 0.56146 | 0.59603 | 0.62542 | 0.65034 | 0.67139 | 0.68911 | 0.70402 | 0.70418 | 0.70427 | 0.70433 | 0.70438 | 0.70441 | 0.70445 | 0.70448 | 0 | 0 | 0
F8_Industrial_Wood and Lumber Products_New_Process_Natural Gas_Process - Insulate Heated Process Fluids_A_Achievable Economic TRC Potential | F8 | Industrial | Wood and Lumber Products | New | Process | Natural Gas | Process - Insulate Heated Process Fluids | A | Cumulative Summer Peak Savings (MW) | Achievable Economic TRC Potential | 0 | 0 | 0 | 0 | 0 | 0 | 0 | 0 | 0 | 0 | 0 | 0 | 0 | 0 | 0 | 0 | 0 | 0 | 0 | 0 | 0 | 0 | 0 | 0 | 0 | 0 | 0 | 0 | 0 | 0 | 0
F9_Industrial_Wood and Lumber Products_New_Process_Natural Gas_Process - Insulate Heated Process Fluids_A_Achievable Economic TRC Potential | F9 | Industrial | Wood and Lumber Products | New | Process | Natural Gas | Process - Insulate Heated Process Fluids | A | Cumulative Winter Peak Savings (MW) | Achievable Economic TRC Potential | 0 | 0 | 0 | 0 | 0 | 0 | 0 | 0 | 0 | 0 | 0 | 0 | 0 | 0 | 0 | 0 | 0 | 0 | 0 | 0 | 0 | 0 | 0 | 0 | 0 | 0 | 0 | 0 | 0 | 0 | 0
F10_Industrial_Wood and Lumber Products_New_Process_Natural Gas_Process - Insulate Heated Process Fluids_A_Achievable Economic TRC Potential | F10 | Industrial | Wood and Lumber Products | New | Process | Natural Gas | Process - Insulate Heated Process Fluids | A | Purchases (Incremental) | Achievable Economic TRC Potential | 0 | 0 | 0 | 0 | 0 | 0.33097 | 0.39211 | 0.45322 | 0.51396 | 0.57474 | 0.57201 | 0.50085 | 0.43518 | 0.37569 | 0.32223 | 0.2752 | 0.23396 | 0.19821 | 0.16735 | 0.14085 | 0.11826 | 0.00084452 | 0.0003151 | 0.000112 | 3.8011e-05 | 0.33097 | 0.39211 | 0.45322 | 0.51396 | 0.57474 | 0.57201
F11_Industrial_Wood and Lumber Products_New_Process_Natural Gas_Process - Insulate Heated Process Fluids_A_Achievable Economic TRC Potential | F11 | Industrial | Wood and Lumber Products | New | Process | Natural Gas | Process - Insulate Heated Process Fluids | A | Purchases (Cumulative) | Achievable Economic TRC Potential | 0 | 0 | 0 | 0 | 0 | 0.33097 | 0.72309 | 1.1763 | 1.6903 | 2.265 | 2.837 | 3.3379 | 3.7731 | 4.1487 | 4.471 | 4.7462 | 4.9801 | 5.1783 | 5.3457 | 5.4865 | 5.6048 | 5.6056 | 5.606 | 5.6061 | 5.6061 | 5.6061 | 5.6061 | 5.6061 | 5.6061 | 5.6061 | 5.6061
F1_Industrial_Wood and Lumber Products_New_Process_Natural Gas_Process Heat Recovery_A_Achievable Economic TRC Potential | F1 | Industrial | Wood and Lumber Products | New | Process | Natural Gas | Process Heat Recovery | A | Integrated Unit Energy Savings (kWh or therms) | Achievable Economic TRC Potential | 0 | 0 | 0 | 0 | 0 | 0.21029 | 0.20984 | 0.20944 | 0.20904 | 0.20865 | 0.20837 | 0.20813 | 0.20793 | 0.20776 | 0.20762 | 0.20752 | 0.20745 | 0.20741 | 0.20739 | 0.20739 | 0.20739 | 0.20742 | 0.20744 | 0.20746 | 0.20747 | 0.20759 | 0.2077 | 0.20781 | 0 | 0 | 0
F2_Industrial_Wood and Lumber Products_New_Process_Natural Gas_Process Heat Recovery_A_Achievable Economic TRC Potential | F2 | Industrial | Wood and Lumber Products | New | Process | Natural Gas | Process Heat Recovery | A | Integrated Unit Summer Peak Savings (kW) | Achievable Economic TRC Potential | 0 | 0 | 0 | 0 | 0 | 0 | 0 | 0 | 0 | 0 | 0 | 0 | 0 | 0 | 0 | 0 | 0 | 0 | 0 | 0 | 0 | 0 | 0 | 0 | 0 | 0 | 0 | 0 | 0 | 0 | 0
F3_Industrial_Wood and Lumber Products_New_Process_Natural Gas_Process Heat Recovery_A_Achievable Economic TRC Potential | F3 | Industrial | Wood and Lumber Products | New | Process | Natural Gas | Process Heat Recovery | A | Integrated Unit Winter Peak Savings (kW) | Achievable Economic TRC Potential | 0 | 0 | 0 | 0 | 0 | 0 | 0 | 0 | 0 | 0 | 0 | 0 | 0 | 0 | 0 | 0 | 0 | 0 | 0 | 0 | 0 | 0 | 0 | 0 | 0 | 0 | 0 | 0 | 0 | 0 | 0
F4_Industrial_Wood and Lumber Products_New_Process_Natural Gas_Process Heat Recovery_A_Achievable Economic TRC Potential | F4 | Industrial | Wood and Lumber Products | New | Process | Natural Gas | Process Heat Recovery | A | Incremental Energy Savings (MWh or mTherms) | Achievable Economic TRC Potential | 0 | 0 | 0 | 0 | 0 | 0 | 0 | 0 | 0 | 0 | 0 | 0 | 0 | 0 | 0 | 0 | 0 | 0 | 0 | 0 | 0 | 0 | 0 | 0 | 0 | 0 | 0 | 0 | 0 | 0 | 0
F5_Industrial_Wood and Lumber Products_New_Process_Natural Gas_Process Heat Recovery_A_Achievable Economic TRC Potential | F5 | Industrial | Wood and Lumber Products | New | Process | Natural Gas | Process Heat Recovery | A | Incremental Summer Peak Savings (MW) | Achievable Economic TRC Potential | 0 | 0 | 0 | 0 | 0 | 0 | 0 | 0 | 0 | 0 | 0 | 0 | 0 | 0 | 0 | 0 | 0 | 0 | 0 | 0 | 0 | 0 | 0 | 0 | 0 | 0 | 0 | 0 | 0 | 0 | 0
F6_Industrial_Wood and Lumber Products_New_Process_Natural Gas_Process Heat Recovery_A_Achievable Economic TRC Potential | F6 | Industrial | Wood and Lumber Products | New | Process | Natural Gas | Process Heat Recovery | A | Incremental Winter Peak Savings (MW) | Achievable Economic TRC Potential | 0 | 0 | 0 | 0 | 0 | 0 | 0 | 0 | 0 | 0 | 0 | 0 | 0 | 0 | 0 | 0 | 0 | 0 | 0 | 0 | 0 | 0 | 0 | 0 | 0 | 0 | 0 | 0 | 0 | 0 | 0
F7_Industrial_Wood and Lumber Products_New_Process_Natural Gas_Process Heat Recovery_A_Achievable Economic TRC Potential | F7 | Industrial | Wood and Lumber Products | New | Process | Natural Gas | Process Heat Recovery | A | Cumulative Energy Savings (MWh or mTherms) | Achievable Economic TRC Potential | 0 | 0 | 0 | 0 | 0 | 0 | 0 | 0 | 0 | 0 | 0 | 0 | 0 | 0 | 0 | 0 | 0 | 0 | 0 | 0 | 0 | 0 | 0 | 0 | 0 | 0 | 0 | 0 | 0 | 0 | 0
F8_Industrial_Wood and Lumber Products_New_Process_Natural Gas_Process Heat Recovery_A_Achievable Economic TRC Potential | F8 | Industrial | Wood and Lumber Products | New | Process | Natural Gas | Process Heat Recovery | A | Cumulative Summer Peak Savings (MW) | Achievable Economic TRC Potential | 0 | 0 | 0 | 0 | 0 | 0 | 0 | 0 | 0 | 0 | 0 | 0 | 0 | 0 | 0 | 0 | 0 | 0 | 0 | 0 | 0 | 0 | 0 | 0 | 0 | 0 | 0 | 0 | 0 | 0 | 0
F9_Industrial_Wood and Lumber Products_New_Process_Natural Gas_Process Heat Recovery_A_Achievable Economic TRC Potential | F9 | Industrial | Wood and Lumber Products | New | Process | Natural Gas | Process Heat Recovery | A | Cumulative Winter Peak Savings (MW) | Achievable Economic TRC Potential | 0 | 0 | 0 | 0 | 0 | 0 | 0 | 0 | 0 | 0 | 0 | 0 | 0 | 0 | 0 | 0 | 0 | 0 | 0 | 0 | 0 | 0 | 0 | 0 | 0 | 0 | 0 | 0 | 0 | 0 | 0
F10_Industrial_Wood and Lumber Products_New_Process_Natural Gas_Process Heat Recovery_A_Achievable Economic TRC Potential | F10 | Industrial | Wood and Lumber Products | New | Process | Natural Gas | Process Heat Recovery | A | Purchases (Incremental) | Achievable Economic TRC Potential | 0 | 0 | 0 | 0 | 0 | 0 | 0 | 0 | 0 | 0 | 0 | 0 | 0 | 0 | 0 | 0 | 0 | 0 | 0 | 0 | 0 | 0 | 0 | 0 | 0 | 0 | 0 | 0 | 0 | 0 | 0
F11_Industrial_Wood and Lumber Products_New_Process_Natural Gas_Process Heat Recovery_A_Achievable Economic TRC Potential | F11 | Industrial | Wood and Lumber Products | New | Process | Natural Gas | Process Heat Recovery | A | Purchases (Cumulative) | Achievable Economic TRC Potential | 0 | 0 | 0 | 0 | 0 | 0 | 0 | 0 | 0 | 0 | 0 | 0 | 0 | 0 | 0 | 0 | 0 | 0 | 0 | 0 | 0 | 0 | 0 | 0 | 0 | 0 | 0 | 0 | 0 | 0 | 0
F1_Industrial_Wood and Lumber Products_New_Space Heating_Natural Gas_Building Automation System_A_Achievable Economic TRC Potential | F1 | Industrial | Wood and Lumber Products | New | Space Heating | Natural Gas | Building Automation System | A | Integrated Unit Energy Savings (kWh or therms) | Achievable Economic TRC Potential | 0 | 0 | 0 | 0 | 0 | 0.014546 | 0.014308 | 0.01411 | 0.01394 | 0.013788 | 0.013652 | 0.013488 | 0.013312 | 0.013134 | 0.012959 | 0.012801 | 0.012658 | 0.012538 | 0.012378 | 0.012254 | 0.01216 | 0.012086 | 0.012044 | 0.012017 | 0.012001 | 0.011992 | 0.011987 | 0.011986 | 0 | 0 | 0
F2_Industrial_Wood and Lumber Products_New_Space Heating_Natural Gas_Building Automation System_A_Achievable Economic TRC Potential | F2 | Industrial | Wood and Lumber Products | New | Space Heating | Natural Gas | Building Automation System | A | Integrated Unit Summer Peak Savings (kW) | Achievable Economic TRC Potential | 0 | 0 | 0 | 0 | 0 | 0 | 0 | 0 | 0 | 0 | 0 | 0 | 0 | 0 | 0 | 0 | 0 | 0 | 0 | 0 | 0 | 0 | 0 | 0 | 0 | 0 | 0 | 0 | 0 | 0 | 0
F3_Industrial_Wood and Lumber Products_New_Space Heating_Natural Gas_Building Automation System_A_Achievable Economic TRC Potential | F3 | Industrial | Wood and Lumber Products | New | Space Heating | Natural Gas | Building Automation System | A | Integrated Unit Winter Peak Savings (kW) | Achievable Economic TRC Potential | 0 | 0 | 0 | 0 | 0 | 0 | 0 | 0 | 0 | 0 | 0 | 0 | 0 | 0 | 0 | 0 | 0 | 0 | 0 | 0 | 0 | 0 | 0 | 0 | 0 | 0 | 0 | 0 | 0 | 0 | 0
F4_Industrial_Wood and Lumber Products_New_Space Heating_Natural Gas_Building Automation System_A_Achievable Economic TRC Potential | F4 | Industrial | Wood and Lumber Products | New | Space Heating | Natural Gas | Building Automation System | A | Incremental Energy Savings (MWh or mTherms) | Achievable Economic TRC Potential | 0 | 0 | 0 | 0 | 0 | 2.5647e-05 | 5.9741e-05 | 0.00012091 | 0.00022036 | 0.00036994 | 0.0005801 | 0.00085332 | 0.0011858 | 0.0015615 | 0.0019478 | 0.0023045 | 0.0025761 | 0.0027136 | 0.0026652 | 0.0024406 | 0.0021021 | 0.0016727 | 0.0012057 | 0.00080133 | 0.00054315 | 0.00050956 | 0.00075832 | 0.0010676 | 0 | 0 | 0
F5_Industrial_Wood and Lumber Products_New_Space Heating_Natural Gas_Building Automation System_A_Achievable Economic TRC Potential | F5 | Industrial | Wood and Lumber Products | New | Space Heating | Natural Gas | Building Automation System | A | Incremental Summer Peak Savings (MW) | Achievable Economic TRC Potential | 0 | 0 | 0 | 0 | 0 | 0 | 0 | 0 | 0 | 0 | 0 | 0 | 0 | 0 | 0 | 0 | 0 | 0 | 0 | 0 | 0 | 0 | 0 | 0 | 0 | 0 | 0 | 0 | 0 | 0 | 0
F6_Industrial_Wood and Lumber Products_New_Space Heating_Natural Gas_Building Automation System_A_Achievable Economic TRC Potential | F6 | Industrial | Wood and Lumber Products | New | Space Heating | Natural Gas | Building Automation System | A | Incremental Winter Peak Savings (MW) | Achievable Economic TRC Potential | 0 | 0 | 0 | 0 | 0 | 0 | 0 | 0 | 0 | 0 | 0 | 0 | 0 | 0 | 0 | 0 | 0 | 0 | 0 | 0 | 0 | 0 | 0 | 0 | 0 | 0 | 0 | 0 | 0 | 0 | 0
F7_Industrial_Wood and Lumber Products_New_Space Heating_Natural Gas_Building Automation System_A_Achievable Economic TRC Potential | F7 | Industrial | Wood and Lumber Products | New | Space Heating | Natural Gas | Building Automation System | A | Cumulative Energy Savings (MWh or mTherms) | Achievable Economic TRC Potential | 0 | 0 | 0 | 0 | 0 | 2.5647e-05 | 8.4967e-05 | 0.00020471 | 0.0004226 | 0.00078792 | 0.0013602 | 0.0021973 | 0.0033544 | 0.004871 | 0.0067537 | 0.0089758 | 0.011452 | 0.014057 | 0.016542 | 0.018818 | 0.020755 | 0.02225 | 0.023276 | 0.023835 | 0.024023 | 0.024005 | 0.023995 | 0.023993 | 0 | 0 | 0
F8_Industrial_Wood and Lumber Products_New_Space Heating_Natural Gas_Building Automation System_A_Achievable Economic TRC Potential | F8 | Industrial | Wood and Lumber Products | New | Space Heating | Natural Gas | Building Automation System | A | Cumulative Summer Peak Savings (MW) | Achievable Economic TRC Potential | 0 | 0 | 0 | 0 | 0 | 0 | 0 | 0 | 0 | 0 | 0 | 0 | 0 | 0 | 0 | 0 | 0 | 0 | 0 | 0 | 0 | 0 | 0 | 0 | 0 | 0 | 0 | 0 | 0 | 0 | 0
F9_Industrial_Wood and Lumber Products_New_Space Heating_Natural Gas_Building Automation System_A_Achievable Economic TRC Potential | F9 | Industrial | Wood and Lumber Products | New | Space Heating | Natural Gas | Building Automation System | A | Cumulative Winter Peak Savings (MW) | Achievable Economic TRC Potential | 0 | 0 | 0 | 0 | 0 | 0 | 0 | 0 | 0 | 0 | 0 | 0 | 0 | 0 | 0 | 0 | 0 | 0 | 0 | 0 | 0 | 0 | 0 | 0 | 0 | 0 | 0 | 0 | 0 | 0 | 0
F10_Industrial_Wood and Lumber Products_New_Space Heating_Natural Gas_Building Automation System_A_Achievable Economic TRC Potential | F10 | Industrial | Wood and Lumber Products | New | Space Heating | Natural Gas | Building Automation System | A | Purchases (Incremental) | Achievable Economic TRC Potential | 0 | 0 | 0 | 0 | 0 | 1.7631 | 4.1755 | 8.5691 | 15.807 | 26.83 | 42.4933 | 63.2644 | 89.0747 | 118.8858 | 150.3094 | 180.0287 | 203.5194 | 216.4235 | 215.3218 | 199.168 | 172.8668 | 138.4043 | 100.1022 | 66.6812 | 45.2601 | 42.4933 | 63.2644 | 89.0747 | 118.8858 | 150.3094 | 180.0287
F11_Industrial_Wood and Lumber Products_New_Space Heating_Natural Gas_Building Automation System_A_Achievable Economic TRC Potential | F11 | Industrial | Wood and Lumber Products | New | Space Heating | Natural Gas | Building Automation System | A | Purchases (Cumulative) | Achievable Economic TRC Potential | 0 | 0 | 0 | 0 | 0 | 1.7631 | 5.9386 | 14.5077 | 30.3146 | 57.1447 | 99.6379 | 162.9023 | 251.977 | 370.8628 | 521.1722 | 701.2009 | 904.7204 | 1121.1439 | 1336.4657 | 1535.6337 | 1706.7374 | 1840.9662 | 1932.4994 | 1983.3736 | 2001.8036 | 2001.8036 | 2001.8036 | 2001.8036 | 2001.8036 | 2001.8036 | 2001.8036
F1_Industrial_Wood and Lumber Products_New_Space Heating_Natural Gas_Steam System Efficiency Improvements_A_Achievable Economic TRC Potential | F1 | Industrial | Wood and Lumber Products | New | Space Heating | Natural Gas | Steam System Efficiency Improvements | A | Integrated Unit Energy Savings (kWh or therms) | Achievable Economic TRC Potential | 0 | 0 | 0 | 0 | 0 | 0 | 0 | 0 | 0 | 0 | 0 | 0 | 0 | 0 | 0 | 0 | 0 | 0 | 0 | 0 | 0 | 0 | 0 | 0 | 0 | 0 | 0 | 0 | 0 | 0 | 0
F2_Industrial_Wood and Lumber Products_New_Space Heating_Natural Gas_Steam System Efficiency Improvements_A_Achievable Economic TRC Potential | F2 | Industrial | Wood and Lumber Products | New | Space Heating | Natural Gas | Steam System Efficiency Improvements | A | Integrated Unit Summer Peak Savings (kW) | Achievable Economic TRC Potential | 0 | 0 | 0 | 0 | 0 | 0 | 0 | 0 | 0 | 0 | 0 | 0 | 0 | 0 | 0 | 0 | 0 | 0 | 0 | 0 | 0 | 0 | 0 | 0 | 0 | 0 | 0 | 0 | 0 | 0 | 0
F3_Industrial_Wood and Lumber Products_New_Space Heating_Natural Gas_Steam System Efficiency Improvements_A_Achievable Economic TRC Potential | F3 | Industrial | Wood and Lumber Products | New | Space Heating | Natural Gas | Steam System Efficiency Improvements | A | Integrated Unit Winter Peak Savings (kW) | Achievable Economic TRC Potential | 0 | 0 | 0 | 0 | 0 | 0 | 0 | 0 | 0 | 0 | 0 | 0 | 0 | 0 | 0 | 0 | 0 | 0 | 0 | 0 | 0 | 0 | 0 | 0 | 0 | 0 | 0 | 0 | 0 | 0 | 0
F4_Industrial_Wood and Lumber Products_New_Space Heating_Natural Gas_Steam System Efficiency Improvements_A_Achievable Economic TRC Potential | F4 | Industrial | Wood and Lumber Products | New | Space Heating | Natural Gas | Steam System Efficiency Improvements | A | Incremental Energy Savings (MWh or mTherms) | Achievable Economic TRC Potential | 0 | 0 | 0 | 0 | 0 | 0 | 0 | 0 | 0 | 0 | 0 | 0 | 0 | 0 | 0 | 0 | 0 | 0 | 0 | 0 | 0 | 0 | 0 | 0 | 0 | 0 | 0 | 0 | 0 | 0 | 0
F5_Industrial_Wood and Lumber Products_New_Space Heating_Natural Gas_Steam System Efficiency Improvements_A_Achievable Economic TRC Potential | F5 | Industrial | Wood and Lumber Products | New | Space Heating | Natural Gas | Steam System Efficiency Improvements | A | Incremental Summer Peak Savings (MW) | Achievable Economic TRC Potential | 0 | 0 | 0 | 0 | 0 | 0 | 0 | 0 | 0 | 0 | 0 | 0 | 0 | 0 | 0 | 0 | 0 | 0 | 0 | 0 | 0 | 0 | 0 | 0 | 0 | 0 | 0 | 0 | 0 | 0 | 0
F6_Industrial_Wood and Lumber Products_New_Space Heating_Natural Gas_Steam System Efficiency Improvements_A_Achievable Economic TRC Potential | F6 | Industrial | Wood and Lumber Products | New | Space Heating | Natural Gas | Steam System Efficiency Improvements | A | Incremental Winter Peak Savings (MW) | Achievable Economic TRC Potential | 0 | 0 | 0 | 0 | 0 | 0 | 0 | 0 | 0 | 0 | 0 | 0 | 0 | 0 | 0 | 0 | 0 | 0 | 0 | 0 | 0 | 0 | 0 | 0 | 0 | 0 | 0 | 0 | 0 | 0 | 0
F7_Industrial_Wood and Lumber Products_New_Space Heating_Natural Gas_Steam System Efficiency Improvements_A_Achievable Economic TRC Potential | F7 | Industrial | Wood and Lumber Products | New | Space Heating | Natural Gas | Steam System Efficiency Improvements | A | Cumulative Energy Savings (MWh or mTherms) | Achievable Economic TRC Potential | 0 | 0 | 0 | 0 | 0 | 0 | 0 | 0 | 0 | 0 | 0 | 0 | 0 | 0 | 0 | 0 | 0 | 0 | 0 | 0 | 0 | 0 | 0 | 0 | 0 | 0 | 0 | 0 | 0 | 0 | 0
F8_Industrial_Wood and Lumber Products_New_Space Heating_Natural Gas_Steam System Efficiency Improvements_A_Achievable Economic TRC Potential | F8 | Industrial | Wood and Lumber Products | New | Space Heating | Natural Gas | Steam System Efficiency Improvements | A | Cumulative Summer Peak Savings (MW) | Achievable Economic TRC Potential | 0 | 0 | 0 | 0 | 0 | 0 | 0 | 0 | 0 | 0 | 0 | 0 | 0 | 0 | 0 | 0 | 0 | 0 | 0 | 0 | 0 | 0 | 0 | 0 | 0 | 0 | 0 | 0 | 0 | 0 | 0
F9_Industrial_Wood and Lumber Products_New_Space Heating_Natural Gas_Steam System Efficiency Improvements_A_Achievable Economic TRC Potential | F9 | Industrial | Wood and Lumber Products | New | Space Heating | Natural Gas | Steam System Efficiency Improvements | A | Cumulative Winter Peak Savings (MW) | Achievable Economic TRC Potential | 0 | 0 | 0 | 0 | 0 | 0 | 0 | 0 | 0 | 0 | 0 | 0 | 0 | 0 | 0 | 0 | 0 | 0 | 0 | 0 | 0 | 0 | 0 | 0 | 0 | 0 | 0 | 0 | 0 | 0 | 0
F10_Industrial_Wood and Lumber Products_New_Space Heating_Natural Gas_Steam System Efficiency Improvements_A_Achievable Economic TRC Potential | F10 | Industrial | Wood and Lumber Products | New | Space Heating | Natural Gas | Steam System Efficiency Improvements | A | Purchases (Incremental) | Achievable Economic TRC Potential | 0 | 0 | 0 | 0 | 0 | 0 | 0 | 0 | 0 | 0 | 0 | 0 | 0 | 0 | 0 | 0 | 0 | 0 | 0 | 0 | 0 | 0 | 0 | 0 | 0 | 0 | 0 | 0 | 0 | 0 | 0
F11_Industrial_Wood and Lumber Products_New_Space Heating_Natural Gas_Steam System Efficiency Improvements_A_Achievable Economic TRC Potential | F11 | Industrial | Wood and Lumber Products | New | Space Heating | Natural Gas | Steam System Efficiency Improvements | A | Purchases (Cumulative) | Achievable Economic TRC Potential | 0 | 0 | 0 | 0 | 0 | 0 | 0 | 0 | 0 | 0 | 0 | 0 | 0 | 0 | 0 | 0 | 0 | 0 | 0 | 0 | 0 | 0 | 0 | 0 | 0 | 0 | 0 | 0 | 0 | 0 | 0
F1_Industrial_Wood and Lumber Products_New_Process_Natural Gas_Steam System Efficiency Improvements_A_Achievable Economic TRC Potential | F1 | Industrial | Wood and Lumber Products | New | Process | Natural Gas | Steam System Efficiency Improvements | A | Integrated Unit Energy Savings (kWh or therms) | Achievable Economic TRC Potential | 0 | 0 | 0 | 0 | 0 | 0.983 | 0.98125 | 0.97968 | 0.97824 | 0.97686 | 0.97602 | 0.97538 | 0.97489 | 0.97455 | 0.97433 | 0.97424 | 0.97426 | 0.97436 | 0.97451 | 0.97468 | 0.97491 | 0.97518 | 0.97543 | 0.97565 | 0.97586 | 0.97621 | 0.97653 | 0.97682 | 0.98506 | 0.98506 | 0.98506
F2_Industrial_Wood and Lumber Products_New_Process_Natural Gas_Steam System Efficiency Improvements_A_Achievable Economic TRC Potential | F2 | Industrial | Wood and Lumber Products | New | Process | Natural Gas | Steam System Efficiency Improvements | A | Integrated Unit Summer Peak Savings (kW) | Achievable Economic TRC Potential | 0 | 0 | 0 | 0 | 0 | 0 | 0 | 0 | 0 | 0 | 0 | 0 | 0 | 0 | 0 | 0 | 0 | 0 | 0 | 0 | 0 | 0 | 0 | 0 | 0 | 0 | 0 | 0 | 0 | 0 | 0
F3_Industrial_Wood and Lumber Products_New_Process_Natural Gas_Steam System Efficiency Improvements_A_Achievable Economic TRC Potential | F3 | Industrial | Wood and Lumber Products | New | Process | Natural Gas | Steam System Efficiency Improvements | A | Integrated Unit Winter Peak Savings (kW) | Achievable Economic TRC Potential | 0 | 0 | 0 | 0 | 0 | 0 | 0 | 0 | 0 | 0 | 0 | 0 | 0 | 0 | 0 | 0 | 0 | 0 | 0 | 0 | 0 | 0 | 0 | 0 | 0 | 0 | 0 | 0 | 0 | 0 | 0
F4_Industrial_Wood and Lumber Products_New_Process_Natural Gas_Steam System Efficiency Improvements_A_Achievable Economic TRC Potential | F4 | Industrial | Wood and Lumber Products | New | Process | Natural Gas | Steam System Efficiency Improvements | A | Incremental Energy Savings (MWh or mTherms) | Achievable Economic TRC Potential | 0 | 0 | 0 | 0 | 0 | 0 | 0 | 0 | 0 | 0 | 0 | 0 | 0 | 0 | 0 | 0 | 0 | 0 | 0.00015194 | 0.00031958 | 0.00059567 | 0.0010148 | 0.0016095 | 0.002404 | 0.0034042 | 0.0045869 | 0.0058877 | 0.0071952 | 0.0084229 | 0.00926 | 0.009599
F5_Industrial_Wood and Lumber Products_New_Process_Natural Gas_Steam System Efficiency Improvements_A_Achievable Economic TRC Potential | F5 | Industrial | Wood and Lumber Products | New | Process | Natural Gas | Steam System Efficiency Improvements | A | Incremental Summer Peak Savings (MW) | Achievable Economic TRC Potential | 0 | 0 | 0 | 0 | 0 | 0 | 0 | 0 | 0 | 0 | 0 | 0 | 0 | 0 | 0 | 0 | 0 | 0 | 0 | 0 | 0 | 0 | 0 | 0 | 0 | 0 | 0 | 0 | 0 | 0 | 0
F6_Industrial_Wood and Lumber Products_New_Process_Natural Gas_Steam System Efficiency Improvements_A_Achievable Economic TRC Potential | F6 | Industrial | Wood and Lumber Products | New | Process | Natural Gas | Steam System Efficiency Improvements | A | Incremental Winter Peak Savings (MW) | Achievable Economic TRC Potential | 0 | 0 | 0 | 0 | 0 | 0 | 0 | 0 | 0 | 0 | 0 | 0 | 0 | 0 | 0 | 0 | 0 | 0 | 0 | 0 | 0 | 0 | 0 | 0 | 0 | 0 | 0 | 0 | 0 | 0 | 0
F7_Industrial_Wood and Lumber Products_New_Process_Natural Gas_Steam System Efficiency Improvements_A_Achievable Economic TRC Potential | F7 | Industrial | Wood and Lumber Products | New | Process | Natural Gas | Steam System Efficiency Improvements | A | Cumulative Energy Savings (MWh or mTherms) | Achievable Economic TRC Potential | 0 | 0 | 0 | 0 | 0 | 0 | 0 | 0 | 0 | 0 | 0 | 0 | 0 | 0 | 0 | 0 | 0 | 0 | 0.00015194 | 0.00047155 | 0.0010673 | 0.0020824 | 0.0036924 | 0.0059452 | 0.0090307 | 0.013024 | 0.0179 | 0.023489 | 0 | 0 | 0
F8_Industrial_Wood and Lumber Products_New_Process_Natural Gas_Steam System Efficiency Improvements_A_Achievable Economic TRC Potential | F8 | Industrial | Wood and Lumber Products | New | Process | Natural Gas | Steam System Efficiency Improvements | A | Cumulative Summer Peak Savings (MW) | Achievable Economic TRC Potential | 0 | 0 | 0 | 0 | 0 | 0 | 0 | 0 | 0 | 0 | 0 | 0 | 0 | 0 | 0 | 0 | 0 | 0 | 0 | 0 | 0 | 0 | 0 | 0 | 0 | 0 | 0 | 0 | 0 | 0 | 0
F9_Industrial_Wood and Lumber Products_New_Process_Natural Gas_Steam System Efficiency Improvements_A_Achievable Economic TRC Potential | F9 | Industrial | Wood and Lumber Products | New | Process | Natural Gas | Steam System Efficiency Improvements | A | Cumulative Winter Peak Savings (MW) | Achievable Economic TRC Potential | 0 | 0 | 0 | 0 | 0 | 0 | 0 | 0 | 0 | 0 | 0 | 0 | 0 | 0 | 0 | 0 | 0 | 0 | 0 | 0 | 0 | 0 | 0 | 0 | 0 | 0 | 0 | 0 | 0 | 0 | 0
F10_Industrial_Wood and Lumber Products_New_Process_Natural Gas_Steam System Efficiency Improvements_A_Achievable Economic TRC Potential | F10 | Industrial | Wood and Lumber Products | New | Process | Natural Gas | Steam System Efficiency Improvements | A | Purchases (Incremental) | Achievable Economic TRC Potential | 0 | 0 | 0 | 0 | 0 | 0 | 0 | 0 | 0 | 0 | 0 | 0 | 0 | 0 | 0 | 0 | 0 | 0 | 0.15592 | 0.32788 | 0.611 | 1.0406 | 1.6501 | 2.464 | 3.4884 | 4.6987 | 6.0292 | 7.3659 | 8.5506 | 9.4004 | 9.7446
F11_Industrial_Wood and Lumber Products_New_Process_Natural Gas_Steam System Efficiency Improvements_A_Achievable Economic TRC Potential | F11 | Industrial | Wood and Lumber Products | New | Process | Natural Gas | Steam System Efficiency Improvements | A | Purchases (Cumulative) | Achievable Economic TRC Potential | 0 | 0 | 0 | 0 | 0 | 0 | 0 | 0 | 0 | 0 | 0 | 0 | 0 | 0 | 0 | 0 | 0 | 0 | 0.15592 | 0.4838 | 1.0948 | 2.1354 | 3.7855 | 6.0936 | 9.2541 | 13.3418 | 18.3304 | 24.0462 | 30.1328 | 36.0449 | 41.0907
F1_Industrial_Wood and Lumber Products_New_Space Heating_Natural Gas_Strategic Energy Management_A_Achievable Economic TRC Potential | F1 | Industrial | Wood and Lumber Products | New | Space Heating | Natural Gas | Strategic Energy Management | A | Integrated Unit Energy Savings (kWh or therms) | Achievable Economic TRC Potential | 0 | 0 | 0 | 0 | 0 | 5.2312 | 5.1463 | 5.076 | 5.0156 | 4.9614 | 4.9124 | 4.8537 | 4.7904 | 4.7264 | 4.6633 | 4.6064 | 4.5551 | 4.5121 | 4.4543 | 4.4099 | 4.3762 | 4.3494 | 4.3345 | 4.3248 | 4.3188 | 4.3154 | 4.3134 | 4.3129 | 0 | 0 | 0
F2_Industrial_Wood and Lumber Products_New_Space Heating_Natural Gas_Strategic Energy Management_A_Achievable Economic TRC Potential | F2 | Industrial | Wood and Lumber Products | New | Space Heating | Natural Gas | Strategic Energy Management | A | Integrated Unit Summer Peak Savings (kW) | Achievable Economic TRC Potential | 0 | 0 | 0 | 0 | 0 | 0 | 0 | 0 | 0 | 0 | 0 | 0 | 0 | 0 | 0 | 0 | 0 | 0 | 0 | 0 | 0 | 0 | 0 | 0 | 0 | 0 | 0 | 0 | 0 | 0 | 0
F3_Industrial_Wood and Lumber Products_New_Space Heating_Natural Gas_Strategic Energy Management_A_Achievable Economic TRC Potential | F3 | Industrial | Wood and Lumber Products | New | Space Heating | Natural Gas | Strategic Energy Management | A | Integrated Unit Winter Peak Savings (kW) | Achievable Economic TRC Potential | 0 | 0 | 0 | 0 | 0 | 0 | 0 | 0 | 0 | 0 | 0 | 0 | 0 | 0 | 0 | 0 | 0 | 0 | 0 | 0 | 0 | 0 | 0 | 0 | 0 | 0 | 0 | 0 | 0 | 0 | 0
F4_Industrial_Wood and Lumber Products_New_Space Heating_Natural Gas_Strategic Energy Management_A_Achievable Economic TRC Potential | F4 | Industrial | Wood and Lumber Products | New | Space Heating | Natural Gas | Strategic Energy Management | A | Incremental Energy Savings (MWh or mTherms) | Achievable Economic TRC Potential | 0 | 0 | 0 | 0 | 0 | 0.0001613 | 0.00018799 | 0.00021432 | 0.00024016 | 0.00026566 | 0.00029087 | 0.00031455 | 0.00033718 | 0.00035899 | 0.00037975 | 0.00040046 | 0.00042082 | 0.00044143 | 0.00045993 | 0.00047904 | 0.00049892 | 0.00051916 | 0.00054052 | 0.0005623 | 0.00058441 | 0.00049198 | 0.00051487 | 0.00053783 | 0 | 0 | 0
F5_Industrial_Wood and Lumber Products_New_Space Heating_Natural Gas_Strategic Energy Management_A_Achievable Economic TRC Potential | F5 | Industrial | Wood and Lumber Products | New | Space Heating | Natural Gas | Strategic Energy Management | A | Incremental Summer Peak Savings (MW) | Achievable Economic TRC Potential | 0 | 0 | 0 | 0 | 0 | 0 | 0 | 0 | 0 | 0 | 0 | 0 | 0 | 0 | 0 | 0 | 0 | 0 | 0 | 0 | 0 | 0 | 0 | 0 | 0 | 0 | 0 | 0 | 0 | 0 | 0
F6_Industrial_Wood and Lumber Products_New_Space Heating_Natural Gas_Strategic Energy Management_A_Achievable Economic TRC Potential | F6 | Industrial | Wood and Lumber Products | New | Space Heating | Natural Gas | Strategic Energy Management | A | Incremental Winter Peak Savings (MW) | Achievable Economic TRC Potential | 0 | 0 | 0 | 0 | 0 | 0 | 0 | 0 | 0 | 0 | 0 | 0 | 0 | 0 | 0 | 0 | 0 | 0 | 0 | 0 | 0 | 0 | 0 | 0 | 0 | 0 | 0 | 0 | 0 | 0 | 0
F7_Industrial_Wood and Lumber Products_New_Space Heating_Natural Gas_Strategic Energy Management_A_Achievable Economic TRC Potential | F7 | Industrial | Wood and Lumber Products | New | Space Heating | Natural Gas | Strategic Energy Management | A | Cumulative Energy Savings (MWh or mTherms) | Achievable Economic TRC Potential | 0 | 0 | 0 | 0 | 0 | 0.0001613 | 0.00034667 | 0.00055627 | 0.0007898 | 0.0010469 | 0.001176 | 0.0012992 | 0.0014171 | 0.0015309 | 0.0016405 | 0.0017482 | 0.0018544 | 0.0019607 | 0.0020572 | 0.0021566 | 0.0022586 | 0.0023621 | 0.0024705 | 0.0025807 | 0.0026924 | 0.0026902 | 0.002689 | 0.0026887 | 0 | 0 | 0
F8_Industrial_Wood and Lumber Products_New_Space Heating_Natural Gas_Strategic Energy Management_A_Achievable Economic TRC Potential | F8 | Industrial | Wood and Lumber Products | New | Space Heating | Natural Gas | Strategic Energy Management | A | Cumulative Summer Peak Savings (MW) | Achievable Economic TRC Potential | 0 | 0 | 0 | 0 | 0 | 0 | 0 | 0 | 0 | 0 | 0 | 0 | 0 | 0 | 0 | 0 | 0 | 0 | 0 | 0 | 0 | 0 | 0 | 0 | 0 | 0 | 0 | 0 | 0 | 0 | 0
F9_Industrial_Wood and Lumber Products_New_Space Heating_Natural Gas_Strategic Energy Management_A_Achievable Economic TRC Potential | F9 | Industrial | Wood and Lumber Products | New | Space Heating | Natural Gas | Strategic Energy Management | A | Cumulative Winter Peak Savings (MW) | Achievable Economic TRC Potential | 0 | 0 | 0 | 0 | 0 | 0 | 0 | 0 | 0 | 0 | 0 | 0 | 0 | 0 | 0 | 0 | 0 | 0 | 0 | 0 | 0 | 0 | 0 | 0 | 0 | 0 | 0 | 0 | 0 | 0 | 0
F10_Industrial_Wood and Lumber Products_New_Space Heating_Natural Gas_Strategic Energy Management_A_Achievable Economic TRC Potential | F10 | Industrial | Wood and Lumber Products | New | Space Heating | Natural Gas | Strategic Energy Management | A | Purchases (Incremental) | Achievable Economic TRC Potential | 0 | 0 | 0 | 0 | 0 | 0.030834 | 0.03653 | 0.042223 | 0.047882 | 0.053544 | 0.059211 | 0.064806 | 0.070386 | 0.075954 | 0.081434 | 0.086935 | 0.092383 | 0.097832 | 0.10325 | 0.10863 | 0.11401 | 0.11936 | 0.1247 | 0.13002 | 0.13532 | 0.11401 | 0.11936 | 0.1247 | 0.13002 | 0.13532 | 0.11401
F11_Industrial_Wood and Lumber Products_New_Space Heating_Natural Gas_Strategic Energy Management_A_Achievable Economic TRC Potential | F11 | Industrial | Wood and Lumber Products | New | Space Heating | Natural Gas | Strategic Energy Management | A | Purchases (Cumulative) | Achievable Economic TRC Potential | 0 | 0 | 0 | 0 | 0 | 0.030834 | 0.067364 | 0.10959 | 0.15747 | 0.21101 | 0.23939 | 0.26767 | 0.29583 | 0.3239 | 0.35179 | 0.37951 | 0.40709 | 0.43454 | 0.46184 | 0.48903 | 0.5161 | 0.54309 | 0.56995 | 0.59672 | 0.62341 | 0.62341 | 0.62341 | 0.62341 | 0.62341 | 0.62341 | 0.62341
F1_Industrial_Wood and Lumber Products_New_Process_Natural Gas_Strategic Energy Management_A_Achievable Economic TRC Potential | F1 | Industrial | Wood and Lumber Products | New | Process | Natural Gas | Strategic Energy Management | A | Integrated Unit Energy Savings (kWh or therms) | Achievable Economic TRC Potential | 0 | 0 | 0 | 0 | 0 | 8.9341 | 8.9244 | 8.9157 | 8.9076 | 8.8998 | 8.8929 | 8.8877 | 8.8838 | 8.8812 | 8.8796 | 8.8791 | 8.8795 | 8.8807 | 8.8823 | 8.8841 | 8.8863 | 8.889 | 8.8914 | 8.8936 | 8.8956 | 8.8975 | 8.8992 | 8.9008 | 0 | 0 | 0
F2_Industrial_Wood and Lumber Products_New_Process_Natural Gas_Strategic Energy Management_A_Achievable Economic TRC Potential | F2 | Industrial | Wood and Lumber Products | New | Process | Natural Gas | Strategic Energy Management | A | Integrated Unit Summer Peak Savings (kW) | Achievable Economic TRC Potential | 0 | 0 | 0 | 0 | 0 | 0 | 0 | 0 | 0 | 0 | 0 | 0 | 0 | 0 | 0 | 0 | 0 | 0 | 0 | 0 | 0 | 0 | 0 | 0 | 0 | 0 | 0 | 0 | 0 | 0 | 0
F3_Industrial_Wood and Lumber Products_New_Process_Natural Gas_Strategic Energy Management_A_Achievable Economic TRC Potential | F3 | Industrial | Wood and Lumber Products | New | Process | Natural Gas | Strategic Energy Management | A | Integrated Unit Winter Peak Savings (kW) | Achievable Economic TRC Potential | 0 | 0 | 0 | 0 | 0 | 0 | 0 | 0 | 0 | 0 | 0 | 0 | 0 | 0 | 0 | 0 | 0 | 0 | 0 | 0 | 0 | 0 | 0 | 0 | 0 | 0 | 0 | 0 | 0 | 0 | 0
F4_Industrial_Wood and Lumber Products_New_Process_Natural Gas_Strategic Energy Management_A_Achievable Economic TRC Potential | F4 | Industrial | Wood and Lumber Products | New | Process | Natural Gas | Strategic Energy Management | A | Incremental Energy Savings (MWh or mTherms) | Achievable Economic TRC Potential | 0 | 0 | 0 | 0 | 0 | 0.048663 | 0.05759 | 0.066499 | 0.075344 | 0.08418 | 0.093018 | 0.10175 | 0.11046 | 0.11916 | 0.12774 | 0.13636 | 0.14491 | 0.15348 | 0.16201 | 0.17048 | 0.17897 | 0.18743 | 0.19587 | 0.20427 | 0.21264 | 0.17919 | 0.18765 | 0.19607 | 0 | 0 | 0
F5_Industrial_Wood and Lumber Products_New_Process_Natural Gas_Strategic Energy Management_A_Achievable Economic TRC Potential | F5 | Industrial | Wood and Lumber Products | New | Process | Natural Gas | Strategic Energy Management | A | Incremental Summer Peak Savings (MW) | Achievable Economic TRC Potential | 0 | 0 | 0 | 0 | 0 | 0 | 0 | 0 | 0 | 0 | 0 | 0 | 0 | 0 | 0 | 0 | 0 | 0 | 0 | 0 | 0 | 0 | 0 | 0 | 0 | 0 | 0 | 0 | 0 | 0 | 0
F6_Industrial_Wood and Lumber Products_New_Process_Natural Gas_Strategic Energy Management_A_Achievable Economic TRC Potential | F6 | Industrial | Wood and Lumber Products | New | Process | Natural Gas | Strategic Energy Management | A | Incremental Winter Peak Savings (MW) | Achievable Economic TRC Potential | 0 | 0 | 0 | 0 | 0 | 0 | 0 | 0 | 0 | 0 | 0 | 0 | 0 | 0 | 0 | 0 | 0 | 0 | 0 | 0 | 0 | 0 | 0 | 0 | 0 | 0 | 0 | 0 | 0 | 0 | 0
F7_Industrial_Wood and Lumber Products_New_Process_Natural Gas_Strategic Energy Management_A_Achievable Economic TRC Potential | F7 | Industrial | Wood and Lumber Products | New | Process | Natural Gas | Strategic Energy Management | A | Cumulative Energy Savings (MWh or mTherms) | Achievable Economic TRC Potential | 0 | 0 | 0 | 0 | 0 | 0.048663 | 0.1062 | 0.1726 | 0.24778 | 0.33175 | 0.37607 | 0.42024 | 0.46426 | 0.50816 | 0.55182 | 0.59527 | 0.63856 | 0.6817 | 0.72466 | 0.76748 | 0.81017 | 0.85278 | 0.89521 | 0.93748 | 0.97964 | 0.97984 | 0.98004 | 0.98021 | 0 | 0 | 0
F8_Industrial_Wood and Lumber Products_New_Process_Natural Gas_Strategic Energy Management_A_Achievable Economic TRC Potential | F8 | Industrial | Wood and Lumber Products | New | Process | Natural Gas | Strategic Energy Management | A | Cumulative Summer Peak Savings (MW) | Achievable Economic TRC Potential | 0 | 0 | 0 | 0 | 0 | 0 | 0 | 0 | 0 | 0 | 0 | 0 | 0 | 0 | 0 | 0 | 0 | 0 | 0 | 0 | 0 | 0 | 0 | 0 | 0 | 0 | 0 | 0 | 0 | 0 | 0
F9_Industrial_Wood and Lumber Products_New_Process_Natural Gas_Strategic Energy Management_A_Achievable Economic TRC Potential | F9 | Industrial | Wood and Lumber Products | New | Process | Natural Gas | Strategic Energy Management | A | Cumulative Winter Peak Savings (MW) | Achievable Economic TRC Potential | 0 | 0 | 0 | 0 | 0 | 0 | 0 | 0 | 0 | 0 | 0 | 0 | 0 | 0 | 0 | 0 | 0 | 0 | 0 | 0 | 0 | 0 | 0 | 0 | 0 | 0 | 0 | 0 | 0 | 0 | 0
F10_Industrial_Wood and Lumber Products_New_Process_Natural Gas_Strategic Energy Management_A_Achievable Economic TRC Potential | F10 | Industrial | Wood and Lumber Products | New | Process | Natural Gas | Strategic Energy Management | A | Purchases (Incremental) | Achievable Economic TRC Potential | 0 | 0 | 0 | 0 | 0 | 5.4469 | 6.4531 | 7.4587 | 8.4584 | 9.4587 | 10.4597 | 11.4481 | 12.4338 | 13.4174 | 14.3854 | 15.3572 | 16.3196 | 17.2822 | 18.24 | 19.1892 | 20.1395 | 21.0859 | 22.0286 | 22.9679 | 23.904 | 20.1395 | 21.0859 | 22.0286 | 22.9679 | 23.904 | 20.1395
F11_Industrial_Wood and Lumber Products_New_Process_Natural Gas_Strategic Energy Management_A_Achievable Economic TRC Potential | F11 | Industrial | Wood and Lumber Products | New | Process | Natural Gas | Strategic Energy Management | A | Purchases (Cumulative) | Achievable Economic TRC Potential | 0 | 0 | 0 | 0 | 0 | 5.4469 | 11.9 | 19.3587 | 27.8171 | 37.2757 | 42.2886 | 47.2836 | 52.2587 | 57.2176 | 62.1444 | 67.0419 | 71.9134 | 76.7619 | 81.5845 | 86.3882 | 91.1706 | 95.9369 | 100.6833 | 105.4112 | 110.126 | 110.126 | 110.126 | 110.126 | 110.126 | 110.126 | 110.126
F1_Industrial_Wood and Lumber Products_New_Miscellaneous_Natural Gas_Strategic Energy Management_A_Achievable Economic TRC Potential | F1 | Industrial | Wood and Lumber Products | New | Miscellaneous | Natural Gas | Strategic Energy Management | A | Integrated Unit Energy Savings (kWh or therms) | Achievable Economic TRC Potential | 0 | 0 | 0 | 0 | 0 | 3.4004 | 3.4004 | 3.4004 | 3.4004 | 3.4004 | 3.4004 | 3.4004 | 3.4004 | 3.4004 | 3.4004 | 3.4004 | 3.4004 | 3.4004 | 3.4004 | 3.4004 | 3.4004 | 3.4004 | 3.4004 | 3.4004 | 3.4004 | 3.4004 | 3.4004 | 3.4004 | 0 | 0 | 0
F2_Industrial_Wood and Lumber Products_New_Miscellaneous_Natural Gas_Strategic Energy Management_A_Achievable Economic TRC Potential | F2 | Industrial | Wood and Lumber Products | New | Miscellaneous | Natural Gas | Strategic Energy Management | A | Integrated Unit Summer Peak Savings (kW) | Achievable Economic TRC Potential | 0 | 0 | 0 | 0 | 0 | 0 | 0 | 0 | 0 | 0 | 0 | 0 | 0 | 0 | 0 | 0 | 0 | 0 | 0 | 0 | 0 | 0 | 0 | 0 | 0 | 0 | 0 | 0 | 0 | 0 | 0
F3_Industrial_Wood and Lumber Products_New_Miscellaneous_Natural Gas_Strategic Energy Management_A_Achievable Economic TRC Potential | F3 | Industrial | Wood and Lumber Products | New | Miscellaneous | Natural Gas | Strategic Energy Management | A | Integrated Unit Winter Peak Savings (kW) | Achievable Economic TRC Potential | 0 | 0 | 0 | 0 | 0 | 0 | 0 | 0 | 0 | 0 | 0 | 0 | 0 | 0 | 0 | 0 | 0 | 0 | 0 | 0 | 0 | 0 | 0 | 0 | 0 | 0 | 0 | 0 | 0 | 0 | 0
F4_Industrial_Wood and Lumber Products_New_Miscellaneous_Natural Gas_Strategic Energy Management_A_Achievable Economic TRC Potential | F4 | Industrial | Wood and Lumber Products | New | Miscellaneous | Natural Gas | Strategic Energy Management | A | Incremental Energy Savings (MWh or mTherms) | Achievable Economic TRC Potential | 0 | 0 | 0 | 0 | 0 | 0.0046305 | 0.0054858 | 0.0063407 | 0.0071906 | 0.0080409 | 0.0088919 | 0.0097321 | 0.01057 | 0.011406 | 0.012229 | 0.013055 | 0.013874 | 0.014692 | 0.015506 | 0.016313 | 0.017121 | 0.017925 | 0.018727 | 0.019525 | 0.020321 | 0.017121 | 0.017925 | 0.018727 | 0 | 0 | 0
F5_Industrial_Wood and Lumber Products_New_Miscellaneous_Natural Gas_Strategic Energy Management_A_Achievable Economic TRC Potential | F5 | Industrial | Wood and Lumber Products | New | Miscellaneous | Natural Gas | Strategic Energy Management | A | Incremental Summer Peak Savings (MW) | Achievable Economic TRC Potential | 0 | 0 | 0 | 0 | 0 | 0 | 0 | 0 | 0 | 0 | 0 | 0 | 0 | 0 | 0 | 0 | 0 | 0 | 0 | 0 | 0 | 0 | 0 | 0 | 0 | 0 | 0 | 0 | 0 | 0 | 0
F6_Industrial_Wood and Lumber Products_New_Miscellaneous_Natural Gas_Strategic Energy Management_A_Achievable Economic TRC Potential | F6 | Industrial | Wood and Lumber Products | New | Miscellaneous | Natural Gas | Strategic Energy Management | A | Incremental Winter Peak Savings (MW) | Achievable Economic TRC Potential | 0 | 0 | 0 | 0 | 0 | 0 | 0 | 0 | 0 | 0 | 0 | 0 | 0 | 0 | 0 | 0 | 0 | 0 | 0 | 0 | 0 | 0 | 0 | 0 | 0 | 0 | 0 | 0 | 0 | 0 | 0
F7_Industrial_Wood and Lumber Products_New_Miscellaneous_Natural Gas_Strategic Energy Management_A_Achievable Economic TRC Potential | F7 | Industrial | Wood and Lumber Products | New | Miscellaneous | Natural Gas | Strategic Energy Management | A | Cumulative Energy Savings (MWh or mTherms) | Achievable Economic TRC Potential | 0 | 0 | 0 | 0 | 0 | 0.0046305 | 0.010116 | 0.016457 | 0.023648 | 0.031689 | 0.03595 | 0.040196 | 0.044426 | 0.048641 | 0.05283 | 0.056993 | 0.061134 | 0.065256 | 0.069356 | 0.07344 | 0.077505 | 0.081557 | 0.085592 | 0.089611 | 0.093619 | 0.093619 | 0.093619 | 0.093619 | 0 | 0 | 0
F8_Industrial_Wood and Lumber Products_New_Miscellaneous_Natural Gas_Strategic Energy Management_A_Achievable Economic TRC Potential | F8 | Industrial | Wood and Lumber Products | New | Miscellaneous | Natural Gas | Strategic Energy Management | A | Cumulative Summer Peak Savings (MW) | Achievable Economic TRC Potential | 0 | 0 | 0 | 0 | 0 | 0 | 0 | 0 | 0 | 0 | 0 | 0 | 0 | 0 | 0 | 0 | 0 | 0 | 0 | 0 | 0 | 0 | 0 | 0 | 0 | 0 | 0 | 0 | 0 | 0 | 0
F9_Industrial_Wood and Lumber Products_New_Miscellaneous_Natural Gas_Strategic Energy Management_A_Achievable Economic TRC Potential | F9 | Industrial | Wood and Lumber Products | New | Miscellaneous | Natural Gas | Strategic Energy Management | A | Cumulative Winter Peak Savings (MW) | Achievable Economic TRC Potential | 0 | 0 | 0 | 0 | 0 | 0 | 0 | 0 | 0 | 0 | 0 | 0 | 0 | 0 | 0 | 0 | 0 | 0 | 0 | 0 | 0 | 0 | 0 | 0 | 0 | 0 | 0 | 0 | 0 | 0 | 0
F10_Industrial_Wood and Lumber Products_New_Miscellaneous_Natural Gas_Strategic Energy Management_A_Achievable Economic TRC Potential | F10 | Industrial | Wood and Lumber Products | New | Miscellaneous | Natural Gas | Strategic Energy Management | A | Purchases (Incremental) | Achievable Economic TRC Potential | 0 | 0 | 0 | 0 | 0 | 1.3617 | 1.6133 | 1.8647 | 2.1146 | 2.3647 | 2.6149 | 2.862 | 3.1084 | 3.3544 | 3.5964 | 3.8393 | 4.0799 | 4.3206 | 4.56 | 4.7973 | 5.0349 | 5.2715 | 5.5072 | 5.742 | 5.976 | 5.0349 | 5.2715 | 5.5072 | 5.742 | 5.976 | 5.0349
F11_Industrial_Wood and Lumber Products_New_Miscellaneous_Natural Gas_Strategic Energy Management_A_Achievable Economic TRC Potential | F11 | Industrial | Wood and Lumber Products | New | Miscellaneous | Natural Gas | Strategic Energy Management | A | Purchases (Cumulative) | Achievable Economic TRC Potential | 0 | 0 | 0 | 0 | 0 | 1.3617 | 2.975 | 4.8397 | 6.9543 | 9.3189 | 10.5721 | 11.8209 | 13.0647 | 14.3044 | 15.5361 | 16.7605 | 17.9784 | 19.1905 | 20.3961 | 21.5971 | 22.7926 | 23.9842 | 25.1708 | 26.3528 | 27.5315 | 27.5315 | 27.5315 | 27.5315 | 27.5315 | 27.5315 | 27.5315
F1_Industrial_Wood and Lumber Products_New_Space Heating_Natural Gas_Commissioning_A_Achievable Economic TRC Potential | F1 | Industrial | Wood and Lumber Products | New | Space Heating | Natural Gas | Commissioning | A | Integrated Unit Energy Savings (kWh or therms) | Achievable Economic TRC Potential | 0 | 0 | 0 | 0 | 0 | 6.529 | 6.423 | 6.3353 | 6.2599 | 6.1923 | 6.131 | 6.0578 | 5.9788 | 5.8989 | 5.8202 | 5.7492 | 5.6852 | 5.6315 | 5.5594 | 5.5039 | 5.4619 | 5.4284 | 5.4098 | 5.3977 | 5.3902 | 5.3859 | 5.3835 | 5.3829 | 0 | 0 | 0
F2_Industrial_Wood and Lumber Products_New_Space Heating_Natural Gas_Commissioning_A_Achievable Economic TRC Potential | F2 | Industrial | Wood and Lumber Products | New | Space Heating | Natural Gas | Commissioning | A | Integrated Unit Summer Peak Savings (kW) | Achievable Economic TRC Potential | 0 | 0 | 0 | 0 | 0 | 0 | 0 | 0 | 0 | 0 | 0 | 0 | 0 | 0 | 0 | 0 | 0 | 0 | 0 | 0 | 0 | 0 | 0 | 0 | 0 | 0 | 0 | 0 | 0 | 0 | 0
F3_Industrial_Wood and Lumber Products_New_Space Heating_Natural Gas_Commissioning_A_Achievable Economic TRC Potential | F3 | Industrial | Wood and Lumber Products | New | Space Heating | Natural Gas | Commissioning | A | Integrated Unit Winter Peak Savings (kW) | Achievable Economic TRC Potential | 0 | 0 | 0 | 0 | 0 | 0 | 0 | 0 | 0 | 0 | 0 | 0 | 0 | 0 | 0 | 0 | 0 | 0 | 0 | 0 | 0 | 0 | 0 | 0 | 0 | 0 | 0 | 0 | 0 | 0 | 0
F4_Industrial_Wood and Lumber Products_New_Space Heating_Natural Gas_Commissioning_A_Achievable Economic TRC Potential | F4 | Industrial | Wood and Lumber Products | New | Space Heating | Natural Gas | Commissioning | A | Incremental Energy Savings (MWh or mTherms) | Achievable Economic TRC Potential | 0 | 0 | 0 | 0 | 0 | 0 | 0 | 0 | 0 | 0 | 0 | 0 | 0 | 0 | 0 | 0 | 0 | 0 | 0 | 0 | 0 | 0 | 0 | 0 | 0 | 0 | 0 | 0 | 0 | 0 | 0
F5_Industrial_Wood and Lumber Products_New_Space Heating_Natural Gas_Commissioning_A_Achievable Economic TRC Potential | F5 | Industrial | Wood and Lumber Products | New | Space Heating | Natural Gas | Commissioning | A | Incremental Summer Peak Savings (MW) | Achievable Economic TRC Potential | 0 | 0 | 0 | 0 | 0 | 0 | 0 | 0 | 0 | 0 | 0 | 0 | 0 | 0 | 0 | 0 | 0 | 0 | 0 | 0 | 0 | 0 | 0 | 0 | 0 | 0 | 0 | 0 | 0 | 0 | 0
F6_Industrial_Wood and Lumber Products_New_Space Heating_Natural Gas_Commissioning_A_Achievable Economic TRC Potential | F6 | Industrial | Wood and Lumber Products | New | Space Heating | Natural Gas | Commissioning | A | Incremental Winter Peak Savings (MW) | Achievable Economic TRC Potential | 0 | 0 | 0 | 0 | 0 | 0 | 0 | 0 | 0 | 0 | 0 | 0 | 0 | 0 | 0 | 0 | 0 | 0 | 0 | 0 | 0 | 0 | 0 | 0 | 0 | 0 | 0 | 0 | 0 | 0 | 0
F7_Industrial_Wood and Lumber Products_New_Space Heating_Natural Gas_Commissioning_A_Achievable Economic TRC Potential | F7 | Industrial | Wood and Lumber Products | New | Space Heating | Natural Gas | Commissioning | A | Cumulative Energy Savings (MWh or mTherms) | Achievable Economic TRC Potential | 0 | 0 | 0 | 0 | 0 | 0 | 0 | 0 | 0 | 0 | 0 | 0 | 0 | 0 | 0 | 0 | 0 | 0 | 0 | 0 | 0 | 0 | 0 | 0 | 0 | 0 | 0 | 0 | 0 | 0 | 0
F8_Industrial_Wood and Lumber Products_New_Space Heating_Natural Gas_Commissioning_A_Achievable Economic TRC Potential | F8 | Industrial | Wood and Lumber Products | New | Space Heating | Natural Gas | Commissioning | A | Cumulative Summer Peak Savings (MW) | Achievable Economic TRC Potential | 0 | 0 | 0 | 0 | 0 | 0 | 0 | 0 | 0 | 0 | 0 | 0 | 0 | 0 | 0 | 0 | 0 | 0 | 0 | 0 | 0 | 0 | 0 | 0 | 0 | 0 | 0 | 0 | 0 | 0 | 0
F9_Industrial_Wood and Lumber Products_New_Space Heating_Natural Gas_Commissioning_A_Achievable Economic TRC Potential | F9 | Industrial | Wood and Lumber Products | New | Space Heating | Natural Gas | Commissioning | A | Cumulative Winter Peak Savings (MW) | Achievable Economic TRC Potential | 0 | 0 | 0 | 0 | 0 | 0 | 0 | 0 | 0 | 0 | 0 | 0 | 0 | 0 | 0 | 0 | 0 | 0 | 0 | 0 | 0 | 0 | 0 | 0 | 0 | 0 | 0 | 0 | 0 | 0 | 0
F10_Industrial_Wood and Lumber Products_New_Space Heating_Natural Gas_Commissioning_A_Achievable Economic TRC Potential | F10 | Industrial | Wood and Lumber Products | New | Space Heating | Natural Gas | Commissioning | A | Purchases (Incremental) | Achievable Economic TRC Potential | 0 | 0 | 0 | 0 | 0 | 0 | 0 | 0 | 0 | 0 | 0 | 0 | 0 | 0 | 0 | 0 | 0 | 0 | 0 | 0 | 0 | 0 | 0 | 0 | 0 | 0 | 0 | 0 | 0 | 0 | 0
F11_Industrial_Wood and Lumber Products_New_Space Heating_Natural Gas_Commissioning_A_Achievable Economic TRC Potential | F11 | Industrial | Wood and Lumber Products | New | Space Heating | Natural Gas | Commissioning | A | Purchases (Cumulative) | Achievable Economic TRC Potential | 0 | 0 | 0 | 0 | 0 | 0 | 0 | 0 | 0 | 0 | 0 | 0 | 0 | 0 | 0 | 0 | 0 | 0 | 0 | 0 | 0 | 0 | 0 | 0 | 0 | 0 | 0 | 0 | 0 | 0 | 0
F1_Industrial_Wood and Lumber Products_New_Process_Natural Gas_Commissioning_A_Achievable Economic TRC Potential | F1 | Industrial | Wood and Lumber Products | New | Process | Natural Gas | Commissioning | A | Integrated Unit Energy Savings (kWh or therms) | Achievable Economic TRC Potential | 0 | 0 | 0 | 0 | 0 | 49.9244 | 49.9225 | 49.9215 | 49.9222 | 49.9228 | 49.9233 | 49.9237 | 49.9241 | 49.9244 | 49.9246 | 49.9248 | 49.925 | 49.9252 | 49.9253 | 49.9254 | 49.9256 | 49.9257 | 49.9258 | 49.9259 | 49.9259 | 49.926 | 49.9261 | 49.9262 | 0 | 0 | 0
F2_Industrial_Wood and Lumber Products_New_Process_Natural Gas_Commissioning_A_Achievable Economic TRC Potential | F2 | Industrial | Wood and Lumber Products | New | Process | Natural Gas | Commissioning | A | Integrated Unit Summer Peak Savings (kW) | Achievable Economic TRC Potential | 0 | 0 | 0 | 0 | 0 | 0 | 0 | 0 | 0 | 0 | 0 | 0 | 0 | 0 | 0 | 0 | 0 | 0 | 0 | 0 | 0 | 0 | 0 | 0 | 0 | 0 | 0 | 0 | 0 | 0 | 0
F3_Industrial_Wood and Lumber Products_New_Process_Natural Gas_Commissioning_A_Achievable Economic TRC Potential | F3 | Industrial | Wood and Lumber Products | New | Process | Natural Gas | Commissioning | A | Integrated Unit Winter Peak Savings (kW) | Achievable Economic TRC Potential | 0 | 0 | 0 | 0 | 0 | 0 | 0 | 0 | 0 | 0 | 0 | 0 | 0 | 0 | 0 | 0 | 0 | 0 | 0 | 0 | 0 | 0 | 0 | 0 | 0 | 0 | 0 | 0 | 0 | 0 | 0
F4_Industrial_Wood and Lumber Products_New_Process_Natural Gas_Commissioning_A_Achievable Economic TRC Potential | F4 | Industrial | Wood and Lumber Products | New | Process | Natural Gas | Commissioning | A | Incremental Energy Savings (MWh or mTherms) | Achievable Economic TRC Potential | 0 | 0 | 0 | 0 | 0 | 0 | 0 | 0 | 0 | 0 | 0 | 0 | 0 | 0 | 0 | 0 | 0 | 0 | 0 | 0 | 0 | 0 | 0 | 0 | 0 | 0 | 0 | 0 | 0 | 0 | 0
F5_Industrial_Wood and Lumber Products_New_Process_Natural Gas_Commissioning_A_Achievable Economic TRC Potential | F5 | Industrial | Wood and Lumber Products | New | Process | Natural Gas | Commissioning | A | Incremental Summer Peak Savings (MW) | Achievable Economic TRC Potential | 0 | 0 | 0 | 0 | 0 | 0 | 0 | 0 | 0 | 0 | 0 | 0 | 0 | 0 | 0 | 0 | 0 | 0 | 0 | 0 | 0 | 0 | 0 | 0 | 0 | 0 | 0 | 0 | 0 | 0 | 0
F6_Industrial_Wood and Lumber Products_New_Process_Natural Gas_Commissioning_A_Achievable Economic TRC Potential | F6 | Industrial | Wood and Lumber Products | New | Process | Natural Gas | Commissioning | A | Incremental Winter Peak Savings (MW) | Achievable Economic TRC Potential | 0 | 0 | 0 | 0 | 0 | 0 | 0 | 0 | 0 | 0 | 0 | 0 | 0 | 0 | 0 | 0 | 0 | 0 | 0 | 0 | 0 | 0 | 0 | 0 | 0 | 0 | 0 | 0 | 0 | 0 | 0
F7_Industrial_Wood and Lumber Products_New_Process_Natural Gas_Commissioning_A_Achievable Economic TRC Potential | F7 | Industrial | Wood and Lumber Products | New | Process | Natural Gas | Commissioning | A | Cumulative Energy Savings (MWh or mTherms) | Achievable Economic TRC Potential | 0 | 0 | 0 | 0 | 0 | 0 | 0 | 0 | 0 | 0 | 0 | 0 | 0 | 0 | 0 | 0 | 0 | 0 | 0 | 0 | 0 | 0 | 0 | 0 | 0 | 0 | 0 | 0 | 0 | 0 | 0
F8_Industrial_Wood and Lumber Products_New_Process_Natural Gas_Commissioning_A_Achievable Economic TRC Potential | F8 | Industrial | Wood and Lumber Products | New | Process | Natural Gas | Commissioning | A | Cumulative Summer Peak Savings (MW) | Achievable Economic TRC Potential | 0 | 0 | 0 | 0 | 0 | 0 | 0 | 0 | 0 | 0 | 0 | 0 | 0 | 0 | 0 | 0 | 0 | 0 | 0 | 0 | 0 | 0 | 0 | 0 | 0 | 0 | 0 | 0 | 0 | 0 | 0
F9_Industrial_Wood and Lumber Products_New_Process_Natural Gas_Commissioning_A_Achievable Economic TRC Potential | F9 | Industrial | Wood and Lumber Products | New | Process | Natural Gas | Commissioning | A | Cumulative Winter Peak Savings (MW) | Achievable Economic TRC Potential | 0 | 0 | 0 | 0 | 0 | 0 | 0 | 0 | 0 | 0 | 0 | 0 | 0 | 0 | 0 | 0 | 0 | 0 | 0 | 0 | 0 | 0 | 0 | 0 | 0 | 0 | 0 | 0 | 0 | 0 | 0
F10_Industrial_Wood and Lumber Products_New_Process_Natural Gas_Commissioning_A_Achievable Economic TRC Potential | F10 | Industrial | Wood and Lumber Products | New | Process | Natural Gas | Commissioning | A | Purchases (Incremental) | Achievable Economic TRC Potential | 0 | 0 | 0 | 0 | 0 | 0 | 0 | 0 | 0 | 0 | 0 | 0 | 0 | 0 | 0 | 0 | 0 | 0 | 0 | 0 | 0 | 0 | 0 | 0 | 0 | 0 | 0 | 0 | 0 | 0 | 0
F11_Industrial_Wood and Lumber Products_New_Process_Natural Gas_Commissioning_A_Achievable Economic TRC Potential | F11 | Industrial | Wood and Lumber Products | New | Process | Natural Gas | Commissioning | A | Purchases (Cumulative) | Achievable Economic TRC Potential | 0 | 0 | 0 | 0 | 0 | 0 | 0 | 0 | 0 | 0 | 0 | 0 | 0 | 0 | 0 | 0 | 0 | 0 | 0 | 0 | 0 | 0 | 0 | 0 | 0 | 0 | 0 | 0 | 0 | 0 | 0
F1_Industrial_Wood and Lumber Products_New_Space Heating_Natural Gas_Retrocommissioning_A_Achievable Economic TRC Potential | F1 | Industrial | Wood and Lumber Products | New | Space Heating | Natural Gas | Retrocommissioning | A | Integrated Unit Energy Savings (kWh or therms) | Achievable Economic TRC Potential | 0 | 0 | 0 | 0 | 0 | 0 | 0 | 0 | 0 | 0 | 0 | 0 | 0 | 0 | 0 | 0 | 0 | 0 | 0 | 0 | 0 | 0 | 0 | 0 | 0 | 0 | 0 | 0 | 0 | 0 | 0
F2_Industrial_Wood and Lumber Products_New_Space Heating_Natural Gas_Retrocommissioning_A_Achievable Economic TRC Potential | F2 | Industrial | Wood and Lumber Products | New | Space Heating | Natural Gas | Retrocommissioning | A | Integrated Unit Summer Peak Savings (kW) | Achievable Economic TRC Potential | 0 | 0 | 0 | 0 | 0 | 0 | 0 | 0 | 0 | 0 | 0 | 0 | 0 | 0 | 0 | 0 | 0 | 0 | 0 | 0 | 0 | 0 | 0 | 0 | 0 | 0 | 0 | 0 | 0 | 0 | 0
F3_Industrial_Wood and Lumber Products_New_Space Heating_Natural Gas_Retrocommissioning_A_Achievable Economic TRC Potential | F3 | Industrial | Wood and Lumber Products | New | Space Heating | Natural Gas | Retrocommissioning | A | Integrated Unit Winter Peak Savings (kW) | Achievable Economic TRC Potential | 0 | 0 | 0 | 0 | 0 | 0 | 0 | 0 | 0 | 0 | 0 | 0 | 0 | 0 | 0 | 0 | 0 | 0 | 0 | 0 | 0 | 0 | 0 | 0 | 0 | 0 | 0 | 0 | 0 | 0 | 0
F4_Industrial_Wood and Lumber Products_New_Space Heating_Natural Gas_Retrocommissioning_A_Achievable Economic TRC Potential | F4 | Industrial | Wood and Lumber Products | New | Space Heating | Natural Gas | Retrocommissioning | A | Incremental Energy Savings (MWh or mTherms) | Achievable Economic TRC Potential | 0 | 0 | 0 | 0 | 0 | 0 | 0 | 0 | 0 | 0 | 0 | 0 | 0 | 0 | 0 | 0 | 0 | 0 | 0 | 0 | 0 | 0 | 0 | 0 | 0 | 0 | 0 | 0 | 0 | 0 | 0
F5_Industrial_Wood and Lumber Products_New_Space Heating_Natural Gas_Retrocommissioning_A_Achievable Economic TRC Potential | F5 | Industrial | Wood and Lumber Products | New | Space Heating | Natural Gas | Retrocommissioning | A | Incremental Summer Peak Savings (MW) | Achievable Economic TRC Potential | 0 | 0 | 0 | 0 | 0 | 0 | 0 | 0 | 0 | 0 | 0 | 0 | 0 | 0 | 0 | 0 | 0 | 0 | 0 | 0 | 0 | 0 | 0 | 0 | 0 | 0 | 0 | 0 | 0 | 0 | 0
F6_Industrial_Wood and Lumber Products_New_Space Heating_Natural Gas_Retrocommissioning_A_Achievable Economic TRC Potential | F6 | Industrial | Wood and Lumber Products | New | Space Heating | Natural Gas | Retrocommissioning | A | Incremental Winter Peak Savings (MW) | Achievable Economic TRC Potential | 0 | 0 | 0 | 0 | 0 | 0 | 0 | 0 | 0 | 0 | 0 | 0 | 0 | 0 | 0 | 0 | 0 | 0 | 0 | 0 | 0 | 0 | 0 | 0 | 0 | 0 | 0 | 0 | 0 | 0 | 0
F7_Industrial_Wood and Lumber Products_New_Space Heating_Natural Gas_Retrocommissioning_A_Achievable Economic TRC Potential | F7 | Industrial | Wood and Lumber Products | New | Space Heating | Natural Gas | Retrocommissioning | A | Cumulative Energy Savings (MWh or mTherms) | Achievable Economic TRC Potential | 0 | 0 | 0 | 0 | 0 | 0 | 0 | 0 | 0 | 0 | 0 | 0 | 0 | 0 | 0 | 0 | 0 | 0 | 0 | 0 | 0 | 0 | 0 | 0 | 0 | 0 | 0 | 0 | 0 | 0 | 0
F8_Industrial_Wood and Lumber Products_New_Space Heating_Natural Gas_Retrocommissioning_A_Achievable Economic TRC Potential | F8 | Industrial | Wood and Lumber Products | New | Space Heating | Natural Gas | Retrocommissioning | A | Cumulative Summer Peak Savings (MW) | Achievable Economic TRC Potential | 0 | 0 | 0 | 0 | 0 | 0 | 0 | 0 | 0 | 0 | 0 | 0 | 0 | 0 | 0 | 0 | 0 | 0 | 0 | 0 | 0 | 0 | 0 | 0 | 0 | 0 | 0 | 0 | 0 | 0 | 0
F9_Industrial_Wood and Lumber Products_New_Space Heating_Natural Gas_Retrocommissioning_A_Achievable Economic TRC Potential | F9 | Industrial | Wood and Lumber Products | New | Space Heating | Natural Gas | Retrocommissioning | A | Cumulative Winter Peak Savings (MW) | Achievable Economic TRC Potential | 0 | 0 | 0 | 0 | 0 | 0 | 0 | 0 | 0 | 0 | 0 | 0 | 0 | 0 | 0 | 0 | 0 | 0 | 0 | 0 | 0 | 0 | 0 | 0 | 0 | 0 | 0 | 0 | 0 | 0 | 0
F10_Industrial_Wood and Lumber Products_New_Space Heating_Natural Gas_Retrocommissioning_A_Achievable Economic TRC Potential | F10 | Industrial | Wood and Lumber Products | New | Space Heating | Natural Gas | Retrocommissioning | A | Purchases (Incremental) | Achievable Economic TRC Potential | 0 | 0 | 0 | 0 | 0 | 0 | 0 | 0 | 0 | 0 | 0 | 0 | 0 | 0 | 0 | 0 | 0 | 0 | 0 | 0 | 0 | 0 | 0 | 0 | 0 | 0 | 0 | 0 | 0 | 0 | 0
F11_Industrial_Wood and Lumber Products_New_Space Heating_Natural Gas_Retrocommissioning_A_Achievable Economic TRC Potential | F11 | Industrial | Wood and Lumber Products | New | Space Heating | Natural Gas | Retrocommissioning | A | Purchases (Cumulative) | Achievable Economic TRC Potential | 0 | 0 | 0 | 0 | 0 | 0 | 0 | 0 | 0 | 0 | 0 | 0 | 0 | 0 | 0 | 0 | 0 | 0 | 0 | 0 | 0 | 0 | 0 | 0 | 0 | 0 | 0 | 0 | 0 | 0 | 0
F1_Industrial_Wood and Lumber Products_New_Process_Natural Gas_Retrocommissioning_A_Achievable Economic TRC Potential | F1 | Industrial | Wood and Lumber Products | New | Process | Natural Gas | Retrocommissioning | A | Integrated Unit Energy Savings (kWh or therms) | Achievable Economic TRC Potential | 0 | 0 | 0 | 0 | 0 | 0 | 0 | 0 | 0 | 0 | 0 | 0 | 0 | 0 | 0 | 0 | 0 | 0 | 0 | 0 | 0 | 0 | 0 | 0 | 0 | 0 | 0 | 0 | 0 | 0 | 0
F2_Industrial_Wood and Lumber Products_New_Process_Natural Gas_Retrocommissioning_A_Achievable Economic TRC Potential | F2 | Industrial | Wood and Lumber Products | New | Process | Natural Gas | Retrocommissioning | A | Integrated Unit Summer Peak Savings (kW) | Achievable Economic TRC Potential | 0 | 0 | 0 | 0 | 0 | 0 | 0 | 0 | 0 | 0 | 0 | 0 | 0 | 0 | 0 | 0 | 0 | 0 | 0 | 0 | 0 | 0 | 0 | 0 | 0 | 0 | 0 | 0 | 0 | 0 | 0
F3_Industrial_Wood and Lumber Products_New_Process_Natural Gas_Retrocommissioning_A_Achievable Economic TRC Potential | F3 | Industrial | Wood and Lumber Products | New | Process | Natural Gas | Retrocommissioning | A | Integrated Unit Winter Peak Savings (kW) | Achievable Economic TRC Potential | 0 | 0 | 0 | 0 | 0 | 0 | 0 | 0 | 0 | 0 | 0 | 0 | 0 | 0 | 0 | 0 | 0 | 0 | 0 | 0 | 0 | 0 | 0 | 0 | 0 | 0 | 0 | 0 | 0 | 0 | 0
F4_Industrial_Wood and Lumber Products_New_Process_Natural Gas_Retrocommissioning_A_Achievable Economic TRC Potential | F4 | Industrial | Wood and Lumber Products | New | Process | Natural Gas | Retrocommissioning | A | Incremental Energy Savings (MWh or mTherms) | Achievable Economic TRC Potential | 0 | 0 | 0 | 0 | 0 | 0 | 0 | 0 | 0 | 0 | 0 | 0 | 0 | 0 | 0 | 0 | 0 | 0 | 0 | 0 | 0 | 0 | 0 | 0 | 0 | 0 | 0 | 0 | 0 | 0 | 0
F5_Industrial_Wood and Lumber Products_New_Process_Natural Gas_Retrocommissioning_A_Achievable Economic TRC Potential | F5 | Industrial | Wood and Lumber Products | New | Process | Natural Gas | Retrocommissioning | A | Incremental Summer Peak Savings (MW) | Achievable Economic TRC Potential | 0 | 0 | 0 | 0 | 0 | 0 | 0 | 0 | 0 | 0 | 0 | 0 | 0 | 0 | 0 | 0 | 0 | 0 | 0 | 0 | 0 | 0 | 0 | 0 | 0 | 0 | 0 | 0 | 0 | 0 | 0
F6_Industrial_Wood and Lumber Products_New_Process_Natural Gas_Retrocommissioning_A_Achievable Economic TRC Potential | F6 | Industrial | Wood and Lumber Products | New | Process | Natural Gas | Retrocommissioning | A | Incremental Winter Peak Savings (MW) | Achievable Economic TRC Potential | 0 | 0 | 0 | 0 | 0 | 0 | 0 | 0 | 0 | 0 | 0 | 0 | 0 | 0 | 0 | 0 | 0 | 0 | 0 | 0 | 0 | 0 | 0 | 0 | 0 | 0 | 0 | 0 | 0 | 0 | 0
F7_Industrial_Wood and Lumber Products_New_Process_Natural Gas_Retrocommissioning_A_Achievable Economic TRC Potential | F7 | Industrial | Wood and Lumber Products | New | Process | Natural Gas | Retrocommissioning | A | Cumulative Energy Savings (MWh or mTherms) | Achievable Economic TRC Potential | 0 | 0 | 0 | 0 | 0 | 0 | 0 | 0 | 0 | 0 | 0 | 0 | 0 | 0 | 0 | 0 | 0 | 0 | 0 | 0 | 0 | 0 | 0 | 0 | 0 | 0 | 0 | 0 | 0 | 0 | 0
F8_Industrial_Wood and Lumber Products_New_Process_Natural Gas_Retrocommissioning_A_Achievable Economic TRC Potential | F8 | Industrial | Wood and Lumber Products | New | Process | Natural Gas | Retrocommissioning | A | Cumulative Summer Peak Savings (MW) | Achievable Economic TRC Potential | 0 | 0 | 0 | 0 | 0 | 0 | 0 | 0 | 0 | 0 | 0 | 0 | 0 | 0 | 0 | 0 | 0 | 0 | 0 | 0 | 0 | 0 | 0 | 0 | 0 | 0 | 0 | 0 | 0 | 0 | 0
F9_Industrial_Wood and Lumber Products_New_Process_Natural Gas_Retrocommissioning_A_Achievable Economic TRC Potential | F9 | Industrial | Wood and Lumber Products | New | Process | Natural Gas | Retrocommissioning | A | Cumulative Winter Peak Savings (MW) | Achievable Economic TRC Potential | 0 | 0 | 0 | 0 | 0 | 0 | 0 | 0 | 0 | 0 | 0 | 0 | 0 | 0 | 0 | 0 | 0 | 0 | 0 | 0 | 0 | 0 | 0 | 0 | 0 | 0 | 0 | 0 | 0 | 0 | 0
F10_Industrial_Wood and Lumber Products_New_Process_Natural Gas_Retrocommissioning_A_Achievable Economic TRC Potential | F10 | Industrial | Wood and Lumber Products | New | Process | Natural Gas | Retrocommissioning | A | Purchases (Incremental) | Achievable Economic TRC Potential | 0 | 0 | 0 | 0 | 0 | 0 | 0 | 0 | 0 | 0 | 0 | 0 | 0 | 0 | 0 | 0 | 0 | 0 | 0 | 0 | 0 | 0 | 0 | 0 | 0 | 0 | 0 | 0 | 0 | 0 | 0
F11_Industrial_Wood and Lumber Products_New_Process_Natural Gas_Retrocommissioning_A_Achievable Economic TRC Potential | F11 | Industrial | Wood and Lumber Products | New | Process | Natural Gas | Retrocommissioning | A | Purchases (Cumulative) | Achievable Economic TRC Potential | 0 | 0 | 0 | 0 | 0 | 0 | 0 | 0 | 0 | 0 | 0 | 0 | 0 | 0 | 0 | 0 | 0 | 0 | 0 | 0 | 0 | 0 | 0 | 0 | 0 | 0 | 0 | 0 | 0 | 0 | 0
F1_Industrial_Other Industrial_Existing_Space Heating_Natural Gas_Insulation - Roof/Ceiling_A_Achievable Economic TRC Potential | F1 | Industrial | Other Industrial | Existing | Space Heating | Natural Gas | Insulation - Roof/Ceiling | A | Integrated Unit Energy Savings (kWh or therms) | Achievable Economic TRC Potential | 0 | 0 | 0 | 0 | 0 | 0.099439 | 0.098777 | 0.097962 | 0.097064 | 0.096069 | 0.094977 | 0.093793 | 0.092529 | 0.091148 | 0.089663 | 0.088142 | 0.086631 | 0.085168 | 0.083774 | 0.082533 | 0.081382 | 0.0803 | 0.079396 | 0.078597 | 0.077874 | 0.077349 | 0.076897 | 0.076476 | 0 | 0 | 0
F2_Industrial_Other Industrial_Existing_Space Heating_Natural Gas_Insulation - Roof/Ceiling_A_Achievable Economic TRC Potential | F2 | Industrial | Other Industrial | Existing | Space Heating | Natural Gas | Insulation - Roof/Ceiling | A | Integrated Unit Summer Peak Savings (kW) | Achievable Economic TRC Potential | 0 | 0 | 0 | 0 | 0 | 0 | 0 | 0 | 0 | 0 | 0 | 0 | 0 | 0 | 0 | 0 | 0 | 0 | 0 | 0 | 0 | 0 | 0 | 0 | 0 | 0 | 0 | 0 | 0 | 0 | 0
F3_Industrial_Other Industrial_Existing_Space Heating_Natural Gas_Insulation - Roof/Ceiling_A_Achievable Economic TRC Potential | F3 | Industrial | Other Industrial | Existing | Space Heating | Natural Gas | Insulation - Roof/Ceiling | A | Integrated Unit Winter Peak Savings (kW) | Achievable Economic TRC Potential | 0 | 0 | 0 | 0 | 0 | 0 | 0 | 0 | 0 | 0 | 0 | 0 | 0 | 0 | 0 | 0 | 0 | 0 | 0 | 0 | 0 | 0 | 0 | 0 | 0 | 0 | 0 | 0 | 0 | 0 | 0
F4_Industrial_Other Industrial_Existing_Space Heating_Natural Gas_Insulation - Roof/Ceiling_A_Achievable Economic TRC Potential | F4 | Industrial | Other Industrial | Existing | Space Heating | Natural Gas | Insulation - Roof/Ceiling | A | Incremental Energy Savings (MWh or mTherms) | Achievable Economic TRC Potential | 0 | 0 | 0 | 0 | 0 | 0.57509 | 0.99915 | 1.5323 | 2.1267 | 2.6812 | 3.0533 | 3.2383 | 3.1882 | 2.8846 | 2.4924 | 1.9985 | 1.528 | 1.1013 | 0.75151 | 0.49417 | 0.3088 | 0.18475 | 0.12323 | 0 | 0 | 0 | 0 | 0 | 0 | 0 | 0
F5_Industrial_Other Industrial_Existing_Space Heating_Natural Gas_Insulation - Roof/Ceiling_A_Achievable Economic TRC Potential | F5 | Industrial | Other Industrial | Existing | Space Heating | Natural Gas | Insulation - Roof/Ceiling | A | Incremental Summer Peak Savings (MW) | Achievable Economic TRC Potential | 0 | 0 | 0 | 0 | 0 | 0 | 0 | 0 | 0 | 0 | 0 | 0 | 0 | 0 | 0 | 0 | 0 | 0 | 0 | 0 | 0 | 0 | 0 | 0 | 0 | 0 | 0 | 0 | 0 | 0 | 0
F6_Industrial_Other Industrial_Existing_Space Heating_Natural Gas_Insulation - Roof/Ceiling_A_Achievable Economic TRC Potential | F6 | Industrial | Other Industrial | Existing | Space Heating | Natural Gas | Insulation - Roof/Ceiling | A | Incremental Winter Peak Savings (MW) | Achievable Economic TRC Potential | 0 | 0 | 0 | 0 | 0 | 0 | 0 | 0 | 0 | 0 | 0 | 0 | 0 | 0 | 0 | 0 | 0 | 0 | 0 | 0 | 0 | 0 | 0 | 0 | 0 | 0 | 0 | 0 | 0 | 0 | 0
F7_Industrial_Other Industrial_Existing_Space Heating_Natural Gas_Insulation - Roof/Ceiling_A_Achievable Economic TRC Potential | F7 | Industrial | Other Industrial | Existing | Space Heating | Natural Gas | Insulation - Roof/Ceiling | A | Cumulative Energy Savings (MWh or mTherms) | Achievable Economic TRC Potential | 0 | 0 | 0 | 0 | 0 | 0.57509 | 1.5704 | 3.0898 | 5.1882 | 7.8163 | 10.7807 | 13.8846 | 16.8856 | 19.5182 | 21.6927 | 23.3233 | 24.4512 | 25.1397 | 25.4797 | 25.5964 | 25.5482 | 25.3934 | 25.2307 | 24.977 | 24.7469 | 24.5801 | 24.4368 | 24.3029 | 0 | 0 | 0
F8_Industrial_Other Industrial_Existing_Space Heating_Natural Gas_Insulation - Roof/Ceiling_A_Achievable Economic TRC Potential | F8 | Industrial | Other Industrial | Existing | Space Heating | Natural Gas | Insulation - Roof/Ceiling | A | Cumulative Summer Peak Savings (MW) | Achievable Economic TRC Potential | 0 | 0 | 0 | 0 | 0 | 0 | 0 | 0 | 0 | 0 | 0 | 0 | 0 | 0 | 0 | 0 | 0 | 0 | 0 | 0 | 0 | 0 | 0 | 0 | 0 | 0 | 0 | 0 | 0 | 0 | 0
F9_Industrial_Other Industrial_Existing_Space Heating_Natural Gas_Insulation - Roof/Ceiling_A_Achievable Economic TRC Potential | F9 | Industrial | Other Industrial | Existing | Space Heating | Natural Gas | Insulation - Roof/Ceiling | A | Cumulative Winter Peak Savings (MW) | Achievable Economic TRC Potential | 0 | 0 | 0 | 0 | 0 | 0 | 0 | 0 | 0 | 0 | 0 | 0 | 0 | 0 | 0 | 0 | 0 | 0 | 0 | 0 | 0 | 0 | 0 | 0 | 0 | 0 | 0 | 0 | 0 | 0 | 0
F10_Industrial_Other Industrial_Existing_Space Heating_Natural Gas_Insulation - Roof/Ceiling_A_Achievable Economic TRC Potential | F10 | Industrial | Other Industrial | Existing | Space Heating | Natural Gas | Insulation - Roof/Ceiling | A | Purchases (Incremental) | Achievable Economic TRC Potential | 0 | 0 | 0 | 0 | 0 | 5783.3307 | 10115.274 | 15642.0764 | 21910.7464 | 27909.4633 | 32147.5488 | 34525.8309 | 34455.7286 | 31648.0112 | 27797.7389 | 22673.9481 | 17637.5816 | 12930.7027 | 8970.7531 | 5987.5863 | 3794.5258 | 2300.7281 | 1552.1095 | 0 | 0 | 0 | 0 | 0 | 0 | 0 | 0
F11_Industrial_Other Industrial_Existing_Space Heating_Natural Gas_Insulation - Roof/Ceiling_A_Achievable Economic TRC Potential | F11 | Industrial | Other Industrial | Existing | Space Heating | Natural Gas | Insulation - Roof/Ceiling | A | Purchases (Cumulative) | Achievable Economic TRC Potential | 0 | 0 | 0 | 0 | 0 | 5783.3307 | 15898.6046 | 31540.681 | 53451.4275 | 81360.8907 | 113508.4395 | 148034.2704 | 182489.999 | 214138.0102 | 241935.7491 | 264609.6971 | 282247.2787 | 295177.9814 | 304148.7346 | 310136.3209 | 313930.8467 | 316231.5748 | 317783.6842 | 317783.6842 | 317783.6842 | 317783.6842 | 317783.6842 | 317783.6842 | 317783.6842 | 317783.6842 | 317783.6842
F1_Industrial_Other Industrial_Existing_Space Heating_Natural Gas_Insulation - Wall Cavity_A_Achievable Economic TRC Potential | F1 | Industrial | Other Industrial | Existing | Space Heating | Natural Gas | Insulation - Wall Cavity | A | Integrated Unit Energy Savings (kWh or therms) | Achievable Economic TRC Potential | 0 | 0 | 0 | 0 | 0 | 0.017894 | 0.01775 | 0.017566 | 0.017353 | 0.01711 | 0.016838 | 0.016548 | 0.016246 | 0.015924 | 0.015604 | 0.015284 | 0.014983 | 0.014699 | 0.014433 | 0.014207 | 0.013998 | 0.013805 | 0.013644 | 0.013504 | 0.013378 | 0.013286 | 0.013207 | 0.013133 | 0 | 0 | 0
F2_Industrial_Other Industrial_Existing_Space Heating_Natural Gas_Insulation - Wall Cavity_A_Achievable Economic TRC Potential | F2 | Industrial | Other Industrial | Existing | Space Heating | Natural Gas | Insulation - Wall Cavity | A | Integrated Unit Summer Peak Savings (kW) | Achievable Economic TRC Potential | 0 | 0 | 0 | 0 | 0 | 0 | 0 | 0 | 0 | 0 | 0 | 0 | 0 | 0 | 0 | 0 | 0 | 0 | 0 | 0 | 0 | 0 | 0 | 0 | 0 | 0 | 0 | 0 | 0 | 0 | 0
F3_Industrial_Other Industrial_Existing_Space Heating_Natural Gas_Insulation - Wall Cavity_A_Achievable Economic TRC Potential | F3 | Industrial | Other Industrial | Existing | Space Heating | Natural Gas | Insulation - Wall Cavity | A | Integrated Unit Winter Peak Savings (kW) | Achievable Economic TRC Potential | 0 | 0 | 0 | 0 | 0 | 0 | 0 | 0 | 0 | 0 | 0 | 0 | 0 | 0 | 0 | 0 | 0 | 0 | 0 | 0 | 0 | 0 | 0 | 0 | 0 | 0 | 0 | 0 | 0 | 0 | 0
F4_Industrial_Other Industrial_Existing_Space Heating_Natural Gas_Insulation - Wall Cavity_A_Achievable Economic TRC Potential | F4 | Industrial | Other Industrial | Existing | Space Heating | Natural Gas | Insulation - Wall Cavity | A | Incremental Energy Savings (MWh or mTherms) | Achievable Economic TRC Potential | 0 | 0 | 0 | 0 | 0 | 0.10348 | 0.17955 | 0.27477 | 0.38022 | 0.47754 | 0.54131 | 0.57133 | 0.55975 | 0.50396 | 0.43376 | 0.34654 | 0.26426 | 0.19006 | 0.12947 | 0.085066 | 0.053116 | 0.031761 | 0.021177 | 0 | 0 | 0 | 0 | 0 | 0 | 0 | 0
F5_Industrial_Other Industrial_Existing_Space Heating_Natural Gas_Insulation - Wall Cavity_A_Achievable Economic TRC Potential | F5 | Industrial | Other Industrial | Existing | Space Heating | Natural Gas | Insulation - Wall Cavity | A | Incremental Summer Peak Savings (MW) | Achievable Economic TRC Potential | 0 | 0 | 0 | 0 | 0 | 0 | 0 | 0 | 0 | 0 | 0 | 0 | 0 | 0 | 0 | 0 | 0 | 0 | 0 | 0 | 0 | 0 | 0 | 0 | 0 | 0 | 0 | 0 | 0 | 0 | 0
F6_Industrial_Other Industrial_Existing_Space Heating_Natural Gas_Insulation - Wall Cavity_A_Achievable Economic TRC Potential | F6 | Industrial | Other Industrial | Existing | Space Heating | Natural Gas | Insulation - Wall Cavity | A | Incremental Winter Peak Savings (MW) | Achievable Economic TRC Potential | 0 | 0 | 0 | 0 | 0 | 0 | 0 | 0 | 0 | 0 | 0 | 0 | 0 | 0 | 0 | 0 | 0 | 0 | 0 | 0 | 0 | 0 | 0 | 0 | 0 | 0 | 0 | 0 | 0 | 0 | 0
F7_Industrial_Other Industrial_Existing_Space Heating_Natural Gas_Insulation - Wall Cavity_A_Achievable Economic TRC Potential | F7 | Industrial | Other Industrial | Existing | Space Heating | Natural Gas | Insulation - Wall Cavity | A | Cumulative Energy Savings (MWh or mTherms) | Achievable Economic TRC Potential | 0 | 0 | 0 | 0 | 0 | 0.10348 | 0.2822 | 0.55404 | 0.92754 | 1.3921 | 1.9113 | 2.4497 | 2.9647 | 3.4099 | 3.7752 | 4.0442 | 4.2289 | 4.3387 | 4.3898 | 4.4061 | 4.3944 | 4.3655 | 4.3357 | 4.2914 | 4.2513 | 4.222 | 4.1968 | 4.1734 | 0 | 0 | 0
F8_Industrial_Other Industrial_Existing_Space Heating_Natural Gas_Insulation - Wall Cavity_A_Achievable Economic TRC Potential | F8 | Industrial | Other Industrial | Existing | Space Heating | Natural Gas | Insulation - Wall Cavity | A | Cumulative Summer Peak Savings (MW) | Achievable Economic TRC Potential | 0 | 0 | 0 | 0 | 0 | 0 | 0 | 0 | 0 | 0 | 0 | 0 | 0 | 0 | 0 | 0 | 0 | 0 | 0 | 0 | 0 | 0 | 0 | 0 | 0 | 0 | 0 | 0 | 0 | 0 | 0
F9_Industrial_Other Industrial_Existing_Space Heating_Natural Gas_Insulation - Wall Cavity_A_Achievable Economic TRC Potential | F9 | Industrial | Other Industrial | Existing | Space Heating | Natural Gas | Insulation - Wall Cavity | A | Cumulative Winter Peak Savings (MW) | Achievable Economic TRC Potential | 0 | 0 | 0 | 0 | 0 | 0 | 0 | 0 | 0 | 0 | 0 | 0 | 0 | 0 | 0 | 0 | 0 | 0 | 0 | 0 | 0 | 0 | 0 | 0 | 0 | 0 | 0 | 0 | 0 | 0 | 0
F10_Industrial_Other Industrial_Existing_Space Heating_Natural Gas_Insulation - Wall Cavity_A_Achievable Economic TRC Potential | F10 | Industrial | Other Industrial | Existing | Space Heating | Natural Gas | Insulation - Wall Cavity | A | Purchases (Incremental) | Achievable Economic TRC Potential | 0 | 0 | 0 | 0 | 0 | 5783.3307 | 10115.274 | 15642.0764 | 21910.7464 | 27909.4633 | 32147.5488 | 34525.8309 | 34455.7286 | 31648.0112 | 27797.7389 | 22673.9481 | 17637.5816 | 12930.7027 | 8970.7531 | 5987.5863 | 3794.5258 | 2300.7281 | 1552.1095 | 0 | 0 | 0 | 0 | 0 | 0 | 0 | 0
F11_Industrial_Other Industrial_Existing_Space Heating_Natural Gas_Insulation - Wall Cavity_A_Achievable Economic TRC Potential | F11 | Industrial | Other Industrial | Existing | Space Heating | Natural Gas | Insulation - Wall Cavity | A | Purchases (Cumulative) | Achievable Economic TRC Potential | 0 | 0 | 0 | 0 | 0 | 5783.3307 | 15898.6046 | 31540.681 | 53451.4275 | 81360.8907 | 113508.4395 | 148034.2704 | 182489.999 | 214138.0102 | 241935.7491 | 264609.6971 | 282247.2787 | 295177.9814 | 304148.7346 | 310136.3209 | 313930.8467 | 316231.5748 | 317783.6842 | 317783.6842 | 317783.6842 | 317783.6842 | 317783.6842 | 317783.6842 | 317783.6842 | 317783.6842 | 317783.6842
F1_Industrial_Other Industrial_Existing_Space Heating_Natural Gas_Insulation - Ducting_A_Achievable Economic TRC Potential | F1 | Industrial | Other Industrial | Existing | Space Heating | Natural Gas | Insulation - Ducting | A | Integrated Unit Energy Savings (kWh or therms) | Achievable Economic TRC Potential | 0 | 0 | 0 | 0 | 0 | 0.0016269 | 0.0016067 | 0.0015806 | 0.0015521 | 0.0015213 | 0.0014883 | 0.0014544 | 0.0014205 | 0.001386 | 0.0013528 | 0.0013209 | 0.0012916 | 0.0012641 | 0.0012383 | 0.0012159 | 0.0011949 | 0.0011756 | 0.0011581 | 0.0011425 | 0.0011282 | 0.001117 | 0.001107 | 0.0010976 | 0.00131 | 0.0013019 | 0.0012943
F2_Industrial_Other Industrial_Existing_Space Heating_Natural Gas_Insulation - Ducting_A_Achievable Economic TRC Potential | F2 | Industrial | Other Industrial | Existing | Space Heating | Natural Gas | Insulation - Ducting | A | Integrated Unit Summer Peak Savings (kW) | Achievable Economic TRC Potential | 0 | 0 | 0 | 0 | 0 | 0 | 0 | 0 | 0 | 0 | 0 | 0 | 0 | 0 | 0 | 0 | 0 | 0 | 0 | 0 | 0 | 0 | 0 | 0 | 0 | 0 | 0 | 0 | 0 | 0 | 0
F3_Industrial_Other Industrial_Existing_Space Heating_Natural Gas_Insulation - Ducting_A_Achievable Economic TRC Potential | F3 | Industrial | Other Industrial | Existing | Space Heating | Natural Gas | Insulation - Ducting | A | Integrated Unit Winter Peak Savings (kW) | Achievable Economic TRC Potential | 0 | 0 | 0 | 0 | 0 | 0 | 0 | 0 | 0 | 0 | 0 | 0 | 0 | 0 | 0 | 0 | 0 | 0 | 0 | 0 | 0 | 0 | 0 | 0 | 0 | 0 | 0 | 0 | 0 | 0 | 0
F4_Industrial_Other Industrial_Existing_Space Heating_Natural Gas_Insulation - Ducting_A_Achievable Economic TRC Potential | F4 | Industrial | Other Industrial | Existing | Space Heating | Natural Gas | Insulation - Ducting | A | Incremental Energy Savings (MWh or mTherms) | Achievable Economic TRC Potential | 0 | 0 | 0 | 0 | 0 | 0 | 0 | 0 | 0 | 0 | 0 | 0 | 0 | 0 | 0 | 0 | 0 | 0 | 0 | 0 | 0 | 0 | 0 | 0 | 0 | 0 | 0 | 0 | 0 | 0 | 0
F5_Industrial_Other Industrial_Existing_Space Heating_Natural Gas_Insulation - Ducting_A_Achievable Economic TRC Potential | F5 | Industrial | Other Industrial | Existing | Space Heating | Natural Gas | Insulation - Ducting | A | Incremental Summer Peak Savings (MW) | Achievable Economic TRC Potential | 0 | 0 | 0 | 0 | 0 | 0 | 0 | 0 | 0 | 0 | 0 | 0 | 0 | 0 | 0 | 0 | 0 | 0 | 0 | 0 | 0 | 0 | 0 | 0 | 0 | 0 | 0 | 0 | 0 | 0 | 0
F6_Industrial_Other Industrial_Existing_Space Heating_Natural Gas_Insulation - Ducting_A_Achievable Economic TRC Potential | F6 | Industrial | Other Industrial | Existing | Space Heating | Natural Gas | Insulation - Ducting | A | Incremental Winter Peak Savings (MW) | Achievable Economic TRC Potential | 0 | 0 | 0 | 0 | 0 | 0 | 0 | 0 | 0 | 0 | 0 | 0 | 0 | 0 | 0 | 0 | 0 | 0 | 0 | 0 | 0 | 0 | 0 | 0 | 0 | 0 | 0 | 0 | 0 | 0 | 0
F7_Industrial_Other Industrial_Existing_Space Heating_Natural Gas_Insulation - Ducting_A_Achievable Economic TRC Potential | F7 | Industrial | Other Industrial | Existing | Space Heating | Natural Gas | Insulation - Ducting | A | Cumulative Energy Savings (MWh or mTherms) | Achievable Economic TRC Potential | 0 | 0 | 0 | 0 | 0 | 0 | 0 | 0 | 0 | 0 | 0 | 0 | 0 | 0 | 0 | 0 | 0 | 0 | 0 | 0 | 0 | 0 | 0 | 0 | 0 | 0 | 0 | 0 | 0 | 0 | 0
F8_Industrial_Other Industrial_Existing_Space Heating_Natural Gas_Insulation - Ducting_A_Achievable Economic TRC Potential | F8 | Industrial | Other Industrial | Existing | Space Heating | Natural Gas | Insulation - Ducting | A | Cumulative Summer Peak Savings (MW) | Achievable Economic TRC Potential | 0 | 0 | 0 | 0 | 0 | 0 | 0 | 0 | 0 | 0 | 0 | 0 | 0 | 0 | 0 | 0 | 0 | 0 | 0 | 0 | 0 | 0 | 0 | 0 | 0 | 0 | 0 | 0 | 0 | 0 | 0
F9_Industrial_Other Industrial_Existing_Space Heating_Natural Gas_Insulation - Ducting_A_Achievable Economic TRC Potential | F9 | Industrial | Other Industrial | Existing | Space Heating | Natural Gas | Insulation - Ducting | A | Cumulative Winter Peak Savings (MW) | Achievable Economic TRC Potential | 0 | 0 | 0 | 0 | 0 | 0 | 0 | 0 | 0 | 0 | 0 | 0 | 0 | 0 | 0 | 0 | 0 | 0 | 0 | 0 | 0 | 0 | 0 | 0 | 0 | 0 | 0 | 0 | 0 | 0 | 0
F10_Industrial_Other Industrial_Existing_Space Heating_Natural Gas_Insulation - Ducting_A_Achievable Economic TRC Potential | F10 | Industrial | Other Industrial | Existing | Space Heating | Natural Gas | Insulation - Ducting | A | Purchases (Incremental) | Achievable Economic TRC Potential | 0 | 0 | 0 | 0 | 0 | 0 | 0 | 0 | 0 | 0 | 0 | 0 | 0 | 0 | 0 | 0 | 0 | 0 | 0 | 0 | 0 | 0 | 0 | 0 | 0 | 0 | 0 | 0 | 0 | 0 | 0
F11_Industrial_Other Industrial_Existing_Space Heating_Natural Gas_Insulation - Ducting_A_Achievable Economic TRC Potential | F11 | Industrial | Other Industrial | Existing | Space Heating | Natural Gas | Insulation - Ducting | A | Purchases (Cumulative) | Achievable Economic TRC Potential | 0 | 0 | 0 | 0 | 0 | 0 | 0 | 0 | 0 | 0 | 0 | 0 | 0 | 0 | 0 | 0 | 0 | 0 | 0 | 0 | 0 | 0 | 0 | 0 | 0 | 0 | 0 | 0 | 0 | 0 | 0
F1_Industrial_Other Industrial_Existing_Space Heating_Natural Gas_HVAC - Duct Repair and Sealing_A_Achievable Economic TRC Potential | F1 | Industrial | Other Industrial | Existing | Space Heating | Natural Gas | HVAC - Duct Repair and Sealing | A | Integrated Unit Energy Savings (kWh or therms) | Achievable Economic TRC Potential | 0 | 0 | 0 | 0 | 0 | 0.0038305 | 0.0037839 | 0.0037239 | 0.0036587 | 0.0035884 | 0.0035135 | 0.0034361 | 0.003359 | 0.0032803 | 0.0032039 | 0.0031302 | 0.0030622 | 0.0029979 | 0.0029377 | 0.002885 | 0.0028356 | 0.0027899 | 0.0027486 | 0.0027117 | 0.0026778 | 0.0026511 | 0.0026275 | 0.0026053 | 0.0030839 | 0.0030649 | 0.0030471
F2_Industrial_Other Industrial_Existing_Space Heating_Natural Gas_HVAC - Duct Repair and Sealing_A_Achievable Economic TRC Potential | F2 | Industrial | Other Industrial | Existing | Space Heating | Natural Gas | HVAC - Duct Repair and Sealing | A | Integrated Unit Summer Peak Savings (kW) | Achievable Economic TRC Potential | 0 | 0 | 0 | 0 | 0 | 0 | 0 | 0 | 0 | 0 | 0 | 0 | 0 | 0 | 0 | 0 | 0 | 0 | 0 | 0 | 0 | 0 | 0 | 0 | 0 | 0 | 0 | 0 | 0 | 0 | 0
F3_Industrial_Other Industrial_Existing_Space Heating_Natural Gas_HVAC - Duct Repair and Sealing_A_Achievable Economic TRC Potential | F3 | Industrial | Other Industrial | Existing | Space Heating | Natural Gas | HVAC - Duct Repair and Sealing | A | Integrated Unit Winter Peak Savings (kW) | Achievable Economic TRC Potential | 0 | 0 | 0 | 0 | 0 | 0 | 0 | 0 | 0 | 0 | 0 | 0 | 0 | 0 | 0 | 0 | 0 | 0 | 0 | 0 | 0 | 0 | 0 | 0 | 0 | 0 | 0 | 0 | 0 | 0 | 0
F4_Industrial_Other Industrial_Existing_Space Heating_Natural Gas_HVAC - Duct Repair and Sealing_A_Achievable Economic TRC Potential | F4 | Industrial | Other Industrial | Existing | Space Heating | Natural Gas | HVAC - Duct Repair and Sealing | A | Incremental Energy Savings (MWh or mTherms) | Achievable Economic TRC Potential | 0 | 0 | 0 | 0 | 0 | 0 | 0 | 0 | 0 | 0 | 0 | 0 | 0 | 0 | 0 | 0 | 0 | 0 | 0 | 0 | 0 | 0 | 0 | 0 | 0 | 0 | 0 | 0 | 0 | 0 | 0
F5_Industrial_Other Industrial_Existing_Space Heating_Natural Gas_HVAC - Duct Repair and Sealing_A_Achievable Economic TRC Potential | F5 | Industrial | Other Industrial | Existing | Space Heating | Natural Gas | HVAC - Duct Repair and Sealing | A | Incremental Summer Peak Savings (MW) | Achievable Economic TRC Potential | 0 | 0 | 0 | 0 | 0 | 0 | 0 | 0 | 0 | 0 | 0 | 0 | 0 | 0 | 0 | 0 | 0 | 0 | 0 | 0 | 0 | 0 | 0 | 0 | 0 | 0 | 0 | 0 | 0 | 0 | 0
F6_Industrial_Other Industrial_Existing_Space Heating_Natural Gas_HVAC - Duct Repair and Sealing_A_Achievable Economic TRC Potential | F6 | Industrial | Other Industrial | Existing | Space Heating | Natural Gas | HVAC - Duct Repair and Sealing | A | Incremental Winter Peak Savings (MW) | Achievable Economic TRC Potential | 0 | 0 | 0 | 0 | 0 | 0 | 0 | 0 | 0 | 0 | 0 | 0 | 0 | 0 | 0 | 0 | 0 | 0 | 0 | 0 | 0 | 0 | 0 | 0 | 0 | 0 | 0 | 0 | 0 | 0 | 0
F7_Industrial_Other Industrial_Existing_Space Heating_Natural Gas_HVAC - Duct Repair and Sealing_A_Achievable Economic TRC Potential | F7 | Industrial | Other Industrial | Existing | Space Heating | Natural Gas | HVAC - Duct Repair and Sealing | A | Cumulative Energy Savings (MWh or mTherms) | Achievable Economic TRC Potential | 0 | 0 | 0 | 0 | 0 | 0 | 0 | 0 | 0 | 0 | 0 | 0 | 0 | 0 | 0 | 0 | 0 | 0 | 0 | 0 | 0 | 0 | 0 | 0 | 0 | 0 | 0 | 0 | 0 | 0 | 0
F8_Industrial_Other Industrial_Existing_Space Heating_Natural Gas_HVAC - Duct Repair and Sealing_A_Achievable Economic TRC Potential | F8 | Industrial | Other Industrial | Existing | Space Heating | Natural Gas | HVAC - Duct Repair and Sealing | A | Cumulative Summer Peak Savings (MW) | Achievable Economic TRC Potential | 0 | 0 | 0 | 0 | 0 | 0 | 0 | 0 | 0 | 0 | 0 | 0 | 0 | 0 | 0 | 0 | 0 | 0 | 0 | 0 | 0 | 0 | 0 | 0 | 0 | 0 | 0 | 0 | 0 | 0 | 0
F9_Industrial_Other Industrial_Existing_Space Heating_Natural Gas_HVAC - Duct Repair and Sealing_A_Achievable Economic TRC Potential | F9 | Industrial | Other Industrial | Existing | Space Heating | Natural Gas | HVAC - Duct Repair and Sealing | A | Cumulative Winter Peak Savings (MW) | Achievable Economic TRC Potential | 0 | 0 | 0 | 0 | 0 | 0 | 0 | 0 | 0 | 0 | 0 | 0 | 0 | 0 | 0 | 0 | 0 | 0 | 0 | 0 | 0 | 0 | 0 | 0 | 0 | 0 | 0 | 0 | 0 | 0 | 0
F10_Industrial_Other Industrial_Existing_Space Heating_Natural Gas_HVAC - Duct Repair and Sealing_A_Achievable Economic TRC Potential | F10 | Industrial | Other Industrial | Existing | Space Heating | Natural Gas | HVAC - Duct Repair and Sealing | A | Purchases (Incremental) | Achievable Economic TRC Potential | 0 | 0 | 0 | 0 | 0 | 0 | 0 | 0 | 0 | 0 | 0 | 0 | 0 | 0 | 0 | 0 | 0 | 0 | 0 | 0 | 0 | 0 | 0 | 0 | 0 | 0 | 0 | 0 | 0 | 0 | 0
F11_Industrial_Other Industrial_Existing_Space Heating_Natural Gas_HVAC - Duct Repair and Sealing_A_Achievable Economic TRC Potential | F11 | Industrial | Other Industrial | Existing | Space Heating | Natural Gas | HVAC - Duct Repair and Sealing | A | Purchases (Cumulative) | Achievable Economic TRC Potential | 0 | 0 | 0 | 0 | 0 | 0 | 0 | 0 | 0 | 0 | 0 | 0 | 0 | 0 | 0 | 0 | 0 | 0 | 0 | 0 | 0 | 0 | 0 | 0 | 0 | 0 | 0 | 0 | 0 | 0 | 0
F1_Industrial_Other Industrial_Existing_Space Heating_Natural Gas_Windows - High Efficiency_A_Achievable Economic TRC Potential | F1 | Industrial | Other Industrial | Existing | Space Heating | Natural Gas | Windows - High Efficiency | A | Integrated Unit Energy Savings (kWh or therms) | Achievable Economic TRC Potential | 0 | 0 | 0 | 0 | 0 | 0.005678 | 0.0056309 | 0.0055703 | 0.0054997 | 0.0054187 | 0.0053277 | 0.0052307 | 0.0051298 | 0.0050228 | 0.0049173 | 0.0048119 | 0.0047136 | 0.004621 | 0.0045346 | 0.0044619 | 0.0043947 | 0.0043328 | 0.0042814 | 0.0042372 | 0.0041972 | 0.0041682 | 0.0041432 | 0.00412 | 0 | 0 | 0
F2_Industrial_Other Industrial_Existing_Space Heating_Natural Gas_Windows - High Efficiency_A_Achievable Economic TRC Potential | F2 | Industrial | Other Industrial | Existing | Space Heating | Natural Gas | Windows - High Efficiency | A | Integrated Unit Summer Peak Savings (kW) | Achievable Economic TRC Potential | 0 | 0 | 0 | 0 | 0 | 0 | 0 | 0 | 0 | 0 | 0 | 0 | 0 | 0 | 0 | 0 | 0 | 0 | 0 | 0 | 0 | 0 | 0 | 0 | 0 | 0 | 0 | 0 | 0 | 0 | 0
F3_Industrial_Other Industrial_Existing_Space Heating_Natural Gas_Windows - High Efficiency_A_Achievable Economic TRC Potential | F3 | Industrial | Other Industrial | Existing | Space Heating | Natural Gas | Windows - High Efficiency | A | Integrated Unit Winter Peak Savings (kW) | Achievable Economic TRC Potential | 0 | 0 | 0 | 0 | 0 | 0 | 0 | 0 | 0 | 0 | 0 | 0 | 0 | 0 | 0 | 0 | 0 | 0 | 0 | 0 | 0 | 0 | 0 | 0 | 0 | 0 | 0 | 0 | 0 | 0 | 0
F4_Industrial_Other Industrial_Existing_Space Heating_Natural Gas_Windows - High Efficiency_A_Achievable Economic TRC Potential | F4 | Industrial | Other Industrial | Existing | Space Heating | Natural Gas | Windows - High Efficiency | A | Incremental Energy Savings (MWh or mTherms) | Achievable Economic TRC Potential | 0 | 0 | 0 | 0 | 0 | 0 | 0 | 0 | 0 | 0 | 0 | 0 | 0 | 0 | 0 | 0 | 0 | 0 | 0 | 0 | 0 | 0 | 0 | 0 | 0 | 0 | 0 | 0 | 0 | 0 | 0
F5_Industrial_Other Industrial_Existing_Space Heating_Natural Gas_Windows - High Efficiency_A_Achievable Economic TRC Potential | F5 | Industrial | Other Industrial | Existing | Space Heating | Natural Gas | Windows - High Efficiency | A | Incremental Summer Peak Savings (MW) | Achievable Economic TRC Potential | 0 | 0 | 0 | 0 | 0 | 0 | 0 | 0 | 0 | 0 | 0 | 0 | 0 | 0 | 0 | 0 | 0 | 0 | 0 | 0 | 0 | 0 | 0 | 0 | 0 | 0 | 0 | 0 | 0 | 0 | 0
F6_Industrial_Other Industrial_Existing_Space Heating_Natural Gas_Windows - High Efficiency_A_Achievable Economic TRC Potential | F6 | Industrial | Other Industrial | Existing | Space Heating | Natural Gas | Windows - High Efficiency | A | Incremental Winter Peak Savings (MW) | Achievable Economic TRC Potential | 0 | 0 | 0 | 0 | 0 | 0 | 0 | 0 | 0 | 0 | 0 | 0 | 0 | 0 | 0 | 0 | 0 | 0 | 0 | 0 | 0 | 0 | 0 | 0 | 0 | 0 | 0 | 0 | 0 | 0 | 0
F7_Industrial_Other Industrial_Existing_Space Heating_Natural Gas_Windows - High Efficiency_A_Achievable Economic TRC Potential | F7 | Industrial | Other Industrial | Existing | Space Heating | Natural Gas | Windows - High Efficiency | A | Cumulative Energy Savings (MWh or mTherms) | Achievable Economic TRC Potential | 0 | 0 | 0 | 0 | 0 | 0 | 0 | 0 | 0 | 0 | 0 | 0 | 0 | 0 | 0 | 0 | 0 | 0 | 0 | 0 | 0 | 0 | 0 | 0 | 0 | 0 | 0 | 0 | 0 | 0 | 0
F8_Industrial_Other Industrial_Existing_Space Heating_Natural Gas_Windows - High Efficiency_A_Achievable Economic TRC Potential | F8 | Industrial | Other Industrial | Existing | Space Heating | Natural Gas | Windows - High Efficiency | A | Cumulative Summer Peak Savings (MW) | Achievable Economic TRC Potential | 0 | 0 | 0 | 0 | 0 | 0 | 0 | 0 | 0 | 0 | 0 | 0 | 0 | 0 | 0 | 0 | 0 | 0 | 0 | 0 | 0 | 0 | 0 | 0 | 0 | 0 | 0 | 0 | 0 | 0 | 0
F9_Industrial_Other Industrial_Existing_Space Heating_Natural Gas_Windows - High Efficiency_A_Achievable Economic TRC Potential | F9 | Industrial | Other Industrial | Existing | Space Heating | Natural Gas | Windows - High Efficiency | A | Cumulative Winter Peak Savings (MW) | Achievable Economic TRC Potential | 0 | 0 | 0 | 0 | 0 | 0 | 0 | 0 | 0 | 0 | 0 | 0 | 0 | 0 | 0 | 0 | 0 | 0 | 0 | 0 | 0 | 0 | 0 | 0 | 0 | 0 | 0 | 0 | 0 | 0 | 0
F10_Industrial_Other Industrial_Existing_Space Heating_Natural Gas_Windows - High Efficiency_A_Achievable Economic TRC Potential | F10 | Industrial | Other Industrial | Existing | Space Heating | Natural Gas | Windows - High Efficiency | A | Purchases (Incremental) | Achievable Economic TRC Potential | 0 | 0 | 0 | 0 | 0 | 0 | 0 | 0 | 0 | 0 | 0 | 0 | 0 | 0 | 0 | 0 | 0 | 0 | 0 | 0 | 0 | 0 | 0 | 0 | 0 | 0 | 0 | 0 | 0 | 0 | 0
F11_Industrial_Other Industrial_Existing_Space Heating_Natural Gas_Windows - High Efficiency_A_Achievable Economic TRC Potential | F11 | Industrial | Other Industrial | Existing | Space Heating | Natural Gas | Windows - High Efficiency | A | Purchases (Cumulative) | Achievable Economic TRC Potential | 0 | 0 | 0 | 0 | 0 | 0 | 0 | 0 | 0 | 0 | 0 | 0 | 0 | 0 | 0 | 0 | 0 | 0 | 0 | 0 | 0 | 0 | 0 | 0 | 0 | 0 | 0 | 0 | 0 | 0 | 0
F1_Industrial_Other Industrial_Existing_Space Heating_Natural Gas_Gas Boiler - Maintenance_A_Achievable Economic TRC Potential | F1 | Industrial | Other Industrial | Existing | Space Heating | Natural Gas | Gas Boiler - Maintenance | A | Integrated Unit Energy Savings (kWh or therms) | Achievable Economic TRC Potential | 0 | 0 | 0 | 0 | 0 | 2.0181 | 2.004 | 1.9897 | 1.9748 | 1.9594 | 1.9436 | 1.9274 | 1.9107 | 1.8933 | 1.8742 | 1.8557 | 1.837 | 1.8187 | 1.8007 | 1.7834 | 1.7669 | 1.7499 | 1.7346 | 1.72 | 1.7058 | 1.6928 | 1.6817 | 1.6715 | 1.7433 | 1.7361 | 1.7296
F2_Industrial_Other Industrial_Existing_Space Heating_Natural Gas_Gas Boiler - Maintenance_A_Achievable Economic TRC Potential | F2 | Industrial | Other Industrial | Existing | Space Heating | Natural Gas | Gas Boiler - Maintenance | A | Integrated Unit Summer Peak Savings (kW) | Achievable Economic TRC Potential | 0 | 0 | 0 | 0 | 0 | 0 | 0 | 0 | 0 | 0 | 0 | 0 | 0 | 0 | 0 | 0 | 0 | 0 | 0 | 0 | 0 | 0 | 0 | 0 | 0 | 0 | 0 | 0 | 0 | 0 | 0
F3_Industrial_Other Industrial_Existing_Space Heating_Natural Gas_Gas Boiler - Maintenance_A_Achievable Economic TRC Potential | F3 | Industrial | Other Industrial | Existing | Space Heating | Natural Gas | Gas Boiler - Maintenance | A | Integrated Unit Winter Peak Savings (kW) | Achievable Economic TRC Potential | 0 | 0 | 0 | 0 | 0 | 0 | 0 | 0 | 0 | 0 | 0 | 0 | 0 | 0 | 0 | 0 | 0 | 0 | 0 | 0 | 0 | 0 | 0 | 0 | 0 | 0 | 0 | 0 | 0 | 0 | 0
F4_Industrial_Other Industrial_Existing_Space Heating_Natural Gas_Gas Boiler - Maintenance_A_Achievable Economic TRC Potential | F4 | Industrial | Other Industrial | Existing | Space Heating | Natural Gas | Gas Boiler - Maintenance | A | Incremental Energy Savings (MWh or mTherms) | Achievable Economic TRC Potential | 0 | 0 | 0 | 0 | 0 | 0.031604 | 0.021986 | 0.015022 | 0.011618 | 0.010108 | 0.0085663 | 0.0072574 | 0.0061 | 0.0050187 | 0.0041827 | 0.0034228 | 0.0026392 | 0.0020247 | 0.0015473 | 0.0011949 | 0.0010825 | 0.00083576 | 0.00071077 | 0.00058912 | 0.0004704 | 0 | 0 | 0 | 0 | 0 | 0
F5_Industrial_Other Industrial_Existing_Space Heating_Natural Gas_Gas Boiler - Maintenance_A_Achievable Economic TRC Potential | F5 | Industrial | Other Industrial | Existing | Space Heating | Natural Gas | Gas Boiler - Maintenance | A | Incremental Summer Peak Savings (MW) | Achievable Economic TRC Potential | 0 | 0 | 0 | 0 | 0 | 0 | 0 | 0 | 0 | 0 | 0 | 0 | 0 | 0 | 0 | 0 | 0 | 0 | 0 | 0 | 0 | 0 | 0 | 0 | 0 | 0 | 0 | 0 | 0 | 0 | 0
F6_Industrial_Other Industrial_Existing_Space Heating_Natural Gas_Gas Boiler - Maintenance_A_Achievable Economic TRC Potential | F6 | Industrial | Other Industrial | Existing | Space Heating | Natural Gas | Gas Boiler - Maintenance | A | Incremental Winter Peak Savings (MW) | Achievable Economic TRC Potential | 0 | 0 | 0 | 0 | 0 | 0 | 0 | 0 | 0 | 0 | 0 | 0 | 0 | 0 | 0 | 0 | 0 | 0 | 0 | 0 | 0 | 0 | 0 | 0 | 0 | 0 | 0 | 0 | 0 | 0 | 0
F7_Industrial_Other Industrial_Existing_Space Heating_Natural Gas_Gas Boiler - Maintenance_A_Achievable Economic TRC Potential | F7 | Industrial | Other Industrial | Existing | Space Heating | Natural Gas | Gas Boiler - Maintenance | A | Cumulative Energy Savings (MWh or mTherms) | Achievable Economic TRC Potential | 0 | 0 | 0 | 0 | 0 | 0.031604 | 0.05337 | 0.068011 | 0.079121 | 0.08861 | 0.096464 | 0.10292 | 0.10812 | 0.11216 | 0.11521 | 0.1175 | 0.11895 | 0.11979 | 0.12015 | 0.12019 | 0.12016 | 0.11984 | 0.1195 | 0.11909 | 0.11857 | 0.11767 | 0.1169 | 0.11619 | 0 | 0 | 0
F8_Industrial_Other Industrial_Existing_Space Heating_Natural Gas_Gas Boiler - Maintenance_A_Achievable Economic TRC Potential | F8 | Industrial | Other Industrial | Existing | Space Heating | Natural Gas | Gas Boiler - Maintenance | A | Cumulative Summer Peak Savings (MW) | Achievable Economic TRC Potential | 0 | 0 | 0 | 0 | 0 | 0 | 0 | 0 | 0 | 0 | 0 | 0 | 0 | 0 | 0 | 0 | 0 | 0 | 0 | 0 | 0 | 0 | 0 | 0 | 0 | 0 | 0 | 0 | 0 | 0 | 0
F9_Industrial_Other Industrial_Existing_Space Heating_Natural Gas_Gas Boiler - Maintenance_A_Achievable Economic TRC Potential | F9 | Industrial | Other Industrial | Existing | Space Heating | Natural Gas | Gas Boiler - Maintenance | A | Cumulative Winter Peak Savings (MW) | Achievable Economic TRC Potential | 0 | 0 | 0 | 0 | 0 | 0 | 0 | 0 | 0 | 0 | 0 | 0 | 0 | 0 | 0 | 0 | 0 | 0 | 0 | 0 | 0 | 0 | 0 | 0 | 0 | 0 | 0 | 0 | 0 | 0 | 0
F10_Industrial_Other Industrial_Existing_Space Heating_Natural Gas_Gas Boiler - Maintenance_A_Achievable Economic TRC Potential | F10 | Industrial | Other Industrial | Existing | Space Heating | Natural Gas | Gas Boiler - Maintenance | A | Purchases (Incremental) | Achievable Economic TRC Potential | 0 | 0 | 0 | 0 | 0 | 15.6607 | 10.9709 | 7.55 | 5.8831 | 5.1588 | 4.4074 | 3.7654 | 3.1926 | 2.6508 | 2.2317 | 1.8445 | 1.4367 | 1.1132 | 0.85926 | 0.66999 | 0.61265 | 0.4776 | 0.40977 | 0.34251 | 0.27577 | 0 | 0 | 0 | 0 | 0 | 0
F11_Industrial_Other Industrial_Existing_Space Heating_Natural Gas_Gas Boiler - Maintenance_A_Achievable Economic TRC Potential | F11 | Industrial | Other Industrial | Existing | Space Heating | Natural Gas | Gas Boiler - Maintenance | A | Purchases (Cumulative) | Achievable Economic TRC Potential | 0 | 0 | 0 | 0 | 0 | 15.6607 | 26.6316 | 34.1816 | 40.0647 | 45.2235 | 49.6308 | 53.3962 | 56.5888 | 59.2396 | 61.4714 | 63.3159 | 64.7525 | 65.8658 | 66.725 | 67.395 | 68.0077 | 68.4853 | 68.895 | 69.2375 | 69.5133 | 69.5133 | 69.5133 | 69.5133 | 69.5133 | 69.5133 | 69.5133
F1_Industrial_Other Industrial_Existing_Process_Natural Gas_Gas Boiler - Maintenance_A_Achievable Economic TRC Potential | F1 | Industrial | Other Industrial | Existing | Process | Natural Gas | Gas Boiler - Maintenance | A | Integrated Unit Energy Savings (kWh or therms) | Achievable Economic TRC Potential | 0 | 0 | 0 | 0 | 0 | 1.5559 | 1.5559 | 1.5559 | 1.5559 | 1.5559 | 1.5559 | 1.5559 | 1.5559 | 1.5559 | 1.5559 | 1.5559 | 1.5559 | 1.5559 | 1.5559 | 1.5559 | 1.5559 | 1.5559 | 1.5559 | 1.5559 | 1.5559 | 1.5559 | 1.5559 | 1.5559 | 1.5559 | 1.5559 | 1.5559
F2_Industrial_Other Industrial_Existing_Process_Natural Gas_Gas Boiler - Maintenance_A_Achievable Economic TRC Potential | F2 | Industrial | Other Industrial | Existing | Process | Natural Gas | Gas Boiler - Maintenance | A | Integrated Unit Summer Peak Savings (kW) | Achievable Economic TRC Potential | 0 | 0 | 0 | 0 | 0 | 0 | 0 | 0 | 0 | 0 | 0 | 0 | 0 | 0 | 0 | 0 | 0 | 0 | 0 | 0 | 0 | 0 | 0 | 0 | 0 | 0 | 0 | 0 | 0 | 0 | 0
F3_Industrial_Other Industrial_Existing_Process_Natural Gas_Gas Boiler - Maintenance_A_Achievable Economic TRC Potential | F3 | Industrial | Other Industrial | Existing | Process | Natural Gas | Gas Boiler - Maintenance | A | Integrated Unit Winter Peak Savings (kW) | Achievable Economic TRC Potential | 0 | 0 | 0 | 0 | 0 | 0 | 0 | 0 | 0 | 0 | 0 | 0 | 0 | 0 | 0 | 0 | 0 | 0 | 0 | 0 | 0 | 0 | 0 | 0 | 0 | 0 | 0 | 0 | 0 | 0 | 0
F4_Industrial_Other Industrial_Existing_Process_Natural Gas_Gas Boiler - Maintenance_A_Achievable Economic TRC Potential | F4 | Industrial | Other Industrial | Existing | Process | Natural Gas | Gas Boiler - Maintenance | A | Incremental Energy Savings (MWh or mTherms) | Achievable Economic TRC Potential | 0 | 0 | 0 | 0 | 0 | 0.3528 | 0.24715 | 0.17009 | 0.13253 | 0.11622 | 0.099288 | 0.084826 | 0.071922 | 0.059717 | 0.050276 | 0.041552 | 0.032365 | 0.025079 | 0.019357 | 0.015093 | 0.013802 | 0.010759 | 0.0092312 | 0.007716 | 0.0062125 | 0 | 0 | 0 | 0 | 0 | 0
F5_Industrial_Other Industrial_Existing_Process_Natural Gas_Gas Boiler - Maintenance_A_Achievable Economic TRC Potential | F5 | Industrial | Other Industrial | Existing | Process | Natural Gas | Gas Boiler - Maintenance | A | Incremental Summer Peak Savings (MW) | Achievable Economic TRC Potential | 0 | 0 | 0 | 0 | 0 | 0 | 0 | 0 | 0 | 0 | 0 | 0 | 0 | 0 | 0 | 0 | 0 | 0 | 0 | 0 | 0 | 0 | 0 | 0 | 0 | 0 | 0 | 0 | 0 | 0 | 0
F6_Industrial_Other Industrial_Existing_Process_Natural Gas_Gas Boiler - Maintenance_A_Achievable Economic TRC Potential | F6 | Industrial | Other Industrial | Existing | Process | Natural Gas | Gas Boiler - Maintenance | A | Incremental Winter Peak Savings (MW) | Achievable Economic TRC Potential | 0 | 0 | 0 | 0 | 0 | 0 | 0 | 0 | 0 | 0 | 0 | 0 | 0 | 0 | 0 | 0 | 0 | 0 | 0 | 0 | 0 | 0 | 0 | 0 | 0 | 0 | 0 | 0 | 0 | 0 | 0
F7_Industrial_Other Industrial_Existing_Process_Natural Gas_Gas Boiler - Maintenance_A_Achievable Economic TRC Potential | F7 | Industrial | Other Industrial | Existing | Process | Natural Gas | Gas Boiler - Maintenance | A | Cumulative Energy Savings (MWh or mTherms) | Achievable Economic TRC Potential | 0 | 0 | 0 | 0 | 0 | 0.3528 | 0.59995 | 0.77004 | 0.90257 | 1.0188 | 1.1181 | 1.2029 | 1.2748 | 1.3345 | 1.3848 | 1.4264 | 1.4587 | 1.4838 | 1.5032 | 1.5183 | 1.5321 | 1.5428 | 1.5521 | 1.5598 | 1.566 | 1.566 | 1.566 | 1.566 | 0 | 0 | 0
F8_Industrial_Other Industrial_Existing_Process_Natural Gas_Gas Boiler - Maintenance_A_Achievable Economic TRC Potential | F8 | Industrial | Other Industrial | Existing | Process | Natural Gas | Gas Boiler - Maintenance | A | Cumulative Summer Peak Savings (MW) | Achievable Economic TRC Potential | 0 | 0 | 0 | 0 | 0 | 0 | 0 | 0 | 0 | 0 | 0 | 0 | 0 | 0 | 0 | 0 | 0 | 0 | 0 | 0 | 0 | 0 | 0 | 0 | 0 | 0 | 0 | 0 | 0 | 0 | 0
F9_Industrial_Other Industrial_Existing_Process_Natural Gas_Gas Boiler - Maintenance_A_Achievable Economic TRC Potential | F9 | Industrial | Other Industrial | Existing | Process | Natural Gas | Gas Boiler - Maintenance | A | Cumulative Winter Peak Savings (MW) | Achievable Economic TRC Potential | 0 | 0 | 0 | 0 | 0 | 0 | 0 | 0 | 0 | 0 | 0 | 0 | 0 | 0 | 0 | 0 | 0 | 0 | 0 | 0 | 0 | 0 | 0 | 0 | 0 | 0 | 0 | 0 | 0 | 0 | 0
F10_Industrial_Other Industrial_Existing_Process_Natural Gas_Gas Boiler - Maintenance_A_Achievable Economic TRC Potential | F10 | Industrial | Other Industrial | Existing | Process | Natural Gas | Gas Boiler - Maintenance | A | Purchases (Incremental) | Achievable Economic TRC Potential | 0 | 0 | 0 | 0 | 0 | 226.7545 | 158.8497 | 109.3179 | 85.1829 | 74.6948 | 63.8152 | 54.5198 | 46.226 | 38.3816 | 32.3139 | 26.7065 | 20.8018 | 16.1189 | 12.4414 | 9.7009 | 8.8706 | 6.9152 | 5.9331 | 4.9592 | 3.9929 | 0 | 0 | 0 | 0 | 0 | 0
F11_Industrial_Other Industrial_Existing_Process_Natural Gas_Gas Boiler - Maintenance_A_Achievable Economic TRC Potential | F11 | Industrial | Other Industrial | Existing | Process | Natural Gas | Gas Boiler - Maintenance | A | Purchases (Cumulative) | Achievable Economic TRC Potential | 0 | 0 | 0 | 0 | 0 | 226.7545 | 385.6042 | 494.9221 | 580.105 | 654.7998 | 718.615 | 773.1348 | 819.3609 | 857.7425 | 890.0564 | 916.763 | 937.5648 | 953.6837 | 966.1251 | 975.826 | 984.6966 | 991.6119 | 997.545 | 1002.5042 | 1006.4971 | 1006.4971 | 1006.4971 | 1006.4971 | 1006.4971 | 1006.4971 | 1006.4971
F1_Industrial_Other Industrial_Existing_Space Heating_Natural Gas_Gas Furnace - Maintenance_A_Achievable Economic TRC Potential | F1 | Industrial | Other Industrial | Existing | Space Heating | Natural Gas | Gas Furnace - Maintenance | A | Integrated Unit Energy Savings (kWh or therms) | Achievable Economic TRC Potential | 0 | 0 | 0 | 0 | 0 | 0.0091921 | 0.0091064 | 0.0089968 | 0.0088834 | 0.0087669 | 0.0086498 | 0.0085313 | 0.0084163 | 0.0083036 | 0.0081864 | 0.0080787 | 0.0079743 | 0.0078754 | 0.0077816 | 0.0076902 | 0.0076025 | 0.0075155 | 0.0074318 | 0.0073528 | 0.0072778 | 0.0072081 | 0.0071462 | 0.0070881 | 0.0073847 | 0.0073392 | 0.0072965
F2_Industrial_Other Industrial_Existing_Space Heating_Natural Gas_Gas Furnace - Maintenance_A_Achievable Economic TRC Potential | F2 | Industrial | Other Industrial | Existing | Space Heating | Natural Gas | Gas Furnace - Maintenance | A | Integrated Unit Summer Peak Savings (kW) | Achievable Economic TRC Potential | 0 | 0 | 0 | 0 | 0 | 0 | 0 | 0 | 0 | 0 | 0 | 0 | 0 | 0 | 0 | 0 | 0 | 0 | 0 | 0 | 0 | 0 | 0 | 0 | 0 | 0 | 0 | 0 | 0 | 0 | 0
F3_Industrial_Other Industrial_Existing_Space Heating_Natural Gas_Gas Furnace - Maintenance_A_Achievable Economic TRC Potential | F3 | Industrial | Other Industrial | Existing | Space Heating | Natural Gas | Gas Furnace - Maintenance | A | Integrated Unit Winter Peak Savings (kW) | Achievable Economic TRC Potential | 0 | 0 | 0 | 0 | 0 | 0 | 0 | 0 | 0 | 0 | 0 | 0 | 0 | 0 | 0 | 0 | 0 | 0 | 0 | 0 | 0 | 0 | 0 | 0 | 0 | 0 | 0 | 0 | 0 | 0 | 0
F4_Industrial_Other Industrial_Existing_Space Heating_Natural Gas_Gas Furnace - Maintenance_A_Achievable Economic TRC Potential | F4 | Industrial | Other Industrial | Existing | Space Heating | Natural Gas | Gas Furnace - Maintenance | A | Incremental Energy Savings (MWh or mTherms) | Achievable Economic TRC Potential | 0 | 0 | 0 | 0 | 0 | 0.00097198 | 0.00067456 | 0.00045863 | 0.00035287 | 0.00030536 | 0.0002574 | 0.0002169 | 0.00018142 | 0.00014862 | 0.00012336 | 0.00010061 | 7.7353e-05 | 5.9196e-05 | 4.5146e-05 | 3.4788e-05 | 3.1448e-05 | 2.4235e-05 | 2.0562e-05 | 1.7004e-05 | 1.3551e-05 | 0 | 0 | 0 | 0 | 0 | 0
F5_Industrial_Other Industrial_Existing_Space Heating_Natural Gas_Gas Furnace - Maintenance_A_Achievable Economic TRC Potential | F5 | Industrial | Other Industrial | Existing | Space Heating | Natural Gas | Gas Furnace - Maintenance | A | Incremental Summer Peak Savings (MW) | Achievable Economic TRC Potential | 0 | 0 | 0 | 0 | 0 | 0 | 0 | 0 | 0 | 0 | 0 | 0 | 0 | 0 | 0 | 0 | 0 | 0 | 0 | 0 | 0 | 0 | 0 | 0 | 0 | 0 | 0 | 0 | 0 | 0 | 0
F6_Industrial_Other Industrial_Existing_Space Heating_Natural Gas_Gas Furnace - Maintenance_A_Achievable Economic TRC Potential | F6 | Industrial | Other Industrial | Existing | Space Heating | Natural Gas | Gas Furnace - Maintenance | A | Incremental Winter Peak Savings (MW) | Achievable Economic TRC Potential | 0 | 0 | 0 | 0 | 0 | 0 | 0 | 0 | 0 | 0 | 0 | 0 | 0 | 0 | 0 | 0 | 0 | 0 | 0 | 0 | 0 | 0 | 0 | 0 | 0 | 0 | 0 | 0 | 0 | 0 | 0
F7_Industrial_Other Industrial_Existing_Space Heating_Natural Gas_Gas Furnace - Maintenance_A_Achievable Economic TRC Potential | F7 | Industrial | Other Industrial | Existing | Space Heating | Natural Gas | Gas Furnace - Maintenance | A | Cumulative Energy Savings (MWh or mTherms) | Achievable Economic TRC Potential | 0 | 0 | 0 | 0 | 0 | 0.00097198 | 0.0016375 | 0.0020764 | 0.0024031 | 0.0026769 | 0.0028986 | 0.0030758 | 0.0032157 | 0.0033213 | 0.0033978 | 0.0034537 | 0.0034864 | 0.0035024 | 0.0035058 | 0.0034994 | 0.0034909 | 0.0034752 | 0.0034571 | 0.0034374 | 0.0034158 | 0.0033831 | 0.0033541 | 0.0033268 | 0 | 0 | 0
F8_Industrial_Other Industrial_Existing_Space Heating_Natural Gas_Gas Furnace - Maintenance_A_Achievable Economic TRC Potential | F8 | Industrial | Other Industrial | Existing | Space Heating | Natural Gas | Gas Furnace - Maintenance | A | Cumulative Summer Peak Savings (MW) | Achievable Economic TRC Potential | 0 | 0 | 0 | 0 | 0 | 0 | 0 | 0 | 0 | 0 | 0 | 0 | 0 | 0 | 0 | 0 | 0 | 0 | 0 | 0 | 0 | 0 | 0 | 0 | 0 | 0 | 0 | 0 | 0 | 0 | 0
F9_Industrial_Other Industrial_Existing_Space Heating_Natural Gas_Gas Furnace - Maintenance_A_Achievable Economic TRC Potential | F9 | Industrial | Other Industrial | Existing | Space Heating | Natural Gas | Gas Furnace - Maintenance | A | Cumulative Winter Peak Savings (MW) | Achievable Economic TRC Potential | 0 | 0 | 0 | 0 | 0 | 0 | 0 | 0 | 0 | 0 | 0 | 0 | 0 | 0 | 0 | 0 | 0 | 0 | 0 | 0 | 0 | 0 | 0 | 0 | 0 | 0 | 0 | 0 | 0 | 0 | 0
F10_Industrial_Other Industrial_Existing_Space Heating_Natural Gas_Gas Furnace - Maintenance_A_Achievable Economic TRC Potential | F10 | Industrial | Other Industrial | Existing | Space Heating | Natural Gas | Gas Furnace - Maintenance | A | Purchases (Incremental) | Achievable Economic TRC Potential | 0 | 0 | 0 | 0 | 0 | 105.7401 | 74.0747 | 50.9771 | 39.7225 | 34.8317 | 29.7583 | 25.4237 | 21.5561 | 17.8981 | 15.0686 | 12.4538 | 9.7003 | 7.5166 | 5.8017 | 4.5237 | 4.1366 | 3.2247 | 2.7667 | 2.3126 | 1.862 | 0 | 0 | 0 | 0 | 0 | 0
F11_Industrial_Other Industrial_Existing_Space Heating_Natural Gas_Gas Furnace - Maintenance_A_Achievable Economic TRC Potential | F11 | Industrial | Other Industrial | Existing | Space Heating | Natural Gas | Gas Furnace - Maintenance | A | Purchases (Cumulative) | Achievable Economic TRC Potential | 0 | 0 | 0 | 0 | 0 | 105.7401 | 179.8148 | 230.7919 | 270.5143 | 305.346 | 335.1043 | 360.5279 | 382.084 | 399.9822 | 415.0508 | 427.5045 | 437.2048 | 444.7214 | 450.5231 | 455.0468 | 459.1833 | 462.408 | 465.1748 | 467.4874 | 469.3493 | 469.3493 | 469.3493 | 469.3493 | 469.3493 | 469.3493 | 469.3493
F1_Industrial_Other Industrial_Existing_Space Heating_Natural Gas_Gas Boiler - Hot Water Reset_A_Achievable Economic TRC Potential | F1 | Industrial | Other Industrial | Existing | Space Heating | Natural Gas | Gas Boiler - Hot Water Reset | A | Integrated Unit Energy Savings (kWh or therms) | Achievable Economic TRC Potential | 0 | 0 | 0 | 0 | 0 | 7.3364 | 7.2835 | 7.2298 | 7.1741 | 7.1162 | 7.0573 | 6.9969 | 6.9348 | 6.8702 | 6.7998 | 6.7315 | 6.6626 | 6.5951 | 6.5287 | 6.465 | 6.404 | 6.3416 | 6.285 | 6.2314 | 6.1788 | 6.1318 | 6.0915 | 6.0543 | 6.3392 | 6.3131 | 6.2894
F2_Industrial_Other Industrial_Existing_Space Heating_Natural Gas_Gas Boiler - Hot Water Reset_A_Achievable Economic TRC Potential | F2 | Industrial | Other Industrial | Existing | Space Heating | Natural Gas | Gas Boiler - Hot Water Reset | A | Integrated Unit Summer Peak Savings (kW) | Achievable Economic TRC Potential | 0 | 0 | 0 | 0 | 0 | 0 | 0 | 0 | 0 | 0 | 0 | 0 | 0 | 0 | 0 | 0 | 0 | 0 | 0 | 0 | 0 | 0 | 0 | 0 | 0 | 0 | 0 | 0 | 0 | 0 | 0
F3_Industrial_Other Industrial_Existing_Space Heating_Natural Gas_Gas Boiler - Hot Water Reset_A_Achievable Economic TRC Potential | F3 | Industrial | Other Industrial | Existing | Space Heating | Natural Gas | Gas Boiler - Hot Water Reset | A | Integrated Unit Winter Peak Savings (kW) | Achievable Economic TRC Potential | 0 | 0 | 0 | 0 | 0 | 0 | 0 | 0 | 0 | 0 | 0 | 0 | 0 | 0 | 0 | 0 | 0 | 0 | 0 | 0 | 0 | 0 | 0 | 0 | 0 | 0 | 0 | 0 | 0 | 0 | 0
F4_Industrial_Other Industrial_Existing_Space Heating_Natural Gas_Gas Boiler - Hot Water Reset_A_Achievable Economic TRC Potential | F4 | Industrial | Other Industrial | Existing | Space Heating | Natural Gas | Gas Boiler - Hot Water Reset | A | Incremental Energy Savings (MWh or mTherms) | Achievable Economic TRC Potential | 0 | 0 | 0 | 0 | 0 | 0.055837 | 0.068027 | 0.082144 | 0.094672 | 0.1072 | 0.12272 | 0.13311 | 0.1345 | 0.12357 | 0.10553 | 0.080076 | 0.05246 | 0.03 | 0.014172 | 0.0059442 | 0.0021323 | 0.00065697 | 0.0001414 | 2.2965e-05 | 2.7247e-06 | 0 | 0 | 0 | 0 | 0 | 0
F5_Industrial_Other Industrial_Existing_Space Heating_Natural Gas_Gas Boiler - Hot Water Reset_A_Achievable Economic TRC Potential | F5 | Industrial | Other Industrial | Existing | Space Heating | Natural Gas | Gas Boiler - Hot Water Reset | A | Incremental Summer Peak Savings (MW) | Achievable Economic TRC Potential | 0 | 0 | 0 | 0 | 0 | 0 | 0 | 0 | 0 | 0 | 0 | 0 | 0 | 0 | 0 | 0 | 0 | 0 | 0 | 0 | 0 | 0 | 0 | 0 | 0 | 0 | 0 | 0 | 0 | 0 | 0
F6_Industrial_Other Industrial_Existing_Space Heating_Natural Gas_Gas Boiler - Hot Water Reset_A_Achievable Economic TRC Potential | F6 | Industrial | Other Industrial | Existing | Space Heating | Natural Gas | Gas Boiler - Hot Water Reset | A | Incremental Winter Peak Savings (MW) | Achievable Economic TRC Potential | 0 | 0 | 0 | 0 | 0 | 0 | 0 | 0 | 0 | 0 | 0 | 0 | 0 | 0 | 0 | 0 | 0 | 0 | 0 | 0 | 0 | 0 | 0 | 0 | 0 | 0 | 0 | 0 | 0 | 0 | 0
F7_Industrial_Other Industrial_Existing_Space Heating_Natural Gas_Gas Boiler - Hot Water Reset_A_Achievable Economic TRC Potential | F7 | Industrial | Other Industrial | Existing | Space Heating | Natural Gas | Gas Boiler - Hot Water Reset | A | Cumulative Energy Savings (MWh or mTherms) | Achievable Economic TRC Potential | 0 | 0 | 0 | 0 | 0 | 0.055837 | 0.12346 | 0.20469 | 0.29779 | 0.40259 | 0.52198 | 0.65062 | 0.77934 | 0.89564 | 0.99201 | 1.0621 | 1.1037 | 1.1225 | 1.1254 | 1.1204 | 1.1119 | 1.1017 | 1.092 | 1.0828 | 1.0736 | 1.0655 | 1.0585 | 1.052 | 0 | 0 | 0
F8_Industrial_Other Industrial_Existing_Space Heating_Natural Gas_Gas Boiler - Hot Water Reset_A_Achievable Economic TRC Potential | F8 | Industrial | Other Industrial | Existing | Space Heating | Natural Gas | Gas Boiler - Hot Water Reset | A | Cumulative Summer Peak Savings (MW) | Achievable Economic TRC Potential | 0 | 0 | 0 | 0 | 0 | 0 | 0 | 0 | 0 | 0 | 0 | 0 | 0 | 0 | 0 | 0 | 0 | 0 | 0 | 0 | 0 | 0 | 0 | 0 | 0 | 0 | 0 | 0 | 0 | 0 | 0
F9_Industrial_Other Industrial_Existing_Space Heating_Natural Gas_Gas Boiler - Hot Water Reset_A_Achievable Economic TRC Potential | F9 | Industrial | Other Industrial | Existing | Space Heating | Natural Gas | Gas Boiler - Hot Water Reset | A | Cumulative Winter Peak Savings (MW) | Achievable Economic TRC Potential | 0 | 0 | 0 | 0 | 0 | 0 | 0 | 0 | 0 | 0 | 0 | 0 | 0 | 0 | 0 | 0 | 0 | 0 | 0 | 0 | 0 | 0 | 0 | 0 | 0 | 0 | 0 | 0 | 0 | 0 | 0
F10_Industrial_Other Industrial_Existing_Space Heating_Natural Gas_Gas Boiler - Hot Water Reset_A_Achievable Economic TRC Potential | F10 | Industrial | Other Industrial | Existing | Space Heating | Natural Gas | Gas Boiler - Hot Water Reset | A | Purchases (Incremental) | Achievable Economic TRC Potential | 0 | 0 | 0 | 0 | 0 | 7.6109 | 9.3398 | 11.3618 | 13.1964 | 15.0646 | 17.3887 | 19.0236 | 19.3945 | 17.9867 | 15.5201 | 11.8956 | 7.8738 | 4.5489 | 2.1707 | 0.91944 | 0.33296 | 0.1036 | 0.022497 | 0.0036854 | 0.00044097 | 0 | 0 | 0 | 0 | 0 | 0
F11_Industrial_Other Industrial_Existing_Space Heating_Natural Gas_Gas Boiler - Hot Water Reset_A_Achievable Economic TRC Potential | F11 | Industrial | Other Industrial | Existing | Space Heating | Natural Gas | Gas Boiler - Hot Water Reset | A | Purchases (Cumulative) | Achievable Economic TRC Potential | 0 | 0 | 0 | 0 | 0 | 7.6109 | 16.9507 | 28.3126 | 41.509 | 56.5737 | 73.9624 | 92.986 | 112.3804 | 130.3671 | 145.8873 | 157.7829 | 165.6567 | 170.2056 | 172.3762 | 173.2957 | 173.6286 | 173.7322 | 173.7547 | 173.7584 | 173.7588 | 173.7588 | 173.7588 | 173.7588 | 173.7588 | 173.7588 | 173.7588
F1_Industrial_Other Industrial_Existing_Process_Natural Gas_Gas Boiler - Hot Water Reset_A_Achievable Economic TRC Potential | F1 | Industrial | Other Industrial | Existing | Process | Natural Gas | Gas Boiler - Hot Water Reset | A | Integrated Unit Energy Savings (kWh or therms) | Achievable Economic TRC Potential | 0 | 0 | 0 | 0 | 0 | 2.8264 | 2.8241 | 2.8219 | 2.8198 | 2.8177 | 2.8157 | 2.8141 | 2.8128 | 2.8115 | 2.8106 | 2.8097 | 2.809 | 2.8083 | 2.8076 | 2.8072 | 2.8067 | 2.8064 | 2.8061 | 2.8058 | 2.8055 | 2.8054 | 2.8053 | 2.8053 | 2.8289 | 2.8289 | 2.8289
F2_Industrial_Other Industrial_Existing_Process_Natural Gas_Gas Boiler - Hot Water Reset_A_Achievable Economic TRC Potential | F2 | Industrial | Other Industrial | Existing | Process | Natural Gas | Gas Boiler - Hot Water Reset | A | Integrated Unit Summer Peak Savings (kW) | Achievable Economic TRC Potential | 0 | 0 | 0 | 0 | 0 | 0 | 0 | 0 | 0 | 0 | 0 | 0 | 0 | 0 | 0 | 0 | 0 | 0 | 0 | 0 | 0 | 0 | 0 | 0 | 0 | 0 | 0 | 0 | 0 | 0 | 0
F3_Industrial_Other Industrial_Existing_Process_Natural Gas_Gas Boiler - Hot Water Reset_A_Achievable Economic TRC Potential | F3 | Industrial | Other Industrial | Existing | Process | Natural Gas | Gas Boiler - Hot Water Reset | A | Integrated Unit Winter Peak Savings (kW) | Achievable Economic TRC Potential | 0 | 0 | 0 | 0 | 0 | 0 | 0 | 0 | 0 | 0 | 0 | 0 | 0 | 0 | 0 | 0 | 0 | 0 | 0 | 0 | 0 | 0 | 0 | 0 | 0 | 0 | 0 | 0 | 0 | 0 | 0
F4_Industrial_Other Industrial_Existing_Process_Natural Gas_Gas Boiler - Hot Water Reset_A_Achievable Economic TRC Potential | F4 | Industrial | Other Industrial | Existing | Process | Natural Gas | Gas Boiler - Hot Water Reset | A | Incremental Energy Savings (MWh or mTherms) | Achievable Economic TRC Potential | 0 | 0 | 0 | 0 | 0 | 0.31147 | 0.38191 | 0.46423 | 0.53879 | 0.61462 | 0.70893 | 0.77514 | 0.78988 | 0.7322 | 0.6316 | 0.48393 | 0.32024 | 0.18497 | 0.088242 | 0.037372 | 0.013531 | 0.0042096 | 0.00091406 | 0.00014972 | 1.7913e-05 | 0 | 0 | 0 | 0 | 0 | 0
F5_Industrial_Other Industrial_Existing_Process_Natural Gas_Gas Boiler - Hot Water Reset_A_Achievable Economic TRC Potential | F5 | Industrial | Other Industrial | Existing | Process | Natural Gas | Gas Boiler - Hot Water Reset | A | Incremental Summer Peak Savings (MW) | Achievable Economic TRC Potential | 0 | 0 | 0 | 0 | 0 | 0 | 0 | 0 | 0 | 0 | 0 | 0 | 0 | 0 | 0 | 0 | 0 | 0 | 0 | 0 | 0 | 0 | 0 | 0 | 0 | 0 | 0 | 0 | 0 | 0 | 0
F6_Industrial_Other Industrial_Existing_Process_Natural Gas_Gas Boiler - Hot Water Reset_A_Achievable Economic TRC Potential | F6 | Industrial | Other Industrial | Existing | Process | Natural Gas | Gas Boiler - Hot Water Reset | A | Incremental Winter Peak Savings (MW) | Achievable Economic TRC Potential | 0 | 0 | 0 | 0 | 0 | 0 | 0 | 0 | 0 | 0 | 0 | 0 | 0 | 0 | 0 | 0 | 0 | 0 | 0 | 0 | 0 | 0 | 0 | 0 | 0 | 0 | 0 | 0 | 0 | 0 | 0
F7_Industrial_Other Industrial_Existing_Process_Natural Gas_Gas Boiler - Hot Water Reset_A_Achievable Economic TRC Potential | F7 | Industrial | Other Industrial | Existing | Process | Natural Gas | Gas Boiler - Hot Water Reset | A | Cumulative Energy Savings (MWh or mTherms) | Achievable Economic TRC Potential | 0 | 0 | 0 | 0 | 0 | 0.31147 | 0.69312 | 1.1568 | 1.6947 | 2.3081 | 3.0154 | 3.7888 | 4.5769 | 5.307 | 5.937 | 6.4189 | 6.7376 | 6.921 | 7.0075 | 7.0438 | 7.0561 | 7.0595 | 7.0596 | 7.059 | 7.0582 | 7.0581 | 7.0579 | 7.0578 | 0 | 0 | 0
F8_Industrial_Other Industrial_Existing_Process_Natural Gas_Gas Boiler - Hot Water Reset_A_Achievable Economic TRC Potential | F8 | Industrial | Other Industrial | Existing | Process | Natural Gas | Gas Boiler - Hot Water Reset | A | Cumulative Summer Peak Savings (MW) | Achievable Economic TRC Potential | 0 | 0 | 0 | 0 | 0 | 0 | 0 | 0 | 0 | 0 | 0 | 0 | 0 | 0 | 0 | 0 | 0 | 0 | 0 | 0 | 0 | 0 | 0 | 0 | 0 | 0 | 0 | 0 | 0 | 0 | 0
F9_Industrial_Other Industrial_Existing_Process_Natural Gas_Gas Boiler - Hot Water Reset_A_Achievable Economic TRC Potential | F9 | Industrial | Other Industrial | Existing | Process | Natural Gas | Gas Boiler - Hot Water Reset | A | Cumulative Winter Peak Savings (MW) | Achievable Economic TRC Potential | 0 | 0 | 0 | 0 | 0 | 0 | 0 | 0 | 0 | 0 | 0 | 0 | 0 | 0 | 0 | 0 | 0 | 0 | 0 | 0 | 0 | 0 | 0 | 0 | 0 | 0 | 0 | 0 | 0 | 0 | 0
F10_Industrial_Other Industrial_Existing_Process_Natural Gas_Gas Boiler - Hot Water Reset_A_Achievable Economic TRC Potential | F10 | Industrial | Other Industrial | Existing | Process | Natural Gas | Gas Boiler - Hot Water Reset | A | Purchases (Incremental) | Achievable Economic TRC Potential | 0 | 0 | 0 | 0 | 0 | 110.1998 | 135.2335 | 164.5103 | 191.0738 | 218.1241 | 251.7748 | 275.4462 | 280.8164 | 260.4334 | 224.7193 | 172.2389 | 114.0062 | 65.864 | 31.4294 | 13.3128 | 4.821 | 1.5 | 0.32574 | 0.053361 | 0.0063849 | 0 | 0 | 0 | 0 | 0 | 0
F11_Industrial_Other Industrial_Existing_Process_Natural Gas_Gas Boiler - Hot Water Reset_A_Achievable Economic TRC Potential | F11 | Industrial | Other Industrial | Existing | Process | Natural Gas | Gas Boiler - Hot Water Reset | A | Purchases (Cumulative) | Achievable Economic TRC Potential | 0 | 0 | 0 | 0 | 0 | 110.1998 | 245.4333 | 409.9436 | 601.0174 | 819.1415 | 1070.9163 | 1346.3625 | 1627.1788 | 1887.6122 | 2112.3315 | 2284.5704 | 2398.5766 | 2464.4406 | 2495.87 | 2509.1828 | 2514.0038 | 2515.5038 | 2515.8295 | 2515.8829 | 2515.8893 | 2515.8893 | 2515.8893 | 2515.8893 | 2515.8893 | 2515.8893 | 2515.8893
F1_Industrial_Other Industrial_Existing_Space Heating_Natural Gas_Steam Trap Maintenance_A_Achievable Economic TRC Potential | F1 | Industrial | Other Industrial | Existing | Space Heating | Natural Gas | Steam Trap Maintenance | A | Integrated Unit Energy Savings (kWh or therms) | Achievable Economic TRC Potential | 0 | 0 | 0 | 0 | 0 | 2.5919 | 2.5732 | 2.5542 | 2.5346 | 2.5142 | 2.4934 | 2.4721 | 2.4502 | 2.4274 | 2.4026 | 2.3785 | 2.3542 | 2.3304 | 2.3069 | 2.2845 | 2.2629 | 2.2409 | 2.221 | 2.202 | 2.1835 | 2.1669 | 2.1526 | 2.1395 | 2.2395 | 2.2303 | 2.2219
F2_Industrial_Other Industrial_Existing_Space Heating_Natural Gas_Steam Trap Maintenance_A_Achievable Economic TRC Potential | F2 | Industrial | Other Industrial | Existing | Space Heating | Natural Gas | Steam Trap Maintenance | A | Integrated Unit Summer Peak Savings (kW) | Achievable Economic TRC Potential | 0 | 0 | 0 | 0 | 0 | 0 | 0 | 0 | 0 | 0 | 0 | 0 | 0 | 0 | 0 | 0 | 0 | 0 | 0 | 0 | 0 | 0 | 0 | 0 | 0 | 0 | 0 | 0 | 0 | 0 | 0
F3_Industrial_Other Industrial_Existing_Space Heating_Natural Gas_Steam Trap Maintenance_A_Achievable Economic TRC Potential | F3 | Industrial | Other Industrial | Existing | Space Heating | Natural Gas | Steam Trap Maintenance | A | Integrated Unit Winter Peak Savings (kW) | Achievable Economic TRC Potential | 0 | 0 | 0 | 0 | 0 | 0 | 0 | 0 | 0 | 0 | 0 | 0 | 0 | 0 | 0 | 0 | 0 | 0 | 0 | 0 | 0 | 0 | 0 | 0 | 0 | 0 | 0 | 0 | 0 | 0 | 0
F4_Industrial_Other Industrial_Existing_Space Heating_Natural Gas_Steam Trap Maintenance_A_Achievable Economic TRC Potential | F4 | Industrial | Other Industrial | Existing | Space Heating | Natural Gas | Steam Trap Maintenance | A | Incremental Energy Savings (MWh or mTherms) | Achievable Economic TRC Potential | 0 | 0 | 0 | 0 | 0 | 0.01101 | 0.010925 | 0.01078 | 0.010703 | 0.010626 | 0.010404 | 0.010287 | 0.010175 | 0.0099205 | 0.0098566 | 0.0096647 | 0.0095672 | 0.0094226 | 0.0092448 | 0.0091656 | 0.0090416 | 0.0089189 | 0.0088072 | 0.0087025 | 0.008602 | 0 | 0 | 0 | 0 | 0 | 0
F5_Industrial_Other Industrial_Existing_Space Heating_Natural Gas_Steam Trap Maintenance_A_Achievable Economic TRC Potential | F5 | Industrial | Other Industrial | Existing | Space Heating | Natural Gas | Steam Trap Maintenance | A | Incremental Summer Peak Savings (MW) | Achievable Economic TRC Potential | 0 | 0 | 0 | 0 | 0 | 0 | 0 | 0 | 0 | 0 | 0 | 0 | 0 | 0 | 0 | 0 | 0 | 0 | 0 | 0 | 0 | 0 | 0 | 0 | 0 | 0 | 0 | 0 | 0 | 0 | 0
F6_Industrial_Other Industrial_Existing_Space Heating_Natural Gas_Steam Trap Maintenance_A_Achievable Economic TRC Potential | F6 | Industrial | Other Industrial | Existing | Space Heating | Natural Gas | Steam Trap Maintenance | A | Incremental Winter Peak Savings (MW) | Achievable Economic TRC Potential | 0 | 0 | 0 | 0 | 0 | 0 | 0 | 0 | 0 | 0 | 0 | 0 | 0 | 0 | 0 | 0 | 0 | 0 | 0 | 0 | 0 | 0 | 0 | 0 | 0 | 0 | 0 | 0 | 0 | 0 | 0
F7_Industrial_Other Industrial_Existing_Space Heating_Natural Gas_Steam Trap Maintenance_A_Achievable Economic TRC Potential | F7 | Industrial | Other Industrial | Existing | Space Heating | Natural Gas | Steam Trap Maintenance | A | Cumulative Energy Savings (MWh or mTherms) | Achievable Economic TRC Potential | 0 | 0 | 0 | 0 | 0 | 0.01101 | 0.021856 | 0.032475 | 0.042928 | 0.053209 | 0.063174 | 0.072921 | 0.08245 | 0.091603 | 0.10052 | 0.10918 | 0.11763 | 0.12586 | 0.13384 | 0.14171 | 0.14941 | 0.15688 | 0.16429 | 0.17159 | 0.17875 | 0.17739 | 0.17622 | 0.17515 | 0 | 0 | 0
F8_Industrial_Other Industrial_Existing_Space Heating_Natural Gas_Steam Trap Maintenance_A_Achievable Economic TRC Potential | F8 | Industrial | Other Industrial | Existing | Space Heating | Natural Gas | Steam Trap Maintenance | A | Cumulative Summer Peak Savings (MW) | Achievable Economic TRC Potential | 0 | 0 | 0 | 0 | 0 | 0 | 0 | 0 | 0 | 0 | 0 | 0 | 0 | 0 | 0 | 0 | 0 | 0 | 0 | 0 | 0 | 0 | 0 | 0 | 0 | 0 | 0 | 0 | 0 | 0 | 0
F9_Industrial_Other Industrial_Existing_Space Heating_Natural Gas_Steam Trap Maintenance_A_Achievable Economic TRC Potential | F9 | Industrial | Other Industrial | Existing | Space Heating | Natural Gas | Steam Trap Maintenance | A | Cumulative Winter Peak Savings (MW) | Achievable Economic TRC Potential | 0 | 0 | 0 | 0 | 0 | 0 | 0 | 0 | 0 | 0 | 0 | 0 | 0 | 0 | 0 | 0 | 0 | 0 | 0 | 0 | 0 | 0 | 0 | 0 | 0 | 0 | 0 | 0 | 0 | 0 | 0
F10_Industrial_Other Industrial_Existing_Space Heating_Natural Gas_Steam Trap Maintenance_A_Achievable Economic TRC Potential | F10 | Industrial | Other Industrial | Existing | Space Heating | Natural Gas | Steam Trap Maintenance | A | Purchases (Incremental) | Achievable Economic TRC Potential | 0 | 0 | 0 | 0 | 0 | 4.2479 | 4.2456 | 4.2206 | 4.2229 | 4.2263 | 4.1727 | 4.1613 | 4.1528 | 4.0869 | 4.1025 | 4.0634 | 4.0639 | 4.0434 | 4.0074 | 4.0121 | 3.9955 | 3.98 | 3.9655 | 3.952 | 3.9395 | 0 | 0 | 0 | 0 | 0 | 0
F11_Industrial_Other Industrial_Existing_Space Heating_Natural Gas_Steam Trap Maintenance_A_Achievable Economic TRC Potential | F11 | Industrial | Other Industrial | Existing | Space Heating | Natural Gas | Steam Trap Maintenance | A | Purchases (Cumulative) | Achievable Economic TRC Potential | 0 | 0 | 0 | 0 | 0 | 4.2479 | 8.4936 | 12.7141 | 16.937 | 21.1633 | 25.336 | 29.4973 | 33.6501 | 37.737 | 41.8395 | 45.9029 | 49.9668 | 54.0102 | 58.0176 | 62.0297 | 66.0252 | 70.0052 | 73.9707 | 77.9227 | 81.8622 | 81.8622 | 81.8622 | 81.8622 | 81.8622 | 81.8622 | 81.8622
F1_Industrial_Other Industrial_Existing_Process_Natural Gas_Steam Trap Maintenance_A_Achievable Economic TRC Potential | F1 | Industrial | Other Industrial | Existing | Process | Natural Gas | Steam Trap Maintenance | A | Integrated Unit Energy Savings (kWh or therms) | Achievable Economic TRC Potential | 0 | 0 | 0 | 0 | 0 | 1.9972 | 1.9957 | 1.9943 | 1.993 | 1.9917 | 1.9904 | 1.9894 | 1.9887 | 1.9879 | 1.9874 | 1.9869 | 1.9866 | 1.9863 | 1.986 | 1.9859 | 1.9857 | 1.9856 | 1.9855 | 1.9855 | 1.9854 | 1.9854 | 1.9854 | 1.9853 | 1.9988 | 1.9988 | 1.9988
F2_Industrial_Other Industrial_Existing_Process_Natural Gas_Steam Trap Maintenance_A_Achievable Economic TRC Potential | F2 | Industrial | Other Industrial | Existing | Process | Natural Gas | Steam Trap Maintenance | A | Integrated Unit Summer Peak Savings (kW) | Achievable Economic TRC Potential | 0 | 0 | 0 | 0 | 0 | 0 | 0 | 0 | 0 | 0 | 0 | 0 | 0 | 0 | 0 | 0 | 0 | 0 | 0 | 0 | 0 | 0 | 0 | 0 | 0 | 0 | 0 | 0 | 0 | 0 | 0
F3_Industrial_Other Industrial_Existing_Process_Natural Gas_Steam Trap Maintenance_A_Achievable Economic TRC Potential | F3 | Industrial | Other Industrial | Existing | Process | Natural Gas | Steam Trap Maintenance | A | Integrated Unit Winter Peak Savings (kW) | Achievable Economic TRC Potential | 0 | 0 | 0 | 0 | 0 | 0 | 0 | 0 | 0 | 0 | 0 | 0 | 0 | 0 | 0 | 0 | 0 | 0 | 0 | 0 | 0 | 0 | 0 | 0 | 0 | 0 | 0 | 0 | 0 | 0 | 0
F4_Industrial_Other Industrial_Existing_Process_Natural Gas_Steam Trap Maintenance_A_Achievable Economic TRC Potential | F4 | Industrial | Other Industrial | Existing | Process | Natural Gas | Steam Trap Maintenance | A | Incremental Energy Savings (MWh or mTherms) | Achievable Economic TRC Potential | 0 | 0 | 0 | 0 | 0 | 0.12284 | 0.12268 | 0.12187 | 0.12186 | 0.12188 | 0.12025 | 0.11987 | 0.11958 | 0.11763 | 0.11806 | 0.1169 | 0.1169 | 0.11629 | 0.11523 | 0.11536 | 0.11488 | 0.11442 | 0.114 | 0.11361 | 0.11325 | 0 | 0 | 0 | 0 | 0 | 0
F5_Industrial_Other Industrial_Existing_Process_Natural Gas_Steam Trap Maintenance_A_Achievable Economic TRC Potential | F5 | Industrial | Other Industrial | Existing | Process | Natural Gas | Steam Trap Maintenance | A | Incremental Summer Peak Savings (MW) | Achievable Economic TRC Potential | 0 | 0 | 0 | 0 | 0 | 0 | 0 | 0 | 0 | 0 | 0 | 0 | 0 | 0 | 0 | 0 | 0 | 0 | 0 | 0 | 0 | 0 | 0 | 0 | 0 | 0 | 0 | 0 | 0 | 0 | 0
F6_Industrial_Other Industrial_Existing_Process_Natural Gas_Steam Trap Maintenance_A_Achievable Economic TRC Potential | F6 | Industrial | Other Industrial | Existing | Process | Natural Gas | Steam Trap Maintenance | A | Incremental Winter Peak Savings (MW) | Achievable Economic TRC Potential | 0 | 0 | 0 | 0 | 0 | 0 | 0 | 0 | 0 | 0 | 0 | 0 | 0 | 0 | 0 | 0 | 0 | 0 | 0 | 0 | 0 | 0 | 0 | 0 | 0 | 0 | 0 | 0 | 0 | 0 | 0
F7_Industrial_Other Industrial_Existing_Process_Natural Gas_Steam Trap Maintenance_A_Achievable Economic TRC Potential | F7 | Industrial | Other Industrial | Existing | Process | Natural Gas | Steam Trap Maintenance | A | Cumulative Energy Savings (MWh or mTherms) | Achievable Economic TRC Potential | 0 | 0 | 0 | 0 | 0 | 0.12284 | 0.24543 | 0.36713 | 0.48874 | 0.6103 | 0.73017 | 0.84969 | 0.96893 | 1.0862 | 1.204 | 1.3206 | 1.4373 | 1.5533 | 1.6683 | 1.7836 | 1.8983 | 2.0126 | 2.1266 | 2.2401 | 2.3533 | 2.3533 | 2.3533 | 2.3532 | 0 | 0 | 0
F8_Industrial_Other Industrial_Existing_Process_Natural Gas_Steam Trap Maintenance_A_Achievable Economic TRC Potential | F8 | Industrial | Other Industrial | Existing | Process | Natural Gas | Steam Trap Maintenance | A | Cumulative Summer Peak Savings (MW) | Achievable Economic TRC Potential | 0 | 0 | 0 | 0 | 0 | 0 | 0 | 0 | 0 | 0 | 0 | 0 | 0 | 0 | 0 | 0 | 0 | 0 | 0 | 0 | 0 | 0 | 0 | 0 | 0 | 0 | 0 | 0 | 0 | 0 | 0
F9_Industrial_Other Industrial_Existing_Process_Natural Gas_Steam Trap Maintenance_A_Achievable Economic TRC Potential | F9 | Industrial | Other Industrial | Existing | Process | Natural Gas | Steam Trap Maintenance | A | Cumulative Winter Peak Savings (MW) | Achievable Economic TRC Potential | 0 | 0 | 0 | 0 | 0 | 0 | 0 | 0 | 0 | 0 | 0 | 0 | 0 | 0 | 0 | 0 | 0 | 0 | 0 | 0 | 0 | 0 | 0 | 0 | 0 | 0 | 0 | 0 | 0 | 0 | 0
F10_Industrial_Other Industrial_Existing_Process_Natural Gas_Steam Trap Maintenance_A_Achievable Economic TRC Potential | F10 | Industrial | Other Industrial | Existing | Process | Natural Gas | Steam Trap Maintenance | A | Purchases (Incremental) | Achievable Economic TRC Potential | 0 | 0 | 0 | 0 | 0 | 61.5069 | 61.4731 | 61.1106 | 61.1436 | 61.1942 | 60.4171 | 60.252 | 60.1296 | 59.1748 | 59.4007 | 58.8343 | 58.8419 | 58.5457 | 58.0235 | 58.0922 | 57.852 | 57.627 | 57.417 | 57.2219 | 57.0415 | 0 | 0 | 0 | 0 | 0 | 0
F11_Industrial_Other Industrial_Existing_Process_Natural Gas_Steam Trap Maintenance_A_Achievable Economic TRC Potential | F11 | Industrial | Other Industrial | Existing | Process | Natural Gas | Steam Trap Maintenance | A | Purchases (Cumulative) | Achievable Economic TRC Potential | 0 | 0 | 0 | 0 | 0 | 61.5069 | 122.98 | 184.0905 | 245.2341 | 306.4283 | 366.8454 | 427.0974 | 487.227 | 546.4018 | 605.8025 | 664.6368 | 723.4787 | 782.0244 | 840.0479 | 898.1402 | 955.9922 | 1013.6192 | 1071.0363 | 1128.2582 | 1185.2997 | 1185.2997 | 1185.2997 | 1185.2997 | 1185.2997 | 1185.2997 | 1185.2997
F1_Industrial_Other Industrial_Existing_Space Heating_Natural Gas_Gas Boiler - High Turndown_A_Achievable Economic TRC Potential | F1 | Industrial | Other Industrial | Existing | Space Heating | Natural Gas | Gas Boiler - High Turndown | A | Integrated Unit Energy Savings (kWh or therms) | Achievable Economic TRC Potential | 0 | 0 | 0 | 0 | 0 | 2.7458 | 2.7187 | 2.6887 | 2.6553 | 2.6181 | 2.5772 | 2.5342 | 2.4894 | 2.4418 | 2.3948 | 2.3476 | 2.3033 | 2.2605 | 2.2198 | 2.1847 | 2.1519 | 2.1213 | 2.0948 | 2.0714 | 2.0495 | 2.0331 | 2.0191 | 2.0062 | 2.3772 | 2.3674 | 2.3585
F2_Industrial_Other Industrial_Existing_Space Heating_Natural Gas_Gas Boiler - High Turndown_A_Achievable Economic TRC Potential | F2 | Industrial | Other Industrial | Existing | Space Heating | Natural Gas | Gas Boiler - High Turndown | A | Integrated Unit Summer Peak Savings (kW) | Achievable Economic TRC Potential | 0 | 0 | 0 | 0 | 0 | 0 | 0 | 0 | 0 | 0 | 0 | 0 | 0 | 0 | 0 | 0 | 0 | 0 | 0 | 0 | 0 | 0 | 0 | 0 | 0 | 0 | 0 | 0 | 0 | 0 | 0
F3_Industrial_Other Industrial_Existing_Space Heating_Natural Gas_Gas Boiler - High Turndown_A_Achievable Economic TRC Potential | F3 | Industrial | Other Industrial | Existing | Space Heating | Natural Gas | Gas Boiler - High Turndown | A | Integrated Unit Winter Peak Savings (kW) | Achievable Economic TRC Potential | 0 | 0 | 0 | 0 | 0 | 0 | 0 | 0 | 0 | 0 | 0 | 0 | 0 | 0 | 0 | 0 | 0 | 0 | 0 | 0 | 0 | 0 | 0 | 0 | 0 | 0 | 0 | 0 | 0 | 0 | 0
F4_Industrial_Other Industrial_Existing_Space Heating_Natural Gas_Gas Boiler - High Turndown_A_Achievable Economic TRC Potential | F4 | Industrial | Other Industrial | Existing | Space Heating | Natural Gas | Gas Boiler - High Turndown | A | Incremental Energy Savings (MWh or mTherms) | Achievable Economic TRC Potential | 0 | 0 | 0 | 0 | 0 | 0.031894 | 0.031562 | 0.03103 | 0.03066 | 0.030256 | 0.026465 | 0.020762 | 0.016283 | 0.012574 | 0.009903 | 0.0076923 | 0.0060385 | 0.0047173 | 0.0036727 | 0.0028951 | 0.0022719 | 1.5216e-05 | 5.347e-06 | 1.7964e-06 | 5.7774e-07 | 4.8575e-07 | 4.8111e-07 | 4.7687e-07 | 5.6383e-07 | 5.6042e-07 | 5.5736e-07
F5_Industrial_Other Industrial_Existing_Space Heating_Natural Gas_Gas Boiler - High Turndown_A_Achievable Economic TRC Potential | F5 | Industrial | Other Industrial | Existing | Space Heating | Natural Gas | Gas Boiler - High Turndown | A | Incremental Summer Peak Savings (MW) | Achievable Economic TRC Potential | 0 | 0 | 0 | 0 | 0 | 0 | 0 | 0 | 0 | 0 | 0 | 0 | 0 | 0 | 0 | 0 | 0 | 0 | 0 | 0 | 0 | 0 | 0 | 0 | 0 | 0 | 0 | 0 | 0 | 0 | 0
F6_Industrial_Other Industrial_Existing_Space Heating_Natural Gas_Gas Boiler - High Turndown_A_Achievable Economic TRC Potential | F6 | Industrial | Other Industrial | Existing | Space Heating | Natural Gas | Gas Boiler - High Turndown | A | Incremental Winter Peak Savings (MW) | Achievable Economic TRC Potential | 0 | 0 | 0 | 0 | 0 | 0 | 0 | 0 | 0 | 0 | 0 | 0 | 0 | 0 | 0 | 0 | 0 | 0 | 0 | 0 | 0 | 0 | 0 | 0 | 0 | 0 | 0 | 0 | 0 | 0 | 0
F7_Industrial_Other Industrial_Existing_Space Heating_Natural Gas_Gas Boiler - High Turndown_A_Achievable Economic TRC Potential | F7 | Industrial | Other Industrial | Existing | Space Heating | Natural Gas | Gas Boiler - High Turndown | A | Cumulative Energy Savings (MWh or mTherms) | Achievable Economic TRC Potential | 0 | 0 | 0 | 0 | 0 | 0.031894 | 0.06314 | 0.093474 | 0.12297 | 0.15151 | 0.1756 | 0.19344 | 0.2063 | 0.21492 | 0.22069 | 0.22403 | 0.22585 | 0.22637 | 0.22596 | 0.22528 | 0.22418 | 0.221 | 0.21825 | 0.21581 | 0.21353 | 0.21183 | 0.21036 | 0.20902 | 0 | 0 | 0
F8_Industrial_Other Industrial_Existing_Space Heating_Natural Gas_Gas Boiler - High Turndown_A_Achievable Economic TRC Potential | F8 | Industrial | Other Industrial | Existing | Space Heating | Natural Gas | Gas Boiler - High Turndown | A | Cumulative Summer Peak Savings (MW) | Achievable Economic TRC Potential | 0 | 0 | 0 | 0 | 0 | 0 | 0 | 0 | 0 | 0 | 0 | 0 | 0 | 0 | 0 | 0 | 0 | 0 | 0 | 0 | 0 | 0 | 0 | 0 | 0 | 0 | 0 | 0 | 0 | 0 | 0
F9_Industrial_Other Industrial_Existing_Space Heating_Natural Gas_Gas Boiler - High Turndown_A_Achievable Economic TRC Potential | F9 | Industrial | Other Industrial | Existing | Space Heating | Natural Gas | Gas Boiler - High Turndown | A | Cumulative Winter Peak Savings (MW) | Achievable Economic TRC Potential | 0 | 0 | 0 | 0 | 0 | 0 | 0 | 0 | 0 | 0 | 0 | 0 | 0 | 0 | 0 | 0 | 0 | 0 | 0 | 0 | 0 | 0 | 0 | 0 | 0 | 0 | 0 | 0 | 0 | 0 | 0
F10_Industrial_Other Industrial_Existing_Space Heating_Natural Gas_Gas Boiler - High Turndown_A_Achievable Economic TRC Potential | F10 | Industrial | Other Industrial | Existing | Space Heating | Natural Gas | Gas Boiler - High Turndown | A | Purchases (Incremental) | Achievable Economic TRC Potential | 0 | 0 | 0 | 0 | 0 | 11.6154 | 11.6091 | 11.5406 | 11.5468 | 11.5564 | 10.2687 | 8.1925 | 6.5407 | 5.1495 | 4.1353 | 3.2767 | 2.6217 | 2.0868 | 1.6545 | 1.3252 | 1.0558 | 0.0071732 | 0.0025525 | 0.00086722 | 0.0002819 | 0.00023892 | 0.00023828 | 0.0002377 | 0.00023718 | 0.00023672 | 0.00023632
F11_Industrial_Other Industrial_Existing_Space Heating_Natural Gas_Gas Boiler - High Turndown_A_Achievable Economic TRC Potential | F11 | Industrial | Other Industrial | Existing | Space Heating | Natural Gas | Gas Boiler - High Turndown | A | Purchases (Cumulative) | Achievable Economic TRC Potential | 0 | 0 | 0 | 0 | 0 | 11.6154 | 23.2245 | 34.7651 | 46.3119 | 57.8683 | 68.137 | 76.3295 | 82.8701 | 88.0196 | 92.1549 | 95.4316 | 98.0532 | 100.14 | 101.7946 | 103.1198 | 104.1756 | 104.1827 | 104.1853 | 104.1862 | 104.1864 | 104.1867 | 104.1869 | 104.1872 | 104.1874 | 104.1876 | 104.1879
F1_Industrial_Other Industrial_Existing_Process_Natural Gas_Gas Boiler - High Turndown_A_Achievable Economic TRC Potential | F1 | Industrial | Other Industrial | Existing | Process | Natural Gas | Gas Boiler - High Turndown | A | Integrated Unit Energy Savings (kWh or therms) | Achievable Economic TRC Potential | 0 | 0 | 0 | 0 | 0 | 2.1157 | 2.1099 | 2.1039 | 2.0981 | 2.0921 | 2.0858 | 2.0799 | 2.0742 | 2.0681 | 2.0632 | 2.0578 | 2.0534 | 2.0488 | 2.0441 | 2.0403 | 2.0361 | 2.0321 | 2.0281 | 2.0241 | 2.0201 | 2.0198 | 2.0195 | 2.0193 | 2.1216 | 2.1216 | 2.1216
F2_Industrial_Other Industrial_Existing_Process_Natural Gas_Gas Boiler - High Turndown_A_Achievable Economic TRC Potential | F2 | Industrial | Other Industrial | Existing | Process | Natural Gas | Gas Boiler - High Turndown | A | Integrated Unit Summer Peak Savings (kW) | Achievable Economic TRC Potential | 0 | 0 | 0 | 0 | 0 | 0 | 0 | 0 | 0 | 0 | 0 | 0 | 0 | 0 | 0 | 0 | 0 | 0 | 0 | 0 | 0 | 0 | 0 | 0 | 0 | 0 | 0 | 0 | 0 | 0 | 0
F3_Industrial_Other Industrial_Existing_Process_Natural Gas_Gas Boiler - High Turndown_A_Achievable Economic TRC Potential | F3 | Industrial | Other Industrial | Existing | Process | Natural Gas | Gas Boiler - High Turndown | A | Integrated Unit Winter Peak Savings (kW) | Achievable Economic TRC Potential | 0 | 0 | 0 | 0 | 0 | 0 | 0 | 0 | 0 | 0 | 0 | 0 | 0 | 0 | 0 | 0 | 0 | 0 | 0 | 0 | 0 | 0 | 0 | 0 | 0 | 0 | 0 | 0 | 0 | 0 | 0
F4_Industrial_Other Industrial_Existing_Process_Natural Gas_Gas Boiler - High Turndown_A_Achievable Economic TRC Potential | F4 | Industrial | Other Industrial | Existing | Process | Natural Gas | Gas Boiler - High Turndown | A | Incremental Energy Savings (MWh or mTherms) | Achievable Economic TRC Potential | 0 | 0 | 0 | 0 | 0 | 0.35583 | 0.35465 | 0.35157 | 0.35077 | 0.35007 | 0.31012 | 0.24672 | 0.19644 | 0.1542 | 0.12353 | 0.097631 | 0.077945 | 0.061904 | 0.04897 | 0.039149 | 0.031126 | 0.00021106 | 7.4954e-05 | 2.5415e-05 | 8.2453e-06 | 6.9871e-06 | 6.9675e-06 | 6.9498e-06 | 7.2862e-06 | 7.2721e-06 | 7.2597e-06
F5_Industrial_Other Industrial_Existing_Process_Natural Gas_Gas Boiler - High Turndown_A_Achievable Economic TRC Potential | F5 | Industrial | Other Industrial | Existing | Process | Natural Gas | Gas Boiler - High Turndown | A | Incremental Summer Peak Savings (MW) | Achievable Economic TRC Potential | 0 | 0 | 0 | 0 | 0 | 0 | 0 | 0 | 0 | 0 | 0 | 0 | 0 | 0 | 0 | 0 | 0 | 0 | 0 | 0 | 0 | 0 | 0 | 0 | 0 | 0 | 0 | 0 | 0 | 0 | 0
F6_Industrial_Other Industrial_Existing_Process_Natural Gas_Gas Boiler - High Turndown_A_Achievable Economic TRC Potential | F6 | Industrial | Other Industrial | Existing | Process | Natural Gas | Gas Boiler - High Turndown | A | Incremental Winter Peak Savings (MW) | Achievable Economic TRC Potential | 0 | 0 | 0 | 0 | 0 | 0 | 0 | 0 | 0 | 0 | 0 | 0 | 0 | 0 | 0 | 0 | 0 | 0 | 0 | 0 | 0 | 0 | 0 | 0 | 0 | 0 | 0 | 0 | 0 | 0 | 0
F7_Industrial_Other Industrial_Existing_Process_Natural Gas_Gas Boiler - High Turndown_A_Achievable Economic TRC Potential | F7 | Industrial | Other Industrial | Existing | Process | Natural Gas | Gas Boiler - High Turndown | A | Cumulative Energy Savings (MWh or mTherms) | Achievable Economic TRC Potential | 0 | 0 | 0 | 0 | 0 | 0.35583 | 0.70949 | 1.0591 | 1.4069 | 1.753 | 2.0578 | 2.2987 | 2.4888 | 2.6357 | 2.753 | 2.8434 | 2.9152 | 2.9706 | 3.0128 | 3.0463 | 3.0712 | 3.0654 | 3.0594 | 3.0534 | 3.0474 | 3.0469 | 3.0465 | 3.0462 | 0 | 0 | 0
F8_Industrial_Other Industrial_Existing_Process_Natural Gas_Gas Boiler - High Turndown_A_Achievable Economic TRC Potential | F8 | Industrial | Other Industrial | Existing | Process | Natural Gas | Gas Boiler - High Turndown | A | Cumulative Summer Peak Savings (MW) | Achievable Economic TRC Potential | 0 | 0 | 0 | 0 | 0 | 0 | 0 | 0 | 0 | 0 | 0 | 0 | 0 | 0 | 0 | 0 | 0 | 0 | 0 | 0 | 0 | 0 | 0 | 0 | 0 | 0 | 0 | 0 | 0 | 0 | 0
F9_Industrial_Other Industrial_Existing_Process_Natural Gas_Gas Boiler - High Turndown_A_Achievable Economic TRC Potential | F9 | Industrial | Other Industrial | Existing | Process | Natural Gas | Gas Boiler - High Turndown | A | Cumulative Winter Peak Savings (MW) | Achievable Economic TRC Potential | 0 | 0 | 0 | 0 | 0 | 0 | 0 | 0 | 0 | 0 | 0 | 0 | 0 | 0 | 0 | 0 | 0 | 0 | 0 | 0 | 0 | 0 | 0 | 0 | 0 | 0 | 0 | 0 | 0 | 0 | 0
F10_Industrial_Other Industrial_Existing_Process_Natural Gas_Gas Boiler - High Turndown_A_Achievable Economic TRC Potential | F10 | Industrial | Other Industrial | Existing | Process | Natural Gas | Gas Boiler - High Turndown | A | Purchases (Incremental) | Achievable Economic TRC Potential | 0 | 0 | 0 | 0 | 0 | 168.1822 | 168.0899 | 167.0986 | 167.1889 | 167.3272 | 148.6821 | 118.6206 | 94.7038 | 74.56 | 59.8757 | 47.4438 | 37.9599 | 30.2151 | 23.9565 | 19.1879 | 15.2868 | 0.10386 | 0.036959 | 0.012557 | 0.0040817 | 0.0034593 | 0.0034501 | 0.0034417 | 0.0034342 | 0.0034276 | 0.0034217
F11_Industrial_Other Industrial_Existing_Process_Natural Gas_Gas Boiler - High Turndown_A_Achievable Economic TRC Potential | F11 | Industrial | Other Industrial | Existing | Process | Natural Gas | Gas Boiler - High Turndown | A | Purchases (Cumulative) | Achievable Economic TRC Potential | 0 | 0 | 0 | 0 | 0 | 168.1822 | 336.2721 | 503.3707 | 670.5596 | 837.8868 | 986.5689 | 1105.1895 | 1199.8934 | 1274.4533 | 1334.329 | 1381.7728 | 1419.7327 | 1449.9479 | 1473.9043 | 1493.0922 | 1508.379 | 1508.4829 | 1508.5199 | 1508.5324 | 1508.5365 | 1508.54 | 1508.5434 | 1508.5468 | 1508.5503 | 1508.5537 | 1508.5571
F1_Industrial_Other Industrial_Existing_Space Heating_Natural Gas_Gas Boiler - Burner Control Optimization_A_Achievable Economic TRC Potential | F1 | Industrial | Other Industrial | Existing | Space Heating | Natural Gas | Gas Boiler - Burner Control Optimization | A | Integrated Unit Energy Savings (kWh or therms) | Achievable Economic TRC Potential | 0 | 0 | 0 | 0 | 0 | 0.79625 | 0.78836 | 0.77964 | 0.7699 | 0.75909 | 0.74721 | 0.73472 | 0.72171 | 0.70788 | 0.69424 | 0.68055 | 0.66771 | 0.65531 | 0.64348 | 0.6333 | 0.6238 | 0.61491 | 0.60724 | 0.60047 | 0.5941 | 0.58937 | 0.5853 | 0.58155 | 0.68938 | 0.68655 | 0.68397
F2_Industrial_Other Industrial_Existing_Space Heating_Natural Gas_Gas Boiler - Burner Control Optimization_A_Achievable Economic TRC Potential | F2 | Industrial | Other Industrial | Existing | Space Heating | Natural Gas | Gas Boiler - Burner Control Optimization | A | Integrated Unit Summer Peak Savings (kW) | Achievable Economic TRC Potential | 0 | 0 | 0 | 0 | 0 | 0 | 0 | 0 | 0 | 0 | 0 | 0 | 0 | 0 | 0 | 0 | 0 | 0 | 0 | 0 | 0 | 0 | 0 | 0 | 0 | 0 | 0 | 0 | 0 | 0 | 0
F3_Industrial_Other Industrial_Existing_Space Heating_Natural Gas_Gas Boiler - Burner Control Optimization_A_Achievable Economic TRC Potential | F3 | Industrial | Other Industrial | Existing | Space Heating | Natural Gas | Gas Boiler - Burner Control Optimization | A | Integrated Unit Winter Peak Savings (kW) | Achievable Economic TRC Potential | 0 | 0 | 0 | 0 | 0 | 0 | 0 | 0 | 0 | 0 | 0 | 0 | 0 | 0 | 0 | 0 | 0 | 0 | 0 | 0 | 0 | 0 | 0 | 0 | 0 | 0 | 0 | 0 | 0 | 0 | 0
F4_Industrial_Other Industrial_Existing_Space Heating_Natural Gas_Gas Boiler - Burner Control Optimization_A_Achievable Economic TRC Potential | F4 | Industrial | Other Industrial | Existing | Space Heating | Natural Gas | Gas Boiler - Burner Control Optimization | A | Incremental Energy Savings (MWh or mTherms) | Achievable Economic TRC Potential | 0 | 0 | 0 | 0 | 0 | 0.0024949 | 0.0038807 | 0.0076304 | 0.013193 | 0.020252 | 0.027554 | 0.034389 | 0.03933 | 0.040884 | 0.040249 | 0.036474 | 0.031317 | 0.025184 | 0.019062 | 0.01384 | 0.0095033 | 0.006221 | 0.0038952 | 0.0023366 | 0.0015603 | 0 | 0 | 0 | 0 | 0 | 0
F5_Industrial_Other Industrial_Existing_Space Heating_Natural Gas_Gas Boiler - Burner Control Optimization_A_Achievable Economic TRC Potential | F5 | Industrial | Other Industrial | Existing | Space Heating | Natural Gas | Gas Boiler - Burner Control Optimization | A | Incremental Summer Peak Savings (MW) | Achievable Economic TRC Potential | 0 | 0 | 0 | 0 | 0 | 0 | 0 | 0 | 0 | 0 | 0 | 0 | 0 | 0 | 0 | 0 | 0 | 0 | 0 | 0 | 0 | 0 | 0 | 0 | 0 | 0 | 0 | 0 | 0 | 0 | 0
F6_Industrial_Other Industrial_Existing_Space Heating_Natural Gas_Gas Boiler - Burner Control Optimization_A_Achievable Economic TRC Potential | F6 | Industrial | Other Industrial | Existing | Space Heating | Natural Gas | Gas Boiler - Burner Control Optimization | A | Incremental Winter Peak Savings (MW) | Achievable Economic TRC Potential | 0 | 0 | 0 | 0 | 0 | 0 | 0 | 0 | 0 | 0 | 0 | 0 | 0 | 0 | 0 | 0 | 0 | 0 | 0 | 0 | 0 | 0 | 0 | 0 | 0 | 0 | 0 | 0 | 0 | 0 | 0
F7_Industrial_Other Industrial_Existing_Space Heating_Natural Gas_Gas Boiler - Burner Control Optimization_A_Achievable Economic TRC Potential | F7 | Industrial | Other Industrial | Existing | Space Heating | Natural Gas | Gas Boiler - Burner Control Optimization | A | Cumulative Energy Savings (MWh or mTherms) | Achievable Economic TRC Potential | 0 | 0 | 0 | 0 | 0 | 0.0024949 | 0.0063509 | 0.013911 | 0.026931 | 0.046805 | 0.073626 | 0.10678 | 0.14422 | 0.18234 | 0.21908 | 0.25123 | 0.27781 | 0.29783 | 0.31152 | 0.32043 | 0.32513 | 0.32672 | 0.32654 | 0.32523 | 0.32334 | 0.32077 | 0.31855 | 0.31651 | 0 | 0 | 0
F8_Industrial_Other Industrial_Existing_Space Heating_Natural Gas_Gas Boiler - Burner Control Optimization_A_Achievable Economic TRC Potential | F8 | Industrial | Other Industrial | Existing | Space Heating | Natural Gas | Gas Boiler - Burner Control Optimization | A | Cumulative Summer Peak Savings (MW) | Achievable Economic TRC Potential | 0 | 0 | 0 | 0 | 0 | 0 | 0 | 0 | 0 | 0 | 0 | 0 | 0 | 0 | 0 | 0 | 0 | 0 | 0 | 0 | 0 | 0 | 0 | 0 | 0 | 0 | 0 | 0 | 0 | 0 | 0
F9_Industrial_Other Industrial_Existing_Space Heating_Natural Gas_Gas Boiler - Burner Control Optimization_A_Achievable Economic TRC Potential | F9 | Industrial | Other Industrial | Existing | Space Heating | Natural Gas | Gas Boiler - Burner Control Optimization | A | Cumulative Winter Peak Savings (MW) | Achievable Economic TRC Potential | 0 | 0 | 0 | 0 | 0 | 0 | 0 | 0 | 0 | 0 | 0 | 0 | 0 | 0 | 0 | 0 | 0 | 0 | 0 | 0 | 0 | 0 | 0 | 0 | 0 | 0 | 0 | 0 | 0 | 0 | 0
F10_Industrial_Other Industrial_Existing_Space Heating_Natural Gas_Gas Boiler - Burner Control Optimization_A_Achievable Economic TRC Potential | F10 | Industrial | Other Industrial | Existing | Space Heating | Natural Gas | Gas Boiler - Burner Control Optimization | A | Purchases (Incremental) | Achievable Economic TRC Potential | 0 | 0 | 0 | 0 | 0 | 3.1333 | 4.9226 | 9.7871 | 17.1367 | 26.6791 | 36.8764 | 46.8053 | 54.4953 | 57.7554 | 57.9759 | 53.5948 | 46.9015 | 38.4304 | 29.6237 | 21.8538 | 15.2344 | 10.1168 | 6.4145 | 3.8912 | 2.6264 | 0 | 0 | 0 | 0 | 0 | 0
F11_Industrial_Other Industrial_Existing_Space Heating_Natural Gas_Gas Boiler - Burner Control Optimization_A_Achievable Economic TRC Potential | F11 | Industrial | Other Industrial | Existing | Space Heating | Natural Gas | Gas Boiler - Burner Control Optimization | A | Purchases (Cumulative) | Achievable Economic TRC Potential | 0 | 0 | 0 | 0 | 0 | 3.1333 | 8.0559 | 17.843 | 34.9796 | 61.6587 | 98.5351 | 145.3404 | 199.8358 | 257.5911 | 315.567 | 369.1618 | 416.0633 | 454.4937 | 484.1174 | 505.9712 | 521.2056 | 531.3224 | 537.7369 | 541.6281 | 544.2545 | 544.2545 | 544.2545 | 544.2545 | 544.2545 | 544.2545 | 544.2545
F1_Industrial_Other Industrial_Existing_Process_Natural Gas_Gas Boiler - Burner Control Optimization_A_Achievable Economic TRC Potential | F1 | Industrial | Other Industrial | Existing | Process | Natural Gas | Gas Boiler - Burner Control Optimization | A | Integrated Unit Energy Savings (kWh or therms) | Achievable Economic TRC Potential | 0 | 0 | 0 | 0 | 0 | 0.61342 | 0.61159 | 0.60973 | 0.60788 | 0.60603 | 0.60406 | 0.60226 | 0.60053 | 0.59867 | 0.59721 | 0.59561 | 0.59428 | 0.59293 | 0.59155 | 0.59043 | 0.5892 | 0.58803 | 0.58686 | 0.5857 | 0.58454 | 0.58445 | 0.58437 | 0.5843 | 0.61528 | 0.61528 | 0.61528
F2_Industrial_Other Industrial_Existing_Process_Natural Gas_Gas Boiler - Burner Control Optimization_A_Achievable Economic TRC Potential | F2 | Industrial | Other Industrial | Existing | Process | Natural Gas | Gas Boiler - Burner Control Optimization | A | Integrated Unit Summer Peak Savings (kW) | Achievable Economic TRC Potential | 0 | 0 | 0 | 0 | 0 | 0 | 0 | 0 | 0 | 0 | 0 | 0 | 0 | 0 | 0 | 0 | 0 | 0 | 0 | 0 | 0 | 0 | 0 | 0 | 0 | 0 | 0 | 0 | 0 | 0 | 0
F3_Industrial_Other Industrial_Existing_Process_Natural Gas_Gas Boiler - Burner Control Optimization_A_Achievable Economic TRC Potential | F3 | Industrial | Other Industrial | Existing | Process | Natural Gas | Gas Boiler - Burner Control Optimization | A | Integrated Unit Winter Peak Savings (kW) | Achievable Economic TRC Potential | 0 | 0 | 0 | 0 | 0 | 0 | 0 | 0 | 0 | 0 | 0 | 0 | 0 | 0 | 0 | 0 | 0 | 0 | 0 | 0 | 0 | 0 | 0 | 0 | 0 | 0 | 0 | 0 | 0 | 0 | 0
F4_Industrial_Other Industrial_Existing_Process_Natural Gas_Gas Boiler - Burner Control Optimization_A_Achievable Economic TRC Potential | F4 | Industrial | Other Industrial | Existing | Process | Natural Gas | Gas Boiler - Burner Control Optimization | A | Incremental Energy Savings (MWh or mTherms) | Achievable Economic TRC Potential | 0 | 0 | 0 | 0 | 0 | 0.02783 | 0.043591 | 0.086404 | 0.15083 | 0.2341 | 0.32253 | 0.40815 | 0.47385 | 0.50064 | 0.50132 | 0.4622 | 0.40358 | 0.32993 | 0.25373 | 0.18683 | 0.12997 | 0.086136 | 0.054506 | 0.032999 | 0.022229 | 0 | 0 | 0 | 0 | 0 | 0
F5_Industrial_Other Industrial_Existing_Process_Natural Gas_Gas Boiler - Burner Control Optimization_A_Achievable Economic TRC Potential | F5 | Industrial | Other Industrial | Existing | Process | Natural Gas | Gas Boiler - Burner Control Optimization | A | Incremental Summer Peak Savings (MW) | Achievable Economic TRC Potential | 0 | 0 | 0 | 0 | 0 | 0 | 0 | 0 | 0 | 0 | 0 | 0 | 0 | 0 | 0 | 0 | 0 | 0 | 0 | 0 | 0 | 0 | 0 | 0 | 0 | 0 | 0 | 0 | 0 | 0 | 0
F6_Industrial_Other Industrial_Existing_Process_Natural Gas_Gas Boiler - Burner Control Optimization_A_Achievable Economic TRC Potential | F6 | Industrial | Other Industrial | Existing | Process | Natural Gas | Gas Boiler - Burner Control Optimization | A | Incremental Winter Peak Savings (MW) | Achievable Economic TRC Potential | 0 | 0 | 0 | 0 | 0 | 0 | 0 | 0 | 0 | 0 | 0 | 0 | 0 | 0 | 0 | 0 | 0 | 0 | 0 | 0 | 0 | 0 | 0 | 0 | 0 | 0 | 0 | 0 | 0 | 0 | 0
F7_Industrial_Other Industrial_Existing_Process_Natural Gas_Gas Boiler - Burner Control Optimization_A_Achievable Economic TRC Potential | F7 | Industrial | Other Industrial | Existing | Process | Natural Gas | Gas Boiler - Burner Control Optimization | A | Cumulative Energy Savings (MWh or mTherms) | Achievable Economic TRC Potential | 0 | 0 | 0 | 0 | 0 | 0.02783 | 0.071337 | 0.15752 | 0.30788 | 0.54104 | 0.86182 | 1.2674 | 1.7376 | 2.2329 | 2.7287 | 3.1836 | 3.5801 | 3.9019 | 4.1465 | 4.3255 | 4.4465 | 4.5238 | 4.5693 | 4.5932 | 4.6064 | 4.6057 | 4.6051 | 4.6045 | 0 | 0 | 0
F8_Industrial_Other Industrial_Existing_Process_Natural Gas_Gas Boiler - Burner Control Optimization_A_Achievable Economic TRC Potential | F8 | Industrial | Other Industrial | Existing | Process | Natural Gas | Gas Boiler - Burner Control Optimization | A | Cumulative Summer Peak Savings (MW) | Achievable Economic TRC Potential | 0 | 0 | 0 | 0 | 0 | 0 | 0 | 0 | 0 | 0 | 0 | 0 | 0 | 0 | 0 | 0 | 0 | 0 | 0 | 0 | 0 | 0 | 0 | 0 | 0 | 0 | 0 | 0 | 0 | 0 | 0
F9_Industrial_Other Industrial_Existing_Process_Natural Gas_Gas Boiler - Burner Control Optimization_A_Achievable Economic TRC Potential | F9 | Industrial | Other Industrial | Existing | Process | Natural Gas | Gas Boiler - Burner Control Optimization | A | Cumulative Winter Peak Savings (MW) | Achievable Economic TRC Potential | 0 | 0 | 0 | 0 | 0 | 0 | 0 | 0 | 0 | 0 | 0 | 0 | 0 | 0 | 0 | 0 | 0 | 0 | 0 | 0 | 0 | 0 | 0 | 0 | 0 | 0 | 0 | 0 | 0 | 0 | 0
F10_Industrial_Other Industrial_Existing_Process_Natural Gas_Gas Boiler - Burner Control Optimization_A_Achievable Economic TRC Potential | F10 | Industrial | Other Industrial | Existing | Process | Natural Gas | Gas Boiler - Burner Control Optimization | A | Purchases (Incremental) | Achievable Economic TRC Potential | 0 | 0 | 0 | 0 | 0 | 45.3679 | 71.2749 | 141.7092 | 248.1252 | 386.2917 | 533.9406 | 677.7038 | 789.049 | 836.2515 | 839.4443 | 776.0098 | 679.0967 | 556.4414 | 428.9273 | 316.4261 | 220.5823 | 146.4829 | 92.8768 | 56.3416 | 38.0277 | 0 | 0 | 0 | 0 | 0 | 0
F11_Industrial_Other Industrial_Existing_Process_Natural Gas_Gas Boiler - Burner Control Optimization_A_Achievable Economic TRC Potential | F11 | Industrial | Other Industrial | Existing | Process | Natural Gas | Gas Boiler - Burner Control Optimization | A | Purchases (Cumulative) | Achievable Economic TRC Potential | 0 | 0 | 0 | 0 | 0 | 45.3679 | 116.6428 | 258.352 | 506.4772 | 892.7689 | 1426.7095 | 2104.4133 | 2893.4623 | 3729.7137 | 4569.158 | 5345.1678 | 6024.2646 | 6580.7059 | 7009.6332 | 7326.0593 | 7546.6415 | 7693.1245 | 7786.0012 | 7842.3428 | 7880.3704 | 7880.3704 | 7880.3704 | 7880.3704 | 7880.3704 | 7880.3704 | 7880.3704
F1_Industrial_Other Industrial_Existing_Space Heating_Natural Gas_HVAC - Demand Controlled Ventilation_A_Achievable Economic TRC Potential | F1 | Industrial | Other Industrial | Existing | Space Heating | Natural Gas | HVAC - Demand Controlled Ventilation | A | Integrated Unit Energy Savings (kWh or therms) | Achievable Economic TRC Potential | 0 | 0 | 0 | 0 | 0 | 0.045684 | 0.045231 | 0.044649 | 0.044036 | 0.043391 | 0.042721 | 0.042021 | 0.041315 | 0.040588 | 0.03983 | 0.039094 | 0.038377 | 0.037686 | 0.03703 | 0.036428 | 0.035866 | 0.035341 | 0.034864 | 0.034435 | 0.034041 | 0.033709 | 0.033414 | 0.033137 | 0.036718 | 0.036492 | 0.03628
F2_Industrial_Other Industrial_Existing_Space Heating_Natural Gas_HVAC - Demand Controlled Ventilation_A_Achievable Economic TRC Potential | F2 | Industrial | Other Industrial | Existing | Space Heating | Natural Gas | HVAC - Demand Controlled Ventilation | A | Integrated Unit Summer Peak Savings (kW) | Achievable Economic TRC Potential | 0 | 0 | 0 | 0 | 0 | 0 | 0 | 0 | 0 | 0 | 0 | 0 | 0 | 0 | 0 | 0 | 0 | 0 | 0 | 0 | 0 | 0 | 0 | 0 | 0 | 0 | 0 | 0 | 0 | 0 | 0
F3_Industrial_Other Industrial_Existing_Space Heating_Natural Gas_HVAC - Demand Controlled Ventilation_A_Achievable Economic TRC Potential | F3 | Industrial | Other Industrial | Existing | Space Heating | Natural Gas | HVAC - Demand Controlled Ventilation | A | Integrated Unit Winter Peak Savings (kW) | Achievable Economic TRC Potential | 0 | 0 | 0 | 0 | 0 | 0 | 0 | 0 | 0 | 0 | 0 | 0 | 0 | 0 | 0 | 0 | 0 | 0 | 0 | 0 | 0 | 0 | 0 | 0 | 0 | 0 | 0 | 0 | 0 | 0 | 0
F4_Industrial_Other Industrial_Existing_Space Heating_Natural Gas_HVAC - Demand Controlled Ventilation_A_Achievable Economic TRC Potential | F4 | Industrial | Other Industrial | Existing | Space Heating | Natural Gas | HVAC - Demand Controlled Ventilation | A | Incremental Energy Savings (MWh or mTherms) | Achievable Economic TRC Potential | 0 | 0 | 0 | 0 | 0 | 0 | 0 | 0 | 0 | 0 | 0 | 0 | 0 | 0 | 0 | 0 | 0 | 0 | 0 | 0 | 0 | 0 | 0 | 0 | 0 | 0 | 0 | 0 | 0 | 0 | 0
F5_Industrial_Other Industrial_Existing_Space Heating_Natural Gas_HVAC - Demand Controlled Ventilation_A_Achievable Economic TRC Potential | F5 | Industrial | Other Industrial | Existing | Space Heating | Natural Gas | HVAC - Demand Controlled Ventilation | A | Incremental Summer Peak Savings (MW) | Achievable Economic TRC Potential | 0 | 0 | 0 | 0 | 0 | 0 | 0 | 0 | 0 | 0 | 0 | 0 | 0 | 0 | 0 | 0 | 0 | 0 | 0 | 0 | 0 | 0 | 0 | 0 | 0 | 0 | 0 | 0 | 0 | 0 | 0
F6_Industrial_Other Industrial_Existing_Space Heating_Natural Gas_HVAC - Demand Controlled Ventilation_A_Achievable Economic TRC Potential | F6 | Industrial | Other Industrial | Existing | Space Heating | Natural Gas | HVAC - Demand Controlled Ventilation | A | Incremental Winter Peak Savings (MW) | Achievable Economic TRC Potential | 0 | 0 | 0 | 0 | 0 | 0 | 0 | 0 | 0 | 0 | 0 | 0 | 0 | 0 | 0 | 0 | 0 | 0 | 0 | 0 | 0 | 0 | 0 | 0 | 0 | 0 | 0 | 0 | 0 | 0 | 0
F7_Industrial_Other Industrial_Existing_Space Heating_Natural Gas_HVAC - Demand Controlled Ventilation_A_Achievable Economic TRC Potential | F7 | Industrial | Other Industrial | Existing | Space Heating | Natural Gas | HVAC - Demand Controlled Ventilation | A | Cumulative Energy Savings (MWh or mTherms) | Achievable Economic TRC Potential | 0 | 0 | 0 | 0 | 0 | 0 | 0 | 0 | 0 | 0 | 0 | 0 | 0 | 0 | 0 | 0 | 0 | 0 | 0 | 0 | 0 | 0 | 0 | 0 | 0 | 0 | 0 | 0 | 0 | 0 | 0
F8_Industrial_Other Industrial_Existing_Space Heating_Natural Gas_HVAC - Demand Controlled Ventilation_A_Achievable Economic TRC Potential | F8 | Industrial | Other Industrial | Existing | Space Heating | Natural Gas | HVAC - Demand Controlled Ventilation | A | Cumulative Summer Peak Savings (MW) | Achievable Economic TRC Potential | 0 | 0 | 0 | 0 | 0 | 0 | 0 | 0 | 0 | 0 | 0 | 0 | 0 | 0 | 0 | 0 | 0 | 0 | 0 | 0 | 0 | 0 | 0 | 0 | 0 | 0 | 0 | 0 | 0 | 0 | 0
F9_Industrial_Other Industrial_Existing_Space Heating_Natural Gas_HVAC - Demand Controlled Ventilation_A_Achievable Economic TRC Potential | F9 | Industrial | Other Industrial | Existing | Space Heating | Natural Gas | HVAC - Demand Controlled Ventilation | A | Cumulative Winter Peak Savings (MW) | Achievable Economic TRC Potential | 0 | 0 | 0 | 0 | 0 | 0 | 0 | 0 | 0 | 0 | 0 | 0 | 0 | 0 | 0 | 0 | 0 | 0 | 0 | 0 | 0 | 0 | 0 | 0 | 0 | 0 | 0 | 0 | 0 | 0 | 0
F10_Industrial_Other Industrial_Existing_Space Heating_Natural Gas_HVAC - Demand Controlled Ventilation_A_Achievable Economic TRC Potential | F10 | Industrial | Other Industrial | Existing | Space Heating | Natural Gas | HVAC - Demand Controlled Ventilation | A | Purchases (Incremental) | Achievable Economic TRC Potential | 0 | 0 | 0 | 0 | 0 | 0 | 0 | 0 | 0 | 0 | 0 | 0 | 0 | 0 | 0 | 0 | 0 | 0 | 0 | 0 | 0 | 0 | 0 | 0 | 0 | 0 | 0 | 0 | 0 | 0 | 0
F11_Industrial_Other Industrial_Existing_Space Heating_Natural Gas_HVAC - Demand Controlled Ventilation_A_Achievable Economic TRC Potential | F11 | Industrial | Other Industrial | Existing | Space Heating | Natural Gas | HVAC - Demand Controlled Ventilation | A | Purchases (Cumulative) | Achievable Economic TRC Potential | 0 | 0 | 0 | 0 | 0 | 0 | 0 | 0 | 0 | 0 | 0 | 0 | 0 | 0 | 0 | 0 | 0 | 0 | 0 | 0 | 0 | 0 | 0 | 0 | 0 | 0 | 0 | 0 | 0 | 0 | 0
F1_Industrial_Other Industrial_Existing_Space Heating_Natural Gas_Gas Boiler - Stack Economizer_A_Achievable Economic TRC Potential | F1 | Industrial | Other Industrial | Existing | Space Heating | Natural Gas | Gas Boiler - Stack Economizer | A | Integrated Unit Energy Savings (kWh or therms) | Achievable Economic TRC Potential | 0 | 0 | 0 | 0 | 0 | 2.0088 | 1.9948 | 1.9805 | 1.9656 | 1.9502 | 1.9345 | 1.9184 | 1.9017 | 1.8843 | 1.8653 | 1.847 | 1.8283 | 1.8101 | 1.7922 | 1.775 | 1.7585 | 1.7416 | 1.7263 | 1.7119 | 1.6977 | 1.6848 | 1.6737 | 1.6635 | 1.7353 | 1.7282 | 1.7217
F2_Industrial_Other Industrial_Existing_Space Heating_Natural Gas_Gas Boiler - Stack Economizer_A_Achievable Economic TRC Potential | F2 | Industrial | Other Industrial | Existing | Space Heating | Natural Gas | Gas Boiler - Stack Economizer | A | Integrated Unit Summer Peak Savings (kW) | Achievable Economic TRC Potential | 0 | 0 | 0 | 0 | 0 | 0 | 0 | 0 | 0 | 0 | 0 | 0 | 0 | 0 | 0 | 0 | 0 | 0 | 0 | 0 | 0 | 0 | 0 | 0 | 0 | 0 | 0 | 0 | 0 | 0 | 0
F3_Industrial_Other Industrial_Existing_Space Heating_Natural Gas_Gas Boiler - Stack Economizer_A_Achievable Economic TRC Potential | F3 | Industrial | Other Industrial | Existing | Space Heating | Natural Gas | Gas Boiler - Stack Economizer | A | Integrated Unit Winter Peak Savings (kW) | Achievable Economic TRC Potential | 0 | 0 | 0 | 0 | 0 | 0 | 0 | 0 | 0 | 0 | 0 | 0 | 0 | 0 | 0 | 0 | 0 | 0 | 0 | 0 | 0 | 0 | 0 | 0 | 0 | 0 | 0 | 0 | 0 | 0 | 0
F4_Industrial_Other Industrial_Existing_Space Heating_Natural Gas_Gas Boiler - Stack Economizer_A_Achievable Economic TRC Potential | F4 | Industrial | Other Industrial | Existing | Space Heating | Natural Gas | Gas Boiler - Stack Economizer | A | Incremental Energy Savings (MWh or mTherms) | Achievable Economic TRC Potential | 0 | 0 | 0 | 0 | 0 | 0.062221 | 0.061753 | 0.060949 | 0.060525 | 0.0601 | 0.052973 | 0.04191 | 0.033169 | 0.025876 | 0.02057 | 0.016138 | 0.012782 | 0.010073 | 0.0079074 | 0.0062726 | 0.0049509 | 3.3315e-05 | 1.1751e-05 | 3.9589e-06 | 1.2762e-06 | 1.0734e-06 | 1.0635e-06 | 1.0545e-06 | 1.0976e-06 | 1.091e-06 | 1.085e-06
F5_Industrial_Other Industrial_Existing_Space Heating_Natural Gas_Gas Boiler - Stack Economizer_A_Achievable Economic TRC Potential | F5 | Industrial | Other Industrial | Existing | Space Heating | Natural Gas | Gas Boiler - Stack Economizer | A | Incremental Summer Peak Savings (MW) | Achievable Economic TRC Potential | 0 | 0 | 0 | 0 | 0 | 0 | 0 | 0 | 0 | 0 | 0 | 0 | 0 | 0 | 0 | 0 | 0 | 0 | 0 | 0 | 0 | 0 | 0 | 0 | 0 | 0 | 0 | 0 | 0 | 0 | 0
F6_Industrial_Other Industrial_Existing_Space Heating_Natural Gas_Gas Boiler - Stack Economizer_A_Achievable Economic TRC Potential | F6 | Industrial | Other Industrial | Existing | Space Heating | Natural Gas | Gas Boiler - Stack Economizer | A | Incremental Winter Peak Savings (MW) | Achievable Economic TRC Potential | 0 | 0 | 0 | 0 | 0 | 0 | 0 | 0 | 0 | 0 | 0 | 0 | 0 | 0 | 0 | 0 | 0 | 0 | 0 | 0 | 0 | 0 | 0 | 0 | 0 | 0 | 0 | 0 | 0 | 0 | 0
F7_Industrial_Other Industrial_Existing_Space Heating_Natural Gas_Gas Boiler - Stack Economizer_A_Achievable Economic TRC Potential | F7 | Industrial | Other Industrial | Existing | Space Heating | Natural Gas | Gas Boiler - Stack Economizer | A | Cumulative Energy Savings (MWh or mTherms) | Achievable Economic TRC Potential | 0 | 0 | 0 | 0 | 0 | 0.062221 | 0.12354 | 0.1836 | 0.24275 | 0.30095 | 0.3515 | 0.39047 | 0.42025 | 0.44229 | 0.4584 | 0.47002 | 0.47807 | 0.48337 | 0.4865 | 0.4881 | 0.48852 | 0.48386 | 0.47963 | 0.47561 | 0.47167 | 0.46809 | 0.46501 | 0.46218 | 0 | 0 | 0
F8_Industrial_Other Industrial_Existing_Space Heating_Natural Gas_Gas Boiler - Stack Economizer_A_Achievable Economic TRC Potential | F8 | Industrial | Other Industrial | Existing | Space Heating | Natural Gas | Gas Boiler - Stack Economizer | A | Cumulative Summer Peak Savings (MW) | Achievable Economic TRC Potential | 0 | 0 | 0 | 0 | 0 | 0 | 0 | 0 | 0 | 0 | 0 | 0 | 0 | 0 | 0 | 0 | 0 | 0 | 0 | 0 | 0 | 0 | 0 | 0 | 0 | 0 | 0 | 0 | 0 | 0 | 0
F9_Industrial_Other Industrial_Existing_Space Heating_Natural Gas_Gas Boiler - Stack Economizer_A_Achievable Economic TRC Potential | F9 | Industrial | Other Industrial | Existing | Space Heating | Natural Gas | Gas Boiler - Stack Economizer | A | Cumulative Winter Peak Savings (MW) | Achievable Economic TRC Potential | 0 | 0 | 0 | 0 | 0 | 0 | 0 | 0 | 0 | 0 | 0 | 0 | 0 | 0 | 0 | 0 | 0 | 0 | 0 | 0 | 0 | 0 | 0 | 0 | 0 | 0 | 0 | 0 | 0 | 0 | 0
F10_Industrial_Other Industrial_Existing_Space Heating_Natural Gas_Gas Boiler - Stack Economizer_A_Achievable Economic TRC Potential | F10 | Industrial | Other Industrial | Existing | Space Heating | Natural Gas | Gas Boiler - Stack Economizer | A | Purchases (Incremental) | Achievable Economic TRC Potential | 0 | 0 | 0 | 0 | 0 | 30.9745 | 30.9575 | 30.7749 | 30.7916 | 30.817 | 27.3831 | 21.8466 | 17.4418 | 13.7319 | 11.0274 | 8.7378 | 6.9912 | 5.5648 | 4.4121 | 3.5339 | 2.8154 | 0.019129 | 0.0068067 | 0.0023126 | 0.00075173 | 0.00063711 | 0.00063541 | 0.00063387 | 0.00063249 | 0.00063126 | 0.00063019
F11_Industrial_Other Industrial_Existing_Space Heating_Natural Gas_Gas Boiler - Stack Economizer_A_Achievable Economic TRC Potential | F11 | Industrial | Other Industrial | Existing | Space Heating | Natural Gas | Gas Boiler - Stack Economizer | A | Purchases (Cumulative) | Achievable Economic TRC Potential | 0 | 0 | 0 | 0 | 0 | 30.9745 | 61.932 | 92.7069 | 123.4985 | 154.3155 | 181.6986 | 203.5452 | 220.987 | 234.7189 | 245.7463 | 254.4842 | 261.4753 | 267.0401 | 271.4522 | 274.9861 | 277.8015 | 277.8206 | 277.8274 | 277.8298 | 277.8305 | 277.8312 | 277.8318 | 277.8324 | 277.8331 | 277.8337 | 277.8343
F1_Industrial_Other Industrial_Existing_Process_Natural Gas_Gas Boiler - Stack Economizer_A_Achievable Economic TRC Potential | F1 | Industrial | Other Industrial | Existing | Process | Natural Gas | Gas Boiler - Stack Economizer | A | Integrated Unit Energy Savings (kWh or therms) | Achievable Economic TRC Potential | 0 | 0 | 0 | 0 | 0 | 2.0363 | 2.036 | 2.0358 | 2.0356 | 2.0355 | 2.0353 | 2.0352 | 2.0351 | 2.035 | 2.0349 | 2.0349 | 2.0348 | 2.0348 | 2.0347 | 2.0347 | 2.0347 | 2.0347 | 2.0346 | 2.0346 | 2.0346 | 2.0346 | 2.0346 | 2.0346 | 2.0368 | 2.0368 | 2.0368
F2_Industrial_Other Industrial_Existing_Process_Natural Gas_Gas Boiler - Stack Economizer_A_Achievable Economic TRC Potential | F2 | Industrial | Other Industrial | Existing | Process | Natural Gas | Gas Boiler - Stack Economizer | A | Integrated Unit Summer Peak Savings (kW) | Achievable Economic TRC Potential | 0 | 0 | 0 | 0 | 0 | 0 | 0 | 0 | 0 | 0 | 0 | 0 | 0 | 0 | 0 | 0 | 0 | 0 | 0 | 0 | 0 | 0 | 0 | 0 | 0 | 0 | 0 | 0 | 0 | 0 | 0
F3_Industrial_Other Industrial_Existing_Process_Natural Gas_Gas Boiler - Stack Economizer_A_Achievable Economic TRC Potential | F3 | Industrial | Other Industrial | Existing | Process | Natural Gas | Gas Boiler - Stack Economizer | A | Integrated Unit Winter Peak Savings (kW) | Achievable Economic TRC Potential | 0 | 0 | 0 | 0 | 0 | 0 | 0 | 0 | 0 | 0 | 0 | 0 | 0 | 0 | 0 | 0 | 0 | 0 | 0 | 0 | 0 | 0 | 0 | 0 | 0 | 0 | 0 | 0 | 0 | 0 | 0
F4_Industrial_Other Industrial_Existing_Process_Natural Gas_Gas Boiler - Stack Economizer_A_Achievable Economic TRC Potential | F4 | Industrial | Other Industrial | Existing | Process | Natural Gas | Gas Boiler - Stack Economizer | A | Incremental Energy Savings (MWh or mTherms) | Achievable Economic TRC Potential | 0 | 0 | 0 | 0 | 0 | 0.91326 | 0.91262 | 0.90714 | 0.90755 | 0.90823 | 0.80697 | 0.64378 | 0.51395 | 0.40461 | 0.32491 | 0.25744 | 0.20598 | 0.16395 | 0.12999 | 0.10411 | 0.082944 | 0.00056353 | 0.00020053 | 6.8128e-05 | 2.2145e-05 | 1.8769e-05 | 1.8719e-05 | 1.8673e-05 | 1.8653e-05 | 1.8617e-05 | 1.8585e-05
F5_Industrial_Other Industrial_Existing_Process_Natural Gas_Gas Boiler - Stack Economizer_A_Achievable Economic TRC Potential | F5 | Industrial | Other Industrial | Existing | Process | Natural Gas | Gas Boiler - Stack Economizer | A | Incremental Summer Peak Savings (MW) | Achievable Economic TRC Potential | 0 | 0 | 0 | 0 | 0 | 0 | 0 | 0 | 0 | 0 | 0 | 0 | 0 | 0 | 0 | 0 | 0 | 0 | 0 | 0 | 0 | 0 | 0 | 0 | 0 | 0 | 0 | 0 | 0 | 0 | 0
F6_Industrial_Other Industrial_Existing_Process_Natural Gas_Gas Boiler - Stack Economizer_A_Achievable Economic TRC Potential | F6 | Industrial | Other Industrial | Existing | Process | Natural Gas | Gas Boiler - Stack Economizer | A | Incremental Winter Peak Savings (MW) | Achievable Economic TRC Potential | 0 | 0 | 0 | 0 | 0 | 0 | 0 | 0 | 0 | 0 | 0 | 0 | 0 | 0 | 0 | 0 | 0 | 0 | 0 | 0 | 0 | 0 | 0 | 0 | 0 | 0 | 0 | 0 | 0 | 0 | 0
F7_Industrial_Other Industrial_Existing_Process_Natural Gas_Gas Boiler - Stack Economizer_A_Achievable Economic TRC Potential | F7 | Industrial | Other Industrial | Existing | Process | Natural Gas | Gas Boiler - Stack Economizer | A | Cumulative Energy Savings (MWh or mTherms) | Achievable Economic TRC Potential | 0 | 0 | 0 | 0 | 0 | 0.91326 | 1.8257 | 2.7327 | 3.64 | 4.548 | 5.3546 | 5.9981 | 6.5117 | 6.916 | 7.2407 | 7.4979 | 7.7037 | 7.8675 | 7.9973 | 8.1014 | 8.1842 | 8.1847 | 8.1848 | 8.1848 | 8.1847 | 8.1847 | 8.1847 | 8.1847 | 0 | 0 | 0
F8_Industrial_Other Industrial_Existing_Process_Natural Gas_Gas Boiler - Stack Economizer_A_Achievable Economic TRC Potential | F8 | Industrial | Other Industrial | Existing | Process | Natural Gas | Gas Boiler - Stack Economizer | A | Cumulative Summer Peak Savings (MW) | Achievable Economic TRC Potential | 0 | 0 | 0 | 0 | 0 | 0 | 0 | 0 | 0 | 0 | 0 | 0 | 0 | 0 | 0 | 0 | 0 | 0 | 0 | 0 | 0 | 0 | 0 | 0 | 0 | 0 | 0 | 0 | 0 | 0 | 0
F9_Industrial_Other Industrial_Existing_Process_Natural Gas_Gas Boiler - Stack Economizer_A_Achievable Economic TRC Potential | F9 | Industrial | Other Industrial | Existing | Process | Natural Gas | Gas Boiler - Stack Economizer | A | Cumulative Winter Peak Savings (MW) | Achievable Economic TRC Potential | 0 | 0 | 0 | 0 | 0 | 0 | 0 | 0 | 0 | 0 | 0 | 0 | 0 | 0 | 0 | 0 | 0 | 0 | 0 | 0 | 0 | 0 | 0 | 0 | 0 | 0 | 0 | 0 | 0 | 0 | 0
F10_Industrial_Other Industrial_Existing_Process_Natural Gas_Gas Boiler - Stack Economizer_A_Achievable Economic TRC Potential | F10 | Industrial | Other Industrial | Existing | Process | Natural Gas | Gas Boiler - Stack Economizer | A | Purchases (Incremental) | Achievable Economic TRC Potential | 0 | 0 | 0 | 0 | 0 | 448.4859 | 448.2397 | 445.5963 | 445.8372 | 446.2058 | 396.4855 | 316.3217 | 252.5435 | 198.8266 | 159.6686 | 126.5167 | 101.2265 | 80.5736 | 63.8839 | 51.1677 | 40.7649 | 0.27697 | 0.098556 | 0.033484 | 0.010884 | 0.0092248 | 0.0092003 | 0.009178 | 0.0091579 | 0.0091402 | 0.0091246
F11_Industrial_Other Industrial_Existing_Process_Natural Gas_Gas Boiler - Stack Economizer_A_Achievable Economic TRC Potential | F11 | Industrial | Other Industrial | Existing | Process | Natural Gas | Gas Boiler - Stack Economizer | A | Purchases (Cumulative) | Achievable Economic TRC Potential | 0 | 0 | 0 | 0 | 0 | 448.4859 | 896.7256 | 1342.3219 | 1788.159 | 2234.3649 | 2630.8504 | 2947.1721 | 3199.7156 | 3398.5422 | 3558.2107 | 3684.7275 | 3785.954 | 3866.5276 | 3930.4115 | 3981.5792 | 4022.3441 | 4022.6211 | 4022.7196 | 4022.7531 | 4022.764 | 4022.7732 | 4022.7824 | 4022.7916 | 4022.8008 | 4022.8099 | 4022.819
F1_Industrial_Other Industrial_Existing_Space Heating_Natural Gas_Gas Furnace Tube Inserts_A_Achievable Economic TRC Potential | F1 | Industrial | Other Industrial | Existing | Space Heating | Natural Gas | Gas Furnace Tube Inserts | A | Integrated Unit Energy Savings (kWh or therms) | Achievable Economic TRC Potential | 0 | 0 | 0 | 0 | 0 | 0.086176 | 0.085373 | 0.084345 | 0.083282 | 0.082189 | 0.081092 | 0.079981 | 0.078903 | 0.077846 | 0.076747 | 0.075738 | 0.074759 | 0.073832 | 0.072952 | 0.072096 | 0.071273 | 0.070458 | 0.069674 | 0.068933 | 0.068229 | 0.067576 | 0.066996 | 0.066451 | 0.069231 | 0.068805 | 0.068405
F2_Industrial_Other Industrial_Existing_Space Heating_Natural Gas_Gas Furnace Tube Inserts_A_Achievable Economic TRC Potential | F2 | Industrial | Other Industrial | Existing | Space Heating | Natural Gas | Gas Furnace Tube Inserts | A | Integrated Unit Summer Peak Savings (kW) | Achievable Economic TRC Potential | 0 | 0 | 0 | 0 | 0 | 0 | 0 | 0 | 0 | 0 | 0 | 0 | 0 | 0 | 0 | 0 | 0 | 0 | 0 | 0 | 0 | 0 | 0 | 0 | 0 | 0 | 0 | 0 | 0 | 0 | 0
F3_Industrial_Other Industrial_Existing_Space Heating_Natural Gas_Gas Furnace Tube Inserts_A_Achievable Economic TRC Potential | F3 | Industrial | Other Industrial | Existing | Space Heating | Natural Gas | Gas Furnace Tube Inserts | A | Integrated Unit Winter Peak Savings (kW) | Achievable Economic TRC Potential | 0 | 0 | 0 | 0 | 0 | 0 | 0 | 0 | 0 | 0 | 0 | 0 | 0 | 0 | 0 | 0 | 0 | 0 | 0 | 0 | 0 | 0 | 0 | 0 | 0 | 0 | 0 | 0 | 0 | 0 | 0
F4_Industrial_Other Industrial_Existing_Space Heating_Natural Gas_Gas Furnace Tube Inserts_A_Achievable Economic TRC Potential | F4 | Industrial | Other Industrial | Existing | Space Heating | Natural Gas | Gas Furnace Tube Inserts | A | Incremental Energy Savings (MWh or mTherms) | Achievable Economic TRC Potential | 0 | 0 | 0 | 0 | 0 | 0 | 0 | 0 | 0 | 0 | 0 | 0 | 0 | 0 | 0 | 0 | 0 | 0 | 0 | 0 | 0 | 0 | 0 | 0 | 0 | 0 | 0 | 0 | 0 | 0 | 0
F5_Industrial_Other Industrial_Existing_Space Heating_Natural Gas_Gas Furnace Tube Inserts_A_Achievable Economic TRC Potential | F5 | Industrial | Other Industrial | Existing | Space Heating | Natural Gas | Gas Furnace Tube Inserts | A | Incremental Summer Peak Savings (MW) | Achievable Economic TRC Potential | 0 | 0 | 0 | 0 | 0 | 0 | 0 | 0 | 0 | 0 | 0 | 0 | 0 | 0 | 0 | 0 | 0 | 0 | 0 | 0 | 0 | 0 | 0 | 0 | 0 | 0 | 0 | 0 | 0 | 0 | 0
F6_Industrial_Other Industrial_Existing_Space Heating_Natural Gas_Gas Furnace Tube Inserts_A_Achievable Economic TRC Potential | F6 | Industrial | Other Industrial | Existing | Space Heating | Natural Gas | Gas Furnace Tube Inserts | A | Incremental Winter Peak Savings (MW) | Achievable Economic TRC Potential | 0 | 0 | 0 | 0 | 0 | 0 | 0 | 0 | 0 | 0 | 0 | 0 | 0 | 0 | 0 | 0 | 0 | 0 | 0 | 0 | 0 | 0 | 0 | 0 | 0 | 0 | 0 | 0 | 0 | 0 | 0
F7_Industrial_Other Industrial_Existing_Space Heating_Natural Gas_Gas Furnace Tube Inserts_A_Achievable Economic TRC Potential | F7 | Industrial | Other Industrial | Existing | Space Heating | Natural Gas | Gas Furnace Tube Inserts | A | Cumulative Energy Savings (MWh or mTherms) | Achievable Economic TRC Potential | 0 | 0 | 0 | 0 | 0 | 0 | 0 | 0 | 0 | 0 | 0 | 0 | 0 | 0 | 0 | 0 | 0 | 0 | 0 | 0 | 0 | 0 | 0 | 0 | 0 | 0 | 0 | 0 | 0 | 0 | 0
F8_Industrial_Other Industrial_Existing_Space Heating_Natural Gas_Gas Furnace Tube Inserts_A_Achievable Economic TRC Potential | F8 | Industrial | Other Industrial | Existing | Space Heating | Natural Gas | Gas Furnace Tube Inserts | A | Cumulative Summer Peak Savings (MW) | Achievable Economic TRC Potential | 0 | 0 | 0 | 0 | 0 | 0 | 0 | 0 | 0 | 0 | 0 | 0 | 0 | 0 | 0 | 0 | 0 | 0 | 0 | 0 | 0 | 0 | 0 | 0 | 0 | 0 | 0 | 0 | 0 | 0 | 0
F9_Industrial_Other Industrial_Existing_Space Heating_Natural Gas_Gas Furnace Tube Inserts_A_Achievable Economic TRC Potential | F9 | Industrial | Other Industrial | Existing | Space Heating | Natural Gas | Gas Furnace Tube Inserts | A | Cumulative Winter Peak Savings (MW) | Achievable Economic TRC Potential | 0 | 0 | 0 | 0 | 0 | 0 | 0 | 0 | 0 | 0 | 0 | 0 | 0 | 0 | 0 | 0 | 0 | 0 | 0 | 0 | 0 | 0 | 0 | 0 | 0 | 0 | 0 | 0 | 0 | 0 | 0
F10_Industrial_Other Industrial_Existing_Space Heating_Natural Gas_Gas Furnace Tube Inserts_A_Achievable Economic TRC Potential | F10 | Industrial | Other Industrial | Existing | Space Heating | Natural Gas | Gas Furnace Tube Inserts | A | Purchases (Incremental) | Achievable Economic TRC Potential | 0 | 0 | 0 | 0 | 0 | 0 | 0 | 0 | 0 | 0 | 0 | 0 | 0 | 0 | 0 | 0 | 0 | 0 | 0 | 0 | 0 | 0 | 0 | 0 | 0 | 0 | 0 | 0 | 0 | 0 | 0
F11_Industrial_Other Industrial_Existing_Space Heating_Natural Gas_Gas Furnace Tube Inserts_A_Achievable Economic TRC Potential | F11 | Industrial | Other Industrial | Existing | Space Heating | Natural Gas | Gas Furnace Tube Inserts | A | Purchases (Cumulative) | Achievable Economic TRC Potential | 0 | 0 | 0 | 0 | 0 | 0 | 0 | 0 | 0 | 0 | 0 | 0 | 0 | 0 | 0 | 0 | 0 | 0 | 0 | 0 | 0 | 0 | 0 | 0 | 0 | 0 | 0 | 0 | 0 | 0 | 0
F1_Industrial_Other Industrial_Existing_Space Heating_Natural Gas_Space Heating - Heat Recovery Ventilator_A_Achievable Economic TRC Potential | F1 | Industrial | Other Industrial | Existing | Space Heating | Natural Gas | Space Heating - Heat Recovery Ventilator | A | Integrated Unit Energy Savings (kWh or therms) | Achievable Economic TRC Potential | 0 | 0 | 0 | 0 | 0 | 0.013192 | 0.013083 | 0.012943 | 0.012779 | 0.012592 | 0.012382 | 0.012158 | 0.011926 | 0.01168 | 0.011438 | 0.011196 | 0.01097 | 0.010759 | 0.010561 | 0.010394 | 0.01024 | 0.010098 | 0.0099792 | 0.0098769 | 0.0097842 | 0.0097166 | 0.0096585 | 0.0096043 | 0 | 0 | 0
F2_Industrial_Other Industrial_Existing_Space Heating_Natural Gas_Space Heating - Heat Recovery Ventilator_A_Achievable Economic TRC Potential | F2 | Industrial | Other Industrial | Existing | Space Heating | Natural Gas | Space Heating - Heat Recovery Ventilator | A | Integrated Unit Summer Peak Savings (kW) | Achievable Economic TRC Potential | 0 | 0 | 0 | 0 | 0 | 0 | 0 | 0 | 0 | 0 | 0 | 0 | 0 | 0 | 0 | 0 | 0 | 0 | 0 | 0 | 0 | 0 | 0 | 0 | 0 | 0 | 0 | 0 | 0 | 0 | 0
F3_Industrial_Other Industrial_Existing_Space Heating_Natural Gas_Space Heating - Heat Recovery Ventilator_A_Achievable Economic TRC Potential | F3 | Industrial | Other Industrial | Existing | Space Heating | Natural Gas | Space Heating - Heat Recovery Ventilator | A | Integrated Unit Winter Peak Savings (kW) | Achievable Economic TRC Potential | 0 | 0 | 0 | 0 | 0 | 0 | 0 | 0 | 0 | 0 | 0 | 0 | 0 | 0 | 0 | 0 | 0 | 0 | 0 | 0 | 0 | 0 | 0 | 0 | 0 | 0 | 0 | 0 | 0 | 0 | 0
F4_Industrial_Other Industrial_Existing_Space Heating_Natural Gas_Space Heating - Heat Recovery Ventilator_A_Achievable Economic TRC Potential | F4 | Industrial | Other Industrial | Existing | Space Heating | Natural Gas | Space Heating - Heat Recovery Ventilator | A | Incremental Energy Savings (MWh or mTherms) | Achievable Economic TRC Potential | 0 | 0 | 0 | 0 | 0 | 0 | 0 | 0 | 0 | 0 | 0 | 0 | 0 | 0 | 0 | 0 | 0 | 0 | 0 | 0 | 0 | 0 | 0 | 0 | 0 | 0 | 0 | 0 | 0 | 0 | 0
F5_Industrial_Other Industrial_Existing_Space Heating_Natural Gas_Space Heating - Heat Recovery Ventilator_A_Achievable Economic TRC Potential | F5 | Industrial | Other Industrial | Existing | Space Heating | Natural Gas | Space Heating - Heat Recovery Ventilator | A | Incremental Summer Peak Savings (MW) | Achievable Economic TRC Potential | 0 | 0 | 0 | 0 | 0 | 0 | 0 | 0 | 0 | 0 | 0 | 0 | 0 | 0 | 0 | 0 | 0 | 0 | 0 | 0 | 0 | 0 | 0 | 0 | 0 | 0 | 0 | 0 | 0 | 0 | 0
F6_Industrial_Other Industrial_Existing_Space Heating_Natural Gas_Space Heating - Heat Recovery Ventilator_A_Achievable Economic TRC Potential | F6 | Industrial | Other Industrial | Existing | Space Heating | Natural Gas | Space Heating - Heat Recovery Ventilator | A | Incremental Winter Peak Savings (MW) | Achievable Economic TRC Potential | 0 | 0 | 0 | 0 | 0 | 0 | 0 | 0 | 0 | 0 | 0 | 0 | 0 | 0 | 0 | 0 | 0 | 0 | 0 | 0 | 0 | 0 | 0 | 0 | 0 | 0 | 0 | 0 | 0 | 0 | 0
F7_Industrial_Other Industrial_Existing_Space Heating_Natural Gas_Space Heating - Heat Recovery Ventilator_A_Achievable Economic TRC Potential | F7 | Industrial | Other Industrial | Existing | Space Heating | Natural Gas | Space Heating - Heat Recovery Ventilator | A | Cumulative Energy Savings (MWh or mTherms) | Achievable Economic TRC Potential | 0 | 0 | 0 | 0 | 0 | 0 | 0 | 0 | 0 | 0 | 0 | 0 | 0 | 0 | 0 | 0 | 0 | 0 | 0 | 0 | 0 | 0 | 0 | 0 | 0 | 0 | 0 | 0 | 0 | 0 | 0
F8_Industrial_Other Industrial_Existing_Space Heating_Natural Gas_Space Heating - Heat Recovery Ventilator_A_Achievable Economic TRC Potential | F8 | Industrial | Other Industrial | Existing | Space Heating | Natural Gas | Space Heating - Heat Recovery Ventilator | A | Cumulative Summer Peak Savings (MW) | Achievable Economic TRC Potential | 0 | 0 | 0 | 0 | 0 | 0 | 0 | 0 | 0 | 0 | 0 | 0 | 0 | 0 | 0 | 0 | 0 | 0 | 0 | 0 | 0 | 0 | 0 | 0 | 0 | 0 | 0 | 0 | 0 | 0 | 0
F9_Industrial_Other Industrial_Existing_Space Heating_Natural Gas_Space Heating - Heat Recovery Ventilator_A_Achievable Economic TRC Potential | F9 | Industrial | Other Industrial | Existing | Space Heating | Natural Gas | Space Heating - Heat Recovery Ventilator | A | Cumulative Winter Peak Savings (MW) | Achievable Economic TRC Potential | 0 | 0 | 0 | 0 | 0 | 0 | 0 | 0 | 0 | 0 | 0 | 0 | 0 | 0 | 0 | 0 | 0 | 0 | 0 | 0 | 0 | 0 | 0 | 0 | 0 | 0 | 0 | 0 | 0 | 0 | 0
F10_Industrial_Other Industrial_Existing_Space Heating_Natural Gas_Space Heating - Heat Recovery Ventilator_A_Achievable Economic TRC Potential | F10 | Industrial | Other Industrial | Existing | Space Heating | Natural Gas | Space Heating - Heat Recovery Ventilator | A | Purchases (Incremental) | Achievable Economic TRC Potential | 0 | 0 | 0 | 0 | 0 | 0 | 0 | 0 | 0 | 0 | 0 | 0 | 0 | 0 | 0 | 0 | 0 | 0 | 0 | 0 | 0 | 0 | 0 | 0 | 0 | 0 | 0 | 0 | 0 | 0 | 0
F11_Industrial_Other Industrial_Existing_Space Heating_Natural Gas_Space Heating - Heat Recovery Ventilator_A_Achievable Economic TRC Potential | F11 | Industrial | Other Industrial | Existing | Space Heating | Natural Gas | Space Heating - Heat Recovery Ventilator | A | Purchases (Cumulative) | Achievable Economic TRC Potential | 0 | 0 | 0 | 0 | 0 | 0 | 0 | 0 | 0 | 0 | 0 | 0 | 0 | 0 | 0 | 0 | 0 | 0 | 0 | 0 | 0 | 0 | 0 | 0 | 0 | 0 | 0 | 0 | 0 | 0 | 0
F1_Industrial_Other Industrial_Existing_Space Heating_Natural Gas_Thermostat - Programmable_A_Achievable Economic TRC Potential | F1 | Industrial | Other Industrial | Existing | Space Heating | Natural Gas | Thermostat - Programmable | A | Integrated Unit Energy Savings (kWh or therms) | Achievable Economic TRC Potential | 0 | 0 | 0 | 0 | 0 | 0.0065538 | 0.0064996 | 0.0064297 | 0.0063485 | 0.0062555 | 0.0061511 | 0.00604 | 0.0059246 | 0.0058024 | 0.005682 | 0.0055619 | 0.00545 | 0.0053447 | 0.0052465 | 0.0051637 | 0.0050871 | 0.0050164 | 0.0049575 | 0.0049067 | 0.0048606 | 0.0048271 | 0.0047982 | 0.0047713 | 0 | 0 | 0
F2_Industrial_Other Industrial_Existing_Space Heating_Natural Gas_Thermostat - Programmable_A_Achievable Economic TRC Potential | F2 | Industrial | Other Industrial | Existing | Space Heating | Natural Gas | Thermostat - Programmable | A | Integrated Unit Summer Peak Savings (kW) | Achievable Economic TRC Potential | 0 | 0 | 0 | 0 | 0 | 0 | 0 | 0 | 0 | 0 | 0 | 0 | 0 | 0 | 0 | 0 | 0 | 0 | 0 | 0 | 0 | 0 | 0 | 0 | 0 | 0 | 0 | 0 | 0 | 0 | 0
F3_Industrial_Other Industrial_Existing_Space Heating_Natural Gas_Thermostat - Programmable_A_Achievable Economic TRC Potential | F3 | Industrial | Other Industrial | Existing | Space Heating | Natural Gas | Thermostat - Programmable | A | Integrated Unit Winter Peak Savings (kW) | Achievable Economic TRC Potential | 0 | 0 | 0 | 0 | 0 | 0 | 0 | 0 | 0 | 0 | 0 | 0 | 0 | 0 | 0 | 0 | 0 | 0 | 0 | 0 | 0 | 0 | 0 | 0 | 0 | 0 | 0 | 0 | 0 | 0 | 0
F4_Industrial_Other Industrial_Existing_Space Heating_Natural Gas_Thermostat - Programmable_A_Achievable Economic TRC Potential | F4 | Industrial | Other Industrial | Existing | Space Heating | Natural Gas | Thermostat - Programmable | A | Incremental Energy Savings (MWh or mTherms) | Achievable Economic TRC Potential | 0 | 0 | 0 | 0 | 0 | 0 | 0 | 0 | 0 | 0 | 0 | 0 | 0 | 0 | 0 | 0 | 0 | 0 | 0 | 0 | 0 | 0 | 0 | 0 | 0 | 0 | 0 | 0 | 0 | 0 | 0
F5_Industrial_Other Industrial_Existing_Space Heating_Natural Gas_Thermostat - Programmable_A_Achievable Economic TRC Potential | F5 | Industrial | Other Industrial | Existing | Space Heating | Natural Gas | Thermostat - Programmable | A | Incremental Summer Peak Savings (MW) | Achievable Economic TRC Potential | 0 | 0 | 0 | 0 | 0 | 0 | 0 | 0 | 0 | 0 | 0 | 0 | 0 | 0 | 0 | 0 | 0 | 0 | 0 | 0 | 0 | 0 | 0 | 0 | 0 | 0 | 0 | 0 | 0 | 0 | 0
F6_Industrial_Other Industrial_Existing_Space Heating_Natural Gas_Thermostat - Programmable_A_Achievable Economic TRC Potential | F6 | Industrial | Other Industrial | Existing | Space Heating | Natural Gas | Thermostat - Programmable | A | Incremental Winter Peak Savings (MW) | Achievable Economic TRC Potential | 0 | 0 | 0 | 0 | 0 | 0 | 0 | 0 | 0 | 0 | 0 | 0 | 0 | 0 | 0 | 0 | 0 | 0 | 0 | 0 | 0 | 0 | 0 | 0 | 0 | 0 | 0 | 0 | 0 | 0 | 0
F7_Industrial_Other Industrial_Existing_Space Heating_Natural Gas_Thermostat - Programmable_A_Achievable Economic TRC Potential | F7 | Industrial | Other Industrial | Existing | Space Heating | Natural Gas | Thermostat - Programmable | A | Cumulative Energy Savings (MWh or mTherms) | Achievable Economic TRC Potential | 0 | 0 | 0 | 0 | 0 | 0 | 0 | 0 | 0 | 0 | 0 | 0 | 0 | 0 | 0 | 0 | 0 | 0 | 0 | 0 | 0 | 0 | 0 | 0 | 0 | 0 | 0 | 0 | 0 | 0 | 0
F8_Industrial_Other Industrial_Existing_Space Heating_Natural Gas_Thermostat - Programmable_A_Achievable Economic TRC Potential | F8 | Industrial | Other Industrial | Existing | Space Heating | Natural Gas | Thermostat - Programmable | A | Cumulative Summer Peak Savings (MW) | Achievable Economic TRC Potential | 0 | 0 | 0 | 0 | 0 | 0 | 0 | 0 | 0 | 0 | 0 | 0 | 0 | 0 | 0 | 0 | 0 | 0 | 0 | 0 | 0 | 0 | 0 | 0 | 0 | 0 | 0 | 0 | 0 | 0 | 0
F9_Industrial_Other Industrial_Existing_Space Heating_Natural Gas_Thermostat - Programmable_A_Achievable Economic TRC Potential | F9 | Industrial | Other Industrial | Existing | Space Heating | Natural Gas | Thermostat - Programmable | A | Cumulative Winter Peak Savings (MW) | Achievable Economic TRC Potential | 0 | 0 | 0 | 0 | 0 | 0 | 0 | 0 | 0 | 0 | 0 | 0 | 0 | 0 | 0 | 0 | 0 | 0 | 0 | 0 | 0 | 0 | 0 | 0 | 0 | 0 | 0 | 0 | 0 | 0 | 0
F10_Industrial_Other Industrial_Existing_Space Heating_Natural Gas_Thermostat - Programmable_A_Achievable Economic TRC Potential | F10 | Industrial | Other Industrial | Existing | Space Heating | Natural Gas | Thermostat - Programmable | A | Purchases (Incremental) | Achievable Economic TRC Potential | 0 | 0 | 0 | 0 | 0 | 0 | 0 | 0 | 0 | 0 | 0 | 0 | 0 | 0 | 0 | 0 | 0 | 0 | 0 | 0 | 0 | 0 | 0 | 0 | 0 | 0 | 0 | 0 | 0 | 0 | 0
F11_Industrial_Other Industrial_Existing_Space Heating_Natural Gas_Thermostat - Programmable_A_Achievable Economic TRC Potential | F11 | Industrial | Other Industrial | Existing | Space Heating | Natural Gas | Thermostat - Programmable | A | Purchases (Cumulative) | Achievable Economic TRC Potential | 0 | 0 | 0 | 0 | 0 | 0 | 0 | 0 | 0 | 0 | 0 | 0 | 0 | 0 | 0 | 0 | 0 | 0 | 0 | 0 | 0 | 0 | 0 | 0 | 0 | 0 | 0 | 0 | 0 | 0 | 0
F1_Industrial_Other Industrial_Existing_Space Heating_Natural Gas_ENERGY STAR Connected Thermostat_A_Achievable Economic TRC Potential | F1 | Industrial | Other Industrial | Existing | Space Heating | Natural Gas | ENERGY STAR Connected Thermostat | A | Integrated Unit Energy Savings (kWh or therms) | Achievable Economic TRC Potential | 0 | 0 | 0 | 0 | 0 | 0.015428 | 0.0153 | 0.015135 | 0.014943 | 0.014723 | 0.014476 | 0.014212 | 0.013938 | 0.013647 | 0.013361 | 0.013074 | 0.012807 | 0.012556 | 0.012321 | 0.012123 | 0.011941 | 0.011773 | 0.011633 | 0.011513 | 0.011404 | 0.011325 | 0.011258 | 0.011194 | 0 | 0 | 0
F2_Industrial_Other Industrial_Existing_Space Heating_Natural Gas_ENERGY STAR Connected Thermostat_A_Achievable Economic TRC Potential | F2 | Industrial | Other Industrial | Existing | Space Heating | Natural Gas | ENERGY STAR Connected Thermostat | A | Integrated Unit Summer Peak Savings (kW) | Achievable Economic TRC Potential | 0 | 0 | 0 | 0 | 0 | 0 | 0 | 0 | 0 | 0 | 0 | 0 | 0 | 0 | 0 | 0 | 0 | 0 | 0 | 0 | 0 | 0 | 0 | 0 | 0 | 0 | 0 | 0 | 0 | 0 | 0
F3_Industrial_Other Industrial_Existing_Space Heating_Natural Gas_ENERGY STAR Connected Thermostat_A_Achievable Economic TRC Potential | F3 | Industrial | Other Industrial | Existing | Space Heating | Natural Gas | ENERGY STAR Connected Thermostat | A | Integrated Unit Winter Peak Savings (kW) | Achievable Economic TRC Potential | 0 | 0 | 0 | 0 | 0 | 0 | 0 | 0 | 0 | 0 | 0 | 0 | 0 | 0 | 0 | 0 | 0 | 0 | 0 | 0 | 0 | 0 | 0 | 0 | 0 | 0 | 0 | 0 | 0 | 0 | 0
F4_Industrial_Other Industrial_Existing_Space Heating_Natural Gas_ENERGY STAR Connected Thermostat_A_Achievable Economic TRC Potential | F4 | Industrial | Other Industrial | Existing | Space Heating | Natural Gas | ENERGY STAR Connected Thermostat | A | Incremental Energy Savings (MWh or mTherms) | Achievable Economic TRC Potential | 0 | 0 | 0 | 0 | 0 | 0 | 0 | 0 | 0 | 0 | 0 | 0 | 0 | 0 | 0 | 0 | 0 | 0 | 0 | 0 | 0 | 0 | 0 | 0 | 0 | 0 | 0 | 0 | 0 | 0 | 0
F5_Industrial_Other Industrial_Existing_Space Heating_Natural Gas_ENERGY STAR Connected Thermostat_A_Achievable Economic TRC Potential | F5 | Industrial | Other Industrial | Existing | Space Heating | Natural Gas | ENERGY STAR Connected Thermostat | A | Incremental Summer Peak Savings (MW) | Achievable Economic TRC Potential | 0 | 0 | 0 | 0 | 0 | 0 | 0 | 0 | 0 | 0 | 0 | 0 | 0 | 0 | 0 | 0 | 0 | 0 | 0 | 0 | 0 | 0 | 0 | 0 | 0 | 0 | 0 | 0 | 0 | 0 | 0
F6_Industrial_Other Industrial_Existing_Space Heating_Natural Gas_ENERGY STAR Connected Thermostat_A_Achievable Economic TRC Potential | F6 | Industrial | Other Industrial | Existing | Space Heating | Natural Gas | ENERGY STAR Connected Thermostat | A | Incremental Winter Peak Savings (MW) | Achievable Economic TRC Potential | 0 | 0 | 0 | 0 | 0 | 0 | 0 | 0 | 0 | 0 | 0 | 0 | 0 | 0 | 0 | 0 | 0 | 0 | 0 | 0 | 0 | 0 | 0 | 0 | 0 | 0 | 0 | 0 | 0 | 0 | 0
F7_Industrial_Other Industrial_Existing_Space Heating_Natural Gas_ENERGY STAR Connected Thermostat_A_Achievable Economic TRC Potential | F7 | Industrial | Other Industrial | Existing | Space Heating | Natural Gas | ENERGY STAR Connected Thermostat | A | Cumulative Energy Savings (MWh or mTherms) | Achievable Economic TRC Potential | 0 | 0 | 0 | 0 | 0 | 0 | 0 | 0 | 0 | 0 | 0 | 0 | 0 | 0 | 0 | 0 | 0 | 0 | 0 | 0 | 0 | 0 | 0 | 0 | 0 | 0 | 0 | 0 | 0 | 0 | 0
F8_Industrial_Other Industrial_Existing_Space Heating_Natural Gas_ENERGY STAR Connected Thermostat_A_Achievable Economic TRC Potential | F8 | Industrial | Other Industrial | Existing | Space Heating | Natural Gas | ENERGY STAR Connected Thermostat | A | Cumulative Summer Peak Savings (MW) | Achievable Economic TRC Potential | 0 | 0 | 0 | 0 | 0 | 0 | 0 | 0 | 0 | 0 | 0 | 0 | 0 | 0 | 0 | 0 | 0 | 0 | 0 | 0 | 0 | 0 | 0 | 0 | 0 | 0 | 0 | 0 | 0 | 0 | 0
F9_Industrial_Other Industrial_Existing_Space Heating_Natural Gas_ENERGY STAR Connected Thermostat_A_Achievable Economic TRC Potential | F9 | Industrial | Other Industrial | Existing | Space Heating | Natural Gas | ENERGY STAR Connected Thermostat | A | Cumulative Winter Peak Savings (MW) | Achievable Economic TRC Potential | 0 | 0 | 0 | 0 | 0 | 0 | 0 | 0 | 0 | 0 | 0 | 0 | 0 | 0 | 0 | 0 | 0 | 0 | 0 | 0 | 0 | 0 | 0 | 0 | 0 | 0 | 0 | 0 | 0 | 0 | 0
F10_Industrial_Other Industrial_Existing_Space Heating_Natural Gas_ENERGY STAR Connected Thermostat_A_Achievable Economic TRC Potential | F10 | Industrial | Other Industrial | Existing | Space Heating | Natural Gas | ENERGY STAR Connected Thermostat | A | Purchases (Incremental) | Achievable Economic TRC Potential | 0 | 0 | 0 | 0 | 0 | 0 | 0 | 0 | 0 | 0 | 0 | 0 | 0 | 0 | 0 | 0 | 0 | 0 | 0 | 0 | 0 | 0 | 0 | 0 | 0 | 0 | 0 | 0 | 0 | 0 | 0
F11_Industrial_Other Industrial_Existing_Space Heating_Natural Gas_ENERGY STAR Connected Thermostat_A_Achievable Economic TRC Potential | F11 | Industrial | Other Industrial | Existing | Space Heating | Natural Gas | ENERGY STAR Connected Thermostat | A | Purchases (Cumulative) | Achievable Economic TRC Potential | 0 | 0 | 0 | 0 | 0 | 0 | 0 | 0 | 0 | 0 | 0 | 0 | 0 | 0 | 0 | 0 | 0 | 0 | 0 | 0 | 0 | 0 | 0 | 0 | 0 | 0 | 0 | 0 | 0 | 0 | 0
F1_Industrial_Other Industrial_Existing_Space Heating_Natural Gas_Destratification Fans (HVLS)_A_Achievable Economic TRC Potential | F1 | Industrial | Other Industrial | Existing | Space Heating | Natural Gas | Destratification Fans (HVLS) | A | Integrated Unit Energy Savings (kWh or therms) | Achievable Economic TRC Potential | 0 | 0 | 0 | 0 | 0 | 0.015428 | 0.0153 | 0.015136 | 0.014945 | 0.014726 | 0.01448 | 0.014218 | 0.013947 | 0.013659 | 0.013376 | 0.013093 | 0.012829 | 0.012582 | 0.01235 | 0.012155 | 0.011975 | 0.011809 | 0.01167 | 0.01155 | 0.011442 | 0.011363 | 0.011295 | 0.011232 | 0 | 0 | 0
F2_Industrial_Other Industrial_Existing_Space Heating_Natural Gas_Destratification Fans (HVLS)_A_Achievable Economic TRC Potential | F2 | Industrial | Other Industrial | Existing | Space Heating | Natural Gas | Destratification Fans (HVLS) | A | Integrated Unit Summer Peak Savings (kW) | Achievable Economic TRC Potential | 0 | 0 | 0 | 0 | 0 | 0 | 0 | 0 | 0 | 0 | 0 | 0 | 0 | 0 | 0 | 0 | 0 | 0 | 0 | 0 | 0 | 0 | 0 | 0 | 0 | 0 | 0 | 0 | 0 | 0 | 0
F3_Industrial_Other Industrial_Existing_Space Heating_Natural Gas_Destratification Fans (HVLS)_A_Achievable Economic TRC Potential | F3 | Industrial | Other Industrial | Existing | Space Heating | Natural Gas | Destratification Fans (HVLS) | A | Integrated Unit Winter Peak Savings (kW) | Achievable Economic TRC Potential | 0 | 0 | 0 | 0 | 0 | 0 | 0 | 0 | 0 | 0 | 0 | 0 | 0 | 0 | 0 | 0 | 0 | 0 | 0 | 0 | 0 | 0 | 0 | 0 | 0 | 0 | 0 | 0 | 0 | 0 | 0
F4_Industrial_Other Industrial_Existing_Space Heating_Natural Gas_Destratification Fans (HVLS)_A_Achievable Economic TRC Potential | F4 | Industrial | Other Industrial | Existing | Space Heating | Natural Gas | Destratification Fans (HVLS) | A | Incremental Energy Savings (MWh or mTherms) | Achievable Economic TRC Potential | 0 | 0 | 0 | 0 | 0 | 0 | 0 | 0 | 0 | 0 | 0 | 0 | 0 | 0 | 0 | 0 | 0 | 0 | 0 | 0 | 0 | 0 | 0 | 0 | 0 | 0 | 0 | 0 | 0 | 0 | 0
F5_Industrial_Other Industrial_Existing_Space Heating_Natural Gas_Destratification Fans (HVLS)_A_Achievable Economic TRC Potential | F5 | Industrial | Other Industrial | Existing | Space Heating | Natural Gas | Destratification Fans (HVLS) | A | Incremental Summer Peak Savings (MW) | Achievable Economic TRC Potential | 0 | 0 | 0 | 0 | 0 | 0 | 0 | 0 | 0 | 0 | 0 | 0 | 0 | 0 | 0 | 0 | 0 | 0 | 0 | 0 | 0 | 0 | 0 | 0 | 0 | 0 | 0 | 0 | 0 | 0 | 0
F6_Industrial_Other Industrial_Existing_Space Heating_Natural Gas_Destratification Fans (HVLS)_A_Achievable Economic TRC Potential | F6 | Industrial | Other Industrial | Existing | Space Heating | Natural Gas | Destratification Fans (HVLS) | A | Incremental Winter Peak Savings (MW) | Achievable Economic TRC Potential | 0 | 0 | 0 | 0 | 0 | 0 | 0 | 0 | 0 | 0 | 0 | 0 | 0 | 0 | 0 | 0 | 0 | 0 | 0 | 0 | 0 | 0 | 0 | 0 | 0 | 0 | 0 | 0 | 0 | 0 | 0
F7_Industrial_Other Industrial_Existing_Space Heating_Natural Gas_Destratification Fans (HVLS)_A_Achievable Economic TRC Potential | F7 | Industrial | Other Industrial | Existing | Space Heating | Natural Gas | Destratification Fans (HVLS) | A | Cumulative Energy Savings (MWh or mTherms) | Achievable Economic TRC Potential | 0 | 0 | 0 | 0 | 0 | 0 | 0 | 0 | 0 | 0 | 0 | 0 | 0 | 0 | 0 | 0 | 0 | 0 | 0 | 0 | 0 | 0 | 0 | 0 | 0 | 0 | 0 | 0 | 0 | 0 | 0
F8_Industrial_Other Industrial_Existing_Space Heating_Natural Gas_Destratification Fans (HVLS)_A_Achievable Economic TRC Potential | F8 | Industrial | Other Industrial | Existing | Space Heating | Natural Gas | Destratification Fans (HVLS) | A | Cumulative Summer Peak Savings (MW) | Achievable Economic TRC Potential | 0 | 0 | 0 | 0 | 0 | 0 | 0 | 0 | 0 | 0 | 0 | 0 | 0 | 0 | 0 | 0 | 0 | 0 | 0 | 0 | 0 | 0 | 0 | 0 | 0 | 0 | 0 | 0 | 0 | 0 | 0
F9_Industrial_Other Industrial_Existing_Space Heating_Natural Gas_Destratification Fans (HVLS)_A_Achievable Economic TRC Potential | F9 | Industrial | Other Industrial | Existing | Space Heating | Natural Gas | Destratification Fans (HVLS) | A | Cumulative Winter Peak Savings (MW) | Achievable Economic TRC Potential | 0 | 0 | 0 | 0 | 0 | 0 | 0 | 0 | 0 | 0 | 0 | 0 | 0 | 0 | 0 | 0 | 0 | 0 | 0 | 0 | 0 | 0 | 0 | 0 | 0 | 0 | 0 | 0 | 0 | 0 | 0
F10_Industrial_Other Industrial_Existing_Space Heating_Natural Gas_Destratification Fans (HVLS)_A_Achievable Economic TRC Potential | F10 | Industrial | Other Industrial | Existing | Space Heating | Natural Gas | Destratification Fans (HVLS) | A | Purchases (Incremental) | Achievable Economic TRC Potential | 0 | 0 | 0 | 0 | 0 | 0 | 0 | 0 | 0 | 0 | 0 | 0 | 0 | 0 | 0 | 0 | 0 | 0 | 0 | 0 | 0 | 0 | 0 | 0 | 0 | 0 | 0 | 0 | 0 | 0 | 0
F11_Industrial_Other Industrial_Existing_Space Heating_Natural Gas_Destratification Fans (HVLS)_A_Achievable Economic TRC Potential | F11 | Industrial | Other Industrial | Existing | Space Heating | Natural Gas | Destratification Fans (HVLS) | A | Purchases (Cumulative) | Achievable Economic TRC Potential | 0 | 0 | 0 | 0 | 0 | 0 | 0 | 0 | 0 | 0 | 0 | 0 | 0 | 0 | 0 | 0 | 0 | 0 | 0 | 0 | 0 | 0 | 0 | 0 | 0 | 0 | 0 | 0 | 0 | 0 | 0
F1_Industrial_Other Industrial_Existing_Space Heating_Natural Gas_Gas Boiler - Insulate Steam Lines/Condensate Tank_A_Achievable Economic TRC Potential | F1 | Industrial | Other Industrial | Existing | Space Heating | Natural Gas | Gas Boiler - Insulate Steam Lines/Condensate Tank | A | Integrated Unit Energy Savings (kWh or therms) | Achievable Economic TRC Potential | 0 | 0 | 0 | 0 | 0 | 21.8245 | 21.6392 | 21.4467 | 21.2426 | 21.0244 | 20.7908 | 20.5427 | 20.2774 | 19.9873 | 19.678 | 19.3604 | 19.044 | 18.7302 | 18.4244 | 18.149 | 17.891 | 17.6462 | 17.434 | 17.2433 | 17.0638 | 16.9302 | 16.8156 | 16.7099 | 18.8794 | 18.8018 | 18.731
F2_Industrial_Other Industrial_Existing_Space Heating_Natural Gas_Gas Boiler - Insulate Steam Lines/Condensate Tank_A_Achievable Economic TRC Potential | F2 | Industrial | Other Industrial | Existing | Space Heating | Natural Gas | Gas Boiler - Insulate Steam Lines/Condensate Tank | A | Integrated Unit Summer Peak Savings (kW) | Achievable Economic TRC Potential | 0 | 0 | 0 | 0 | 0 | 0 | 0 | 0 | 0 | 0 | 0 | 0 | 0 | 0 | 0 | 0 | 0 | 0 | 0 | 0 | 0 | 0 | 0 | 0 | 0 | 0 | 0 | 0 | 0 | 0 | 0
F3_Industrial_Other Industrial_Existing_Space Heating_Natural Gas_Gas Boiler - Insulate Steam Lines/Condensate Tank_A_Achievable Economic TRC Potential | F3 | Industrial | Other Industrial | Existing | Space Heating | Natural Gas | Gas Boiler - Insulate Steam Lines/Condensate Tank | A | Integrated Unit Winter Peak Savings (kW) | Achievable Economic TRC Potential | 0 | 0 | 0 | 0 | 0 | 0 | 0 | 0 | 0 | 0 | 0 | 0 | 0 | 0 | 0 | 0 | 0 | 0 | 0 | 0 | 0 | 0 | 0 | 0 | 0 | 0 | 0 | 0 | 0 | 0 | 0
F4_Industrial_Other Industrial_Existing_Space Heating_Natural Gas_Gas Boiler - Insulate Steam Lines/Condensate Tank_A_Achievable Economic TRC Potential | F4 | Industrial | Other Industrial | Existing | Space Heating | Natural Gas | Gas Boiler - Insulate Steam Lines/Condensate Tank | A | Incremental Energy Savings (MWh or mTherms) | Achievable Economic TRC Potential | 0 | 0 | 0 | 0 | 0 | 0.038629 | 0.03828 | 0.037716 | 0.037377 | 0.037024 | 0.036147 | 0.035618 | 0.035087 | 0.034036 | 0.033637 | 0.032778 | 0.032247 | 0.031556 | 0.030764 | 0.03034 | 0.029785 | 0.029263 | 0.028806 | 0.028394 | 0.02801 | 0 | 0 | 0 | 0 | 0 | 0
F5_Industrial_Other Industrial_Existing_Space Heating_Natural Gas_Gas Boiler - Insulate Steam Lines/Condensate Tank_A_Achievable Economic TRC Potential | F5 | Industrial | Other Industrial | Existing | Space Heating | Natural Gas | Gas Boiler - Insulate Steam Lines/Condensate Tank | A | Incremental Summer Peak Savings (MW) | Achievable Economic TRC Potential | 0 | 0 | 0 | 0 | 0 | 0 | 0 | 0 | 0 | 0 | 0 | 0 | 0 | 0 | 0 | 0 | 0 | 0 | 0 | 0 | 0 | 0 | 0 | 0 | 0 | 0 | 0 | 0 | 0 | 0 | 0
F6_Industrial_Other Industrial_Existing_Space Heating_Natural Gas_Gas Boiler - Insulate Steam Lines/Condensate Tank_A_Achievable Economic TRC Potential | F6 | Industrial | Other Industrial | Existing | Space Heating | Natural Gas | Gas Boiler - Insulate Steam Lines/Condensate Tank | A | Incremental Winter Peak Savings (MW) | Achievable Economic TRC Potential | 0 | 0 | 0 | 0 | 0 | 0 | 0 | 0 | 0 | 0 | 0 | 0 | 0 | 0 | 0 | 0 | 0 | 0 | 0 | 0 | 0 | 0 | 0 | 0 | 0 | 0 | 0 | 0 | 0 | 0 | 0
F7_Industrial_Other Industrial_Existing_Space Heating_Natural Gas_Gas Boiler - Insulate Steam Lines/Condensate Tank_A_Achievable Economic TRC Potential | F7 | Industrial | Other Industrial | Existing | Space Heating | Natural Gas | Gas Boiler - Insulate Steam Lines/Condensate Tank | A | Cumulative Energy Savings (MWh or mTherms) | Achievable Economic TRC Potential | 0 | 0 | 0 | 0 | 0 | 0.038629 | 0.076581 | 0.11361 | 0.14991 | 0.18539 | 0.21948 | 0.25248 | 0.28431 | 0.31427 | 0.34305 | 0.37029 | 0.39649 | 0.42151 | 0.44539 | 0.46907 | 0.49219 | 0.51472 | 0.53734 | 0.55985 | 0.58203 | 0.57748 | 0.57357 | 0.56996 | 0 | 0 | 0
F8_Industrial_Other Industrial_Existing_Space Heating_Natural Gas_Gas Boiler - Insulate Steam Lines/Condensate Tank_A_Achievable Economic TRC Potential | F8 | Industrial | Other Industrial | Existing | Space Heating | Natural Gas | Gas Boiler - Insulate Steam Lines/Condensate Tank | A | Cumulative Summer Peak Savings (MW) | Achievable Economic TRC Potential | 0 | 0 | 0 | 0 | 0 | 0 | 0 | 0 | 0 | 0 | 0 | 0 | 0 | 0 | 0 | 0 | 0 | 0 | 0 | 0 | 0 | 0 | 0 | 0 | 0 | 0 | 0 | 0 | 0 | 0 | 0
F9_Industrial_Other Industrial_Existing_Space Heating_Natural Gas_Gas Boiler - Insulate Steam Lines/Condensate Tank_A_Achievable Economic TRC Potential | F9 | Industrial | Other Industrial | Existing | Space Heating | Natural Gas | Gas Boiler - Insulate Steam Lines/Condensate Tank | A | Cumulative Winter Peak Savings (MW) | Achievable Economic TRC Potential | 0 | 0 | 0 | 0 | 0 | 0 | 0 | 0 | 0 | 0 | 0 | 0 | 0 | 0 | 0 | 0 | 0 | 0 | 0 | 0 | 0 | 0 | 0 | 0 | 0 | 0 | 0 | 0 | 0 | 0 | 0
F10_Industrial_Other Industrial_Existing_Space Heating_Natural Gas_Gas Boiler - Insulate Steam Lines/Condensate Tank_A_Achievable Economic TRC Potential | F10 | Industrial | Other Industrial | Existing | Space Heating | Natural Gas | Gas Boiler - Insulate Steam Lines/Condensate Tank | A | Purchases (Incremental) | Achievable Economic TRC Potential | 0 | 0 | 0 | 0 | 0 | 1.77 | 1.769 | 1.7586 | 1.7595 | 1.761 | 1.7386 | 1.7339 | 1.7303 | 1.7029 | 1.7094 | 1.6931 | 1.6933 | 1.6848 | 1.6697 | 1.6717 | 1.6648 | 1.6583 | 1.6523 | 1.6467 | 1.6415 | 0 | 0 | 0 | 0 | 0 | 0
F11_Industrial_Other Industrial_Existing_Space Heating_Natural Gas_Gas Boiler - Insulate Steam Lines/Condensate Tank_A_Achievable Economic TRC Potential | F11 | Industrial | Other Industrial | Existing | Space Heating | Natural Gas | Gas Boiler - Insulate Steam Lines/Condensate Tank | A | Purchases (Cumulative) | Achievable Economic TRC Potential | 0 | 0 | 0 | 0 | 0 | 1.77 | 3.539 | 5.2976 | 7.0571 | 8.8181 | 10.5567 | 12.2905 | 14.0209 | 15.7238 | 17.4331 | 19.1262 | 20.8195 | 22.5042 | 24.174 | 25.8457 | 27.5105 | 29.1688 | 30.8211 | 32.4678 | 34.1093 | 34.1093 | 34.1093 | 34.1093 | 34.1093 | 34.1093 | 34.1093
F1_Industrial_Other Industrial_Existing_Process_Natural Gas_Gas Boiler - Insulate Steam Lines/Condensate Tank_A_Achievable Economic TRC Potential | F1 | Industrial | Other Industrial | Existing | Process | Natural Gas | Gas Boiler - Insulate Steam Lines/Condensate Tank | A | Integrated Unit Energy Savings (kWh or therms) | Achievable Economic TRC Potential | 0 | 0 | 0 | 0 | 0 | 16.8075 | 16.7655 | 16.7231 | 16.6808 | 16.6381 | 16.5927 | 16.5505 | 16.5098 | 16.4661 | 16.4314 | 16.3937 | 16.3626 | 16.331 | 16.2987 | 16.2726 | 16.2441 | 16.2166 | 16.1893 | 16.1621 | 16.135 | 16.1329 | 16.1311 | 16.1293 | 16.8499 | 16.8499 | 16.8499
F2_Industrial_Other Industrial_Existing_Process_Natural Gas_Gas Boiler - Insulate Steam Lines/Condensate Tank_A_Achievable Economic TRC Potential | F2 | Industrial | Other Industrial | Existing | Process | Natural Gas | Gas Boiler - Insulate Steam Lines/Condensate Tank | A | Integrated Unit Summer Peak Savings (kW) | Achievable Economic TRC Potential | 0 | 0 | 0 | 0 | 0 | 0 | 0 | 0 | 0 | 0 | 0 | 0 | 0 | 0 | 0 | 0 | 0 | 0 | 0 | 0 | 0 | 0 | 0 | 0 | 0 | 0 | 0 | 0 | 0 | 0 | 0
F3_Industrial_Other Industrial_Existing_Process_Natural Gas_Gas Boiler - Insulate Steam Lines/Condensate Tank_A_Achievable Economic TRC Potential | F3 | Industrial | Other Industrial | Existing | Process | Natural Gas | Gas Boiler - Insulate Steam Lines/Condensate Tank | A | Integrated Unit Winter Peak Savings (kW) | Achievable Economic TRC Potential | 0 | 0 | 0 | 0 | 0 | 0 | 0 | 0 | 0 | 0 | 0 | 0 | 0 | 0 | 0 | 0 | 0 | 0 | 0 | 0 | 0 | 0 | 0 | 0 | 0 | 0 | 0 | 0 | 0 | 0 | 0
F4_Industrial_Other Industrial_Existing_Process_Natural Gas_Gas Boiler - Insulate Steam Lines/Condensate Tank_A_Achievable Economic TRC Potential | F4 | Industrial | Other Industrial | Existing | Process | Natural Gas | Gas Boiler - Insulate Steam Lines/Condensate Tank | A | Incremental Energy Savings (MWh or mTherms) | Achievable Economic TRC Potential | 0 | 0 | 0 | 0 | 0 | 0.43074 | 0.42943 | 0.42581 | 0.42497 | 0.42423 | 0.4177 | 0.4155 | 0.41364 | 0.40599 | 0.40668 | 0.40188 | 0.40117 | 0.39838 | 0.39405 | 0.39388 | 0.39156 | 0.38938 | 0.38731 | 0.38534 | 0.38348 | 0 | 0 | 0 | 0 | 0 | 0
F5_Industrial_Other Industrial_Existing_Process_Natural Gas_Gas Boiler - Insulate Steam Lines/Condensate Tank_A_Achievable Economic TRC Potential | F5 | Industrial | Other Industrial | Existing | Process | Natural Gas | Gas Boiler - Insulate Steam Lines/Condensate Tank | A | Incremental Summer Peak Savings (MW) | Achievable Economic TRC Potential | 0 | 0 | 0 | 0 | 0 | 0 | 0 | 0 | 0 | 0 | 0 | 0 | 0 | 0 | 0 | 0 | 0 | 0 | 0 | 0 | 0 | 0 | 0 | 0 | 0 | 0 | 0 | 0 | 0 | 0 | 0
F6_Industrial_Other Industrial_Existing_Process_Natural Gas_Gas Boiler - Insulate Steam Lines/Condensate Tank_A_Achievable Economic TRC Potential | F6 | Industrial | Other Industrial | Existing | Process | Natural Gas | Gas Boiler - Insulate Steam Lines/Condensate Tank | A | Incremental Winter Peak Savings (MW) | Achievable Economic TRC Potential | 0 | 0 | 0 | 0 | 0 | 0 | 0 | 0 | 0 | 0 | 0 | 0 | 0 | 0 | 0 | 0 | 0 | 0 | 0 | 0 | 0 | 0 | 0 | 0 | 0 | 0 | 0 | 0 | 0 | 0 | 0
F7_Industrial_Other Industrial_Existing_Process_Natural Gas_Gas Boiler - Insulate Steam Lines/Condensate Tank_A_Achievable Economic TRC Potential | F7 | Industrial | Other Industrial | Existing | Process | Natural Gas | Gas Boiler - Insulate Steam Lines/Condensate Tank | A | Cumulative Energy Savings (MWh or mTherms) | Achievable Economic TRC Potential | 0 | 0 | 0 | 0 | 0 | 0.43074 | 0.85909 | 1.2827 | 1.7045 | 2.1243 | 2.5362 | 2.9453 | 3.3517 | 3.7488 | 4.1476 | 4.5399 | 4.9325 | 5.3213 | 5.7049 | 6.0896 | 6.4705 | 6.8489 | 7.2247 | 7.5979 | 7.9687 | 7.9677 | 7.9667 | 7.9659 | 0 | 0 | 0
F8_Industrial_Other Industrial_Existing_Process_Natural Gas_Gas Boiler - Insulate Steam Lines/Condensate Tank_A_Achievable Economic TRC Potential | F8 | Industrial | Other Industrial | Existing | Process | Natural Gas | Gas Boiler - Insulate Steam Lines/Condensate Tank | A | Cumulative Summer Peak Savings (MW) | Achievable Economic TRC Potential | 0 | 0 | 0 | 0 | 0 | 0 | 0 | 0 | 0 | 0 | 0 | 0 | 0 | 0 | 0 | 0 | 0 | 0 | 0 | 0 | 0 | 0 | 0 | 0 | 0 | 0 | 0 | 0 | 0 | 0 | 0
F9_Industrial_Other Industrial_Existing_Process_Natural Gas_Gas Boiler - Insulate Steam Lines/Condensate Tank_A_Achievable Economic TRC Potential | F9 | Industrial | Other Industrial | Existing | Process | Natural Gas | Gas Boiler - Insulate Steam Lines/Condensate Tank | A | Cumulative Winter Peak Savings (MW) | Achievable Economic TRC Potential | 0 | 0 | 0 | 0 | 0 | 0 | 0 | 0 | 0 | 0 | 0 | 0 | 0 | 0 | 0 | 0 | 0 | 0 | 0 | 0 | 0 | 0 | 0 | 0 | 0 | 0 | 0 | 0 | 0 | 0 | 0
F10_Industrial_Other Industrial_Existing_Process_Natural Gas_Gas Boiler - Insulate Steam Lines/Condensate Tank_A_Achievable Economic TRC Potential | F10 | Industrial | Other Industrial | Existing | Process | Natural Gas | Gas Boiler - Insulate Steam Lines/Condensate Tank | A | Purchases (Incremental) | Achievable Economic TRC Potential | 0 | 0 | 0 | 0 | 0 | 25.6279 | 25.6138 | 25.4627 | 25.4765 | 25.4976 | 25.1738 | 25.105 | 25.054 | 24.6562 | 24.7503 | 24.5143 | 24.5175 | 24.3941 | 24.1765 | 24.2051 | 24.105 | 24.0113 | 23.9238 | 23.8425 | 23.7673 | 0 | 0 | 0 | 0 | 0 | 0
F11_Industrial_Other Industrial_Existing_Process_Natural Gas_Gas Boiler - Insulate Steam Lines/Condensate Tank_A_Achievable Economic TRC Potential | F11 | Industrial | Other Industrial | Existing | Process | Natural Gas | Gas Boiler - Insulate Steam Lines/Condensate Tank | A | Purchases (Cumulative) | Achievable Economic TRC Potential | 0 | 0 | 0 | 0 | 0 | 25.6279 | 51.2417 | 76.7044 | 102.1809 | 127.6785 | 152.8522 | 177.9572 | 203.0112 | 227.6674 | 252.4177 | 276.932 | 301.4494 | 325.8435 | 350.02 | 374.2251 | 398.3301 | 422.3413 | 446.2651 | 470.1076 | 493.8749 | 493.8749 | 493.8749 | 493.8749 | 493.8749 | 493.8749 | 493.8749
F1_Industrial_Other Industrial_Existing_Space Heating_Natural Gas_Gas Boiler - Insulate Hot Water Lines_A_Achievable Economic TRC Potential | F1 | Industrial | Other Industrial | Existing | Space Heating | Natural Gas | Gas Boiler - Insulate Hot Water Lines | A | Integrated Unit Energy Savings (kWh or therms) | Achievable Economic TRC Potential | 0 | 0 | 0 | 0 | 0 | 24.695 | 24.5147 | 24.331 | 24.1404 | 23.9423 | 23.7399 | 23.5322 | 23.3188 | 23.0968 | 22.8568 | 22.6241 | 22.3908 | 22.1625 | 21.9387 | 21.7245 | 21.5192 | 21.3094 | 21.1191 | 20.9388 | 20.7621 | 20.604 | 20.4686 | 20.3436 | 21.3396 | 21.252 | 21.1719
F2_Industrial_Other Industrial_Existing_Space Heating_Natural Gas_Gas Boiler - Insulate Hot Water Lines_A_Achievable Economic TRC Potential | F2 | Industrial | Other Industrial | Existing | Space Heating | Natural Gas | Gas Boiler - Insulate Hot Water Lines | A | Integrated Unit Summer Peak Savings (kW) | Achievable Economic TRC Potential | 0 | 0 | 0 | 0 | 0 | 0 | 0 | 0 | 0 | 0 | 0 | 0 | 0 | 0 | 0 | 0 | 0 | 0 | 0 | 0 | 0 | 0 | 0 | 0 | 0 | 0 | 0 | 0 | 0 | 0 | 0
F3_Industrial_Other Industrial_Existing_Space Heating_Natural Gas_Gas Boiler - Insulate Hot Water Lines_A_Achievable Economic TRC Potential | F3 | Industrial | Other Industrial | Existing | Space Heating | Natural Gas | Gas Boiler - Insulate Hot Water Lines | A | Integrated Unit Winter Peak Savings (kW) | Achievable Economic TRC Potential | 0 | 0 | 0 | 0 | 0 | 0 | 0 | 0 | 0 | 0 | 0 | 0 | 0 | 0 | 0 | 0 | 0 | 0 | 0 | 0 | 0 | 0 | 0 | 0 | 0 | 0 | 0 | 0 | 0 | 0 | 0
F4_Industrial_Other Industrial_Existing_Space Heating_Natural Gas_Gas Boiler - Insulate Hot Water Lines_A_Achievable Economic TRC Potential | F4 | Industrial | Other Industrial | Existing | Space Heating | Natural Gas | Gas Boiler - Insulate Hot Water Lines | A | Incremental Energy Savings (MWh or mTherms) | Achievable Economic TRC Potential | 0 | 0 | 0 | 0 | 0 | 0.087419 | 0.086733 | 0.085576 | 0.084951 | 0.084324 | 0.082549 | 0.081603 | 0.080699 | 0.078661 | 0.078141 | 0.076608 | 0.075828 | 0.074677 | 0.073264 | 0.072634 | 0.07165 | 0.070676 | 0.069789 | 0.068958 | 0.068161 | 0 | 0 | 0 | 0 | 0 | 0
F5_Industrial_Other Industrial_Existing_Space Heating_Natural Gas_Gas Boiler - Insulate Hot Water Lines_A_Achievable Economic TRC Potential | F5 | Industrial | Other Industrial | Existing | Space Heating | Natural Gas | Gas Boiler - Insulate Hot Water Lines | A | Incremental Summer Peak Savings (MW) | Achievable Economic TRC Potential | 0 | 0 | 0 | 0 | 0 | 0 | 0 | 0 | 0 | 0 | 0 | 0 | 0 | 0 | 0 | 0 | 0 | 0 | 0 | 0 | 0 | 0 | 0 | 0 | 0 | 0 | 0 | 0 | 0 | 0 | 0
F6_Industrial_Other Industrial_Existing_Space Heating_Natural Gas_Gas Boiler - Insulate Hot Water Lines_A_Achievable Economic TRC Potential | F6 | Industrial | Other Industrial | Existing | Space Heating | Natural Gas | Gas Boiler - Insulate Hot Water Lines | A | Incremental Winter Peak Savings (MW) | Achievable Economic TRC Potential | 0 | 0 | 0 | 0 | 0 | 0 | 0 | 0 | 0 | 0 | 0 | 0 | 0 | 0 | 0 | 0 | 0 | 0 | 0 | 0 | 0 | 0 | 0 | 0 | 0 | 0 | 0 | 0 | 0 | 0 | 0
F7_Industrial_Other Industrial_Existing_Space Heating_Natural Gas_Gas Boiler - Insulate Hot Water Lines_A_Achievable Economic TRC Potential | F7 | Industrial | Other Industrial | Existing | Space Heating | Natural Gas | Gas Boiler - Insulate Hot Water Lines | A | Cumulative Energy Savings (MWh or mTherms) | Achievable Economic TRC Potential | 0 | 0 | 0 | 0 | 0 | 0.087419 | 0.17351 | 0.25779 | 0.34072 | 0.42225 | 0.50123 | 0.57845 | 0.6539 | 0.72634 | 0.79693 | 0.86543 | 0.93233 | 0.9975 | 1.0607 | 1.123 | 1.184 | 1.2431 | 1.3018 | 1.3597 | 1.4164 | 1.4056 | 1.3963 | 1.3878 | 0 | 0 | 0
F8_Industrial_Other Industrial_Existing_Space Heating_Natural Gas_Gas Boiler - Insulate Hot Water Lines_A_Achievable Economic TRC Potential | F8 | Industrial | Other Industrial | Existing | Space Heating | Natural Gas | Gas Boiler - Insulate Hot Water Lines | A | Cumulative Summer Peak Savings (MW) | Achievable Economic TRC Potential | 0 | 0 | 0 | 0 | 0 | 0 | 0 | 0 | 0 | 0 | 0 | 0 | 0 | 0 | 0 | 0 | 0 | 0 | 0 | 0 | 0 | 0 | 0 | 0 | 0 | 0 | 0 | 0 | 0 | 0 | 0
F9_Industrial_Other Industrial_Existing_Space Heating_Natural Gas_Gas Boiler - Insulate Hot Water Lines_A_Achievable Economic TRC Potential | F9 | Industrial | Other Industrial | Existing | Space Heating | Natural Gas | Gas Boiler - Insulate Hot Water Lines | A | Cumulative Winter Peak Savings (MW) | Achievable Economic TRC Potential | 0 | 0 | 0 | 0 | 0 | 0 | 0 | 0 | 0 | 0 | 0 | 0 | 0 | 0 | 0 | 0 | 0 | 0 | 0 | 0 | 0 | 0 | 0 | 0 | 0 | 0 | 0 | 0 | 0 | 0 | 0
F10_Industrial_Other Industrial_Existing_Space Heating_Natural Gas_Gas Boiler - Insulate Hot Water Lines_A_Achievable Economic TRC Potential | F10 | Industrial | Other Industrial | Existing | Space Heating | Natural Gas | Gas Boiler - Insulate Hot Water Lines | A | Purchases (Incremental) | Achievable Economic TRC Potential | 0 | 0 | 0 | 0 | 0 | 3.54 | 3.538 | 3.5171 | 3.519 | 3.522 | 3.4772 | 3.4677 | 3.4607 | 3.4057 | 3.4187 | 3.3861 | 3.3866 | 3.3695 | 3.3395 | 3.3434 | 3.3296 | 3.3167 | 3.3046 | 3.2933 | 3.283 | 0 | 0 | 0 | 0 | 0 | 0
F11_Industrial_Other Industrial_Existing_Space Heating_Natural Gas_Gas Boiler - Insulate Hot Water Lines_A_Achievable Economic TRC Potential | F11 | Industrial | Other Industrial | Existing | Space Heating | Natural Gas | Gas Boiler - Insulate Hot Water Lines | A | Purchases (Cumulative) | Achievable Economic TRC Potential | 0 | 0 | 0 | 0 | 0 | 3.54 | 7.078 | 10.5951 | 14.1142 | 17.6361 | 21.1134 | 24.5811 | 28.0418 | 31.4475 | 34.8662 | 38.2524 | 41.639 | 45.0085 | 48.348 | 51.6914 | 55.021 | 58.3377 | 61.6422 | 64.9356 | 68.2185 | 68.2185 | 68.2185 | 68.2185 | 68.2185 | 68.2185 | 68.2185
F1_Industrial_Other Industrial_Existing_Process_Natural Gas_Gas Boiler - Insulate Hot Water Lines_A_Achievable Economic TRC Potential | F1 | Industrial | Other Industrial | Existing | Process | Natural Gas | Gas Boiler - Insulate Hot Water Lines | A | Integrated Unit Energy Savings (kWh or therms) | Achievable Economic TRC Potential | 0 | 0 | 0 | 0 | 0 | 19.0252 | 19.0051 | 18.9846 | 18.964 | 18.9428 | 18.9201 | 18.8998 | 18.8811 | 18.862 | 18.8487 | 18.8354 | 18.827 | 18.8197 | 18.8132 | 18.81 | 18.8061 | 18.8035 | 18.801 | 18.7986 | 18.7963 | 18.7956 | 18.7949 | 18.7943 | 19.0457 | 19.0457 | 19.0457
F2_Industrial_Other Industrial_Existing_Process_Natural Gas_Gas Boiler - Insulate Hot Water Lines_A_Achievable Economic TRC Potential | F2 | Industrial | Other Industrial | Existing | Process | Natural Gas | Gas Boiler - Insulate Hot Water Lines | A | Integrated Unit Summer Peak Savings (kW) | Achievable Economic TRC Potential | 0 | 0 | 0 | 0 | 0 | 0 | 0 | 0 | 0 | 0 | 0 | 0 | 0 | 0 | 0 | 0 | 0 | 0 | 0 | 0 | 0 | 0 | 0 | 0 | 0 | 0 | 0 | 0 | 0 | 0 | 0
F3_Industrial_Other Industrial_Existing_Process_Natural Gas_Gas Boiler - Insulate Hot Water Lines_A_Achievable Economic TRC Potential | F3 | Industrial | Other Industrial | Existing | Process | Natural Gas | Gas Boiler - Insulate Hot Water Lines | A | Integrated Unit Winter Peak Savings (kW) | Achievable Economic TRC Potential | 0 | 0 | 0 | 0 | 0 | 0 | 0 | 0 | 0 | 0 | 0 | 0 | 0 | 0 | 0 | 0 | 0 | 0 | 0 | 0 | 0 | 0 | 0 | 0 | 0 | 0 | 0 | 0 | 0 | 0 | 0
F4_Industrial_Other Industrial_Existing_Process_Natural Gas_Gas Boiler - Insulate Hot Water Lines_A_Achievable Economic TRC Potential | F4 | Industrial | Other Industrial | Existing | Process | Natural Gas | Gas Boiler - Insulate Hot Water Lines | A | Incremental Energy Savings (MWh or mTherms) | Achievable Economic TRC Potential | 0 | 0 | 0 | 0 | 0 | 0.97515 | 0.97358 | 0.9668 | 0.96627 | 0.96599 | 0.95258 | 0.94896 | 0.94609 | 0.93013 | 0.93302 | 0.92347 | 0.92318 | 0.91818 | 0.90967 | 0.91059 | 0.90664 | 0.90299 | 0.89958 | 0.89641 | 0.89347 | 0 | 0 | 0 | 0 | 0 | 0
F5_Industrial_Other Industrial_Existing_Process_Natural Gas_Gas Boiler - Insulate Hot Water Lines_A_Achievable Economic TRC Potential | F5 | Industrial | Other Industrial | Existing | Process | Natural Gas | Gas Boiler - Insulate Hot Water Lines | A | Incremental Summer Peak Savings (MW) | Achievable Economic TRC Potential | 0 | 0 | 0 | 0 | 0 | 0 | 0 | 0 | 0 | 0 | 0 | 0 | 0 | 0 | 0 | 0 | 0 | 0 | 0 | 0 | 0 | 0 | 0 | 0 | 0 | 0 | 0 | 0 | 0 | 0 | 0
F6_Industrial_Other Industrial_Existing_Process_Natural Gas_Gas Boiler - Insulate Hot Water Lines_A_Achievable Economic TRC Potential | F6 | Industrial | Other Industrial | Existing | Process | Natural Gas | Gas Boiler - Insulate Hot Water Lines | A | Incremental Winter Peak Savings (MW) | Achievable Economic TRC Potential | 0 | 0 | 0 | 0 | 0 | 0 | 0 | 0 | 0 | 0 | 0 | 0 | 0 | 0 | 0 | 0 | 0 | 0 | 0 | 0 | 0 | 0 | 0 | 0 | 0 | 0 | 0 | 0 | 0 | 0 | 0
F7_Industrial_Other Industrial_Existing_Process_Natural Gas_Gas Boiler - Insulate Hot Water Lines_A_Achievable Economic TRC Potential | F7 | Industrial | Other Industrial | Existing | Process | Natural Gas | Gas Boiler - Insulate Hot Water Lines | A | Cumulative Energy Savings (MWh or mTherms) | Achievable Economic TRC Potential | 0 | 0 | 0 | 0 | 0 | 0.97515 | 1.9477 | 2.9124 | 3.8755 | 4.8372 | 5.784 | 6.7267 | 7.6662 | 8.5885 | 9.5155 | 10.4323 | 11.3508 | 12.2645 | 13.17 | 14.0783 | 14.9821 | 15.883 | 16.7805 | 17.6748 | 18.5661 | 18.5653 | 18.5647 | 18.5641 | 0 | 0 | 0
F8_Industrial_Other Industrial_Existing_Process_Natural Gas_Gas Boiler - Insulate Hot Water Lines_A_Achievable Economic TRC Potential | F8 | Industrial | Other Industrial | Existing | Process | Natural Gas | Gas Boiler - Insulate Hot Water Lines | A | Cumulative Summer Peak Savings (MW) | Achievable Economic TRC Potential | 0 | 0 | 0 | 0 | 0 | 0 | 0 | 0 | 0 | 0 | 0 | 0 | 0 | 0 | 0 | 0 | 0 | 0 | 0 | 0 | 0 | 0 | 0 | 0 | 0 | 0 | 0 | 0 | 0 | 0 | 0
F9_Industrial_Other Industrial_Existing_Process_Natural Gas_Gas Boiler - Insulate Hot Water Lines_A_Achievable Economic TRC Potential | F9 | Industrial | Other Industrial | Existing | Process | Natural Gas | Gas Boiler - Insulate Hot Water Lines | A | Cumulative Winter Peak Savings (MW) | Achievable Economic TRC Potential | 0 | 0 | 0 | 0 | 0 | 0 | 0 | 0 | 0 | 0 | 0 | 0 | 0 | 0 | 0 | 0 | 0 | 0 | 0 | 0 | 0 | 0 | 0 | 0 | 0 | 0 | 0 | 0 | 0 | 0 | 0
F10_Industrial_Other Industrial_Existing_Process_Natural Gas_Gas Boiler - Insulate Hot Water Lines_A_Achievable Economic TRC Potential | F10 | Industrial | Other Industrial | Existing | Process | Natural Gas | Gas Boiler - Insulate Hot Water Lines | A | Purchases (Incremental) | Achievable Economic TRC Potential | 0 | 0 | 0 | 0 | 0 | 51.2557 | 51.2276 | 50.9255 | 50.953 | 50.9951 | 50.3476 | 50.21 | 50.108 | 49.3123 | 49.5006 | 49.0286 | 49.0349 | 48.7881 | 48.3529 | 48.4102 | 48.21 | 48.0225 | 47.8475 | 47.6849 | 47.5346 | 0 | 0 | 0 | 0 | 0 | 0
F11_Industrial_Other Industrial_Existing_Process_Natural Gas_Gas Boiler - Insulate Hot Water Lines_A_Achievable Economic TRC Potential | F11 | Industrial | Other Industrial | Existing | Process | Natural Gas | Gas Boiler - Insulate Hot Water Lines | A | Purchases (Cumulative) | Achievable Economic TRC Potential | 0 | 0 | 0 | 0 | 0 | 51.2557 | 102.4833 | 153.4088 | 204.3618 | 255.3569 | 305.7045 | 355.9145 | 406.0225 | 455.3348 | 504.8354 | 553.864 | 602.8989 | 651.687 | 700.0399 | 748.4501 | 796.6602 | 844.6827 | 892.5302 | 940.2152 | 987.7497 | 987.7497 | 987.7497 | 987.7497 | 987.7497 | 987.7497 | 987.7497
F1_Industrial_Other Industrial_Existing_Process_Natural Gas_Process - Insulate Heated Process Fluids_A_Achievable Economic TRC Potential | F1 | Industrial | Other Industrial | Existing | Process | Natural Gas | Process - Insulate Heated Process Fluids | A | Integrated Unit Energy Savings (kWh or therms) | Achievable Economic TRC Potential | 0 | 0 | 0 | 0 | 0 | 13.5712 | 13.5336 | 13.4956 | 13.4579 | 13.4197 | 13.3792 | 13.3414 | 13.3049 | 13.2656 | 13.2341 | 13.1998 | 13.1711 | 13.1419 | 13.1119 | 13.0873 | 13.0606 | 13.0347 | 13.0089 | 12.9832 | 12.9577 | 12.9558 | 12.9541 | 12.9525 | 13.6092 | 13.6092 | 13.6092
F2_Industrial_Other Industrial_Existing_Process_Natural Gas_Process - Insulate Heated Process Fluids_A_Achievable Economic TRC Potential | F2 | Industrial | Other Industrial | Existing | Process | Natural Gas | Process - Insulate Heated Process Fluids | A | Integrated Unit Summer Peak Savings (kW) | Achievable Economic TRC Potential | 0 | 0 | 0 | 0 | 0 | 0 | 0 | 0 | 0 | 0 | 0 | 0 | 0 | 0 | 0 | 0 | 0 | 0 | 0 | 0 | 0 | 0 | 0 | 0 | 0 | 0 | 0 | 0 | 0 | 0 | 0
F3_Industrial_Other Industrial_Existing_Process_Natural Gas_Process - Insulate Heated Process Fluids_A_Achievable Economic TRC Potential | F3 | Industrial | Other Industrial | Existing | Process | Natural Gas | Process - Insulate Heated Process Fluids | A | Integrated Unit Winter Peak Savings (kW) | Achievable Economic TRC Potential | 0 | 0 | 0 | 0 | 0 | 0 | 0 | 0 | 0 | 0 | 0 | 0 | 0 | 0 | 0 | 0 | 0 | 0 | 0 | 0 | 0 | 0 | 0 | 0 | 0 | 0 | 0 | 0 | 0 | 0 | 0
F4_Industrial_Other Industrial_Existing_Process_Natural Gas_Process - Insulate Heated Process Fluids_A_Achievable Economic TRC Potential | F4 | Industrial | Other Industrial | Existing | Process | Natural Gas | Process - Insulate Heated Process Fluids | A | Incremental Energy Savings (MWh or mTherms) | Achievable Economic TRC Potential | 0 | 0 | 0 | 0 | 0 | 0 | 0 | 0 | 0 | 0 | 0 | 0 | 0 | 0 | 0 | 0 | 0 | 0 | 0 | 0 | 0 | 0 | 0 | 0 | 0 | 0 | 0 | 0 | 0 | 0 | 0
F5_Industrial_Other Industrial_Existing_Process_Natural Gas_Process - Insulate Heated Process Fluids_A_Achievable Economic TRC Potential | F5 | Industrial | Other Industrial | Existing | Process | Natural Gas | Process - Insulate Heated Process Fluids | A | Incremental Summer Peak Savings (MW) | Achievable Economic TRC Potential | 0 | 0 | 0 | 0 | 0 | 0 | 0 | 0 | 0 | 0 | 0 | 0 | 0 | 0 | 0 | 0 | 0 | 0 | 0 | 0 | 0 | 0 | 0 | 0 | 0 | 0 | 0 | 0 | 0 | 0 | 0
F6_Industrial_Other Industrial_Existing_Process_Natural Gas_Process - Insulate Heated Process Fluids_A_Achievable Economic TRC Potential | F6 | Industrial | Other Industrial | Existing | Process | Natural Gas | Process - Insulate Heated Process Fluids | A | Incremental Winter Peak Savings (MW) | Achievable Economic TRC Potential | 0 | 0 | 0 | 0 | 0 | 0 | 0 | 0 | 0 | 0 | 0 | 0 | 0 | 0 | 0 | 0 | 0 | 0 | 0 | 0 | 0 | 0 | 0 | 0 | 0 | 0 | 0 | 0 | 0 | 0 | 0
F7_Industrial_Other Industrial_Existing_Process_Natural Gas_Process - Insulate Heated Process Fluids_A_Achievable Economic TRC Potential | F7 | Industrial | Other Industrial | Existing | Process | Natural Gas | Process - Insulate Heated Process Fluids | A | Cumulative Energy Savings (MWh or mTherms) | Achievable Economic TRC Potential | 0 | 0 | 0 | 0 | 0 | 0 | 0 | 0 | 0 | 0 | 0 | 0 | 0 | 0 | 0 | 0 | 0 | 0 | 0 | 0 | 0 | 0 | 0 | 0 | 0 | 0 | 0 | 0 | 0 | 0 | 0
F8_Industrial_Other Industrial_Existing_Process_Natural Gas_Process - Insulate Heated Process Fluids_A_Achievable Economic TRC Potential | F8 | Industrial | Other Industrial | Existing | Process | Natural Gas | Process - Insulate Heated Process Fluids | A | Cumulative Summer Peak Savings (MW) | Achievable Economic TRC Potential | 0 | 0 | 0 | 0 | 0 | 0 | 0 | 0 | 0 | 0 | 0 | 0 | 0 | 0 | 0 | 0 | 0 | 0 | 0 | 0 | 0 | 0 | 0 | 0 | 0 | 0 | 0 | 0 | 0 | 0 | 0
F9_Industrial_Other Industrial_Existing_Process_Natural Gas_Process - Insulate Heated Process Fluids_A_Achievable Economic TRC Potential | F9 | Industrial | Other Industrial | Existing | Process | Natural Gas | Process - Insulate Heated Process Fluids | A | Cumulative Winter Peak Savings (MW) | Achievable Economic TRC Potential | 0 | 0 | 0 | 0 | 0 | 0 | 0 | 0 | 0 | 0 | 0 | 0 | 0 | 0 | 0 | 0 | 0 | 0 | 0 | 0 | 0 | 0 | 0 | 0 | 0 | 0 | 0 | 0 | 0 | 0 | 0
F10_Industrial_Other Industrial_Existing_Process_Natural Gas_Process - Insulate Heated Process Fluids_A_Achievable Economic TRC Potential | F10 | Industrial | Other Industrial | Existing | Process | Natural Gas | Process - Insulate Heated Process Fluids | A | Purchases (Incremental) | Achievable Economic TRC Potential | 0 | 0 | 0 | 0 | 0 | 0 | 0 | 0 | 0 | 0 | 0 | 0 | 0 | 0 | 0 | 0 | 0 | 0 | 0 | 0 | 0 | 0 | 0 | 0 | 0 | 0 | 0 | 0 | 0 | 0 | 0
F11_Industrial_Other Industrial_Existing_Process_Natural Gas_Process - Insulate Heated Process Fluids_A_Achievable Economic TRC Potential | F11 | Industrial | Other Industrial | Existing | Process | Natural Gas | Process - Insulate Heated Process Fluids | A | Purchases (Cumulative) | Achievable Economic TRC Potential | 0 | 0 | 0 | 0 | 0 | 0 | 0 | 0 | 0 | 0 | 0 | 0 | 0 | 0 | 0 | 0 | 0 | 0 | 0 | 0 | 0 | 0 | 0 | 0 | 0 | 0 | 0 | 0 | 0 | 0 | 0
F1_Industrial_Other Industrial_Existing_Process_Natural Gas_Process Heat Recovery_A_Achievable Economic TRC Potential | F1 | Industrial | Other Industrial | Existing | Process | Natural Gas | Process Heat Recovery | A | Integrated Unit Energy Savings (kWh or therms) | Achievable Economic TRC Potential | 0 | 0 | 0 | 0 | 0 | 0.033046 | 0.032946 | 0.032844 | 0.032742 | 0.032637 | 0.032524 | 0.032418 | 0.032315 | 0.032204 | 0.032114 | 0.032017 | 0.031937 | 0.031857 | 0.031776 | 0.031712 | 0.031643 | 0.031577 | 0.031513 | 0.03145 | 0.031387 | 0.031382 | 0.031377 | 0.031373 | 0 | 0 | 0
F2_Industrial_Other Industrial_Existing_Process_Natural Gas_Process Heat Recovery_A_Achievable Economic TRC Potential | F2 | Industrial | Other Industrial | Existing | Process | Natural Gas | Process Heat Recovery | A | Integrated Unit Summer Peak Savings (kW) | Achievable Economic TRC Potential | 0 | 0 | 0 | 0 | 0 | 0 | 0 | 0 | 0 | 0 | 0 | 0 | 0 | 0 | 0 | 0 | 0 | 0 | 0 | 0 | 0 | 0 | 0 | 0 | 0 | 0 | 0 | 0 | 0 | 0 | 0
F3_Industrial_Other Industrial_Existing_Process_Natural Gas_Process Heat Recovery_A_Achievable Economic TRC Potential | F3 | Industrial | Other Industrial | Existing | Process | Natural Gas | Process Heat Recovery | A | Integrated Unit Winter Peak Savings (kW) | Achievable Economic TRC Potential | 0 | 0 | 0 | 0 | 0 | 0 | 0 | 0 | 0 | 0 | 0 | 0 | 0 | 0 | 0 | 0 | 0 | 0 | 0 | 0 | 0 | 0 | 0 | 0 | 0 | 0 | 0 | 0 | 0 | 0 | 0
F4_Industrial_Other Industrial_Existing_Process_Natural Gas_Process Heat Recovery_A_Achievable Economic TRC Potential | F4 | Industrial | Other Industrial | Existing | Process | Natural Gas | Process Heat Recovery | A | Incremental Energy Savings (MWh or mTherms) | Achievable Economic TRC Potential | 0 | 0 | 0 | 0 | 0 | 0 | 0 | 0 | 0 | 0 | 0 | 0 | 0 | 0 | 0 | 0 | 0 | 0 | 0 | 0 | 0 | 0 | 0 | 0 | 0 | 0 | 0 | 0 | 0 | 0 | 0
F5_Industrial_Other Industrial_Existing_Process_Natural Gas_Process Heat Recovery_A_Achievable Economic TRC Potential | F5 | Industrial | Other Industrial | Existing | Process | Natural Gas | Process Heat Recovery | A | Incremental Summer Peak Savings (MW) | Achievable Economic TRC Potential | 0 | 0 | 0 | 0 | 0 | 0 | 0 | 0 | 0 | 0 | 0 | 0 | 0 | 0 | 0 | 0 | 0 | 0 | 0 | 0 | 0 | 0 | 0 | 0 | 0 | 0 | 0 | 0 | 0 | 0 | 0
F6_Industrial_Other Industrial_Existing_Process_Natural Gas_Process Heat Recovery_A_Achievable Economic TRC Potential | F6 | Industrial | Other Industrial | Existing | Process | Natural Gas | Process Heat Recovery | A | Incremental Winter Peak Savings (MW) | Achievable Economic TRC Potential | 0 | 0 | 0 | 0 | 0 | 0 | 0 | 0 | 0 | 0 | 0 | 0 | 0 | 0 | 0 | 0 | 0 | 0 | 0 | 0 | 0 | 0 | 0 | 0 | 0 | 0 | 0 | 0 | 0 | 0 | 0
F7_Industrial_Other Industrial_Existing_Process_Natural Gas_Process Heat Recovery_A_Achievable Economic TRC Potential | F7 | Industrial | Other Industrial | Existing | Process | Natural Gas | Process Heat Recovery | A | Cumulative Energy Savings (MWh or mTherms) | Achievable Economic TRC Potential | 0 | 0 | 0 | 0 | 0 | 0 | 0 | 0 | 0 | 0 | 0 | 0 | 0 | 0 | 0 | 0 | 0 | 0 | 0 | 0 | 0 | 0 | 0 | 0 | 0 | 0 | 0 | 0 | 0 | 0 | 0
F8_Industrial_Other Industrial_Existing_Process_Natural Gas_Process Heat Recovery_A_Achievable Economic TRC Potential | F8 | Industrial | Other Industrial | Existing | Process | Natural Gas | Process Heat Recovery | A | Cumulative Summer Peak Savings (MW) | Achievable Economic TRC Potential | 0 | 0 | 0 | 0 | 0 | 0 | 0 | 0 | 0 | 0 | 0 | 0 | 0 | 0 | 0 | 0 | 0 | 0 | 0 | 0 | 0 | 0 | 0 | 0 | 0 | 0 | 0 | 0 | 0 | 0 | 0
F9_Industrial_Other Industrial_Existing_Process_Natural Gas_Process Heat Recovery_A_Achievable Economic TRC Potential | F9 | Industrial | Other Industrial | Existing | Process | Natural Gas | Process Heat Recovery | A | Cumulative Winter Peak Savings (MW) | Achievable Economic TRC Potential | 0 | 0 | 0 | 0 | 0 | 0 | 0 | 0 | 0 | 0 | 0 | 0 | 0 | 0 | 0 | 0 | 0 | 0 | 0 | 0 | 0 | 0 | 0 | 0 | 0 | 0 | 0 | 0 | 0 | 0 | 0
F10_Industrial_Other Industrial_Existing_Process_Natural Gas_Process Heat Recovery_A_Achievable Economic TRC Potential | F10 | Industrial | Other Industrial | Existing | Process | Natural Gas | Process Heat Recovery | A | Purchases (Incremental) | Achievable Economic TRC Potential | 0 | 0 | 0 | 0 | 0 | 0 | 0 | 0 | 0 | 0 | 0 | 0 | 0 | 0 | 0 | 0 | 0 | 0 | 0 | 0 | 0 | 0 | 0 | 0 | 0 | 0 | 0 | 0 | 0 | 0 | 0
F11_Industrial_Other Industrial_Existing_Process_Natural Gas_Process Heat Recovery_A_Achievable Economic TRC Potential | F11 | Industrial | Other Industrial | Existing | Process | Natural Gas | Process Heat Recovery | A | Purchases (Cumulative) | Achievable Economic TRC Potential | 0 | 0 | 0 | 0 | 0 | 0 | 0 | 0 | 0 | 0 | 0 | 0 | 0 | 0 | 0 | 0 | 0 | 0 | 0 | 0 | 0 | 0 | 0 | 0 | 0 | 0 | 0 | 0 | 0 | 0 | 0
F1_Industrial_Other Industrial_Existing_Space Heating_Natural Gas_Building Automation System_A_Achievable Economic TRC Potential | F1 | Industrial | Other Industrial | Existing | Space Heating | Natural Gas | Building Automation System | A | Integrated Unit Energy Savings (kWh or therms) | Achievable Economic TRC Potential | 0 | 0 | 0 | 0 | 0 | 0.015458 | 0.015372 | 0.015266 | 0.015151 | 0.015026 | 0.014894 | 0.014755 | 0.014612 | 0.014462 | 0.014299 | 0.014141 | 0.013983 | 0.013834 | 0.013692 | 0.01356 | 0.013434 | 0.013307 | 0.013198 | 0.013096 | 0.013 | 0.012916 | 0.012843 | 0.012775 | 0 | 0 | 0
F2_Industrial_Other Industrial_Existing_Space Heating_Natural Gas_Building Automation System_A_Achievable Economic TRC Potential | F2 | Industrial | Other Industrial | Existing | Space Heating | Natural Gas | Building Automation System | A | Integrated Unit Summer Peak Savings (kW) | Achievable Economic TRC Potential | 0 | 0 | 0 | 0 | 0 | 0 | 0 | 0 | 0 | 0 | 0 | 0 | 0 | 0 | 0 | 0 | 0 | 0 | 0 | 0 | 0 | 0 | 0 | 0 | 0 | 0 | 0 | 0 | 0 | 0 | 0
F3_Industrial_Other Industrial_Existing_Space Heating_Natural Gas_Building Automation System_A_Achievable Economic TRC Potential | F3 | Industrial | Other Industrial | Existing | Space Heating | Natural Gas | Building Automation System | A | Integrated Unit Winter Peak Savings (kW) | Achievable Economic TRC Potential | 0 | 0 | 0 | 0 | 0 | 0 | 0 | 0 | 0 | 0 | 0 | 0 | 0 | 0 | 0 | 0 | 0 | 0 | 0 | 0 | 0 | 0 | 0 | 0 | 0 | 0 | 0 | 0 | 0 | 0 | 0
F4_Industrial_Other Industrial_Existing_Space Heating_Natural Gas_Building Automation System_A_Achievable Economic TRC Potential | F4 | Industrial | Other Industrial | Existing | Space Heating | Natural Gas | Building Automation System | A | Incremental Energy Savings (MWh or mTherms) | Achievable Economic TRC Potential | 0 | 0 | 0 | 0 | 0 | 0.098862 | 0.19642 | 0.3443 | 0.55612 | 0.83784 | 1.1743 | 1.5782 | 2.0219 | 2.4359 | 2.851 | 3.133 | 3.2961 | 3.258 | 3.0127 | 2.6263 | 2.1429 | 1.617 | 1.1062 | 0.69888 | 0.45104 | 0 | 0 | 0 | 0 | 0 | 0
F5_Industrial_Other Industrial_Existing_Space Heating_Natural Gas_Building Automation System_A_Achievable Economic TRC Potential | F5 | Industrial | Other Industrial | Existing | Space Heating | Natural Gas | Building Automation System | A | Incremental Summer Peak Savings (MW) | Achievable Economic TRC Potential | 0 | 0 | 0 | 0 | 0 | 0 | 0 | 0 | 0 | 0 | 0 | 0 | 0 | 0 | 0 | 0 | 0 | 0 | 0 | 0 | 0 | 0 | 0 | 0 | 0 | 0 | 0 | 0 | 0 | 0 | 0
F6_Industrial_Other Industrial_Existing_Space Heating_Natural Gas_Building Automation System_A_Achievable Economic TRC Potential | F6 | Industrial | Other Industrial | Existing | Space Heating | Natural Gas | Building Automation System | A | Incremental Winter Peak Savings (MW) | Achievable Economic TRC Potential | 0 | 0 | 0 | 0 | 0 | 0 | 0 | 0 | 0 | 0 | 0 | 0 | 0 | 0 | 0 | 0 | 0 | 0 | 0 | 0 | 0 | 0 | 0 | 0 | 0 | 0 | 0 | 0 | 0 | 0 | 0
F7_Industrial_Other Industrial_Existing_Space Heating_Natural Gas_Building Automation System_A_Achievable Economic TRC Potential | F7 | Industrial | Other Industrial | Existing | Space Heating | Natural Gas | Building Automation System | A | Cumulative Energy Savings (MWh or mTherms) | Achievable Economic TRC Potential | 0 | 0 | 0 | 0 | 0 | 0.098862 | 0.29473 | 0.63699 | 1.1883 | 2.0163 | 3.173 | 4.7215 | 6.6976 | 9.065 | 11.8138 | 14.816 | 17.9462 | 21.0127 | 23.8108 | 26.2064 | 28.1068 | 29.4589 | 30.3226 | 30.7875 | 31.0136 | 30.8111 | 30.6375 | 30.4752 | 0 | 0 | 0
F8_Industrial_Other Industrial_Existing_Space Heating_Natural Gas_Building Automation System_A_Achievable Economic TRC Potential | F8 | Industrial | Other Industrial | Existing | Space Heating | Natural Gas | Building Automation System | A | Cumulative Summer Peak Savings (MW) | Achievable Economic TRC Potential | 0 | 0 | 0 | 0 | 0 | 0 | 0 | 0 | 0 | 0 | 0 | 0 | 0 | 0 | 0 | 0 | 0 | 0 | 0 | 0 | 0 | 0 | 0 | 0 | 0 | 0 | 0 | 0 | 0 | 0 | 0
F9_Industrial_Other Industrial_Existing_Space Heating_Natural Gas_Building Automation System_A_Achievable Economic TRC Potential | F9 | Industrial | Other Industrial | Existing | Space Heating | Natural Gas | Building Automation System | A | Cumulative Winter Peak Savings (MW) | Achievable Economic TRC Potential | 0 | 0 | 0 | 0 | 0 | 0 | 0 | 0 | 0 | 0 | 0 | 0 | 0 | 0 | 0 | 0 | 0 | 0 | 0 | 0 | 0 | 0 | 0 | 0 | 0 | 0 | 0 | 0 | 0 | 0 | 0
F10_Industrial_Other Industrial_Existing_Space Heating_Natural Gas_Building Automation System_A_Achievable Economic TRC Potential | F10 | Industrial | Other Industrial | Existing | Space Heating | Natural Gas | Building Automation System | A | Purchases (Incremental) | Achievable Economic TRC Potential | 0 | 0 | 0 | 0 | 0 | 6395.6044 | 12777.3772 | 22553.0195 | 36705.4111 | 55759.7558 | 78845.7466 | 106958.7841 | 138375.681 | 168429.1154 | 199376.2677 | 221554.0662 | 235722.3996 | 235515.1553 | 220032.4123 | 193686.8631 | 159514.5259 | 121507.2691 | 83813.9118 | 53365.8047 | 34694.0336 | 0 | 0 | 0 | 0 | 0 | 0
F11_Industrial_Other Industrial_Existing_Space Heating_Natural Gas_Building Automation System_A_Achievable Economic TRC Potential | F11 | Industrial | Other Industrial | Existing | Space Heating | Natural Gas | Building Automation System | A | Purchases (Cumulative) | Achievable Economic TRC Potential | 0 | 0 | 0 | 0 | 0 | 6395.6044 | 19172.9816 | 41726.001 | 78431.4121 | 134191.1679 | 213036.9145 | 319995.6986 | 458371.3796 | 626800.495 | 826176.7628 | 1047730.829 | 1283453.2286 | 1518968.3839 | 1739000.7962 | 1932687.6593 | 2092202.1853 | 2213709.4544 | 2297523.3662 | 2350889.1708 | 2385583.2044 | 2385583.2044 | 2385583.2044 | 2385583.2044 | 2385583.2044 | 2385583.2044 | 2385583.2044
F1_Industrial_Other Industrial_Existing_Space Heating_Natural Gas_Steam System Efficiency Improvements_A_Achievable Economic TRC Potential | F1 | Industrial | Other Industrial | Existing | Space Heating | Natural Gas | Steam System Efficiency Improvements | A | Integrated Unit Energy Savings (kWh or therms) | Achievable Economic TRC Potential | 0 | 0 | 0 | 0 | 0 | 0.13745 | 0.13606 | 0.1345 | 0.13275 | 0.1308 | 0.12864 | 0.12638 | 0.12403 | 0.12154 | 0.11911 | 0.11668 | 0.11442 | 0.11225 | 0.11019 | 0.10843 | 0.10679 | 0.10525 | 0.10393 | 0.10277 | 0.10168 | 0.10086 | 0.10017 | 0.099522 | 0.11902 | 0.11854 | 0.11809
F2_Industrial_Other Industrial_Existing_Space Heating_Natural Gas_Steam System Efficiency Improvements_A_Achievable Economic TRC Potential | F2 | Industrial | Other Industrial | Existing | Space Heating | Natural Gas | Steam System Efficiency Improvements | A | Integrated Unit Summer Peak Savings (kW) | Achievable Economic TRC Potential | 0 | 0 | 0 | 0 | 0 | 0 | 0 | 0 | 0 | 0 | 0 | 0 | 0 | 0 | 0 | 0 | 0 | 0 | 0 | 0 | 0 | 0 | 0 | 0 | 0 | 0 | 0 | 0 | 0 | 0 | 0
F3_Industrial_Other Industrial_Existing_Space Heating_Natural Gas_Steam System Efficiency Improvements_A_Achievable Economic TRC Potential | F3 | Industrial | Other Industrial | Existing | Space Heating | Natural Gas | Steam System Efficiency Improvements | A | Integrated Unit Winter Peak Savings (kW) | Achievable Economic TRC Potential | 0 | 0 | 0 | 0 | 0 | 0 | 0 | 0 | 0 | 0 | 0 | 0 | 0 | 0 | 0 | 0 | 0 | 0 | 0 | 0 | 0 | 0 | 0 | 0 | 0 | 0 | 0 | 0 | 0 | 0 | 0
F4_Industrial_Other Industrial_Existing_Space Heating_Natural Gas_Steam System Efficiency Improvements_A_Achievable Economic TRC Potential | F4 | Industrial | Other Industrial | Existing | Space Heating | Natural Gas | Steam System Efficiency Improvements | A | Incremental Energy Savings (MWh or mTherms) | Achievable Economic TRC Potential | 0 | 0 | 0 | 0 | 0 | 0.0062303 | 0.012321 | 0.021498 | 0.034533 | 0.051688 | 0.071883 | 0.095798 | 0.12163 | 0.14508 | 0.1683 | 0.18321 | 0.19115 | 0.18736 | 0.17183 | 0.14884 | 0.12072 | 0.090638 | 0.061736 | 0.038869 | 0.025 | 0 | 0 | 0 | 0 | 0 | 0
F5_Industrial_Other Industrial_Existing_Space Heating_Natural Gas_Steam System Efficiency Improvements_A_Achievable Economic TRC Potential | F5 | Industrial | Other Industrial | Existing | Space Heating | Natural Gas | Steam System Efficiency Improvements | A | Incremental Summer Peak Savings (MW) | Achievable Economic TRC Potential | 0 | 0 | 0 | 0 | 0 | 0 | 0 | 0 | 0 | 0 | 0 | 0 | 0 | 0 | 0 | 0 | 0 | 0 | 0 | 0 | 0 | 0 | 0 | 0 | 0 | 0 | 0 | 0 | 0 | 0 | 0
F6_Industrial_Other Industrial_Existing_Space Heating_Natural Gas_Steam System Efficiency Improvements_A_Achievable Economic TRC Potential | F6 | Industrial | Other Industrial | Existing | Space Heating | Natural Gas | Steam System Efficiency Improvements | A | Incremental Winter Peak Savings (MW) | Achievable Economic TRC Potential | 0 | 0 | 0 | 0 | 0 | 0 | 0 | 0 | 0 | 0 | 0 | 0 | 0 | 0 | 0 | 0 | 0 | 0 | 0 | 0 | 0 | 0 | 0 | 0 | 0 | 0 | 0 | 0 | 0 | 0 | 0
F7_Industrial_Other Industrial_Existing_Space Heating_Natural Gas_Steam System Efficiency Improvements_A_Achievable Economic TRC Potential | F7 | Industrial | Other Industrial | Existing | Space Heating | Natural Gas | Steam System Efficiency Improvements | A | Cumulative Energy Savings (MWh or mTherms) | Achievable Economic TRC Potential | 0 | 0 | 0 | 0 | 0 | 0.0062303 | 0.018488 | 0.039775 | 0.07379 | 0.12439 | 0.19422 | 0.2866 | 0.40291 | 0.5399 | 0.69741 | 0.8664 | 1.0408 | 1.2084 | 1.358 | 1.4852 | 1.5834 | 1.6513 | 1.6923 | 1.7123 | 1.719 | 1.7053 | 1.6935 | 1.6826 | 0 | 0 | 0
F8_Industrial_Other Industrial_Existing_Space Heating_Natural Gas_Steam System Efficiency Improvements_A_Achievable Economic TRC Potential | F8 | Industrial | Other Industrial | Existing | Space Heating | Natural Gas | Steam System Efficiency Improvements | A | Cumulative Summer Peak Savings (MW) | Achievable Economic TRC Potential | 0 | 0 | 0 | 0 | 0 | 0 | 0 | 0 | 0 | 0 | 0 | 0 | 0 | 0 | 0 | 0 | 0 | 0 | 0 | 0 | 0 | 0 | 0 | 0 | 0 | 0 | 0 | 0 | 0 | 0 | 0
F9_Industrial_Other Industrial_Existing_Space Heating_Natural Gas_Steam System Efficiency Improvements_A_Achievable Economic TRC Potential | F9 | Industrial | Other Industrial | Existing | Space Heating | Natural Gas | Steam System Efficiency Improvements | A | Cumulative Winter Peak Savings (MW) | Achievable Economic TRC Potential | 0 | 0 | 0 | 0 | 0 | 0 | 0 | 0 | 0 | 0 | 0 | 0 | 0 | 0 | 0 | 0 | 0 | 0 | 0 | 0 | 0 | 0 | 0 | 0 | 0 | 0 | 0 | 0 | 0 | 0 | 0
F10_Industrial_Other Industrial_Existing_Space Heating_Natural Gas_Steam System Efficiency Improvements_A_Achievable Economic TRC Potential | F10 | Industrial | Other Industrial | Existing | Space Heating | Natural Gas | Steam System Efficiency Improvements | A | Purchases (Incremental) | Achievable Economic TRC Potential | 0 | 0 | 0 | 0 | 0 | 45.3264 | 90.5548 | 159.836 | 260.1357 | 395.1762 | 558.7895 | 758.03 | 980.6854 | 1193.6777 | 1413.004 | 1570.1808 | 1670.5935 | 1669.1247 | 1559.3966 | 1372.6825 | 1130.499 | 861.1369 | 593.9994 | 378.21 | 245.8809 | 0 | 0 | 0 | 0 | 0 | 0
F11_Industrial_Other Industrial_Existing_Space Heating_Natural Gas_Steam System Efficiency Improvements_A_Achievable Economic TRC Potential | F11 | Industrial | Other Industrial | Existing | Space Heating | Natural Gas | Steam System Efficiency Improvements | A | Purchases (Cumulative) | Achievable Economic TRC Potential | 0 | 0 | 0 | 0 | 0 | 45.3264 | 135.8813 | 295.7173 | 555.853 | 951.0292 | 1509.8187 | 2267.8487 | 3248.534 | 4442.2118 | 5855.2158 | 7425.3965 | 9095.99 | 10765.1147 | 12324.5114 | 13697.1938 | 14827.6928 | 15688.8297 | 16282.8291 | 16661.0391 | 16906.92 | 16906.92 | 16906.92 | 16906.92 | 16906.92 | 16906.92 | 16906.92
F1_Industrial_Other Industrial_Existing_Process_Natural Gas_Steam System Efficiency Improvements_A_Achievable Economic TRC Potential | F1 | Industrial | Other Industrial | Existing | Process | Natural Gas | Steam System Efficiency Improvements | A | Integrated Unit Energy Savings (kWh or therms) | Achievable Economic TRC Potential | 0 | 0 | 0 | 0 | 0 | 0.10591 | 0.10559 | 0.10526 | 0.10493 | 0.1046 | 0.10423 | 0.10389 | 0.10356 | 0.10321 | 0.10292 | 0.10261 | 0.10235 | 0.1021 | 0.10184 | 0.10163 | 0.10141 | 0.1012 | 0.10099 | 0.10079 | 0.10059 | 0.10057 | 0.10056 | 0.10054 | 0.10623 | 0.10623 | 0.10623
F2_Industrial_Other Industrial_Existing_Process_Natural Gas_Steam System Efficiency Improvements_A_Achievable Economic TRC Potential | F2 | Industrial | Other Industrial | Existing | Process | Natural Gas | Steam System Efficiency Improvements | A | Integrated Unit Summer Peak Savings (kW) | Achievable Economic TRC Potential | 0 | 0 | 0 | 0 | 0 | 0 | 0 | 0 | 0 | 0 | 0 | 0 | 0 | 0 | 0 | 0 | 0 | 0 | 0 | 0 | 0 | 0 | 0 | 0 | 0 | 0 | 0 | 0 | 0 | 0 | 0
F3_Industrial_Other Industrial_Existing_Process_Natural Gas_Steam System Efficiency Improvements_A_Achievable Economic TRC Potential | F3 | Industrial | Other Industrial | Existing | Process | Natural Gas | Steam System Efficiency Improvements | A | Integrated Unit Winter Peak Savings (kW) | Achievable Economic TRC Potential | 0 | 0 | 0 | 0 | 0 | 0 | 0 | 0 | 0 | 0 | 0 | 0 | 0 | 0 | 0 | 0 | 0 | 0 | 0 | 0 | 0 | 0 | 0 | 0 | 0 | 0 | 0 | 0 | 0 | 0 | 0
F4_Industrial_Other Industrial_Existing_Process_Natural Gas_Steam System Efficiency Improvements_A_Achievable Economic TRC Potential | F4 | Industrial | Other Industrial | Existing | Process | Natural Gas | Steam System Efficiency Improvements | A | Incremental Energy Savings (MWh or mTherms) | Achievable Economic TRC Potential | 0 | 0 | 0 | 0 | 0 | 0 | 0 | 0 | 0 | 0 | 0 | 0 | 0 | 0 | 0 | 0 | 0 | 0 | 0 | 0 | 0 | 0 | 0 | 0 | 0 | 0 | 0 | 0 | 0 | 0 | 0
F5_Industrial_Other Industrial_Existing_Process_Natural Gas_Steam System Efficiency Improvements_A_Achievable Economic TRC Potential | F5 | Industrial | Other Industrial | Existing | Process | Natural Gas | Steam System Efficiency Improvements | A | Incremental Summer Peak Savings (MW) | Achievable Economic TRC Potential | 0 | 0 | 0 | 0 | 0 | 0 | 0 | 0 | 0 | 0 | 0 | 0 | 0 | 0 | 0 | 0 | 0 | 0 | 0 | 0 | 0 | 0 | 0 | 0 | 0 | 0 | 0 | 0 | 0 | 0 | 0
F6_Industrial_Other Industrial_Existing_Process_Natural Gas_Steam System Efficiency Improvements_A_Achievable Economic TRC Potential | F6 | Industrial | Other Industrial | Existing | Process | Natural Gas | Steam System Efficiency Improvements | A | Incremental Winter Peak Savings (MW) | Achievable Economic TRC Potential | 0 | 0 | 0 | 0 | 0 | 0 | 0 | 0 | 0 | 0 | 0 | 0 | 0 | 0 | 0 | 0 | 0 | 0 | 0 | 0 | 0 | 0 | 0 | 0 | 0 | 0 | 0 | 0 | 0 | 0 | 0
F7_Industrial_Other Industrial_Existing_Process_Natural Gas_Steam System Efficiency Improvements_A_Achievable Economic TRC Potential | F7 | Industrial | Other Industrial | Existing | Process | Natural Gas | Steam System Efficiency Improvements | A | Cumulative Energy Savings (MWh or mTherms) | Achievable Economic TRC Potential | 0 | 0 | 0 | 0 | 0 | 0 | 0 | 0 | 0 | 0 | 0 | 0 | 0 | 0 | 0 | 0 | 0 | 0 | 0 | 0 | 0 | 0 | 0 | 0 | 0 | 0 | 0 | 0 | 0 | 0 | 0
F8_Industrial_Other Industrial_Existing_Process_Natural Gas_Steam System Efficiency Improvements_A_Achievable Economic TRC Potential | F8 | Industrial | Other Industrial | Existing | Process | Natural Gas | Steam System Efficiency Improvements | A | Cumulative Summer Peak Savings (MW) | Achievable Economic TRC Potential | 0 | 0 | 0 | 0 | 0 | 0 | 0 | 0 | 0 | 0 | 0 | 0 | 0 | 0 | 0 | 0 | 0 | 0 | 0 | 0 | 0 | 0 | 0 | 0 | 0 | 0 | 0 | 0 | 0 | 0 | 0
F9_Industrial_Other Industrial_Existing_Process_Natural Gas_Steam System Efficiency Improvements_A_Achievable Economic TRC Potential | F9 | Industrial | Other Industrial | Existing | Process | Natural Gas | Steam System Efficiency Improvements | A | Cumulative Winter Peak Savings (MW) | Achievable Economic TRC Potential | 0 | 0 | 0 | 0 | 0 | 0 | 0 | 0 | 0 | 0 | 0 | 0 | 0 | 0 | 0 | 0 | 0 | 0 | 0 | 0 | 0 | 0 | 0 | 0 | 0 | 0 | 0 | 0 | 0 | 0 | 0
F10_Industrial_Other Industrial_Existing_Process_Natural Gas_Steam System Efficiency Improvements_A_Achievable Economic TRC Potential | F10 | Industrial | Other Industrial | Existing | Process | Natural Gas | Steam System Efficiency Improvements | A | Purchases (Incremental) | Achievable Economic TRC Potential | 0 | 0 | 0 | 0 | 0 | 0 | 0 | 0 | 0 | 0 | 0 | 0 | 0 | 0 | 0 | 0 | 0 | 0 | 0 | 0 | 0 | 0 | 0 | 0 | 0 | 0 | 0 | 0 | 0 | 0 | 0
F11_Industrial_Other Industrial_Existing_Process_Natural Gas_Steam System Efficiency Improvements_A_Achievable Economic TRC Potential | F11 | Industrial | Other Industrial | Existing | Process | Natural Gas | Steam System Efficiency Improvements | A | Purchases (Cumulative) | Achievable Economic TRC Potential | 0 | 0 | 0 | 0 | 0 | 0 | 0 | 0 | 0 | 0 | 0 | 0 | 0 | 0 | 0 | 0 | 0 | 0 | 0 | 0 | 0 | 0 | 0 | 0 | 0 | 0 | 0 | 0 | 0 | 0 | 0
F1_Industrial_Other Industrial_Existing_Space Heating_Natural Gas_Strategic Energy Management_A_Achievable Economic TRC Potential | F1 | Industrial | Other Industrial | Existing | Space Heating | Natural Gas | Strategic Energy Management | A | Integrated Unit Energy Savings (kWh or therms) | Achievable Economic TRC Potential | 0 | 0 | 0 | 0 | 0 | 3.134 | 3.1158 | 3.0929 | 3.0672 | 3.0384 | 3.0067 | 2.9719 | 2.9344 | 2.8935 | 2.8488 | 2.8032 | 2.7575 | 2.7135 | 2.6717 | 2.6344 | 2.6001 | 2.568 | 2.5415 | 2.5183 | 2.4974 | 2.4807 | 2.4664 | 2.453 | 0 | 0 | 0
F2_Industrial_Other Industrial_Existing_Space Heating_Natural Gas_Strategic Energy Management_A_Achievable Economic TRC Potential | F2 | Industrial | Other Industrial | Existing | Space Heating | Natural Gas | Strategic Energy Management | A | Integrated Unit Summer Peak Savings (kW) | Achievable Economic TRC Potential | 0 | 0 | 0 | 0 | 0 | 0 | 0 | 0 | 0 | 0 | 0 | 0 | 0 | 0 | 0 | 0 | 0 | 0 | 0 | 0 | 0 | 0 | 0 | 0 | 0 | 0 | 0 | 0 | 0 | 0 | 0
F3_Industrial_Other Industrial_Existing_Space Heating_Natural Gas_Strategic Energy Management_A_Achievable Economic TRC Potential | F3 | Industrial | Other Industrial | Existing | Space Heating | Natural Gas | Strategic Energy Management | A | Integrated Unit Winter Peak Savings (kW) | Achievable Economic TRC Potential | 0 | 0 | 0 | 0 | 0 | 0 | 0 | 0 | 0 | 0 | 0 | 0 | 0 | 0 | 0 | 0 | 0 | 0 | 0 | 0 | 0 | 0 | 0 | 0 | 0 | 0 | 0 | 0 | 0 | 0 | 0
F4_Industrial_Other Industrial_Existing_Space Heating_Natural Gas_Strategic Energy Management_A_Achievable Economic TRC Potential | F4 | Industrial | Other Industrial | Existing | Space Heating | Natural Gas | Strategic Energy Management | A | Incremental Energy Savings (MWh or mTherms) | Achievable Economic TRC Potential | 0 | 0 | 0 | 0 | 0 | 0.62156 | 0.61763 | 0.60946 | 0.60473 | 0.59955 | 0.58575 | 0.57739 | 0.56895 | 0.55211 | 0.54565 | 0.5318 | 0.5232 | 0.51226 | 0.49988 | 0.49348 | 0.48504 | 0.47719 | 0.47054 | 0.46466 | 0.45936 | 0 | 0 | 0 | 0 | 0 | 0
F5_Industrial_Other Industrial_Existing_Space Heating_Natural Gas_Strategic Energy Management_A_Achievable Economic TRC Potential | F5 | Industrial | Other Industrial | Existing | Space Heating | Natural Gas | Strategic Energy Management | A | Incremental Summer Peak Savings (MW) | Achievable Economic TRC Potential | 0 | 0 | 0 | 0 | 0 | 0 | 0 | 0 | 0 | 0 | 0 | 0 | 0 | 0 | 0 | 0 | 0 | 0 | 0 | 0 | 0 | 0 | 0 | 0 | 0 | 0 | 0 | 0 | 0 | 0 | 0
F6_Industrial_Other Industrial_Existing_Space Heating_Natural Gas_Strategic Energy Management_A_Achievable Economic TRC Potential | F6 | Industrial | Other Industrial | Existing | Space Heating | Natural Gas | Strategic Energy Management | A | Incremental Winter Peak Savings (MW) | Achievable Economic TRC Potential | 0 | 0 | 0 | 0 | 0 | 0 | 0 | 0 | 0 | 0 | 0 | 0 | 0 | 0 | 0 | 0 | 0 | 0 | 0 | 0 | 0 | 0 | 0 | 0 | 0 | 0 | 0 | 0 | 0 | 0 | 0
F7_Industrial_Other Industrial_Existing_Space Heating_Natural Gas_Strategic Energy Management_A_Achievable Economic TRC Potential | F7 | Industrial | Other Industrial | Existing | Space Heating | Natural Gas | Strategic Energy Management | A | Cumulative Energy Savings (MWh or mTherms) | Achievable Economic TRC Potential | 0 | 0 | 0 | 0 | 0 | 0.62156 | 1.2356 | 1.8359 | 2.4254 | 3.0022 | 3.5566 | 4.0928 | 4.6102 | 5.098 | 5.5649 | 6.0076 | 6.433 | 6.8426 | 7.2371 | 7.6295 | 8.0152 | 8.3934 | 8.7772 | 9.1618 | 9.5453 | 9.4815 | 9.4266 | 9.3754 | 0 | 0 | 0
F8_Industrial_Other Industrial_Existing_Space Heating_Natural Gas_Strategic Energy Management_A_Achievable Economic TRC Potential | F8 | Industrial | Other Industrial | Existing | Space Heating | Natural Gas | Strategic Energy Management | A | Cumulative Summer Peak Savings (MW) | Achievable Economic TRC Potential | 0 | 0 | 0 | 0 | 0 | 0 | 0 | 0 | 0 | 0 | 0 | 0 | 0 | 0 | 0 | 0 | 0 | 0 | 0 | 0 | 0 | 0 | 0 | 0 | 0 | 0 | 0 | 0 | 0 | 0 | 0
F9_Industrial_Other Industrial_Existing_Space Heating_Natural Gas_Strategic Energy Management_A_Achievable Economic TRC Potential | F9 | Industrial | Other Industrial | Existing | Space Heating | Natural Gas | Strategic Energy Management | A | Cumulative Winter Peak Savings (MW) | Achievable Economic TRC Potential | 0 | 0 | 0 | 0 | 0 | 0 | 0 | 0 | 0 | 0 | 0 | 0 | 0 | 0 | 0 | 0 | 0 | 0 | 0 | 0 | 0 | 0 | 0 | 0 | 0 | 0 | 0 | 0 | 0 | 0 | 0
F10_Industrial_Other Industrial_Existing_Space Heating_Natural Gas_Strategic Energy Management_A_Achievable Economic TRC Potential | F10 | Industrial | Other Industrial | Existing | Space Heating | Natural Gas | Strategic Energy Management | A | Purchases (Incremental) | Achievable Economic TRC Potential | 0 | 0 | 0 | 0 | 0 | 198.3309 | 198.2221 | 197.0531 | 197.1596 | 197.3227 | 194.8169 | 194.2845 | 193.89 | 190.8111 | 191.5396 | 189.7131 | 189.7377 | 188.7827 | 187.0988 | 187.3204 | 186.5458 | 185.8203 | 185.1432 | 184.514 | 183.9322 | 0 | 0 | 0 | 0 | 0 | 0
F11_Industrial_Other Industrial_Existing_Space Heating_Natural Gas_Strategic Energy Management_A_Achievable Economic TRC Potential | F11 | Industrial | Other Industrial | Existing | Space Heating | Natural Gas | Strategic Energy Management | A | Purchases (Cumulative) | Achievable Economic TRC Potential | 0 | 0 | 0 | 0 | 0 | 198.3309 | 396.553 | 593.6061 | 790.7658 | 988.0884 | 1182.9053 | 1377.1898 | 1571.0798 | 1761.8909 | 1953.4305 | 2143.1436 | 2332.8813 | 2521.664 | 2708.7628 | 2896.0832 | 3082.629 | 3268.4492 | 3453.5924 | 3638.1065 | 3822.0386 | 3822.0386 | 3822.0386 | 3822.0386 | 3822.0386 | 3822.0386 | 3822.0386
F1_Industrial_Other Industrial_Existing_Process_Natural Gas_Strategic Energy Management_A_Achievable Economic TRC Potential | F1 | Industrial | Other Industrial | Existing | Process | Natural Gas | Strategic Energy Management | A | Integrated Unit Energy Savings (kWh or therms) | Achievable Economic TRC Potential | 0 | 0 | 0 | 0 | 0 | 1.4042 | 1.4018 | 1.3994 | 1.3971 | 1.3946 | 1.392 | 1.3897 | 1.3874 | 1.385 | 1.3832 | 1.3813 | 1.3798 | 1.3784 | 1.3769 | 1.3759 | 1.3747 | 1.3736 | 1.3725 | 1.3714 | 1.3703 | 1.3702 | 1.3701 | 1.37 | 0 | 0 | 0
F2_Industrial_Other Industrial_Existing_Process_Natural Gas_Strategic Energy Management_A_Achievable Economic TRC Potential | F2 | Industrial | Other Industrial | Existing | Process | Natural Gas | Strategic Energy Management | A | Integrated Unit Summer Peak Savings (kW) | Achievable Economic TRC Potential | 0 | 0 | 0 | 0 | 0 | 0 | 0 | 0 | 0 | 0 | 0 | 0 | 0 | 0 | 0 | 0 | 0 | 0 | 0 | 0 | 0 | 0 | 0 | 0 | 0 | 0 | 0 | 0 | 0 | 0 | 0
F3_Industrial_Other Industrial_Existing_Process_Natural Gas_Strategic Energy Management_A_Achievable Economic TRC Potential | F3 | Industrial | Other Industrial | Existing | Process | Natural Gas | Strategic Energy Management | A | Integrated Unit Winter Peak Savings (kW) | Achievable Economic TRC Potential | 0 | 0 | 0 | 0 | 0 | 0 | 0 | 0 | 0 | 0 | 0 | 0 | 0 | 0 | 0 | 0 | 0 | 0 | 0 | 0 | 0 | 0 | 0 | 0 | 0 | 0 | 0 | 0 | 0 | 0 | 0
F4_Industrial_Other Industrial_Existing_Process_Natural Gas_Strategic Energy Management_A_Achievable Economic TRC Potential | F4 | Industrial | Other Industrial | Existing | Process | Natural Gas | Strategic Energy Management | A | Incremental Energy Savings (MWh or mTherms) | Achievable Economic TRC Potential | 0 | 0 | 0 | 0 | 0 | 1.2955 | 1.2926 | 1.2828 | 1.2813 | 1.2801 | 1.2615 | 1.256 | 1.2514 | 1.2294 | 1.2325 | 1.219 | 1.2179 | 1.2105 | 1.1984 | 1.1989 | 1.1929 | 1.1873 | 1.182 | 1.1771 | 1.1725 | 0 | 0 | 0 | 0 | 0 | 0
F5_Industrial_Other Industrial_Existing_Process_Natural Gas_Strategic Energy Management_A_Achievable Economic TRC Potential | F5 | Industrial | Other Industrial | Existing | Process | Natural Gas | Strategic Energy Management | A | Incremental Summer Peak Savings (MW) | Achievable Economic TRC Potential | 0 | 0 | 0 | 0 | 0 | 0 | 0 | 0 | 0 | 0 | 0 | 0 | 0 | 0 | 0 | 0 | 0 | 0 | 0 | 0 | 0 | 0 | 0 | 0 | 0 | 0 | 0 | 0 | 0 | 0 | 0
F6_Industrial_Other Industrial_Existing_Process_Natural Gas_Strategic Energy Management_A_Achievable Economic TRC Potential | F6 | Industrial | Other Industrial | Existing | Process | Natural Gas | Strategic Energy Management | A | Incremental Winter Peak Savings (MW) | Achievable Economic TRC Potential | 0 | 0 | 0 | 0 | 0 | 0 | 0 | 0 | 0 | 0 | 0 | 0 | 0 | 0 | 0 | 0 | 0 | 0 | 0 | 0 | 0 | 0 | 0 | 0 | 0 | 0 | 0 | 0 | 0 | 0 | 0
F7_Industrial_Other Industrial_Existing_Process_Natural Gas_Strategic Energy Management_A_Achievable Economic TRC Potential | F7 | Industrial | Other Industrial | Existing | Process | Natural Gas | Strategic Energy Management | A | Cumulative Energy Savings (MWh or mTherms) | Achievable Economic TRC Potential | 0 | 0 | 0 | 0 | 0 | 1.2955 | 2.5859 | 3.8643 | 5.1391 | 6.4103 | 7.6599 | 8.9028 | 10.1398 | 11.3518 | 12.5694 | 13.771 | 14.9741 | 16.1689 | 17.3504 | 18.5358 | 19.7126 | 20.884 | 22.0494 | 23.209 | 24.3632 | 24.3613 | 24.3596 | 24.358 | 0 | 0 | 0
F8_Industrial_Other Industrial_Existing_Process_Natural Gas_Strategic Energy Management_A_Achievable Economic TRC Potential | F8 | Industrial | Other Industrial | Existing | Process | Natural Gas | Strategic Energy Management | A | Cumulative Summer Peak Savings (MW) | Achievable Economic TRC Potential | 0 | 0 | 0 | 0 | 0 | 0 | 0 | 0 | 0 | 0 | 0 | 0 | 0 | 0 | 0 | 0 | 0 | 0 | 0 | 0 | 0 | 0 | 0 | 0 | 0 | 0 | 0 | 0 | 0 | 0 | 0
F9_Industrial_Other Industrial_Existing_Process_Natural Gas_Strategic Energy Management_A_Achievable Economic TRC Potential | F9 | Industrial | Other Industrial | Existing | Process | Natural Gas | Strategic Energy Management | A | Cumulative Winter Peak Savings (MW) | Achievable Economic TRC Potential | 0 | 0 | 0 | 0 | 0 | 0 | 0 | 0 | 0 | 0 | 0 | 0 | 0 | 0 | 0 | 0 | 0 | 0 | 0 | 0 | 0 | 0 | 0 | 0 | 0 | 0 | 0 | 0 | 0 | 0 | 0
F10_Industrial_Other Industrial_Existing_Process_Natural Gas_Strategic Energy Management_A_Achievable Economic TRC Potential | F10 | Industrial | Other Industrial | Existing | Process | Natural Gas | Strategic Energy Management | A | Purchases (Incremental) | Achievable Economic TRC Potential | 0 | 0 | 0 | 0 | 0 | 922.6029 | 922.0965 | 916.6586 | 917.1542 | 917.9126 | 906.256 | 903.7795 | 901.9445 | 887.6219 | 891.0109 | 882.5139 | 882.6284 | 878.1861 | 870.3528 | 871.3837 | 867.7804 | 864.4053 | 861.2557 | 858.3289 | 855.6222 | 0 | 0 | 0 | 0 | 0 | 0
F11_Industrial_Other Industrial_Existing_Process_Natural Gas_Strategic Energy Management_A_Achievable Economic TRC Potential | F11 | Industrial | Other Industrial | Existing | Process | Natural Gas | Strategic Energy Management | A | Purchases (Cumulative) | Achievable Economic TRC Potential | 0 | 0 | 0 | 0 | 0 | 922.6029 | 1844.6994 | 2761.3581 | 3678.5122 | 4596.4248 | 5502.6808 | 6406.4604 | 7308.4048 | 8196.0267 | 9087.0376 | 9969.5515 | 10852.1799 | 11730.3661 | 12600.7189 | 13472.1026 | 14339.883 | 15204.2883 | 16065.5439 | 16923.8728 | 17779.495 | 17779.495 | 17779.495 | 17779.495 | 17779.495 | 17779.495 | 17779.495
F1_Industrial_Other Industrial_Existing_Miscellaneous_Natural Gas_Strategic Energy Management_A_Achievable Economic TRC Potential | F1 | Industrial | Other Industrial | Existing | Miscellaneous | Natural Gas | Strategic Energy Management | A | Integrated Unit Energy Savings (kWh or therms) | Achievable Economic TRC Potential | 0 | 0 | 0 | 0 | 0 | 0.89787 | 0.89787 | 0.89787 | 0.89787 | 0.89787 | 0.89787 | 0.89787 | 0.89787 | 0.89787 | 0.89787 | 0.89787 | 0.89787 | 0.89787 | 0.89787 | 0.89787 | 0.89787 | 0.89787 | 0.89787 | 0.89787 | 0.89787 | 0.89787 | 0.89787 | 0.89787 | 0 | 0 | 0
F2_Industrial_Other Industrial_Existing_Miscellaneous_Natural Gas_Strategic Energy Management_A_Achievable Economic TRC Potential | F2 | Industrial | Other Industrial | Existing | Miscellaneous | Natural Gas | Strategic Energy Management | A | Integrated Unit Summer Peak Savings (kW) | Achievable Economic TRC Potential | 0 | 0 | 0 | 0 | 0 | 0 | 0 | 0 | 0 | 0 | 0 | 0 | 0 | 0 | 0 | 0 | 0 | 0 | 0 | 0 | 0 | 0 | 0 | 0 | 0 | 0 | 0 | 0 | 0 | 0 | 0
F3_Industrial_Other Industrial_Existing_Miscellaneous_Natural Gas_Strategic Energy Management_A_Achievable Economic TRC Potential | F3 | Industrial | Other Industrial | Existing | Miscellaneous | Natural Gas | Strategic Energy Management | A | Integrated Unit Winter Peak Savings (kW) | Achievable Economic TRC Potential | 0 | 0 | 0 | 0 | 0 | 0 | 0 | 0 | 0 | 0 | 0 | 0 | 0 | 0 | 0 | 0 | 0 | 0 | 0 | 0 | 0 | 0 | 0 | 0 | 0 | 0 | 0 | 0 | 0 | 0 | 0
F4_Industrial_Other Industrial_Existing_Miscellaneous_Natural Gas_Strategic Energy Management_A_Achievable Economic TRC Potential | F4 | Industrial | Other Industrial | Existing | Miscellaneous | Natural Gas | Strategic Energy Management | A | Incremental Energy Savings (MWh or mTherms) | Achievable Economic TRC Potential | 0 | 0 | 0 | 0 | 0 | 0.20709 | 0.20698 | 0.20576 | 0.20587 | 0.20604 | 0.20343 | 0.20287 | 0.20246 | 0.19924 | 0.2 | 0.1981 | 0.19812 | 0.19712 | 0.19537 | 0.1956 | 0.19479 | 0.19403 | 0.19332 | 0.19267 | 0.19206 | 0 | 0 | 0 | 0 | 0 | 0
F5_Industrial_Other Industrial_Existing_Miscellaneous_Natural Gas_Strategic Energy Management_A_Achievable Economic TRC Potential | F5 | Industrial | Other Industrial | Existing | Miscellaneous | Natural Gas | Strategic Energy Management | A | Incremental Summer Peak Savings (MW) | Achievable Economic TRC Potential | 0 | 0 | 0 | 0 | 0 | 0 | 0 | 0 | 0 | 0 | 0 | 0 | 0 | 0 | 0 | 0 | 0 | 0 | 0 | 0 | 0 | 0 | 0 | 0 | 0 | 0 | 0 | 0 | 0 | 0 | 0
F6_Industrial_Other Industrial_Existing_Miscellaneous_Natural Gas_Strategic Energy Management_A_Achievable Economic TRC Potential | F6 | Industrial | Other Industrial | Existing | Miscellaneous | Natural Gas | Strategic Energy Management | A | Incremental Winter Peak Savings (MW) | Achievable Economic TRC Potential | 0 | 0 | 0 | 0 | 0 | 0 | 0 | 0 | 0 | 0 | 0 | 0 | 0 | 0 | 0 | 0 | 0 | 0 | 0 | 0 | 0 | 0 | 0 | 0 | 0 | 0 | 0 | 0 | 0 | 0 | 0
F7_Industrial_Other Industrial_Existing_Miscellaneous_Natural Gas_Strategic Energy Management_A_Achievable Economic TRC Potential | F7 | Industrial | Other Industrial | Existing | Miscellaneous | Natural Gas | Strategic Energy Management | A | Cumulative Energy Savings (MWh or mTherms) | Achievable Economic TRC Potential | 0 | 0 | 0 | 0 | 0 | 0.20709 | 0.41408 | 0.61984 | 0.82571 | 1.0317 | 1.2352 | 1.438 | 1.6405 | 1.8397 | 2.0397 | 2.2378 | 2.436 | 2.6331 | 2.8285 | 3.0241 | 3.2188 | 3.4129 | 3.6062 | 3.7989 | 3.9909 | 3.9909 | 3.9909 | 3.9909 | 0 | 0 | 0
F8_Industrial_Other Industrial_Existing_Miscellaneous_Natural Gas_Strategic Energy Management_A_Achievable Economic TRC Potential | F8 | Industrial | Other Industrial | Existing | Miscellaneous | Natural Gas | Strategic Energy Management | A | Cumulative Summer Peak Savings (MW) | Achievable Economic TRC Potential | 0 | 0 | 0 | 0 | 0 | 0 | 0 | 0 | 0 | 0 | 0 | 0 | 0 | 0 | 0 | 0 | 0 | 0 | 0 | 0 | 0 | 0 | 0 | 0 | 0 | 0 | 0 | 0 | 0 | 0 | 0
F9_Industrial_Other Industrial_Existing_Miscellaneous_Natural Gas_Strategic Energy Management_A_Achievable Economic TRC Potential | F9 | Industrial | Other Industrial | Existing | Miscellaneous | Natural Gas | Strategic Energy Management | A | Cumulative Winter Peak Savings (MW) | Achievable Economic TRC Potential | 0 | 0 | 0 | 0 | 0 | 0 | 0 | 0 | 0 | 0 | 0 | 0 | 0 | 0 | 0 | 0 | 0 | 0 | 0 | 0 | 0 | 0 | 0 | 0 | 0 | 0 | 0 | 0 | 0 | 0 | 0
F10_Industrial_Other Industrial_Existing_Miscellaneous_Natural Gas_Strategic Energy Management_A_Achievable Economic TRC Potential | F10 | Industrial | Other Industrial | Existing | Miscellaneous | Natural Gas | Strategic Energy Management | A | Purchases (Incremental) | Achievable Economic TRC Potential | 0 | 0 | 0 | 0 | 0 | 230.6507 | 230.5241 | 229.1647 | 229.2885 | 229.4781 | 226.564 | 225.9449 | 225.4861 | 221.9055 | 222.7527 | 220.6285 | 220.6571 | 219.5465 | 217.5882 | 217.8459 | 216.9451 | 216.1013 | 215.3139 | 214.5822 | 213.9055 | 0 | 0 | 0 | 0 | 0 | 0
F11_Industrial_Other Industrial_Existing_Miscellaneous_Natural Gas_Strategic Energy Management_A_Achievable Economic TRC Potential | F11 | Industrial | Other Industrial | Existing | Miscellaneous | Natural Gas | Strategic Energy Management | A | Purchases (Cumulative) | Achievable Economic TRC Potential | 0 | 0 | 0 | 0 | 0 | 230.6507 | 461.1749 | 690.3395 | 919.6281 | 1149.1062 | 1375.6702 | 1601.6151 | 1827.1012 | 2049.0067 | 2271.7594 | 2492.3879 | 2713.045 | 2932.5915 | 3150.1797 | 3368.0257 | 3584.9707 | 3801.0721 | 4016.386 | 4230.9682 | 4444.8737 | 4444.8737 | 4444.8737 | 4444.8737 | 4444.8737 | 4444.8737 | 4444.8737
F1_Industrial_Other Industrial_Existing_Space Heating_Natural Gas_Commissioning_A_Achievable Economic TRC Potential | F1 | Industrial | Other Industrial | Existing | Space Heating | Natural Gas | Commissioning | A | Integrated Unit Energy Savings (kWh or therms) | Achievable Economic TRC Potential | 0 | 0 | 0 | 0 | 0 | 3.7623 | 3.7431 | 3.7189 | 3.6925 | 3.6638 | 3.6336 | 3.6015 | 3.5683 | 3.5338 | 3.4954 | 3.4583 | 3.4208 | 3.3854 | 3.352 | 3.3204 | 3.2906 | 3.2605 | 3.2346 | 3.2105 | 3.1879 | 3.1672 | 3.1494 | 3.1327 | 0 | 0 | 0
F2_Industrial_Other Industrial_Existing_Space Heating_Natural Gas_Commissioning_A_Achievable Economic TRC Potential | F2 | Industrial | Other Industrial | Existing | Space Heating | Natural Gas | Commissioning | A | Integrated Unit Summer Peak Savings (kW) | Achievable Economic TRC Potential | 0 | 0 | 0 | 0 | 0 | 0 | 0 | 0 | 0 | 0 | 0 | 0 | 0 | 0 | 0 | 0 | 0 | 0 | 0 | 0 | 0 | 0 | 0 | 0 | 0 | 0 | 0 | 0 | 0 | 0 | 0
F3_Industrial_Other Industrial_Existing_Space Heating_Natural Gas_Commissioning_A_Achievable Economic TRC Potential | F3 | Industrial | Other Industrial | Existing | Space Heating | Natural Gas | Commissioning | A | Integrated Unit Winter Peak Savings (kW) | Achievable Economic TRC Potential | 0 | 0 | 0 | 0 | 0 | 0 | 0 | 0 | 0 | 0 | 0 | 0 | 0 | 0 | 0 | 0 | 0 | 0 | 0 | 0 | 0 | 0 | 0 | 0 | 0 | 0 | 0 | 0 | 0 | 0 | 0
F4_Industrial_Other Industrial_Existing_Space Heating_Natural Gas_Commissioning_A_Achievable Economic TRC Potential | F4 | Industrial | Other Industrial | Existing | Space Heating | Natural Gas | Commissioning | A | Incremental Energy Savings (MWh or mTherms) | Achievable Economic TRC Potential | 0 | 0 | 0 | 0 | 0 | 0 | 0 | 0 | 0 | 0 | 0 | 0 | 0 | 0 | 0 | 0 | 0 | 0 | 0 | 0 | 0 | 0 | 0 | 0 | 0 | 0 | 0 | 0 | 0 | 0 | 0
F5_Industrial_Other Industrial_Existing_Space Heating_Natural Gas_Commissioning_A_Achievable Economic TRC Potential | F5 | Industrial | Other Industrial | Existing | Space Heating | Natural Gas | Commissioning | A | Incremental Summer Peak Savings (MW) | Achievable Economic TRC Potential | 0 | 0 | 0 | 0 | 0 | 0 | 0 | 0 | 0 | 0 | 0 | 0 | 0 | 0 | 0 | 0 | 0 | 0 | 0 | 0 | 0 | 0 | 0 | 0 | 0 | 0 | 0 | 0 | 0 | 0 | 0
F6_Industrial_Other Industrial_Existing_Space Heating_Natural Gas_Commissioning_A_Achievable Economic TRC Potential | F6 | Industrial | Other Industrial | Existing | Space Heating | Natural Gas | Commissioning | A | Incremental Winter Peak Savings (MW) | Achievable Economic TRC Potential | 0 | 0 | 0 | 0 | 0 | 0 | 0 | 0 | 0 | 0 | 0 | 0 | 0 | 0 | 0 | 0 | 0 | 0 | 0 | 0 | 0 | 0 | 0 | 0 | 0 | 0 | 0 | 0 | 0 | 0 | 0
F7_Industrial_Other Industrial_Existing_Space Heating_Natural Gas_Commissioning_A_Achievable Economic TRC Potential | F7 | Industrial | Other Industrial | Existing | Space Heating | Natural Gas | Commissioning | A | Cumulative Energy Savings (MWh or mTherms) | Achievable Economic TRC Potential | 0 | 0 | 0 | 0 | 0 | 0 | 0 | 0 | 0 | 0 | 0 | 0 | 0 | 0 | 0 | 0 | 0 | 0 | 0 | 0 | 0 | 0 | 0 | 0 | 0 | 0 | 0 | 0 | 0 | 0 | 0
F8_Industrial_Other Industrial_Existing_Space Heating_Natural Gas_Commissioning_A_Achievable Economic TRC Potential | F8 | Industrial | Other Industrial | Existing | Space Heating | Natural Gas | Commissioning | A | Cumulative Summer Peak Savings (MW) | Achievable Economic TRC Potential | 0 | 0 | 0 | 0 | 0 | 0 | 0 | 0 | 0 | 0 | 0 | 0 | 0 | 0 | 0 | 0 | 0 | 0 | 0 | 0 | 0 | 0 | 0 | 0 | 0 | 0 | 0 | 0 | 0 | 0 | 0
F9_Industrial_Other Industrial_Existing_Space Heating_Natural Gas_Commissioning_A_Achievable Economic TRC Potential | F9 | Industrial | Other Industrial | Existing | Space Heating | Natural Gas | Commissioning | A | Cumulative Winter Peak Savings (MW) | Achievable Economic TRC Potential | 0 | 0 | 0 | 0 | 0 | 0 | 0 | 0 | 0 | 0 | 0 | 0 | 0 | 0 | 0 | 0 | 0 | 0 | 0 | 0 | 0 | 0 | 0 | 0 | 0 | 0 | 0 | 0 | 0 | 0 | 0
F10_Industrial_Other Industrial_Existing_Space Heating_Natural Gas_Commissioning_A_Achievable Economic TRC Potential | F10 | Industrial | Other Industrial | Existing | Space Heating | Natural Gas | Commissioning | A | Purchases (Incremental) | Achievable Economic TRC Potential | 0 | 0 | 0 | 0 | 0 | 0 | 0 | 0 | 0 | 0 | 0 | 0 | 0 | 0 | 0 | 0 | 0 | 0 | 0 | 0 | 0 | 0 | 0 | 0 | 0 | 0 | 0 | 0 | 0 | 0 | 0
F11_Industrial_Other Industrial_Existing_Space Heating_Natural Gas_Commissioning_A_Achievable Economic TRC Potential | F11 | Industrial | Other Industrial | Existing | Space Heating | Natural Gas | Commissioning | A | Purchases (Cumulative) | Achievable Economic TRC Potential | 0 | 0 | 0 | 0 | 0 | 0 | 0 | 0 | 0 | 0 | 0 | 0 | 0 | 0 | 0 | 0 | 0 | 0 | 0 | 0 | 0 | 0 | 0 | 0 | 0 | 0 | 0 | 0 | 0 | 0 | 0
F1_Industrial_Other Industrial_Existing_Process_Natural Gas_Commissioning_A_Achievable Economic TRC Potential | F1 | Industrial | Other Industrial | Existing | Process | Natural Gas | Commissioning | A | Integrated Unit Energy Savings (kWh or therms) | Achievable Economic TRC Potential | 0 | 0 | 0 | 0 | 0 | 7.8488 | 7.8476 | 7.8467 | 7.846 | 7.8455 | 7.8449 | 7.8444 | 7.8441 | 7.8437 | 7.8434 | 7.8431 | 7.843 | 7.8428 | 7.8426 | 7.8426 | 7.8425 | 7.8424 | 7.8423 | 7.8422 | 7.8422 | 7.8421 | 7.8421 | 7.8421 | 0 | 0 | 0
F2_Industrial_Other Industrial_Existing_Process_Natural Gas_Commissioning_A_Achievable Economic TRC Potential | F2 | Industrial | Other Industrial | Existing | Process | Natural Gas | Commissioning | A | Integrated Unit Summer Peak Savings (kW) | Achievable Economic TRC Potential | 0 | 0 | 0 | 0 | 0 | 0 | 0 | 0 | 0 | 0 | 0 | 0 | 0 | 0 | 0 | 0 | 0 | 0 | 0 | 0 | 0 | 0 | 0 | 0 | 0 | 0 | 0 | 0 | 0 | 0 | 0
F3_Industrial_Other Industrial_Existing_Process_Natural Gas_Commissioning_A_Achievable Economic TRC Potential | F3 | Industrial | Other Industrial | Existing | Process | Natural Gas | Commissioning | A | Integrated Unit Winter Peak Savings (kW) | Achievable Economic TRC Potential | 0 | 0 | 0 | 0 | 0 | 0 | 0 | 0 | 0 | 0 | 0 | 0 | 0 | 0 | 0 | 0 | 0 | 0 | 0 | 0 | 0 | 0 | 0 | 0 | 0 | 0 | 0 | 0 | 0 | 0 | 0
F4_Industrial_Other Industrial_Existing_Process_Natural Gas_Commissioning_A_Achievable Economic TRC Potential | F4 | Industrial | Other Industrial | Existing | Process | Natural Gas | Commissioning | A | Incremental Energy Savings (MWh or mTherms) | Achievable Economic TRC Potential | 0 | 0 | 0 | 0 | 0 | 0 | 0 | 0 | 0 | 0 | 0 | 0 | 0 | 0 | 0 | 0 | 0 | 0 | 0 | 0 | 0 | 0 | 0 | 0 | 0 | 0 | 0 | 0 | 0 | 0 | 0
F5_Industrial_Other Industrial_Existing_Process_Natural Gas_Commissioning_A_Achievable Economic TRC Potential | F5 | Industrial | Other Industrial | Existing | Process | Natural Gas | Commissioning | A | Incremental Summer Peak Savings (MW) | Achievable Economic TRC Potential | 0 | 0 | 0 | 0 | 0 | 0 | 0 | 0 | 0 | 0 | 0 | 0 | 0 | 0 | 0 | 0 | 0 | 0 | 0 | 0 | 0 | 0 | 0 | 0 | 0 | 0 | 0 | 0 | 0 | 0 | 0
F6_Industrial_Other Industrial_Existing_Process_Natural Gas_Commissioning_A_Achievable Economic TRC Potential | F6 | Industrial | Other Industrial | Existing | Process | Natural Gas | Commissioning | A | Incremental Winter Peak Savings (MW) | Achievable Economic TRC Potential | 0 | 0 | 0 | 0 | 0 | 0 | 0 | 0 | 0 | 0 | 0 | 0 | 0 | 0 | 0 | 0 | 0 | 0 | 0 | 0 | 0 | 0 | 0 | 0 | 0 | 0 | 0 | 0 | 0 | 0 | 0
F7_Industrial_Other Industrial_Existing_Process_Natural Gas_Commissioning_A_Achievable Economic TRC Potential | F7 | Industrial | Other Industrial | Existing | Process | Natural Gas | Commissioning | A | Cumulative Energy Savings (MWh or mTherms) | Achievable Economic TRC Potential | 0 | 0 | 0 | 0 | 0 | 0 | 0 | 0 | 0 | 0 | 0 | 0 | 0 | 0 | 0 | 0 | 0 | 0 | 0 | 0 | 0 | 0 | 0 | 0 | 0 | 0 | 0 | 0 | 0 | 0 | 0
F8_Industrial_Other Industrial_Existing_Process_Natural Gas_Commissioning_A_Achievable Economic TRC Potential | F8 | Industrial | Other Industrial | Existing | Process | Natural Gas | Commissioning | A | Cumulative Summer Peak Savings (MW) | Achievable Economic TRC Potential | 0 | 0 | 0 | 0 | 0 | 0 | 0 | 0 | 0 | 0 | 0 | 0 | 0 | 0 | 0 | 0 | 0 | 0 | 0 | 0 | 0 | 0 | 0 | 0 | 0 | 0 | 0 | 0 | 0 | 0 | 0
F9_Industrial_Other Industrial_Existing_Process_Natural Gas_Commissioning_A_Achievable Economic TRC Potential | F9 | Industrial | Other Industrial | Existing | Process | Natural Gas | Commissioning | A | Cumulative Winter Peak Savings (MW) | Achievable Economic TRC Potential | 0 | 0 | 0 | 0 | 0 | 0 | 0 | 0 | 0 | 0 | 0 | 0 | 0 | 0 | 0 | 0 | 0 | 0 | 0 | 0 | 0 | 0 | 0 | 0 | 0 | 0 | 0 | 0 | 0 | 0 | 0
F10_Industrial_Other Industrial_Existing_Process_Natural Gas_Commissioning_A_Achievable Economic TRC Potential | F10 | Industrial | Other Industrial | Existing | Process | Natural Gas | Commissioning | A | Purchases (Incremental) | Achievable Economic TRC Potential | 0 | 0 | 0 | 0 | 0 | 0 | 0 | 0 | 0 | 0 | 0 | 0 | 0 | 0 | 0 | 0 | 0 | 0 | 0 | 0 | 0 | 0 | 0 | 0 | 0 | 0 | 0 | 0 | 0 | 0 | 0
F11_Industrial_Other Industrial_Existing_Process_Natural Gas_Commissioning_A_Achievable Economic TRC Potential | F11 | Industrial | Other Industrial | Existing | Process | Natural Gas | Commissioning | A | Purchases (Cumulative) | Achievable Economic TRC Potential | 0 | 0 | 0 | 0 | 0 | 0 | 0 | 0 | 0 | 0 | 0 | 0 | 0 | 0 | 0 | 0 | 0 | 0 | 0 | 0 | 0 | 0 | 0 | 0 | 0 | 0 | 0 | 0 | 0 | 0 | 0
F1_Industrial_Other Industrial_Existing_Space Heating_Natural Gas_Retrocommissioning_A_Achievable Economic TRC Potential | F1 | Industrial | Other Industrial | Existing | Space Heating | Natural Gas | Retrocommissioning | A | Integrated Unit Energy Savings (kWh or therms) | Achievable Economic TRC Potential | 0 | 0 | 0 | 0 | 0 | 0.52251 | 0.5198 | 0.5164 | 0.51269 | 0.50867 | 0.50443 | 0.49994 | 0.49532 | 0.49049 | 0.48516 | 0.47999 | 0.47477 | 0.46986 | 0.46521 | 0.46082 | 0.45669 | 0.45251 | 0.44891 | 0.44556 | 0.44243 | 0.43955 | 0.43708 | 0.43477 | 0 | 0 | 0
F2_Industrial_Other Industrial_Existing_Space Heating_Natural Gas_Retrocommissioning_A_Achievable Economic TRC Potential | F2 | Industrial | Other Industrial | Existing | Space Heating | Natural Gas | Retrocommissioning | A | Integrated Unit Summer Peak Savings (kW) | Achievable Economic TRC Potential | 0 | 0 | 0 | 0 | 0 | 0 | 0 | 0 | 0 | 0 | 0 | 0 | 0 | 0 | 0 | 0 | 0 | 0 | 0 | 0 | 0 | 0 | 0 | 0 | 0 | 0 | 0 | 0 | 0 | 0 | 0
F3_Industrial_Other Industrial_Existing_Space Heating_Natural Gas_Retrocommissioning_A_Achievable Economic TRC Potential | F3 | Industrial | Other Industrial | Existing | Space Heating | Natural Gas | Retrocommissioning | A | Integrated Unit Winter Peak Savings (kW) | Achievable Economic TRC Potential | 0 | 0 | 0 | 0 | 0 | 0 | 0 | 0 | 0 | 0 | 0 | 0 | 0 | 0 | 0 | 0 | 0 | 0 | 0 | 0 | 0 | 0 | 0 | 0 | 0 | 0 | 0 | 0 | 0 | 0 | 0
F4_Industrial_Other Industrial_Existing_Space Heating_Natural Gas_Retrocommissioning_A_Achievable Economic TRC Potential | F4 | Industrial | Other Industrial | Existing | Space Heating | Natural Gas | Retrocommissioning | A | Incremental Energy Savings (MWh or mTherms) | Achievable Economic TRC Potential | 0 | 0 | 0 | 0 | 0 | 0.093735 | 0.093198 | 0.092043 | 0.091432 | 0.090789 | 0.088889 | 0.087857 | 0.086868 | 0.084656 | 0.084055 | 0.082366 | 0.081482 | 0.080233 | 0.07873 | 0.07808 | 0.077059 | 0.076057 | 0.075177 | 0.074363 | 0.073607 | 0 | 0 | 0 | 0 | 0 | 0
F5_Industrial_Other Industrial_Existing_Space Heating_Natural Gas_Retrocommissioning_A_Achievable Economic TRC Potential | F5 | Industrial | Other Industrial | Existing | Space Heating | Natural Gas | Retrocommissioning | A | Incremental Summer Peak Savings (MW) | Achievable Economic TRC Potential | 0 | 0 | 0 | 0 | 0 | 0 | 0 | 0 | 0 | 0 | 0 | 0 | 0 | 0 | 0 | 0 | 0 | 0 | 0 | 0 | 0 | 0 | 0 | 0 | 0 | 0 | 0 | 0 | 0 | 0 | 0
F6_Industrial_Other Industrial_Existing_Space Heating_Natural Gas_Retrocommissioning_A_Achievable Economic TRC Potential | F6 | Industrial | Other Industrial | Existing | Space Heating | Natural Gas | Retrocommissioning | A | Incremental Winter Peak Savings (MW) | Achievable Economic TRC Potential | 0 | 0 | 0 | 0 | 0 | 0 | 0 | 0 | 0 | 0 | 0 | 0 | 0 | 0 | 0 | 0 | 0 | 0 | 0 | 0 | 0 | 0 | 0 | 0 | 0 | 0 | 0 | 0 | 0 | 0 | 0
F7_Industrial_Other Industrial_Existing_Space Heating_Natural Gas_Retrocommissioning_A_Achievable Economic TRC Potential | F7 | Industrial | Other Industrial | Existing | Space Heating | Natural Gas | Retrocommissioning | A | Cumulative Energy Savings (MWh or mTherms) | Achievable Economic TRC Potential | 0 | 0 | 0 | 0 | 0 | 0.093735 | 0.18645 | 0.27727 | 0.36671 | 0.45462 | 0.53972 | 0.62278 | 0.70388 | 0.78169 | 0.85724 | 0.93047 | 1.0018 | 1.0717 | 1.1398 | 1.2072 | 1.2734 | 1.3378 | 1.4023 | 1.4662 | 1.5295 | 1.5196 | 1.511 | 1.503 | 0 | 0 | 0
F8_Industrial_Other Industrial_Existing_Space Heating_Natural Gas_Retrocommissioning_A_Achievable Economic TRC Potential | F8 | Industrial | Other Industrial | Existing | Space Heating | Natural Gas | Retrocommissioning | A | Cumulative Summer Peak Savings (MW) | Achievable Economic TRC Potential | 0 | 0 | 0 | 0 | 0 | 0 | 0 | 0 | 0 | 0 | 0 | 0 | 0 | 0 | 0 | 0 | 0 | 0 | 0 | 0 | 0 | 0 | 0 | 0 | 0 | 0 | 0 | 0 | 0 | 0 | 0
F9_Industrial_Other Industrial_Existing_Space Heating_Natural Gas_Retrocommissioning_A_Achievable Economic TRC Potential | F9 | Industrial | Other Industrial | Existing | Space Heating | Natural Gas | Retrocommissioning | A | Cumulative Winter Peak Savings (MW) | Achievable Economic TRC Potential | 0 | 0 | 0 | 0 | 0 | 0 | 0 | 0 | 0 | 0 | 0 | 0 | 0 | 0 | 0 | 0 | 0 | 0 | 0 | 0 | 0 | 0 | 0 | 0 | 0 | 0 | 0 | 0 | 0 | 0 | 0
F10_Industrial_Other Industrial_Existing_Space Heating_Natural Gas_Retrocommissioning_A_Achievable Economic TRC Potential | F10 | Industrial | Other Industrial | Existing | Space Heating | Natural Gas | Retrocommissioning | A | Purchases (Incremental) | Achievable Economic TRC Potential | 0 | 0 | 0 | 0 | 0 | 179.395 | 179.2966 | 178.2392 | 178.3355 | 178.483 | 176.2164 | 175.7349 | 175.3781 | 172.5931 | 173.2521 | 171.5999 | 171.6222 | 170.7584 | 169.2353 | 169.4357 | 168.7351 | 168.0788 | 167.4664 | 166.8973 | 166.371 | 0 | 0 | 0 | 0 | 0 | 0
F11_Industrial_Other Industrial_Existing_Space Heating_Natural Gas_Retrocommissioning_A_Achievable Economic TRC Potential | F11 | Industrial | Other Industrial | Existing | Space Heating | Natural Gas | Retrocommissioning | A | Purchases (Cumulative) | Achievable Economic TRC Potential | 0 | 0 | 0 | 0 | 0 | 179.395 | 358.6916 | 536.9307 | 715.2663 | 893.7493 | 1069.9657 | 1245.7006 | 1421.0787 | 1593.6719 | 1766.924 | 1938.5239 | 2110.1461 | 2280.9045 | 2450.1398 | 2619.5755 | 2788.3106 | 2956.3894 | 3123.8558 | 3290.753 | 3457.124 | 3457.124 | 3457.124 | 3457.124 | 3457.124 | 3457.124 | 3457.124
F1_Industrial_Other Industrial_Existing_Process_Natural Gas_Retrocommissioning_A_Achievable Economic TRC Potential | F1 | Industrial | Other Industrial | Existing | Process | Natural Gas | Retrocommissioning | A | Integrated Unit Energy Savings (kWh or therms) | Achievable Economic TRC Potential | 0 | 0 | 0 | 0 | 0 | 0 | 0 | 0 | 0 | 0 | 0 | 0 | 0 | 0 | 0 | 0 | 0 | 0 | 0 | 0 | 0 | 0 | 0 | 0 | 0 | 0 | 0 | 0 | 0 | 0 | 0
F2_Industrial_Other Industrial_Existing_Process_Natural Gas_Retrocommissioning_A_Achievable Economic TRC Potential | F2 | Industrial | Other Industrial | Existing | Process | Natural Gas | Retrocommissioning | A | Integrated Unit Summer Peak Savings (kW) | Achievable Economic TRC Potential | 0 | 0 | 0 | 0 | 0 | 0 | 0 | 0 | 0 | 0 | 0 | 0 | 0 | 0 | 0 | 0 | 0 | 0 | 0 | 0 | 0 | 0 | 0 | 0 | 0 | 0 | 0 | 0 | 0 | 0 | 0
F3_Industrial_Other Industrial_Existing_Process_Natural Gas_Retrocommissioning_A_Achievable Economic TRC Potential | F3 | Industrial | Other Industrial | Existing | Process | Natural Gas | Retrocommissioning | A | Integrated Unit Winter Peak Savings (kW) | Achievable Economic TRC Potential | 0 | 0 | 0 | 0 | 0 | 0 | 0 | 0 | 0 | 0 | 0 | 0 | 0 | 0 | 0 | 0 | 0 | 0 | 0 | 0 | 0 | 0 | 0 | 0 | 0 | 0 | 0 | 0 | 0 | 0 | 0
F4_Industrial_Other Industrial_Existing_Process_Natural Gas_Retrocommissioning_A_Achievable Economic TRC Potential | F4 | Industrial | Other Industrial | Existing | Process | Natural Gas | Retrocommissioning | A | Incremental Energy Savings (MWh or mTherms) | Achievable Economic TRC Potential | 0 | 0 | 0 | 0 | 0 | 0 | 0 | 0 | 0 | 0 | 0 | 0 | 0 | 0 | 0 | 0 | 0 | 0 | 0 | 0 | 0 | 0 | 0 | 0 | 0 | 0 | 0 | 0 | 0 | 0 | 0
F5_Industrial_Other Industrial_Existing_Process_Natural Gas_Retrocommissioning_A_Achievable Economic TRC Potential | F5 | Industrial | Other Industrial | Existing | Process | Natural Gas | Retrocommissioning | A | Incremental Summer Peak Savings (MW) | Achievable Economic TRC Potential | 0 | 0 | 0 | 0 | 0 | 0 | 0 | 0 | 0 | 0 | 0 | 0 | 0 | 0 | 0 | 0 | 0 | 0 | 0 | 0 | 0 | 0 | 0 | 0 | 0 | 0 | 0 | 0 | 0 | 0 | 0
F6_Industrial_Other Industrial_Existing_Process_Natural Gas_Retrocommissioning_A_Achievable Economic TRC Potential | F6 | Industrial | Other Industrial | Existing | Process | Natural Gas | Retrocommissioning | A | Incremental Winter Peak Savings (MW) | Achievable Economic TRC Potential | 0 | 0 | 0 | 0 | 0 | 0 | 0 | 0 | 0 | 0 | 0 | 0 | 0 | 0 | 0 | 0 | 0 | 0 | 0 | 0 | 0 | 0 | 0 | 0 | 0 | 0 | 0 | 0 | 0 | 0 | 0
F7_Industrial_Other Industrial_Existing_Process_Natural Gas_Retrocommissioning_A_Achievable Economic TRC Potential | F7 | Industrial | Other Industrial | Existing | Process | Natural Gas | Retrocommissioning | A | Cumulative Energy Savings (MWh or mTherms) | Achievable Economic TRC Potential | 0 | 0 | 0 | 0 | 0 | 0 | 0 | 0 | 0 | 0 | 0 | 0 | 0 | 0 | 0 | 0 | 0 | 0 | 0 | 0 | 0 | 0 | 0 | 0 | 0 | 0 | 0 | 0 | 0 | 0 | 0
F8_Industrial_Other Industrial_Existing_Process_Natural Gas_Retrocommissioning_A_Achievable Economic TRC Potential | F8 | Industrial | Other Industrial | Existing | Process | Natural Gas | Retrocommissioning | A | Cumulative Summer Peak Savings (MW) | Achievable Economic TRC Potential | 0 | 0 | 0 | 0 | 0 | 0 | 0 | 0 | 0 | 0 | 0 | 0 | 0 | 0 | 0 | 0 | 0 | 0 | 0 | 0 | 0 | 0 | 0 | 0 | 0 | 0 | 0 | 0 | 0 | 0 | 0
F9_Industrial_Other Industrial_Existing_Process_Natural Gas_Retrocommissioning_A_Achievable Economic TRC Potential | F9 | Industrial | Other Industrial | Existing | Process | Natural Gas | Retrocommissioning | A | Cumulative Winter Peak Savings (MW) | Achievable Economic TRC Potential | 0 | 0 | 0 | 0 | 0 | 0 | 0 | 0 | 0 | 0 | 0 | 0 | 0 | 0 | 0 | 0 | 0 | 0 | 0 | 0 | 0 | 0 | 0 | 0 | 0 | 0 | 0 | 0 | 0 | 0 | 0
F10_Industrial_Other Industrial_Existing_Process_Natural Gas_Retrocommissioning_A_Achievable Economic TRC Potential | F10 | Industrial | Other Industrial | Existing | Process | Natural Gas | Retrocommissioning | A | Purchases (Incremental) | Achievable Economic TRC Potential | 0 | 0 | 0 | 0 | 0 | 179.395 | 179.2966 | 178.2392 | 178.3355 | 178.483 | 176.2164 | 175.7349 | 175.3781 | 172.5931 | 173.2521 | 171.5999 | 171.6222 | 170.7584 | 169.2353 | 169.4357 | 168.7351 | 168.0788 | 167.4664 | 166.8973 | 166.371 | 0 | 0 | 0 | 0 | 0 | 0
F11_Industrial_Other Industrial_Existing_Process_Natural Gas_Retrocommissioning_A_Achievable Economic TRC Potential | F11 | Industrial | Other Industrial | Existing | Process | Natural Gas | Retrocommissioning | A | Purchases (Cumulative) | Achievable Economic TRC Potential | 0 | 0 | 0 | 0 | 0 | 179.395 | 358.6916 | 536.9307 | 715.2663 | 893.7493 | 1069.9657 | 1245.7006 | 1421.0787 | 1593.6719 | 1766.924 | 1938.5239 | 2110.1461 | 2280.9045 | 2450.1398 | 2619.5755 | 2788.3106 | 2956.3894 | 3123.8558 | 3290.753 | 3457.124 | 3457.124 | 3457.124 | 3457.124 | 3457.124 | 3457.124 | 3457.124
F1_Industrial_Other Industrial_New_Space Heating_Natural Gas_Insulation - Roof/Ceiling_A_Achievable Economic TRC Potential | F1 | Industrial | Other Industrial | New | Space Heating | Natural Gas | Insulation - Roof/Ceiling | A | Integrated Unit Energy Savings (kWh or therms) | Achievable Economic TRC Potential | 0 | 0 | 0 | 0 | 0 | 0.093625 | 0.092044 | 0.090723 | 0.089565 | 0.088504 | 0.087537 | 0.086372 | 0.085097 | 0.083781 | 0.082459 | 0.081232 | 0.080102 | 0.07913 | 0.077926 | 0.076998 | 0.076305 | 0.07578 | 0.075511 | 0.07537 | 0.075322 | 0.075338 | 0.075374 | 0.07543 | 0 | 0 | 0
F2_Industrial_Other Industrial_New_Space Heating_Natural Gas_Insulation - Roof/Ceiling_A_Achievable Economic TRC Potential | F2 | Industrial | Other Industrial | New | Space Heating | Natural Gas | Insulation - Roof/Ceiling | A | Integrated Unit Summer Peak Savings (kW) | Achievable Economic TRC Potential | 0 | 0 | 0 | 0 | 0 | 0 | 0 | 0 | 0 | 0 | 0 | 0 | 0 | 0 | 0 | 0 | 0 | 0 | 0 | 0 | 0 | 0 | 0 | 0 | 0 | 0 | 0 | 0 | 0 | 0 | 0
F3_Industrial_Other Industrial_New_Space Heating_Natural Gas_Insulation - Roof/Ceiling_A_Achievable Economic TRC Potential | F3 | Industrial | Other Industrial | New | Space Heating | Natural Gas | Insulation - Roof/Ceiling | A | Integrated Unit Winter Peak Savings (kW) | Achievable Economic TRC Potential | 0 | 0 | 0 | 0 | 0 | 0 | 0 | 0 | 0 | 0 | 0 | 0 | 0 | 0 | 0 | 0 | 0 | 0 | 0 | 0 | 0 | 0 | 0 | 0 | 0 | 0 | 0 | 0 | 0 | 0 | 0
F4_Industrial_Other Industrial_New_Space Heating_Natural Gas_Insulation - Roof/Ceiling_A_Achievable Economic TRC Potential | F4 | Industrial | Other Industrial | New | Space Heating | Natural Gas | Insulation - Roof/Ceiling | A | Incremental Energy Savings (MWh or mTherms) | Achievable Economic TRC Potential | 0 | 0 | 0 | 0 | 0 | 0 | 0 | 0 | 0 | 0 | 0 | 0 | 0 | 0 | 0 | 0 | 0 | 0 | 0 | 0 | 0 | 0 | 0 | 0 | 0 | 0 | 0 | 0 | 0 | 0 | 0
F5_Industrial_Other Industrial_New_Space Heating_Natural Gas_Insulation - Roof/Ceiling_A_Achievable Economic TRC Potential | F5 | Industrial | Other Industrial | New | Space Heating | Natural Gas | Insulation - Roof/Ceiling | A | Incremental Summer Peak Savings (MW) | Achievable Economic TRC Potential | 0 | 0 | 0 | 0 | 0 | 0 | 0 | 0 | 0 | 0 | 0 | 0 | 0 | 0 | 0 | 0 | 0 | 0 | 0 | 0 | 0 | 0 | 0 | 0 | 0 | 0 | 0 | 0 | 0 | 0 | 0
F6_Industrial_Other Industrial_New_Space Heating_Natural Gas_Insulation - Roof/Ceiling_A_Achievable Economic TRC Potential | F6 | Industrial | Other Industrial | New | Space Heating | Natural Gas | Insulation - Roof/Ceiling | A | Incremental Winter Peak Savings (MW) | Achievable Economic TRC Potential | 0 | 0 | 0 | 0 | 0 | 0 | 0 | 0 | 0 | 0 | 0 | 0 | 0 | 0 | 0 | 0 | 0 | 0 | 0 | 0 | 0 | 0 | 0 | 0 | 0 | 0 | 0 | 0 | 0 | 0 | 0
F7_Industrial_Other Industrial_New_Space Heating_Natural Gas_Insulation - Roof/Ceiling_A_Achievable Economic TRC Potential | F7 | Industrial | Other Industrial | New | Space Heating | Natural Gas | Insulation - Roof/Ceiling | A | Cumulative Energy Savings (MWh or mTherms) | Achievable Economic TRC Potential | 0 | 0 | 0 | 0 | 0 | 0 | 0 | 0 | 0 | 0 | 0 | 0 | 0 | 0 | 0 | 0 | 0 | 0 | 0 | 0 | 0 | 0 | 0 | 0 | 0 | 0 | 0 | 0 | 0 | 0 | 0
F8_Industrial_Other Industrial_New_Space Heating_Natural Gas_Insulation - Roof/Ceiling_A_Achievable Economic TRC Potential | F8 | Industrial | Other Industrial | New | Space Heating | Natural Gas | Insulation - Roof/Ceiling | A | Cumulative Summer Peak Savings (MW) | Achievable Economic TRC Potential | 0 | 0 | 0 | 0 | 0 | 0 | 0 | 0 | 0 | 0 | 0 | 0 | 0 | 0 | 0 | 0 | 0 | 0 | 0 | 0 | 0 | 0 | 0 | 0 | 0 | 0 | 0 | 0 | 0 | 0 | 0
F9_Industrial_Other Industrial_New_Space Heating_Natural Gas_Insulation - Roof/Ceiling_A_Achievable Economic TRC Potential | F9 | Industrial | Other Industrial | New | Space Heating | Natural Gas | Insulation - Roof/Ceiling | A | Cumulative Winter Peak Savings (MW) | Achievable Economic TRC Potential | 0 | 0 | 0 | 0 | 0 | 0 | 0 | 0 | 0 | 0 | 0 | 0 | 0 | 0 | 0 | 0 | 0 | 0 | 0 | 0 | 0 | 0 | 0 | 0 | 0 | 0 | 0 | 0 | 0 | 0 | 0
F10_Industrial_Other Industrial_New_Space Heating_Natural Gas_Insulation - Roof/Ceiling_A_Achievable Economic TRC Potential | F10 | Industrial | Other Industrial | New | Space Heating | Natural Gas | Insulation - Roof/Ceiling | A | Purchases (Incremental) | Achievable Economic TRC Potential | 0 | 0 | 0 | 0 | 0 | 0 | 0 | 0 | 0 | 0 | 0 | 0 | 0 | 0 | 0 | 0 | 0 | 0 | 0 | 0 | 0 | 0 | 0 | 0 | 0 | 0 | 0 | 0 | 0 | 0 | 0
F11_Industrial_Other Industrial_New_Space Heating_Natural Gas_Insulation - Roof/Ceiling_A_Achievable Economic TRC Potential | F11 | Industrial | Other Industrial | New | Space Heating | Natural Gas | Insulation - Roof/Ceiling | A | Purchases (Cumulative) | Achievable Economic TRC Potential | 0 | 0 | 0 | 0 | 0 | 0 | 0 | 0 | 0 | 0 | 0 | 0 | 0 | 0 | 0 | 0 | 0 | 0 | 0 | 0 | 0 | 0 | 0 | 0 | 0 | 0 | 0 | 0 | 0 | 0 | 0
F1_Industrial_Other Industrial_New_Space Heating_Natural Gas_Insulation - Wall Cavity_A_Achievable Economic TRC Potential | F1 | Industrial | Other Industrial | New | Space Heating | Natural Gas | Insulation - Wall Cavity | A | Integrated Unit Energy Savings (kWh or therms) | Achievable Economic TRC Potential | 0 | 0 | 0 | 0 | 0 | 0.016861 | 0.016576 | 0.016338 | 0.01613 | 0.015939 | 0.015765 | 0.015555 | 0.015325 | 0.015088 | 0.01485 | 0.014629 | 0.014426 | 0.014251 | 0.014034 | 0.013867 | 0.013742 | 0.013647 | 0.013599 | 0.013573 | 0.013565 | 0.013568 | 0.013574 | 0.013584 | 0 | 0 | 0
F2_Industrial_Other Industrial_New_Space Heating_Natural Gas_Insulation - Wall Cavity_A_Achievable Economic TRC Potential | F2 | Industrial | Other Industrial | New | Space Heating | Natural Gas | Insulation - Wall Cavity | A | Integrated Unit Summer Peak Savings (kW) | Achievable Economic TRC Potential | 0 | 0 | 0 | 0 | 0 | 0 | 0 | 0 | 0 | 0 | 0 | 0 | 0 | 0 | 0 | 0 | 0 | 0 | 0 | 0 | 0 | 0 | 0 | 0 | 0 | 0 | 0 | 0 | 0 | 0 | 0
F3_Industrial_Other Industrial_New_Space Heating_Natural Gas_Insulation - Wall Cavity_A_Achievable Economic TRC Potential | F3 | Industrial | Other Industrial | New | Space Heating | Natural Gas | Insulation - Wall Cavity | A | Integrated Unit Winter Peak Savings (kW) | Achievable Economic TRC Potential | 0 | 0 | 0 | 0 | 0 | 0 | 0 | 0 | 0 | 0 | 0 | 0 | 0 | 0 | 0 | 0 | 0 | 0 | 0 | 0 | 0 | 0 | 0 | 0 | 0 | 0 | 0 | 0 | 0 | 0 | 0
F4_Industrial_Other Industrial_New_Space Heating_Natural Gas_Insulation - Wall Cavity_A_Achievable Economic TRC Potential | F4 | Industrial | Other Industrial | New | Space Heating | Natural Gas | Insulation - Wall Cavity | A | Incremental Energy Savings (MWh or mTherms) | Achievable Economic TRC Potential | 0 | 0 | 0 | 0 | 0 | 0 | 0 | 0 | 0 | 0 | 0 | 0 | 0 | 0 | 0 | 0 | 0 | 0 | 0 | 0 | 0 | 0 | 0 | 0 | 0 | 0 | 0 | 0 | 0 | 0 | 0
F5_Industrial_Other Industrial_New_Space Heating_Natural Gas_Insulation - Wall Cavity_A_Achievable Economic TRC Potential | F5 | Industrial | Other Industrial | New | Space Heating | Natural Gas | Insulation - Wall Cavity | A | Incremental Summer Peak Savings (MW) | Achievable Economic TRC Potential | 0 | 0 | 0 | 0 | 0 | 0 | 0 | 0 | 0 | 0 | 0 | 0 | 0 | 0 | 0 | 0 | 0 | 0 | 0 | 0 | 0 | 0 | 0 | 0 | 0 | 0 | 0 | 0 | 0 | 0 | 0
F6_Industrial_Other Industrial_New_Space Heating_Natural Gas_Insulation - Wall Cavity_A_Achievable Economic TRC Potential | F6 | Industrial | Other Industrial | New | Space Heating | Natural Gas | Insulation - Wall Cavity | A | Incremental Winter Peak Savings (MW) | Achievable Economic TRC Potential | 0 | 0 | 0 | 0 | 0 | 0 | 0 | 0 | 0 | 0 | 0 | 0 | 0 | 0 | 0 | 0 | 0 | 0 | 0 | 0 | 0 | 0 | 0 | 0 | 0 | 0 | 0 | 0 | 0 | 0 | 0
F7_Industrial_Other Industrial_New_Space Heating_Natural Gas_Insulation - Wall Cavity_A_Achievable Economic TRC Potential | F7 | Industrial | Other Industrial | New | Space Heating | Natural Gas | Insulation - Wall Cavity | A | Cumulative Energy Savings (MWh or mTherms) | Achievable Economic TRC Potential | 0 | 0 | 0 | 0 | 0 | 0 | 0 | 0 | 0 | 0 | 0 | 0 | 0 | 0 | 0 | 0 | 0 | 0 | 0 | 0 | 0 | 0 | 0 | 0 | 0 | 0 | 0 | 0 | 0 | 0 | 0
F8_Industrial_Other Industrial_New_Space Heating_Natural Gas_Insulation - Wall Cavity_A_Achievable Economic TRC Potential | F8 | Industrial | Other Industrial | New | Space Heating | Natural Gas | Insulation - Wall Cavity | A | Cumulative Summer Peak Savings (MW) | Achievable Economic TRC Potential | 0 | 0 | 0 | 0 | 0 | 0 | 0 | 0 | 0 | 0 | 0 | 0 | 0 | 0 | 0 | 0 | 0 | 0 | 0 | 0 | 0 | 0 | 0 | 0 | 0 | 0 | 0 | 0 | 0 | 0 | 0
F9_Industrial_Other Industrial_New_Space Heating_Natural Gas_Insulation - Wall Cavity_A_Achievable Economic TRC Potential | F9 | Industrial | Other Industrial | New | Space Heating | Natural Gas | Insulation - Wall Cavity | A | Cumulative Winter Peak Savings (MW) | Achievable Economic TRC Potential | 0 | 0 | 0 | 0 | 0 | 0 | 0 | 0 | 0 | 0 | 0 | 0 | 0 | 0 | 0 | 0 | 0 | 0 | 0 | 0 | 0 | 0 | 0 | 0 | 0 | 0 | 0 | 0 | 0 | 0 | 0
F10_Industrial_Other Industrial_New_Space Heating_Natural Gas_Insulation - Wall Cavity_A_Achievable Economic TRC Potential | F10 | Industrial | Other Industrial | New | Space Heating | Natural Gas | Insulation - Wall Cavity | A | Purchases (Incremental) | Achievable Economic TRC Potential | 0 | 0 | 0 | 0 | 0 | 0 | 0 | 0 | 0 | 0 | 0 | 0 | 0 | 0 | 0 | 0 | 0 | 0 | 0 | 0 | 0 | 0 | 0 | 0 | 0 | 0 | 0 | 0 | 0 | 0 | 0
F11_Industrial_Other Industrial_New_Space Heating_Natural Gas_Insulation - Wall Cavity_A_Achievable Economic TRC Potential | F11 | Industrial | Other Industrial | New | Space Heating | Natural Gas | Insulation - Wall Cavity | A | Purchases (Cumulative) | Achievable Economic TRC Potential | 0 | 0 | 0 | 0 | 0 | 0 | 0 | 0 | 0 | 0 | 0 | 0 | 0 | 0 | 0 | 0 | 0 | 0 | 0 | 0 | 0 | 0 | 0 | 0 | 0 | 0 | 0 | 0 | 0 | 0 | 0
F1_Industrial_Other Industrial_New_Space Heating_Natural Gas_Insulation - Ducting_A_Achievable Economic TRC Potential | F1 | Industrial | Other Industrial | New | Space Heating | Natural Gas | Insulation - Ducting | A | Integrated Unit Energy Savings (kWh or therms) | Achievable Economic TRC Potential | 0 | 0 | 0 | 0 | 0 | 0 | 0 | 0 | 0 | 0 | 0 | 0 | 0 | 0 | 0 | 0 | 0 | 0 | 0 | 0 | 0 | 0 | 0 | 0 | 0 | 0 | 0 | 0 | 0 | 0 | 0
F2_Industrial_Other Industrial_New_Space Heating_Natural Gas_Insulation - Ducting_A_Achievable Economic TRC Potential | F2 | Industrial | Other Industrial | New | Space Heating | Natural Gas | Insulation - Ducting | A | Integrated Unit Summer Peak Savings (kW) | Achievable Economic TRC Potential | 0 | 0 | 0 | 0 | 0 | 0 | 0 | 0 | 0 | 0 | 0 | 0 | 0 | 0 | 0 | 0 | 0 | 0 | 0 | 0 | 0 | 0 | 0 | 0 | 0 | 0 | 0 | 0 | 0 | 0 | 0
F3_Industrial_Other Industrial_New_Space Heating_Natural Gas_Insulation - Ducting_A_Achievable Economic TRC Potential | F3 | Industrial | Other Industrial | New | Space Heating | Natural Gas | Insulation - Ducting | A | Integrated Unit Winter Peak Savings (kW) | Achievable Economic TRC Potential | 0 | 0 | 0 | 0 | 0 | 0 | 0 | 0 | 0 | 0 | 0 | 0 | 0 | 0 | 0 | 0 | 0 | 0 | 0 | 0 | 0 | 0 | 0 | 0 | 0 | 0 | 0 | 0 | 0 | 0 | 0
F4_Industrial_Other Industrial_New_Space Heating_Natural Gas_Insulation - Ducting_A_Achievable Economic TRC Potential | F4 | Industrial | Other Industrial | New | Space Heating | Natural Gas | Insulation - Ducting | A | Incremental Energy Savings (MWh or mTherms) | Achievable Economic TRC Potential | 0 | 0 | 0 | 0 | 0 | 0 | 0 | 0 | 0 | 0 | 0 | 0 | 0 | 0 | 0 | 0 | 0 | 0 | 0 | 0 | 0 | 0 | 0 | 0 | 0 | 0 | 0 | 0 | 0 | 0 | 0
F5_Industrial_Other Industrial_New_Space Heating_Natural Gas_Insulation - Ducting_A_Achievable Economic TRC Potential | F5 | Industrial | Other Industrial | New | Space Heating | Natural Gas | Insulation - Ducting | A | Incremental Summer Peak Savings (MW) | Achievable Economic TRC Potential | 0 | 0 | 0 | 0 | 0 | 0 | 0 | 0 | 0 | 0 | 0 | 0 | 0 | 0 | 0 | 0 | 0 | 0 | 0 | 0 | 0 | 0 | 0 | 0 | 0 | 0 | 0 | 0 | 0 | 0 | 0
F6_Industrial_Other Industrial_New_Space Heating_Natural Gas_Insulation - Ducting_A_Achievable Economic TRC Potential | F6 | Industrial | Other Industrial | New | Space Heating | Natural Gas | Insulation - Ducting | A | Incremental Winter Peak Savings (MW) | Achievable Economic TRC Potential | 0 | 0 | 0 | 0 | 0 | 0 | 0 | 0 | 0 | 0 | 0 | 0 | 0 | 0 | 0 | 0 | 0 | 0 | 0 | 0 | 0 | 0 | 0 | 0 | 0 | 0 | 0 | 0 | 0 | 0 | 0
F7_Industrial_Other Industrial_New_Space Heating_Natural Gas_Insulation - Ducting_A_Achievable Economic TRC Potential | F7 | Industrial | Other Industrial | New | Space Heating | Natural Gas | Insulation - Ducting | A | Cumulative Energy Savings (MWh or mTherms) | Achievable Economic TRC Potential | 0 | 0 | 0 | 0 | 0 | 0 | 0 | 0 | 0 | 0 | 0 | 0 | 0 | 0 | 0 | 0 | 0 | 0 | 0 | 0 | 0 | 0 | 0 | 0 | 0 | 0 | 0 | 0 | 0 | 0 | 0
F8_Industrial_Other Industrial_New_Space Heating_Natural Gas_Insulation - Ducting_A_Achievable Economic TRC Potential | F8 | Industrial | Other Industrial | New | Space Heating | Natural Gas | Insulation - Ducting | A | Cumulative Summer Peak Savings (MW) | Achievable Economic TRC Potential | 0 | 0 | 0 | 0 | 0 | 0 | 0 | 0 | 0 | 0 | 0 | 0 | 0 | 0 | 0 | 0 | 0 | 0 | 0 | 0 | 0 | 0 | 0 | 0 | 0 | 0 | 0 | 0 | 0 | 0 | 0
F9_Industrial_Other Industrial_New_Space Heating_Natural Gas_Insulation - Ducting_A_Achievable Economic TRC Potential | F9 | Industrial | Other Industrial | New | Space Heating | Natural Gas | Insulation - Ducting | A | Cumulative Winter Peak Savings (MW) | Achievable Economic TRC Potential | 0 | 0 | 0 | 0 | 0 | 0 | 0 | 0 | 0 | 0 | 0 | 0 | 0 | 0 | 0 | 0 | 0 | 0 | 0 | 0 | 0 | 0 | 0 | 0 | 0 | 0 | 0 | 0 | 0 | 0 | 0
F10_Industrial_Other Industrial_New_Space Heating_Natural Gas_Insulation - Ducting_A_Achievable Economic TRC Potential | F10 | Industrial | Other Industrial | New | Space Heating | Natural Gas | Insulation - Ducting | A | Purchases (Incremental) | Achievable Economic TRC Potential | 0 | 0 | 0 | 0 | 0 | 0 | 0 | 0 | 0 | 0 | 0 | 0 | 0 | 0 | 0 | 0 | 0 | 0 | 0 | 0 | 0 | 0 | 0 | 0 | 0 | 0 | 0 | 0 | 0 | 0 | 0
F11_Industrial_Other Industrial_New_Space Heating_Natural Gas_Insulation - Ducting_A_Achievable Economic TRC Potential | F11 | Industrial | Other Industrial | New | Space Heating | Natural Gas | Insulation - Ducting | A | Purchases (Cumulative) | Achievable Economic TRC Potential | 0 | 0 | 0 | 0 | 0 | 0 | 0 | 0 | 0 | 0 | 0 | 0 | 0 | 0 | 0 | 0 | 0 | 0 | 0 | 0 | 0 | 0 | 0 | 0 | 0 | 0 | 0 | 0 | 0 | 0 | 0
F1_Industrial_Other Industrial_New_Space Heating_Natural Gas_HVAC - Duct Repair and Sealing_A_Achievable Economic TRC Potential | F1 | Industrial | Other Industrial | New | Space Heating | Natural Gas | HVAC - Duct Repair and Sealing | A | Integrated Unit Energy Savings (kWh or therms) | Achievable Economic TRC Potential | 0 | 0 | 0 | 0 | 0 | 0 | 0 | 0 | 0 | 0 | 0 | 0 | 0 | 0 | 0 | 0 | 0 | 0 | 0 | 0 | 0 | 0 | 0 | 0 | 0 | 0 | 0 | 0 | 0 | 0 | 0
F2_Industrial_Other Industrial_New_Space Heating_Natural Gas_HVAC - Duct Repair and Sealing_A_Achievable Economic TRC Potential | F2 | Industrial | Other Industrial | New | Space Heating | Natural Gas | HVAC - Duct Repair and Sealing | A | Integrated Unit Summer Peak Savings (kW) | Achievable Economic TRC Potential | 0 | 0 | 0 | 0 | 0 | 0 | 0 | 0 | 0 | 0 | 0 | 0 | 0 | 0 | 0 | 0 | 0 | 0 | 0 | 0 | 0 | 0 | 0 | 0 | 0 | 0 | 0 | 0 | 0 | 0 | 0
F3_Industrial_Other Industrial_New_Space Heating_Natural Gas_HVAC - Duct Repair and Sealing_A_Achievable Economic TRC Potential | F3 | Industrial | Other Industrial | New | Space Heating | Natural Gas | HVAC - Duct Repair and Sealing | A | Integrated Unit Winter Peak Savings (kW) | Achievable Economic TRC Potential | 0 | 0 | 0 | 0 | 0 | 0 | 0 | 0 | 0 | 0 | 0 | 0 | 0 | 0 | 0 | 0 | 0 | 0 | 0 | 0 | 0 | 0 | 0 | 0 | 0 | 0 | 0 | 0 | 0 | 0 | 0
F4_Industrial_Other Industrial_New_Space Heating_Natural Gas_HVAC - Duct Repair and Sealing_A_Achievable Economic TRC Potential | F4 | Industrial | Other Industrial | New | Space Heating | Natural Gas | HVAC - Duct Repair and Sealing | A | Incremental Energy Savings (MWh or mTherms) | Achievable Economic TRC Potential | 0 | 0 | 0 | 0 | 0 | 0 | 0 | 0 | 0 | 0 | 0 | 0 | 0 | 0 | 0 | 0 | 0 | 0 | 0 | 0 | 0 | 0 | 0 | 0 | 0 | 0 | 0 | 0 | 0 | 0 | 0
F5_Industrial_Other Industrial_New_Space Heating_Natural Gas_HVAC - Duct Repair and Sealing_A_Achievable Economic TRC Potential | F5 | Industrial | Other Industrial | New | Space Heating | Natural Gas | HVAC - Duct Repair and Sealing | A | Incremental Summer Peak Savings (MW) | Achievable Economic TRC Potential | 0 | 0 | 0 | 0 | 0 | 0 | 0 | 0 | 0 | 0 | 0 | 0 | 0 | 0 | 0 | 0 | 0 | 0 | 0 | 0 | 0 | 0 | 0 | 0 | 0 | 0 | 0 | 0 | 0 | 0 | 0
F6_Industrial_Other Industrial_New_Space Heating_Natural Gas_HVAC - Duct Repair and Sealing_A_Achievable Economic TRC Potential | F6 | Industrial | Other Industrial | New | Space Heating | Natural Gas | HVAC - Duct Repair and Sealing | A | Incremental Winter Peak Savings (MW) | Achievable Economic TRC Potential | 0 | 0 | 0 | 0 | 0 | 0 | 0 | 0 | 0 | 0 | 0 | 0 | 0 | 0 | 0 | 0 | 0 | 0 | 0 | 0 | 0 | 0 | 0 | 0 | 0 | 0 | 0 | 0 | 0 | 0 | 0
F7_Industrial_Other Industrial_New_Space Heating_Natural Gas_HVAC - Duct Repair and Sealing_A_Achievable Economic TRC Potential | F7 | Industrial | Other Industrial | New | Space Heating | Natural Gas | HVAC - Duct Repair and Sealing | A | Cumulative Energy Savings (MWh or mTherms) | Achievable Economic TRC Potential | 0 | 0 | 0 | 0 | 0 | 0 | 0 | 0 | 0 | 0 | 0 | 0 | 0 | 0 | 0 | 0 | 0 | 0 | 0 | 0 | 0 | 0 | 0 | 0 | 0 | 0 | 0 | 0 | 0 | 0 | 0
F8_Industrial_Other Industrial_New_Space Heating_Natural Gas_HVAC - Duct Repair and Sealing_A_Achievable Economic TRC Potential | F8 | Industrial | Other Industrial | New | Space Heating | Natural Gas | HVAC - Duct Repair and Sealing | A | Cumulative Summer Peak Savings (MW) | Achievable Economic TRC Potential | 0 | 0 | 0 | 0 | 0 | 0 | 0 | 0 | 0 | 0 | 0 | 0 | 0 | 0 | 0 | 0 | 0 | 0 | 0 | 0 | 0 | 0 | 0 | 0 | 0 | 0 | 0 | 0 | 0 | 0 | 0
F9_Industrial_Other Industrial_New_Space Heating_Natural Gas_HVAC - Duct Repair and Sealing_A_Achievable Economic TRC Potential | F9 | Industrial | Other Industrial | New | Space Heating | Natural Gas | HVAC - Duct Repair and Sealing | A | Cumulative Winter Peak Savings (MW) | Achievable Economic TRC Potential | 0 | 0 | 0 | 0 | 0 | 0 | 0 | 0 | 0 | 0 | 0 | 0 | 0 | 0 | 0 | 0 | 0 | 0 | 0 | 0 | 0 | 0 | 0 | 0 | 0 | 0 | 0 | 0 | 0 | 0 | 0
F10_Industrial_Other Industrial_New_Space Heating_Natural Gas_HVAC - Duct Repair and Sealing_A_Achievable Economic TRC Potential | F10 | Industrial | Other Industrial | New | Space Heating | Natural Gas | HVAC - Duct Repair and Sealing | A | Purchases (Incremental) | Achievable Economic TRC Potential | 0 | 0 | 0 | 0 | 0 | 0 | 0 | 0 | 0 | 0 | 0 | 0 | 0 | 0 | 0 | 0 | 0 | 0 | 0 | 0 | 0 | 0 | 0 | 0 | 0 | 0 | 0 | 0 | 0 | 0 | 0
F11_Industrial_Other Industrial_New_Space Heating_Natural Gas_HVAC - Duct Repair and Sealing_A_Achievable Economic TRC Potential | F11 | Industrial | Other Industrial | New | Space Heating | Natural Gas | HVAC - Duct Repair and Sealing | A | Purchases (Cumulative) | Achievable Economic TRC Potential | 0 | 0 | 0 | 0 | 0 | 0 | 0 | 0 | 0 | 0 | 0 | 0 | 0 | 0 | 0 | 0 | 0 | 0 | 0 | 0 | 0 | 0 | 0 | 0 | 0 | 0 | 0 | 0 | 0 | 0 | 0
F1_Industrial_Other Industrial_New_Space Heating_Natural Gas_Windows - High Efficiency_A_Achievable Economic TRC Potential | F1 | Industrial | Other Industrial | New | Space Heating | Natural Gas | Windows - High Efficiency | A | Integrated Unit Energy Savings (kWh or therms) | Achievable Economic TRC Potential | 0 | 0 | 0 | 0 | 0 | 0.0053511 | 0.0052607 | 0.0051852 | 0.0051191 | 0.0050584 | 0.0050031 | 0.0049365 | 0.0048637 | 0.0047885 | 0.0047129 | 0.0046428 | 0.0045782 | 0.0045226 | 0.0044539 | 0.0044008 | 0.0043612 | 0.0043311 | 0.0043158 | 0.0043077 | 0.004305 | 0.0043059 | 0.004308 | 0.0043112 | 0 | 0 | 0
F2_Industrial_Other Industrial_New_Space Heating_Natural Gas_Windows - High Efficiency_A_Achievable Economic TRC Potential | F2 | Industrial | Other Industrial | New | Space Heating | Natural Gas | Windows - High Efficiency | A | Integrated Unit Summer Peak Savings (kW) | Achievable Economic TRC Potential | 0 | 0 | 0 | 0 | 0 | 0 | 0 | 0 | 0 | 0 | 0 | 0 | 0 | 0 | 0 | 0 | 0 | 0 | 0 | 0 | 0 | 0 | 0 | 0 | 0 | 0 | 0 | 0 | 0 | 0 | 0
F3_Industrial_Other Industrial_New_Space Heating_Natural Gas_Windows - High Efficiency_A_Achievable Economic TRC Potential | F3 | Industrial | Other Industrial | New | Space Heating | Natural Gas | Windows - High Efficiency | A | Integrated Unit Winter Peak Savings (kW) | Achievable Economic TRC Potential | 0 | 0 | 0 | 0 | 0 | 0 | 0 | 0 | 0 | 0 | 0 | 0 | 0 | 0 | 0 | 0 | 0 | 0 | 0 | 0 | 0 | 0 | 0 | 0 | 0 | 0 | 0 | 0 | 0 | 0 | 0
F4_Industrial_Other Industrial_New_Space Heating_Natural Gas_Windows - High Efficiency_A_Achievable Economic TRC Potential | F4 | Industrial | Other Industrial | New | Space Heating | Natural Gas | Windows - High Efficiency | A | Incremental Energy Savings (MWh or mTherms) | Achievable Economic TRC Potential | 0 | 0 | 0 | 0 | 0 | 0 | 0 | 0 | 0 | 0 | 0 | 0 | 0 | 0 | 0 | 0 | 0 | 0 | 0 | 0 | 0 | 0 | 0 | 0 | 0 | 0 | 0 | 0 | 0 | 0 | 0
F5_Industrial_Other Industrial_New_Space Heating_Natural Gas_Windows - High Efficiency_A_Achievable Economic TRC Potential | F5 | Industrial | Other Industrial | New | Space Heating | Natural Gas | Windows - High Efficiency | A | Incremental Summer Peak Savings (MW) | Achievable Economic TRC Potential | 0 | 0 | 0 | 0 | 0 | 0 | 0 | 0 | 0 | 0 | 0 | 0 | 0 | 0 | 0 | 0 | 0 | 0 | 0 | 0 | 0 | 0 | 0 | 0 | 0 | 0 | 0 | 0 | 0 | 0 | 0
F6_Industrial_Other Industrial_New_Space Heating_Natural Gas_Windows - High Efficiency_A_Achievable Economic TRC Potential | F6 | Industrial | Other Industrial | New | Space Heating | Natural Gas | Windows - High Efficiency | A | Incremental Winter Peak Savings (MW) | Achievable Economic TRC Potential | 0 | 0 | 0 | 0 | 0 | 0 | 0 | 0 | 0 | 0 | 0 | 0 | 0 | 0 | 0 | 0 | 0 | 0 | 0 | 0 | 0 | 0 | 0 | 0 | 0 | 0 | 0 | 0 | 0 | 0 | 0
F7_Industrial_Other Industrial_New_Space Heating_Natural Gas_Windows - High Efficiency_A_Achievable Economic TRC Potential | F7 | Industrial | Other Industrial | New | Space Heating | Natural Gas | Windows - High Efficiency | A | Cumulative Energy Savings (MWh or mTherms) | Achievable Economic TRC Potential | 0 | 0 | 0 | 0 | 0 | 0 | 0 | 0 | 0 | 0 | 0 | 0 | 0 | 0 | 0 | 0 | 0 | 0 | 0 | 0 | 0 | 0 | 0 | 0 | 0 | 0 | 0 | 0 | 0 | 0 | 0
F8_Industrial_Other Industrial_New_Space Heating_Natural Gas_Windows - High Efficiency_A_Achievable Economic TRC Potential | F8 | Industrial | Other Industrial | New | Space Heating | Natural Gas | Windows - High Efficiency | A | Cumulative Summer Peak Savings (MW) | Achievable Economic TRC Potential | 0 | 0 | 0 | 0 | 0 | 0 | 0 | 0 | 0 | 0 | 0 | 0 | 0 | 0 | 0 | 0 | 0 | 0 | 0 | 0 | 0 | 0 | 0 | 0 | 0 | 0 | 0 | 0 | 0 | 0 | 0
F9_Industrial_Other Industrial_New_Space Heating_Natural Gas_Windows - High Efficiency_A_Achievable Economic TRC Potential | F9 | Industrial | Other Industrial | New | Space Heating | Natural Gas | Windows - High Efficiency | A | Cumulative Winter Peak Savings (MW) | Achievable Economic TRC Potential | 0 | 0 | 0 | 0 | 0 | 0 | 0 | 0 | 0 | 0 | 0 | 0 | 0 | 0 | 0 | 0 | 0 | 0 | 0 | 0 | 0 | 0 | 0 | 0 | 0 | 0 | 0 | 0 | 0 | 0 | 0
F10_Industrial_Other Industrial_New_Space Heating_Natural Gas_Windows - High Efficiency_A_Achievable Economic TRC Potential | F10 | Industrial | Other Industrial | New | Space Heating | Natural Gas | Windows - High Efficiency | A | Purchases (Incremental) | Achievable Economic TRC Potential | 0 | 0 | 0 | 0 | 0 | 0 | 0 | 0 | 0 | 0 | 0 | 0 | 0 | 0 | 0 | 0 | 0 | 0 | 0 | 0 | 0 | 0 | 0 | 0 | 0 | 0 | 0 | 0 | 0 | 0 | 0
F11_Industrial_Other Industrial_New_Space Heating_Natural Gas_Windows - High Efficiency_A_Achievable Economic TRC Potential | F11 | Industrial | Other Industrial | New | Space Heating | Natural Gas | Windows - High Efficiency | A | Purchases (Cumulative) | Achievable Economic TRC Potential | 0 | 0 | 0 | 0 | 0 | 0 | 0 | 0 | 0 | 0 | 0 | 0 | 0 | 0 | 0 | 0 | 0 | 0 | 0 | 0 | 0 | 0 | 0 | 0 | 0 | 0 | 0 | 0 | 0 | 0 | 0
F1_Industrial_Other Industrial_New_Space Heating_Natural Gas_Gas Boiler - Maintenance_A_Achievable Economic TRC Potential | F1 | Industrial | Other Industrial | New | Space Heating | Natural Gas | Gas Boiler - Maintenance | A | Integrated Unit Energy Savings (kWh or therms) | Achievable Economic TRC Potential | 0 | 0 | 0 | 0 | 0 | 0 | 0 | 0 | 0 | 0 | 0 | 0 | 0 | 0 | 0 | 0 | 0 | 0 | 0 | 0 | 0 | 0 | 0 | 0 | 0 | 0 | 0 | 0 | 0 | 0 | 0
F2_Industrial_Other Industrial_New_Space Heating_Natural Gas_Gas Boiler - Maintenance_A_Achievable Economic TRC Potential | F2 | Industrial | Other Industrial | New | Space Heating | Natural Gas | Gas Boiler - Maintenance | A | Integrated Unit Summer Peak Savings (kW) | Achievable Economic TRC Potential | 0 | 0 | 0 | 0 | 0 | 0 | 0 | 0 | 0 | 0 | 0 | 0 | 0 | 0 | 0 | 0 | 0 | 0 | 0 | 0 | 0 | 0 | 0 | 0 | 0 | 0 | 0 | 0 | 0 | 0 | 0
F3_Industrial_Other Industrial_New_Space Heating_Natural Gas_Gas Boiler - Maintenance_A_Achievable Economic TRC Potential | F3 | Industrial | Other Industrial | New | Space Heating | Natural Gas | Gas Boiler - Maintenance | A | Integrated Unit Winter Peak Savings (kW) | Achievable Economic TRC Potential | 0 | 0 | 0 | 0 | 0 | 0 | 0 | 0 | 0 | 0 | 0 | 0 | 0 | 0 | 0 | 0 | 0 | 0 | 0 | 0 | 0 | 0 | 0 | 0 | 0 | 0 | 0 | 0 | 0 | 0 | 0
F4_Industrial_Other Industrial_New_Space Heating_Natural Gas_Gas Boiler - Maintenance_A_Achievable Economic TRC Potential | F4 | Industrial | Other Industrial | New | Space Heating | Natural Gas | Gas Boiler - Maintenance | A | Incremental Energy Savings (MWh or mTherms) | Achievable Economic TRC Potential | 0 | 0 | 0 | 0 | 0 | 0 | 0 | 0 | 0 | 0 | 0 | 0 | 0 | 0 | 0 | 0 | 0 | 0 | 0 | 0 | 0 | 0 | 0 | 0 | 0 | 0 | 0 | 0 | 0 | 0 | 0
F5_Industrial_Other Industrial_New_Space Heating_Natural Gas_Gas Boiler - Maintenance_A_Achievable Economic TRC Potential | F5 | Industrial | Other Industrial | New | Space Heating | Natural Gas | Gas Boiler - Maintenance | A | Incremental Summer Peak Savings (MW) | Achievable Economic TRC Potential | 0 | 0 | 0 | 0 | 0 | 0 | 0 | 0 | 0 | 0 | 0 | 0 | 0 | 0 | 0 | 0 | 0 | 0 | 0 | 0 | 0 | 0 | 0 | 0 | 0 | 0 | 0 | 0 | 0 | 0 | 0
F6_Industrial_Other Industrial_New_Space Heating_Natural Gas_Gas Boiler - Maintenance_A_Achievable Economic TRC Potential | F6 | Industrial | Other Industrial | New | Space Heating | Natural Gas | Gas Boiler - Maintenance | A | Incremental Winter Peak Savings (MW) | Achievable Economic TRC Potential | 0 | 0 | 0 | 0 | 0 | 0 | 0 | 0 | 0 | 0 | 0 | 0 | 0 | 0 | 0 | 0 | 0 | 0 | 0 | 0 | 0 | 0 | 0 | 0 | 0 | 0 | 0 | 0 | 0 | 0 | 0
F7_Industrial_Other Industrial_New_Space Heating_Natural Gas_Gas Boiler - Maintenance_A_Achievable Economic TRC Potential | F7 | Industrial | Other Industrial | New | Space Heating | Natural Gas | Gas Boiler - Maintenance | A | Cumulative Energy Savings (MWh or mTherms) | Achievable Economic TRC Potential | 0 | 0 | 0 | 0 | 0 | 0 | 0 | 0 | 0 | 0 | 0 | 0 | 0 | 0 | 0 | 0 | 0 | 0 | 0 | 0 | 0 | 0 | 0 | 0 | 0 | 0 | 0 | 0 | 0 | 0 | 0
F8_Industrial_Other Industrial_New_Space Heating_Natural Gas_Gas Boiler - Maintenance_A_Achievable Economic TRC Potential | F8 | Industrial | Other Industrial | New | Space Heating | Natural Gas | Gas Boiler - Maintenance | A | Cumulative Summer Peak Savings (MW) | Achievable Economic TRC Potential | 0 | 0 | 0 | 0 | 0 | 0 | 0 | 0 | 0 | 0 | 0 | 0 | 0 | 0 | 0 | 0 | 0 | 0 | 0 | 0 | 0 | 0 | 0 | 0 | 0 | 0 | 0 | 0 | 0 | 0 | 0
F9_Industrial_Other Industrial_New_Space Heating_Natural Gas_Gas Boiler - Maintenance_A_Achievable Economic TRC Potential | F9 | Industrial | Other Industrial | New | Space Heating | Natural Gas | Gas Boiler - Maintenance | A | Cumulative Winter Peak Savings (MW) | Achievable Economic TRC Potential | 0 | 0 | 0 | 0 | 0 | 0 | 0 | 0 | 0 | 0 | 0 | 0 | 0 | 0 | 0 | 0 | 0 | 0 | 0 | 0 | 0 | 0 | 0 | 0 | 0 | 0 | 0 | 0 | 0 | 0 | 0
F10_Industrial_Other Industrial_New_Space Heating_Natural Gas_Gas Boiler - Maintenance_A_Achievable Economic TRC Potential | F10 | Industrial | Other Industrial | New | Space Heating | Natural Gas | Gas Boiler - Maintenance | A | Purchases (Incremental) | Achievable Economic TRC Potential | 0 | 0 | 0 | 0 | 0 | 0 | 0 | 0 | 0 | 0 | 0 | 0 | 0 | 0 | 0 | 0 | 0 | 0 | 0 | 0 | 0 | 0 | 0 | 0 | 0 | 0 | 0 | 0 | 0 | 0 | 0
F11_Industrial_Other Industrial_New_Space Heating_Natural Gas_Gas Boiler - Maintenance_A_Achievable Economic TRC Potential | F11 | Industrial | Other Industrial | New | Space Heating | Natural Gas | Gas Boiler - Maintenance | A | Purchases (Cumulative) | Achievable Economic TRC Potential | 0 | 0 | 0 | 0 | 0 | 0 | 0 | 0 | 0 | 0 | 0 | 0 | 0 | 0 | 0 | 0 | 0 | 0 | 0 | 0 | 0 | 0 | 0 | 0 | 0 | 0 | 0 | 0 | 0 | 0 | 0
F1_Industrial_Other Industrial_New_Process_Natural Gas_Gas Boiler - Maintenance_A_Achievable Economic TRC Potential | F1 | Industrial | Other Industrial | New | Process | Natural Gas | Gas Boiler - Maintenance | A | Integrated Unit Energy Savings (kWh or therms) | Achievable Economic TRC Potential | 0 | 0 | 0 | 0 | 0 | 1.5559 | 1.5559 | 1.5559 | 1.5559 | 1.5559 | 1.5559 | 1.5559 | 1.5559 | 1.5559 | 1.5559 | 1.5559 | 1.5559 | 1.5559 | 1.5559 | 1.5559 | 1.5559 | 1.5559 | 1.5559 | 1.5559 | 1.5559 | 1.5559 | 1.5559 | 1.5559 | 1.5559 | 1.5559 | 1.5559
F2_Industrial_Other Industrial_New_Process_Natural Gas_Gas Boiler - Maintenance_A_Achievable Economic TRC Potential | F2 | Industrial | Other Industrial | New | Process | Natural Gas | Gas Boiler - Maintenance | A | Integrated Unit Summer Peak Savings (kW) | Achievable Economic TRC Potential | 0 | 0 | 0 | 0 | 0 | 0 | 0 | 0 | 0 | 0 | 0 | 0 | 0 | 0 | 0 | 0 | 0 | 0 | 0 | 0 | 0 | 0 | 0 | 0 | 0 | 0 | 0 | 0 | 0 | 0 | 0
F3_Industrial_Other Industrial_New_Process_Natural Gas_Gas Boiler - Maintenance_A_Achievable Economic TRC Potential | F3 | Industrial | Other Industrial | New | Process | Natural Gas | Gas Boiler - Maintenance | A | Integrated Unit Winter Peak Savings (kW) | Achievable Economic TRC Potential | 0 | 0 | 0 | 0 | 0 | 0 | 0 | 0 | 0 | 0 | 0 | 0 | 0 | 0 | 0 | 0 | 0 | 0 | 0 | 0 | 0 | 0 | 0 | 0 | 0 | 0 | 0 | 0 | 0 | 0 | 0
F4_Industrial_Other Industrial_New_Process_Natural Gas_Gas Boiler - Maintenance_A_Achievable Economic TRC Potential | F4 | Industrial | Other Industrial | New | Process | Natural Gas | Gas Boiler - Maintenance | A | Incremental Energy Savings (MWh or mTherms) | Achievable Economic TRC Potential | 0 | 0 | 0 | 0 | 0 | 0.019099 | 0.015859 | 0.01269 | 0.019099 | 0.015859 | 0.01269 | 0.019099 | 0.015859 | 0.01269 | 0.019099 | 0.015859 | 0.01269 | 0.019099 | 0.015859 | 0.01269 | 0.019099 | 0.015859 | 0.01269 | 0.019099 | 0.015859 | 0.01269 | 0.019099 | 0.015859 | 0.01269 | 0.019099 | 0.015859
F5_Industrial_Other Industrial_New_Process_Natural Gas_Gas Boiler - Maintenance_A_Achievable Economic TRC Potential | F5 | Industrial | Other Industrial | New | Process | Natural Gas | Gas Boiler - Maintenance | A | Incremental Summer Peak Savings (MW) | Achievable Economic TRC Potential | 0 | 0 | 0 | 0 | 0 | 0 | 0 | 0 | 0 | 0 | 0 | 0 | 0 | 0 | 0 | 0 | 0 | 0 | 0 | 0 | 0 | 0 | 0 | 0 | 0 | 0 | 0 | 0 | 0 | 0 | 0
F6_Industrial_Other Industrial_New_Process_Natural Gas_Gas Boiler - Maintenance_A_Achievable Economic TRC Potential | F6 | Industrial | Other Industrial | New | Process | Natural Gas | Gas Boiler - Maintenance | A | Incremental Winter Peak Savings (MW) | Achievable Economic TRC Potential | 0 | 0 | 0 | 0 | 0 | 0 | 0 | 0 | 0 | 0 | 0 | 0 | 0 | 0 | 0 | 0 | 0 | 0 | 0 | 0 | 0 | 0 | 0 | 0 | 0 | 0 | 0 | 0 | 0 | 0 | 0
F7_Industrial_Other Industrial_New_Process_Natural Gas_Gas Boiler - Maintenance_A_Achievable Economic TRC Potential | F7 | Industrial | Other Industrial | New | Process | Natural Gas | Gas Boiler - Maintenance | A | Cumulative Energy Savings (MWh or mTherms) | Achievable Economic TRC Potential | 0 | 0 | 0 | 0 | 0 | 0.019099 | 0.034958 | 0.047648 | 0.047648 | 0.047648 | 0.047648 | 0.047648 | 0.047648 | 0.047648 | 0.047648 | 0.047648 | 0.047648 | 0.047648 | 0.047648 | 0.047648 | 0.047648 | 0.047648 | 0.047648 | 0.047648 | 0.047648 | 0.047648 | 0.047648 | 0.047648 | 0 | 0 | 0
F8_Industrial_Other Industrial_New_Process_Natural Gas_Gas Boiler - Maintenance_A_Achievable Economic TRC Potential | F8 | Industrial | Other Industrial | New | Process | Natural Gas | Gas Boiler - Maintenance | A | Cumulative Summer Peak Savings (MW) | Achievable Economic TRC Potential | 0 | 0 | 0 | 0 | 0 | 0 | 0 | 0 | 0 | 0 | 0 | 0 | 0 | 0 | 0 | 0 | 0 | 0 | 0 | 0 | 0 | 0 | 0 | 0 | 0 | 0 | 0 | 0 | 0 | 0 | 0
F9_Industrial_Other Industrial_New_Process_Natural Gas_Gas Boiler - Maintenance_A_Achievable Economic TRC Potential | F9 | Industrial | Other Industrial | New | Process | Natural Gas | Gas Boiler - Maintenance | A | Cumulative Winter Peak Savings (MW) | Achievable Economic TRC Potential | 0 | 0 | 0 | 0 | 0 | 0 | 0 | 0 | 0 | 0 | 0 | 0 | 0 | 0 | 0 | 0 | 0 | 0 | 0 | 0 | 0 | 0 | 0 | 0 | 0 | 0 | 0 | 0 | 0 | 0 | 0
F10_Industrial_Other Industrial_New_Process_Natural Gas_Gas Boiler - Maintenance_A_Achievable Economic TRC Potential | F10 | Industrial | Other Industrial | New | Process | Natural Gas | Gas Boiler - Maintenance | A | Purchases (Incremental) | Achievable Economic TRC Potential | 0 | 0 | 0 | 0 | 0 | 12.2751 | 10.1932 | 8.1561 | 12.2751 | 10.1932 | 8.1561 | 12.2751 | 10.1932 | 8.1561 | 12.2751 | 10.1932 | 8.1561 | 12.2751 | 10.1932 | 8.1561 | 12.2751 | 10.1932 | 8.1561 | 12.2751 | 10.1932 | 8.1561 | 12.2751 | 10.1932 | 8.1561 | 12.2751 | 10.1932
F11_Industrial_Other Industrial_New_Process_Natural Gas_Gas Boiler - Maintenance_A_Achievable Economic TRC Potential | F11 | Industrial | Other Industrial | New | Process | Natural Gas | Gas Boiler - Maintenance | A | Purchases (Cumulative) | Achievable Economic TRC Potential | 0 | 0 | 0 | 0 | 0 | 12.2751 | 22.4683 | 30.6245 | 30.6245 | 30.6245 | 30.6245 | 30.6245 | 30.6245 | 30.6245 | 30.6245 | 30.6245 | 30.6245 | 30.6245 | 30.6245 | 30.6245 | 30.6245 | 30.6245 | 30.6245 | 30.6245 | 30.6245 | 30.6245 | 30.6245 | 30.6245 | 30.6245 | 30.6245 | 30.6245
F1_Industrial_Other Industrial_New_Space Heating_Natural Gas_Gas Furnace - Maintenance_A_Achievable Economic TRC Potential | F1 | Industrial | Other Industrial | New | Space Heating | Natural Gas | Gas Furnace - Maintenance | A | Integrated Unit Energy Savings (kWh or therms) | Achievable Economic TRC Potential | 0 | 0 | 0 | 0 | 0 | 0 | 0 | 0 | 0 | 0 | 0 | 0 | 0 | 0 | 0 | 0 | 0 | 0 | 0 | 0 | 0 | 0 | 0 | 0 | 0 | 0 | 0 | 0 | 0 | 0 | 0
F2_Industrial_Other Industrial_New_Space Heating_Natural Gas_Gas Furnace - Maintenance_A_Achievable Economic TRC Potential | F2 | Industrial | Other Industrial | New | Space Heating | Natural Gas | Gas Furnace - Maintenance | A | Integrated Unit Summer Peak Savings (kW) | Achievable Economic TRC Potential | 0 | 0 | 0 | 0 | 0 | 0 | 0 | 0 | 0 | 0 | 0 | 0 | 0 | 0 | 0 | 0 | 0 | 0 | 0 | 0 | 0 | 0 | 0 | 0 | 0 | 0 | 0 | 0 | 0 | 0 | 0
F3_Industrial_Other Industrial_New_Space Heating_Natural Gas_Gas Furnace - Maintenance_A_Achievable Economic TRC Potential | F3 | Industrial | Other Industrial | New | Space Heating | Natural Gas | Gas Furnace - Maintenance | A | Integrated Unit Winter Peak Savings (kW) | Achievable Economic TRC Potential | 0 | 0 | 0 | 0 | 0 | 0 | 0 | 0 | 0 | 0 | 0 | 0 | 0 | 0 | 0 | 0 | 0 | 0 | 0 | 0 | 0 | 0 | 0 | 0 | 0 | 0 | 0 | 0 | 0 | 0 | 0
F4_Industrial_Other Industrial_New_Space Heating_Natural Gas_Gas Furnace - Maintenance_A_Achievable Economic TRC Potential | F4 | Industrial | Other Industrial | New | Space Heating | Natural Gas | Gas Furnace - Maintenance | A | Incremental Energy Savings (MWh or mTherms) | Achievable Economic TRC Potential | 0 | 0 | 0 | 0 | 0 | 0 | 0 | 0 | 0 | 0 | 0 | 0 | 0 | 0 | 0 | 0 | 0 | 0 | 0 | 0 | 0 | 0 | 0 | 0 | 0 | 0 | 0 | 0 | 0 | 0 | 0
F5_Industrial_Other Industrial_New_Space Heating_Natural Gas_Gas Furnace - Maintenance_A_Achievable Economic TRC Potential | F5 | Industrial | Other Industrial | New | Space Heating | Natural Gas | Gas Furnace - Maintenance | A | Incremental Summer Peak Savings (MW) | Achievable Economic TRC Potential | 0 | 0 | 0 | 0 | 0 | 0 | 0 | 0 | 0 | 0 | 0 | 0 | 0 | 0 | 0 | 0 | 0 | 0 | 0 | 0 | 0 | 0 | 0 | 0 | 0 | 0 | 0 | 0 | 0 | 0 | 0
F6_Industrial_Other Industrial_New_Space Heating_Natural Gas_Gas Furnace - Maintenance_A_Achievable Economic TRC Potential | F6 | Industrial | Other Industrial | New | Space Heating | Natural Gas | Gas Furnace - Maintenance | A | Incremental Winter Peak Savings (MW) | Achievable Economic TRC Potential | 0 | 0 | 0 | 0 | 0 | 0 | 0 | 0 | 0 | 0 | 0 | 0 | 0 | 0 | 0 | 0 | 0 | 0 | 0 | 0 | 0 | 0 | 0 | 0 | 0 | 0 | 0 | 0 | 0 | 0 | 0
F7_Industrial_Other Industrial_New_Space Heating_Natural Gas_Gas Furnace - Maintenance_A_Achievable Economic TRC Potential | F7 | Industrial | Other Industrial | New | Space Heating | Natural Gas | Gas Furnace - Maintenance | A | Cumulative Energy Savings (MWh or mTherms) | Achievable Economic TRC Potential | 0 | 0 | 0 | 0 | 0 | 0 | 0 | 0 | 0 | 0 | 0 | 0 | 0 | 0 | 0 | 0 | 0 | 0 | 0 | 0 | 0 | 0 | 0 | 0 | 0 | 0 | 0 | 0 | 0 | 0 | 0
F8_Industrial_Other Industrial_New_Space Heating_Natural Gas_Gas Furnace - Maintenance_A_Achievable Economic TRC Potential | F8 | Industrial | Other Industrial | New | Space Heating | Natural Gas | Gas Furnace - Maintenance | A | Cumulative Summer Peak Savings (MW) | Achievable Economic TRC Potential | 0 | 0 | 0 | 0 | 0 | 0 | 0 | 0 | 0 | 0 | 0 | 0 | 0 | 0 | 0 | 0 | 0 | 0 | 0 | 0 | 0 | 0 | 0 | 0 | 0 | 0 | 0 | 0 | 0 | 0 | 0
F9_Industrial_Other Industrial_New_Space Heating_Natural Gas_Gas Furnace - Maintenance_A_Achievable Economic TRC Potential | F9 | Industrial | Other Industrial | New | Space Heating | Natural Gas | Gas Furnace - Maintenance | A | Cumulative Winter Peak Savings (MW) | Achievable Economic TRC Potential | 0 | 0 | 0 | 0 | 0 | 0 | 0 | 0 | 0 | 0 | 0 | 0 | 0 | 0 | 0 | 0 | 0 | 0 | 0 | 0 | 0 | 0 | 0 | 0 | 0 | 0 | 0 | 0 | 0 | 0 | 0
F10_Industrial_Other Industrial_New_Space Heating_Natural Gas_Gas Furnace - Maintenance_A_Achievable Economic TRC Potential | F10 | Industrial | Other Industrial | New | Space Heating | Natural Gas | Gas Furnace - Maintenance | A | Purchases (Incremental) | Achievable Economic TRC Potential | 0 | 0 | 0 | 0 | 0 | 0 | 0 | 0 | 0 | 0 | 0 | 0 | 0 | 0 | 0 | 0 | 0 | 0 | 0 | 0 | 0 | 0 | 0 | 0 | 0 | 0 | 0 | 0 | 0 | 0 | 0
F11_Industrial_Other Industrial_New_Space Heating_Natural Gas_Gas Furnace - Maintenance_A_Achievable Economic TRC Potential | F11 | Industrial | Other Industrial | New | Space Heating | Natural Gas | Gas Furnace - Maintenance | A | Purchases (Cumulative) | Achievable Economic TRC Potential | 0 | 0 | 0 | 0 | 0 | 0 | 0 | 0 | 0 | 0 | 0 | 0 | 0 | 0 | 0 | 0 | 0 | 0 | 0 | 0 | 0 | 0 | 0 | 0 | 0 | 0 | 0 | 0 | 0 | 0 | 0
F1_Industrial_Other Industrial_New_Space Heating_Natural Gas_Gas Boiler - Hot Water Reset_A_Achievable Economic TRC Potential | F1 | Industrial | Other Industrial | New | Space Heating | Natural Gas | Gas Boiler - Hot Water Reset | A | Integrated Unit Energy Savings (kWh or therms) | Achievable Economic TRC Potential | 0 | 0 | 0 | 0 | 0 | 0 | 0 | 0 | 0 | 0 | 0 | 0 | 0 | 0 | 0 | 0 | 0 | 0 | 0 | 0 | 0 | 0 | 0 | 0 | 0 | 0 | 0 | 0 | 0 | 0 | 0
F2_Industrial_Other Industrial_New_Space Heating_Natural Gas_Gas Boiler - Hot Water Reset_A_Achievable Economic TRC Potential | F2 | Industrial | Other Industrial | New | Space Heating | Natural Gas | Gas Boiler - Hot Water Reset | A | Integrated Unit Summer Peak Savings (kW) | Achievable Economic TRC Potential | 0 | 0 | 0 | 0 | 0 | 0 | 0 | 0 | 0 | 0 | 0 | 0 | 0 | 0 | 0 | 0 | 0 | 0 | 0 | 0 | 0 | 0 | 0 | 0 | 0 | 0 | 0 | 0 | 0 | 0 | 0
F3_Industrial_Other Industrial_New_Space Heating_Natural Gas_Gas Boiler - Hot Water Reset_A_Achievable Economic TRC Potential | F3 | Industrial | Other Industrial | New | Space Heating | Natural Gas | Gas Boiler - Hot Water Reset | A | Integrated Unit Winter Peak Savings (kW) | Achievable Economic TRC Potential | 0 | 0 | 0 | 0 | 0 | 0 | 0 | 0 | 0 | 0 | 0 | 0 | 0 | 0 | 0 | 0 | 0 | 0 | 0 | 0 | 0 | 0 | 0 | 0 | 0 | 0 | 0 | 0 | 0 | 0 | 0
F4_Industrial_Other Industrial_New_Space Heating_Natural Gas_Gas Boiler - Hot Water Reset_A_Achievable Economic TRC Potential | F4 | Industrial | Other Industrial | New | Space Heating | Natural Gas | Gas Boiler - Hot Water Reset | A | Incremental Energy Savings (MWh or mTherms) | Achievable Economic TRC Potential | 0 | 0 | 0 | 0 | 0 | 0 | 0 | 0 | 0 | 0 | 0 | 0 | 0 | 0 | 0 | 0 | 0 | 0 | 0 | 0 | 0 | 0 | 0 | 0 | 0 | 0 | 0 | 0 | 0 | 0 | 0
F5_Industrial_Other Industrial_New_Space Heating_Natural Gas_Gas Boiler - Hot Water Reset_A_Achievable Economic TRC Potential | F5 | Industrial | Other Industrial | New | Space Heating | Natural Gas | Gas Boiler - Hot Water Reset | A | Incremental Summer Peak Savings (MW) | Achievable Economic TRC Potential | 0 | 0 | 0 | 0 | 0 | 0 | 0 | 0 | 0 | 0 | 0 | 0 | 0 | 0 | 0 | 0 | 0 | 0 | 0 | 0 | 0 | 0 | 0 | 0 | 0 | 0 | 0 | 0 | 0 | 0 | 0
F6_Industrial_Other Industrial_New_Space Heating_Natural Gas_Gas Boiler - Hot Water Reset_A_Achievable Economic TRC Potential | F6 | Industrial | Other Industrial | New | Space Heating | Natural Gas | Gas Boiler - Hot Water Reset | A | Incremental Winter Peak Savings (MW) | Achievable Economic TRC Potential | 0 | 0 | 0 | 0 | 0 | 0 | 0 | 0 | 0 | 0 | 0 | 0 | 0 | 0 | 0 | 0 | 0 | 0 | 0 | 0 | 0 | 0 | 0 | 0 | 0 | 0 | 0 | 0 | 0 | 0 | 0
F7_Industrial_Other Industrial_New_Space Heating_Natural Gas_Gas Boiler - Hot Water Reset_A_Achievable Economic TRC Potential | F7 | Industrial | Other Industrial | New | Space Heating | Natural Gas | Gas Boiler - Hot Water Reset | A | Cumulative Energy Savings (MWh or mTherms) | Achievable Economic TRC Potential | 0 | 0 | 0 | 0 | 0 | 0 | 0 | 0 | 0 | 0 | 0 | 0 | 0 | 0 | 0 | 0 | 0 | 0 | 0 | 0 | 0 | 0 | 0 | 0 | 0 | 0 | 0 | 0 | 0 | 0 | 0
F8_Industrial_Other Industrial_New_Space Heating_Natural Gas_Gas Boiler - Hot Water Reset_A_Achievable Economic TRC Potential | F8 | Industrial | Other Industrial | New | Space Heating | Natural Gas | Gas Boiler - Hot Water Reset | A | Cumulative Summer Peak Savings (MW) | Achievable Economic TRC Potential | 0 | 0 | 0 | 0 | 0 | 0 | 0 | 0 | 0 | 0 | 0 | 0 | 0 | 0 | 0 | 0 | 0 | 0 | 0 | 0 | 0 | 0 | 0 | 0 | 0 | 0 | 0 | 0 | 0 | 0 | 0
F9_Industrial_Other Industrial_New_Space Heating_Natural Gas_Gas Boiler - Hot Water Reset_A_Achievable Economic TRC Potential | F9 | Industrial | Other Industrial | New | Space Heating | Natural Gas | Gas Boiler - Hot Water Reset | A | Cumulative Winter Peak Savings (MW) | Achievable Economic TRC Potential | 0 | 0 | 0 | 0 | 0 | 0 | 0 | 0 | 0 | 0 | 0 | 0 | 0 | 0 | 0 | 0 | 0 | 0 | 0 | 0 | 0 | 0 | 0 | 0 | 0 | 0 | 0 | 0 | 0 | 0 | 0
F10_Industrial_Other Industrial_New_Space Heating_Natural Gas_Gas Boiler - Hot Water Reset_A_Achievable Economic TRC Potential | F10 | Industrial | Other Industrial | New | Space Heating | Natural Gas | Gas Boiler - Hot Water Reset | A | Purchases (Incremental) | Achievable Economic TRC Potential | 0 | 0 | 0 | 0 | 0 | 0 | 0 | 0 | 0 | 0 | 0 | 0 | 0 | 0 | 0 | 0 | 0 | 0 | 0 | 0 | 0 | 0 | 0 | 0 | 0 | 0 | 0 | 0 | 0 | 0 | 0
F11_Industrial_Other Industrial_New_Space Heating_Natural Gas_Gas Boiler - Hot Water Reset_A_Achievable Economic TRC Potential | F11 | Industrial | Other Industrial | New | Space Heating | Natural Gas | Gas Boiler - Hot Water Reset | A | Purchases (Cumulative) | Achievable Economic TRC Potential | 0 | 0 | 0 | 0 | 0 | 0 | 0 | 0 | 0 | 0 | 0 | 0 | 0 | 0 | 0 | 0 | 0 | 0 | 0 | 0 | 0 | 0 | 0 | 0 | 0 | 0 | 0 | 0 | 0 | 0 | 0
F1_Industrial_Other Industrial_New_Process_Natural Gas_Gas Boiler - Hot Water Reset_A_Achievable Economic TRC Potential | F1 | Industrial | Other Industrial | New | Process | Natural Gas | Gas Boiler - Hot Water Reset | A | Integrated Unit Energy Savings (kWh or therms) | Achievable Economic TRC Potential | 0 | 0 | 0 | 0 | 0 | 2.8269 | 2.8254 | 2.824 | 2.823 | 2.822 | 2.8211 | 2.8206 | 2.8203 | 2.8202 | 2.8202 | 2.8203 | 2.8204 | 2.8205 | 2.8207 | 2.8209 | 2.8213 | 2.8217 | 2.822 | 2.8222 | 2.8225 | 2.8227 | 2.823 | 2.8232 | 2.8289 | 2.8289 | 2.8289
F2_Industrial_Other Industrial_New_Process_Natural Gas_Gas Boiler - Hot Water Reset_A_Achievable Economic TRC Potential | F2 | Industrial | Other Industrial | New | Process | Natural Gas | Gas Boiler - Hot Water Reset | A | Integrated Unit Summer Peak Savings (kW) | Achievable Economic TRC Potential | 0 | 0 | 0 | 0 | 0 | 0 | 0 | 0 | 0 | 0 | 0 | 0 | 0 | 0 | 0 | 0 | 0 | 0 | 0 | 0 | 0 | 0 | 0 | 0 | 0 | 0 | 0 | 0 | 0 | 0 | 0
F3_Industrial_Other Industrial_New_Process_Natural Gas_Gas Boiler - Hot Water Reset_A_Achievable Economic TRC Potential | F3 | Industrial | Other Industrial | New | Process | Natural Gas | Gas Boiler - Hot Water Reset | A | Integrated Unit Winter Peak Savings (kW) | Achievable Economic TRC Potential | 0 | 0 | 0 | 0 | 0 | 0 | 0 | 0 | 0 | 0 | 0 | 0 | 0 | 0 | 0 | 0 | 0 | 0 | 0 | 0 | 0 | 0 | 0 | 0 | 0 | 0 | 0 | 0 | 0 | 0 | 0
F4_Industrial_Other Industrial_New_Process_Natural Gas_Gas Boiler - Hot Water Reset_A_Achievable Economic TRC Potential | F4 | Industrial | Other Industrial | New | Process | Natural Gas | Gas Boiler - Hot Water Reset | A | Incremental Energy Savings (MWh or mTherms) | Achievable Economic TRC Potential | 0 | 0 | 0 | 0 | 0 | 0.033728 | 0.049036 | 0.069324 | 0.091226 | 0.11632 | 0.15034 | 0.18048 | 0.20022 | 0.2036 | 0.18764 | 0.15502 | 0.10903 | 0.067044 | 0.034072 | 0.015166 | 0.0057889 | 0.033665 | 0.048977 | 0.06928 | 0.091211 | 0.11635 | 0.15044 | 0.18064 | 0.20083 | 0.20423 | 0.18822
F5_Industrial_Other Industrial_New_Process_Natural Gas_Gas Boiler - Hot Water Reset_A_Achievable Economic TRC Potential | F5 | Industrial | Other Industrial | New | Process | Natural Gas | Gas Boiler - Hot Water Reset | A | Incremental Summer Peak Savings (MW) | Achievable Economic TRC Potential | 0 | 0 | 0 | 0 | 0 | 0 | 0 | 0 | 0 | 0 | 0 | 0 | 0 | 0 | 0 | 0 | 0 | 0 | 0 | 0 | 0 | 0 | 0 | 0 | 0 | 0 | 0 | 0 | 0 | 0 | 0
F6_Industrial_Other Industrial_New_Process_Natural Gas_Gas Boiler - Hot Water Reset_A_Achievable Economic TRC Potential | F6 | Industrial | Other Industrial | New | Process | Natural Gas | Gas Boiler - Hot Water Reset | A | Incremental Winter Peak Savings (MW) | Achievable Economic TRC Potential | 0 | 0 | 0 | 0 | 0 | 0 | 0 | 0 | 0 | 0 | 0 | 0 | 0 | 0 | 0 | 0 | 0 | 0 | 0 | 0 | 0 | 0 | 0 | 0 | 0 | 0 | 0 | 0 | 0 | 0 | 0
F7_Industrial_Other Industrial_New_Process_Natural Gas_Gas Boiler - Hot Water Reset_A_Achievable Economic TRC Potential | F7 | Industrial | Other Industrial | New | Process | Natural Gas | Gas Boiler - Hot Water Reset | A | Cumulative Energy Savings (MWh or mTherms) | Achievable Economic TRC Potential | 0 | 0 | 0 | 0 | 0 | 0.033728 | 0.082745 | 0.15203 | 0.2432 | 0.35943 | 0.50967 | 0.69005 | 0.8902 | 1.0938 | 1.2814 | 1.4364 | 1.5455 | 1.6127 | 1.6468 | 1.6621 | 1.6681 | 1.6683 | 1.6685 | 1.6687 | 1.6688 | 1.669 | 1.6691 | 1.6692 | 0 | 0 | 0
F8_Industrial_Other Industrial_New_Process_Natural Gas_Gas Boiler - Hot Water Reset_A_Achievable Economic TRC Potential | F8 | Industrial | Other Industrial | New | Process | Natural Gas | Gas Boiler - Hot Water Reset | A | Cumulative Summer Peak Savings (MW) | Achievable Economic TRC Potential | 0 | 0 | 0 | 0 | 0 | 0 | 0 | 0 | 0 | 0 | 0 | 0 | 0 | 0 | 0 | 0 | 0 | 0 | 0 | 0 | 0 | 0 | 0 | 0 | 0 | 0 | 0 | 0 | 0 | 0 | 0
F9_Industrial_Other Industrial_New_Process_Natural Gas_Gas Boiler - Hot Water Reset_A_Achievable Economic TRC Potential | F9 | Industrial | Other Industrial | New | Process | Natural Gas | Gas Boiler - Hot Water Reset | A | Cumulative Winter Peak Savings (MW) | Achievable Economic TRC Potential | 0 | 0 | 0 | 0 | 0 | 0 | 0 | 0 | 0 | 0 | 0 | 0 | 0 | 0 | 0 | 0 | 0 | 0 | 0 | 0 | 0 | 0 | 0 | 0 | 0 | 0 | 0 | 0 | 0 | 0 | 0
F10_Industrial_Other Industrial_New_Process_Natural Gas_Gas Boiler - Hot Water Reset_A_Achievable Economic TRC Potential | F10 | Industrial | Other Industrial | New | Process | Natural Gas | Gas Boiler - Hot Water Reset | A | Purchases (Incremental) | Achievable Economic TRC Potential | 0 | 0 | 0 | 0 | 0 | 11.9311 | 17.3556 | 24.5479 | 32.3157 | 41.219 | 53.2903 | 63.9843 | 70.9922 | 72.1943 | 66.5344 | 54.9651 | 38.6569 | 23.7699 | 12.079 | 5.3763 | 2.0518 | 11.9311 | 17.3556 | 24.5479 | 32.3157 | 41.219 | 53.2903 | 63.9843 | 70.9922 | 72.1943 | 66.5344
F11_Industrial_Other Industrial_New_Process_Natural Gas_Gas Boiler - Hot Water Reset_A_Achievable Economic TRC Potential | F11 | Industrial | Other Industrial | New | Process | Natural Gas | Gas Boiler - Hot Water Reset | A | Purchases (Cumulative) | Achievable Economic TRC Potential | 0 | 0 | 0 | 0 | 0 | 11.9311 | 29.2867 | 53.8347 | 86.1503 | 127.3694 | 180.6596 | 244.6439 | 315.6361 | 387.8304 | 454.3648 | 509.3299 | 547.9868 | 571.7567 | 583.8357 | 589.212 | 591.2638 | 591.2638 | 591.2638 | 591.2638 | 591.2638 | 591.2638 | 591.2638 | 591.2638 | 591.2638 | 591.2638 | 591.2638
F1_Industrial_Other Industrial_New_Space Heating_Natural Gas_Steam Trap Maintenance_A_Achievable Economic TRC Potential | F1 | Industrial | Other Industrial | New | Space Heating | Natural Gas | Steam Trap Maintenance | A | Integrated Unit Energy Savings (kWh or therms) | Achievable Economic TRC Potential | 0 | 0 | 0 | 0 | 0 | 0 | 0 | 0 | 0 | 0 | 0 | 0 | 0 | 0 | 0 | 0 | 0 | 0 | 0 | 0 | 0 | 0 | 0 | 0 | 0 | 0 | 0 | 0 | 0 | 0 | 0
F2_Industrial_Other Industrial_New_Space Heating_Natural Gas_Steam Trap Maintenance_A_Achievable Economic TRC Potential | F2 | Industrial | Other Industrial | New | Space Heating | Natural Gas | Steam Trap Maintenance | A | Integrated Unit Summer Peak Savings (kW) | Achievable Economic TRC Potential | 0 | 0 | 0 | 0 | 0 | 0 | 0 | 0 | 0 | 0 | 0 | 0 | 0 | 0 | 0 | 0 | 0 | 0 | 0 | 0 | 0 | 0 | 0 | 0 | 0 | 0 | 0 | 0 | 0 | 0 | 0
F3_Industrial_Other Industrial_New_Space Heating_Natural Gas_Steam Trap Maintenance_A_Achievable Economic TRC Potential | F3 | Industrial | Other Industrial | New | Space Heating | Natural Gas | Steam Trap Maintenance | A | Integrated Unit Winter Peak Savings (kW) | Achievable Economic TRC Potential | 0 | 0 | 0 | 0 | 0 | 0 | 0 | 0 | 0 | 0 | 0 | 0 | 0 | 0 | 0 | 0 | 0 | 0 | 0 | 0 | 0 | 0 | 0 | 0 | 0 | 0 | 0 | 0 | 0 | 0 | 0
F4_Industrial_Other Industrial_New_Space Heating_Natural Gas_Steam Trap Maintenance_A_Achievable Economic TRC Potential | F4 | Industrial | Other Industrial | New | Space Heating | Natural Gas | Steam Trap Maintenance | A | Incremental Energy Savings (MWh or mTherms) | Achievable Economic TRC Potential | 0 | 0 | 0 | 0 | 0 | 0 | 0 | 0 | 0 | 0 | 0 | 0 | 0 | 0 | 0 | 0 | 0 | 0 | 0 | 0 | 0 | 0 | 0 | 0 | 0 | 0 | 0 | 0 | 0 | 0 | 0
F5_Industrial_Other Industrial_New_Space Heating_Natural Gas_Steam Trap Maintenance_A_Achievable Economic TRC Potential | F5 | Industrial | Other Industrial | New | Space Heating | Natural Gas | Steam Trap Maintenance | A | Incremental Summer Peak Savings (MW) | Achievable Economic TRC Potential | 0 | 0 | 0 | 0 | 0 | 0 | 0 | 0 | 0 | 0 | 0 | 0 | 0 | 0 | 0 | 0 | 0 | 0 | 0 | 0 | 0 | 0 | 0 | 0 | 0 | 0 | 0 | 0 | 0 | 0 | 0
F6_Industrial_Other Industrial_New_Space Heating_Natural Gas_Steam Trap Maintenance_A_Achievable Economic TRC Potential | F6 | Industrial | Other Industrial | New | Space Heating | Natural Gas | Steam Trap Maintenance | A | Incremental Winter Peak Savings (MW) | Achievable Economic TRC Potential | 0 | 0 | 0 | 0 | 0 | 0 | 0 | 0 | 0 | 0 | 0 | 0 | 0 | 0 | 0 | 0 | 0 | 0 | 0 | 0 | 0 | 0 | 0 | 0 | 0 | 0 | 0 | 0 | 0 | 0 | 0
F7_Industrial_Other Industrial_New_Space Heating_Natural Gas_Steam Trap Maintenance_A_Achievable Economic TRC Potential | F7 | Industrial | Other Industrial | New | Space Heating | Natural Gas | Steam Trap Maintenance | A | Cumulative Energy Savings (MWh or mTherms) | Achievable Economic TRC Potential | 0 | 0 | 0 | 0 | 0 | 0 | 0 | 0 | 0 | 0 | 0 | 0 | 0 | 0 | 0 | 0 | 0 | 0 | 0 | 0 | 0 | 0 | 0 | 0 | 0 | 0 | 0 | 0 | 0 | 0 | 0
F8_Industrial_Other Industrial_New_Space Heating_Natural Gas_Steam Trap Maintenance_A_Achievable Economic TRC Potential | F8 | Industrial | Other Industrial | New | Space Heating | Natural Gas | Steam Trap Maintenance | A | Cumulative Summer Peak Savings (MW) | Achievable Economic TRC Potential | 0 | 0 | 0 | 0 | 0 | 0 | 0 | 0 | 0 | 0 | 0 | 0 | 0 | 0 | 0 | 0 | 0 | 0 | 0 | 0 | 0 | 0 | 0 | 0 | 0 | 0 | 0 | 0 | 0 | 0 | 0
F9_Industrial_Other Industrial_New_Space Heating_Natural Gas_Steam Trap Maintenance_A_Achievable Economic TRC Potential | F9 | Industrial | Other Industrial | New | Space Heating | Natural Gas | Steam Trap Maintenance | A | Cumulative Winter Peak Savings (MW) | Achievable Economic TRC Potential | 0 | 0 | 0 | 0 | 0 | 0 | 0 | 0 | 0 | 0 | 0 | 0 | 0 | 0 | 0 | 0 | 0 | 0 | 0 | 0 | 0 | 0 | 0 | 0 | 0 | 0 | 0 | 0 | 0 | 0 | 0
F10_Industrial_Other Industrial_New_Space Heating_Natural Gas_Steam Trap Maintenance_A_Achievable Economic TRC Potential | F10 | Industrial | Other Industrial | New | Space Heating | Natural Gas | Steam Trap Maintenance | A | Purchases (Incremental) | Achievable Economic TRC Potential | 0 | 0 | 0 | 0 | 0 | 0 | 0 | 0 | 0 | 0 | 0 | 0 | 0 | 0 | 0 | 0 | 0 | 0 | 0 | 0 | 0 | 0 | 0 | 0 | 0 | 0 | 0 | 0 | 0 | 0 | 0
F11_Industrial_Other Industrial_New_Space Heating_Natural Gas_Steam Trap Maintenance_A_Achievable Economic TRC Potential | F11 | Industrial | Other Industrial | New | Space Heating | Natural Gas | Steam Trap Maintenance | A | Purchases (Cumulative) | Achievable Economic TRC Potential | 0 | 0 | 0 | 0 | 0 | 0 | 0 | 0 | 0 | 0 | 0 | 0 | 0 | 0 | 0 | 0 | 0 | 0 | 0 | 0 | 0 | 0 | 0 | 0 | 0 | 0 | 0 | 0 | 0 | 0 | 0
F1_Industrial_Other Industrial_New_Process_Natural Gas_Steam Trap Maintenance_A_Achievable Economic TRC Potential | F1 | Industrial | Other Industrial | New | Process | Natural Gas | Steam Trap Maintenance | A | Integrated Unit Energy Savings (kWh or therms) | Achievable Economic TRC Potential | 0 | 0 | 0 | 0 | 0 | 1.9974 | 1.9963 | 1.9953 | 1.9946 | 1.9939 | 1.9933 | 1.9929 | 1.9927 | 1.9926 | 1.9926 | 1.9927 | 1.9928 | 1.9929 | 1.993 | 1.9932 | 1.9934 | 1.9937 | 1.9939 | 1.9941 | 1.9943 | 1.9944 | 1.9946 | 1.9947 | 1.9988 | 1.9988 | 1.9988
F2_Industrial_Other Industrial_New_Process_Natural Gas_Steam Trap Maintenance_A_Achievable Economic TRC Potential | F2 | Industrial | Other Industrial | New | Process | Natural Gas | Steam Trap Maintenance | A | Integrated Unit Summer Peak Savings (kW) | Achievable Economic TRC Potential | 0 | 0 | 0 | 0 | 0 | 0 | 0 | 0 | 0 | 0 | 0 | 0 | 0 | 0 | 0 | 0 | 0 | 0 | 0 | 0 | 0 | 0 | 0 | 0 | 0 | 0 | 0 | 0 | 0 | 0 | 0
F3_Industrial_Other Industrial_New_Process_Natural Gas_Steam Trap Maintenance_A_Achievable Economic TRC Potential | F3 | Industrial | Other Industrial | New | Process | Natural Gas | Steam Trap Maintenance | A | Integrated Unit Winter Peak Savings (kW) | Achievable Economic TRC Potential | 0 | 0 | 0 | 0 | 0 | 0 | 0 | 0 | 0 | 0 | 0 | 0 | 0 | 0 | 0 | 0 | 0 | 0 | 0 | 0 | 0 | 0 | 0 | 0 | 0 | 0 | 0 | 0 | 0 | 0 | 0
F4_Industrial_Other Industrial_New_Process_Natural Gas_Steam Trap Maintenance_A_Achievable Economic TRC Potential | F4 | Industrial | Other Industrial | New | Process | Natural Gas | Steam Trap Maintenance | A | Incremental Energy Savings (MWh or mTherms) | Achievable Economic TRC Potential | 0 | 0 | 0 | 0 | 0 | 0 | 0 | 0 | 0 | 0 | 0 | 0 | 0 | 0 | 0 | 0 | 0 | 0 | 0 | 0 | 0 | 0 | 0 | 0 | 0 | 0 | 0 | 0 | 0 | 0 | 0
F5_Industrial_Other Industrial_New_Process_Natural Gas_Steam Trap Maintenance_A_Achievable Economic TRC Potential | F5 | Industrial | Other Industrial | New | Process | Natural Gas | Steam Trap Maintenance | A | Incremental Summer Peak Savings (MW) | Achievable Economic TRC Potential | 0 | 0 | 0 | 0 | 0 | 0 | 0 | 0 | 0 | 0 | 0 | 0 | 0 | 0 | 0 | 0 | 0 | 0 | 0 | 0 | 0 | 0 | 0 | 0 | 0 | 0 | 0 | 0 | 0 | 0 | 0
F6_Industrial_Other Industrial_New_Process_Natural Gas_Steam Trap Maintenance_A_Achievable Economic TRC Potential | F6 | Industrial | Other Industrial | New | Process | Natural Gas | Steam Trap Maintenance | A | Incremental Winter Peak Savings (MW) | Achievable Economic TRC Potential | 0 | 0 | 0 | 0 | 0 | 0 | 0 | 0 | 0 | 0 | 0 | 0 | 0 | 0 | 0 | 0 | 0 | 0 | 0 | 0 | 0 | 0 | 0 | 0 | 0 | 0 | 0 | 0 | 0 | 0 | 0
F7_Industrial_Other Industrial_New_Process_Natural Gas_Steam Trap Maintenance_A_Achievable Economic TRC Potential | F7 | Industrial | Other Industrial | New | Process | Natural Gas | Steam Trap Maintenance | A | Cumulative Energy Savings (MWh or mTherms) | Achievable Economic TRC Potential | 0 | 0 | 0 | 0 | 0 | 0 | 0 | 0 | 0 | 0 | 0 | 0 | 0 | 0 | 0 | 0 | 0 | 0 | 0 | 0 | 0 | 0 | 0 | 0 | 0 | 0 | 0 | 0 | 0 | 0 | 0
F8_Industrial_Other Industrial_New_Process_Natural Gas_Steam Trap Maintenance_A_Achievable Economic TRC Potential | F8 | Industrial | Other Industrial | New | Process | Natural Gas | Steam Trap Maintenance | A | Cumulative Summer Peak Savings (MW) | Achievable Economic TRC Potential | 0 | 0 | 0 | 0 | 0 | 0 | 0 | 0 | 0 | 0 | 0 | 0 | 0 | 0 | 0 | 0 | 0 | 0 | 0 | 0 | 0 | 0 | 0 | 0 | 0 | 0 | 0 | 0 | 0 | 0 | 0
F9_Industrial_Other Industrial_New_Process_Natural Gas_Steam Trap Maintenance_A_Achievable Economic TRC Potential | F9 | Industrial | Other Industrial | New | Process | Natural Gas | Steam Trap Maintenance | A | Cumulative Winter Peak Savings (MW) | Achievable Economic TRC Potential | 0 | 0 | 0 | 0 | 0 | 0 | 0 | 0 | 0 | 0 | 0 | 0 | 0 | 0 | 0 | 0 | 0 | 0 | 0 | 0 | 0 | 0 | 0 | 0 | 0 | 0 | 0 | 0 | 0 | 0 | 0
F10_Industrial_Other Industrial_New_Process_Natural Gas_Steam Trap Maintenance_A_Achievable Economic TRC Potential | F10 | Industrial | Other Industrial | New | Process | Natural Gas | Steam Trap Maintenance | A | Purchases (Incremental) | Achievable Economic TRC Potential | 0 | 0 | 0 | 0 | 0 | 0 | 0 | 0 | 0 | 0 | 0 | 0 | 0 | 0 | 0 | 0 | 0 | 0 | 0 | 0 | 0 | 0 | 0 | 0 | 0 | 0 | 0 | 0 | 0 | 0 | 0
F11_Industrial_Other Industrial_New_Process_Natural Gas_Steam Trap Maintenance_A_Achievable Economic TRC Potential | F11 | Industrial | Other Industrial | New | Process | Natural Gas | Steam Trap Maintenance | A | Purchases (Cumulative) | Achievable Economic TRC Potential | 0 | 0 | 0 | 0 | 0 | 0 | 0 | 0 | 0 | 0 | 0 | 0 | 0 | 0 | 0 | 0 | 0 | 0 | 0 | 0 | 0 | 0 | 0 | 0 | 0 | 0 | 0 | 0 | 0 | 0 | 0
F1_Industrial_Other Industrial_New_Space Heating_Natural Gas_Gas Boiler - High Turndown_A_Achievable Economic TRC Potential | F1 | Industrial | Other Industrial | New | Space Heating | Natural Gas | Gas Boiler - High Turndown | A | Integrated Unit Energy Savings (kWh or therms) | Achievable Economic TRC Potential | 0 | 0 | 0 | 0 | 0 | 0 | 0 | 0 | 0 | 0 | 0 | 0 | 0 | 0 | 0 | 0 | 0 | 0 | 0 | 0 | 0 | 0 | 0 | 0 | 0 | 0 | 0 | 0 | 0 | 0 | 0
F2_Industrial_Other Industrial_New_Space Heating_Natural Gas_Gas Boiler - High Turndown_A_Achievable Economic TRC Potential | F2 | Industrial | Other Industrial | New | Space Heating | Natural Gas | Gas Boiler - High Turndown | A | Integrated Unit Summer Peak Savings (kW) | Achievable Economic TRC Potential | 0 | 0 | 0 | 0 | 0 | 0 | 0 | 0 | 0 | 0 | 0 | 0 | 0 | 0 | 0 | 0 | 0 | 0 | 0 | 0 | 0 | 0 | 0 | 0 | 0 | 0 | 0 | 0 | 0 | 0 | 0
F3_Industrial_Other Industrial_New_Space Heating_Natural Gas_Gas Boiler - High Turndown_A_Achievable Economic TRC Potential | F3 | Industrial | Other Industrial | New | Space Heating | Natural Gas | Gas Boiler - High Turndown | A | Integrated Unit Winter Peak Savings (kW) | Achievable Economic TRC Potential | 0 | 0 | 0 | 0 | 0 | 0 | 0 | 0 | 0 | 0 | 0 | 0 | 0 | 0 | 0 | 0 | 0 | 0 | 0 | 0 | 0 | 0 | 0 | 0 | 0 | 0 | 0 | 0 | 0 | 0 | 0
F4_Industrial_Other Industrial_New_Space Heating_Natural Gas_Gas Boiler - High Turndown_A_Achievable Economic TRC Potential | F4 | Industrial | Other Industrial | New | Space Heating | Natural Gas | Gas Boiler - High Turndown | A | Incremental Energy Savings (MWh or mTherms) | Achievable Economic TRC Potential | 0 | 0 | 0 | 0 | 0 | 0 | 0 | 0 | 0 | 0 | 0 | 0 | 0 | 0 | 0 | 0 | 0 | 0 | 0 | 0 | 0 | 0 | 0 | 0 | 0 | 0 | 0 | 0 | 0 | 0 | 0
F5_Industrial_Other Industrial_New_Space Heating_Natural Gas_Gas Boiler - High Turndown_A_Achievable Economic TRC Potential | F5 | Industrial | Other Industrial | New | Space Heating | Natural Gas | Gas Boiler - High Turndown | A | Incremental Summer Peak Savings (MW) | Achievable Economic TRC Potential | 0 | 0 | 0 | 0 | 0 | 0 | 0 | 0 | 0 | 0 | 0 | 0 | 0 | 0 | 0 | 0 | 0 | 0 | 0 | 0 | 0 | 0 | 0 | 0 | 0 | 0 | 0 | 0 | 0 | 0 | 0
F6_Industrial_Other Industrial_New_Space Heating_Natural Gas_Gas Boiler - High Turndown_A_Achievable Economic TRC Potential | F6 | Industrial | Other Industrial | New | Space Heating | Natural Gas | Gas Boiler - High Turndown | A | Incremental Winter Peak Savings (MW) | Achievable Economic TRC Potential | 0 | 0 | 0 | 0 | 0 | 0 | 0 | 0 | 0 | 0 | 0 | 0 | 0 | 0 | 0 | 0 | 0 | 0 | 0 | 0 | 0 | 0 | 0 | 0 | 0 | 0 | 0 | 0 | 0 | 0 | 0
F7_Industrial_Other Industrial_New_Space Heating_Natural Gas_Gas Boiler - High Turndown_A_Achievable Economic TRC Potential | F7 | Industrial | Other Industrial | New | Space Heating | Natural Gas | Gas Boiler - High Turndown | A | Cumulative Energy Savings (MWh or mTherms) | Achievable Economic TRC Potential | 0 | 0 | 0 | 0 | 0 | 0 | 0 | 0 | 0 | 0 | 0 | 0 | 0 | 0 | 0 | 0 | 0 | 0 | 0 | 0 | 0 | 0 | 0 | 0 | 0 | 0 | 0 | 0 | 0 | 0 | 0
F8_Industrial_Other Industrial_New_Space Heating_Natural Gas_Gas Boiler - High Turndown_A_Achievable Economic TRC Potential | F8 | Industrial | Other Industrial | New | Space Heating | Natural Gas | Gas Boiler - High Turndown | A | Cumulative Summer Peak Savings (MW) | Achievable Economic TRC Potential | 0 | 0 | 0 | 0 | 0 | 0 | 0 | 0 | 0 | 0 | 0 | 0 | 0 | 0 | 0 | 0 | 0 | 0 | 0 | 0 | 0 | 0 | 0 | 0 | 0 | 0 | 0 | 0 | 0 | 0 | 0
F9_Industrial_Other Industrial_New_Space Heating_Natural Gas_Gas Boiler - High Turndown_A_Achievable Economic TRC Potential | F9 | Industrial | Other Industrial | New | Space Heating | Natural Gas | Gas Boiler - High Turndown | A | Cumulative Winter Peak Savings (MW) | Achievable Economic TRC Potential | 0 | 0 | 0 | 0 | 0 | 0 | 0 | 0 | 0 | 0 | 0 | 0 | 0 | 0 | 0 | 0 | 0 | 0 | 0 | 0 | 0 | 0 | 0 | 0 | 0 | 0 | 0 | 0 | 0 | 0 | 0
F10_Industrial_Other Industrial_New_Space Heating_Natural Gas_Gas Boiler - High Turndown_A_Achievable Economic TRC Potential | F10 | Industrial | Other Industrial | New | Space Heating | Natural Gas | Gas Boiler - High Turndown | A | Purchases (Incremental) | Achievable Economic TRC Potential | 0 | 0 | 0 | 0 | 0 | 0 | 0 | 0 | 0 | 0 | 0 | 0 | 0 | 0 | 0 | 0 | 0 | 0 | 0 | 0 | 0 | 0 | 0 | 0 | 0 | 0 | 0 | 0 | 0 | 0 | 0
F11_Industrial_Other Industrial_New_Space Heating_Natural Gas_Gas Boiler - High Turndown_A_Achievable Economic TRC Potential | F11 | Industrial | Other Industrial | New | Space Heating | Natural Gas | Gas Boiler - High Turndown | A | Purchases (Cumulative) | Achievable Economic TRC Potential | 0 | 0 | 0 | 0 | 0 | 0 | 0 | 0 | 0 | 0 | 0 | 0 | 0 | 0 | 0 | 0 | 0 | 0 | 0 | 0 | 0 | 0 | 0 | 0 | 0 | 0 | 0 | 0 | 0 | 0 | 0
F1_Industrial_Other Industrial_New_Process_Natural Gas_Gas Boiler - High Turndown_A_Achievable Economic TRC Potential | F1 | Industrial | Other Industrial | New | Process | Natural Gas | Gas Boiler - High Turndown | A | Integrated Unit Energy Savings (kWh or therms) | Achievable Economic TRC Potential | 0 | 0 | 0 | 0 | 0 | 2.1168 | 2.1127 | 2.1089 | 2.1055 | 2.1022 | 2.0999 | 2.0979 | 2.0961 | 2.0945 | 2.0932 | 2.0921 | 2.0914 | 2.0909 | 2.0905 | 2.0902 | 2.09 | 2.0898 | 2.0896 | 2.0893 | 2.089 | 2.0902 | 2.0913 | 2.0924 | 2.1216 | 2.1216 | 2.1216
F2_Industrial_Other Industrial_New_Process_Natural Gas_Gas Boiler - High Turndown_A_Achievable Economic TRC Potential | F2 | Industrial | Other Industrial | New | Process | Natural Gas | Gas Boiler - High Turndown | A | Integrated Unit Summer Peak Savings (kW) | Achievable Economic TRC Potential | 0 | 0 | 0 | 0 | 0 | 0 | 0 | 0 | 0 | 0 | 0 | 0 | 0 | 0 | 0 | 0 | 0 | 0 | 0 | 0 | 0 | 0 | 0 | 0 | 0 | 0 | 0 | 0 | 0 | 0 | 0
F3_Industrial_Other Industrial_New_Process_Natural Gas_Gas Boiler - High Turndown_A_Achievable Economic TRC Potential | F3 | Industrial | Other Industrial | New | Process | Natural Gas | Gas Boiler - High Turndown | A | Integrated Unit Winter Peak Savings (kW) | Achievable Economic TRC Potential | 0 | 0 | 0 | 0 | 0 | 0 | 0 | 0 | 0 | 0 | 0 | 0 | 0 | 0 | 0 | 0 | 0 | 0 | 0 | 0 | 0 | 0 | 0 | 0 | 0 | 0 | 0 | 0 | 0 | 0 | 0
F4_Industrial_Other Industrial_New_Process_Natural Gas_Gas Boiler - High Turndown_A_Achievable Economic TRC Potential | F4 | Industrial | Other Industrial | New | Process | Natural Gas | Gas Boiler - High Turndown | A | Incremental Energy Savings (MWh or mTherms) | Achievable Economic TRC Potential | 0 | 0 | 0 | 0 | 0 | 0 | 0 | 0 | 0 | 0 | 0 | 0 | 0 | 0 | 0 | 0 | 0 | 0 | 0 | 0 | 0 | 0 | 0 | 0 | 0 | 0 | 0 | 0 | 0 | 0 | 0
F5_Industrial_Other Industrial_New_Process_Natural Gas_Gas Boiler - High Turndown_A_Achievable Economic TRC Potential | F5 | Industrial | Other Industrial | New | Process | Natural Gas | Gas Boiler - High Turndown | A | Incremental Summer Peak Savings (MW) | Achievable Economic TRC Potential | 0 | 0 | 0 | 0 | 0 | 0 | 0 | 0 | 0 | 0 | 0 | 0 | 0 | 0 | 0 | 0 | 0 | 0 | 0 | 0 | 0 | 0 | 0 | 0 | 0 | 0 | 0 | 0 | 0 | 0 | 0
F6_Industrial_Other Industrial_New_Process_Natural Gas_Gas Boiler - High Turndown_A_Achievable Economic TRC Potential | F6 | Industrial | Other Industrial | New | Process | Natural Gas | Gas Boiler - High Turndown | A | Incremental Winter Peak Savings (MW) | Achievable Economic TRC Potential | 0 | 0 | 0 | 0 | 0 | 0 | 0 | 0 | 0 | 0 | 0 | 0 | 0 | 0 | 0 | 0 | 0 | 0 | 0 | 0 | 0 | 0 | 0 | 0 | 0 | 0 | 0 | 0 | 0 | 0 | 0
F7_Industrial_Other Industrial_New_Process_Natural Gas_Gas Boiler - High Turndown_A_Achievable Economic TRC Potential | F7 | Industrial | Other Industrial | New | Process | Natural Gas | Gas Boiler - High Turndown | A | Cumulative Energy Savings (MWh or mTherms) | Achievable Economic TRC Potential | 0 | 0 | 0 | 0 | 0 | 0 | 0 | 0 | 0 | 0 | 0 | 0 | 0 | 0 | 0 | 0 | 0 | 0 | 0 | 0 | 0 | 0 | 0 | 0 | 0 | 0 | 0 | 0 | 0 | 0 | 0
F8_Industrial_Other Industrial_New_Process_Natural Gas_Gas Boiler - High Turndown_A_Achievable Economic TRC Potential | F8 | Industrial | Other Industrial | New | Process | Natural Gas | Gas Boiler - High Turndown | A | Cumulative Summer Peak Savings (MW) | Achievable Economic TRC Potential | 0 | 0 | 0 | 0 | 0 | 0 | 0 | 0 | 0 | 0 | 0 | 0 | 0 | 0 | 0 | 0 | 0 | 0 | 0 | 0 | 0 | 0 | 0 | 0 | 0 | 0 | 0 | 0 | 0 | 0 | 0
F9_Industrial_Other Industrial_New_Process_Natural Gas_Gas Boiler - High Turndown_A_Achievable Economic TRC Potential | F9 | Industrial | Other Industrial | New | Process | Natural Gas | Gas Boiler - High Turndown | A | Cumulative Winter Peak Savings (MW) | Achievable Economic TRC Potential | 0 | 0 | 0 | 0 | 0 | 0 | 0 | 0 | 0 | 0 | 0 | 0 | 0 | 0 | 0 | 0 | 0 | 0 | 0 | 0 | 0 | 0 | 0 | 0 | 0 | 0 | 0 | 0 | 0 | 0 | 0
F10_Industrial_Other Industrial_New_Process_Natural Gas_Gas Boiler - High Turndown_A_Achievable Economic TRC Potential | F10 | Industrial | Other Industrial | New | Process | Natural Gas | Gas Boiler - High Turndown | A | Purchases (Incremental) | Achievable Economic TRC Potential | 0 | 0 | 0 | 0 | 0 | 0 | 0 | 0 | 0 | 0 | 0 | 0 | 0 | 0 | 0 | 0 | 0 | 0 | 0 | 0 | 0 | 0 | 0 | 0 | 0 | 0 | 0 | 0 | 0 | 0 | 0
F11_Industrial_Other Industrial_New_Process_Natural Gas_Gas Boiler - High Turndown_A_Achievable Economic TRC Potential | F11 | Industrial | Other Industrial | New | Process | Natural Gas | Gas Boiler - High Turndown | A | Purchases (Cumulative) | Achievable Economic TRC Potential | 0 | 0 | 0 | 0 | 0 | 0 | 0 | 0 | 0 | 0 | 0 | 0 | 0 | 0 | 0 | 0 | 0 | 0 | 0 | 0 | 0 | 0 | 0 | 0 | 0 | 0 | 0 | 0 | 0 | 0 | 0
F1_Industrial_Other Industrial_New_Space Heating_Natural Gas_Gas Boiler - Burner Control Optimization_A_Achievable Economic TRC Potential | F1 | Industrial | Other Industrial | New | Space Heating | Natural Gas | Gas Boiler - Burner Control Optimization | A | Integrated Unit Energy Savings (kWh or therms) | Achievable Economic TRC Potential | 0 | 0 | 0 | 0 | 0 | 0 | 0 | 0 | 0 | 0 | 0 | 0 | 0 | 0 | 0 | 0 | 0 | 0 | 0 | 0 | 0 | 0 | 0 | 0 | 0 | 0 | 0 | 0 | 0 | 0 | 0
F2_Industrial_Other Industrial_New_Space Heating_Natural Gas_Gas Boiler - Burner Control Optimization_A_Achievable Economic TRC Potential | F2 | Industrial | Other Industrial | New | Space Heating | Natural Gas | Gas Boiler - Burner Control Optimization | A | Integrated Unit Summer Peak Savings (kW) | Achievable Economic TRC Potential | 0 | 0 | 0 | 0 | 0 | 0 | 0 | 0 | 0 | 0 | 0 | 0 | 0 | 0 | 0 | 0 | 0 | 0 | 0 | 0 | 0 | 0 | 0 | 0 | 0 | 0 | 0 | 0 | 0 | 0 | 0
F3_Industrial_Other Industrial_New_Space Heating_Natural Gas_Gas Boiler - Burner Control Optimization_A_Achievable Economic TRC Potential | F3 | Industrial | Other Industrial | New | Space Heating | Natural Gas | Gas Boiler - Burner Control Optimization | A | Integrated Unit Winter Peak Savings (kW) | Achievable Economic TRC Potential | 0 | 0 | 0 | 0 | 0 | 0 | 0 | 0 | 0 | 0 | 0 | 0 | 0 | 0 | 0 | 0 | 0 | 0 | 0 | 0 | 0 | 0 | 0 | 0 | 0 | 0 | 0 | 0 | 0 | 0 | 0
F4_Industrial_Other Industrial_New_Space Heating_Natural Gas_Gas Boiler - Burner Control Optimization_A_Achievable Economic TRC Potential | F4 | Industrial | Other Industrial | New | Space Heating | Natural Gas | Gas Boiler - Burner Control Optimization | A | Incremental Energy Savings (MWh or mTherms) | Achievable Economic TRC Potential | 0 | 0 | 0 | 0 | 0 | 0 | 0 | 0 | 0 | 0 | 0 | 0 | 0 | 0 | 0 | 0 | 0 | 0 | 0 | 0 | 0 | 0 | 0 | 0 | 0 | 0 | 0 | 0 | 0 | 0 | 0
F5_Industrial_Other Industrial_New_Space Heating_Natural Gas_Gas Boiler - Burner Control Optimization_A_Achievable Economic TRC Potential | F5 | Industrial | Other Industrial | New | Space Heating | Natural Gas | Gas Boiler - Burner Control Optimization | A | Incremental Summer Peak Savings (MW) | Achievable Economic TRC Potential | 0 | 0 | 0 | 0 | 0 | 0 | 0 | 0 | 0 | 0 | 0 | 0 | 0 | 0 | 0 | 0 | 0 | 0 | 0 | 0 | 0 | 0 | 0 | 0 | 0 | 0 | 0 | 0 | 0 | 0 | 0
F6_Industrial_Other Industrial_New_Space Heating_Natural Gas_Gas Boiler - Burner Control Optimization_A_Achievable Economic TRC Potential | F6 | Industrial | Other Industrial | New | Space Heating | Natural Gas | Gas Boiler - Burner Control Optimization | A | Incremental Winter Peak Savings (MW) | Achievable Economic TRC Potential | 0 | 0 | 0 | 0 | 0 | 0 | 0 | 0 | 0 | 0 | 0 | 0 | 0 | 0 | 0 | 0 | 0 | 0 | 0 | 0 | 0 | 0 | 0 | 0 | 0 | 0 | 0 | 0 | 0 | 0 | 0
F7_Industrial_Other Industrial_New_Space Heating_Natural Gas_Gas Boiler - Burner Control Optimization_A_Achievable Economic TRC Potential | F7 | Industrial | Other Industrial | New | Space Heating | Natural Gas | Gas Boiler - Burner Control Optimization | A | Cumulative Energy Savings (MWh or mTherms) | Achievable Economic TRC Potential | 0 | 0 | 0 | 0 | 0 | 0 | 0 | 0 | 0 | 0 | 0 | 0 | 0 | 0 | 0 | 0 | 0 | 0 | 0 | 0 | 0 | 0 | 0 | 0 | 0 | 0 | 0 | 0 | 0 | 0 | 0
F8_Industrial_Other Industrial_New_Space Heating_Natural Gas_Gas Boiler - Burner Control Optimization_A_Achievable Economic TRC Potential | F8 | Industrial | Other Industrial | New | Space Heating | Natural Gas | Gas Boiler - Burner Control Optimization | A | Cumulative Summer Peak Savings (MW) | Achievable Economic TRC Potential | 0 | 0 | 0 | 0 | 0 | 0 | 0 | 0 | 0 | 0 | 0 | 0 | 0 | 0 | 0 | 0 | 0 | 0 | 0 | 0 | 0 | 0 | 0 | 0 | 0 | 0 | 0 | 0 | 0 | 0 | 0
F9_Industrial_Other Industrial_New_Space Heating_Natural Gas_Gas Boiler - Burner Control Optimization_A_Achievable Economic TRC Potential | F9 | Industrial | Other Industrial | New | Space Heating | Natural Gas | Gas Boiler - Burner Control Optimization | A | Cumulative Winter Peak Savings (MW) | Achievable Economic TRC Potential | 0 | 0 | 0 | 0 | 0 | 0 | 0 | 0 | 0 | 0 | 0 | 0 | 0 | 0 | 0 | 0 | 0 | 0 | 0 | 0 | 0 | 0 | 0 | 0 | 0 | 0 | 0 | 0 | 0 | 0 | 0
F10_Industrial_Other Industrial_New_Space Heating_Natural Gas_Gas Boiler - Burner Control Optimization_A_Achievable Economic TRC Potential | F10 | Industrial | Other Industrial | New | Space Heating | Natural Gas | Gas Boiler - Burner Control Optimization | A | Purchases (Incremental) | Achievable Economic TRC Potential | 0 | 0 | 0 | 0 | 0 | 0 | 0 | 0 | 0 | 0 | 0 | 0 | 0 | 0 | 0 | 0 | 0 | 0 | 0 | 0 | 0 | 0 | 0 | 0 | 0 | 0 | 0 | 0 | 0 | 0 | 0
F11_Industrial_Other Industrial_New_Space Heating_Natural Gas_Gas Boiler - Burner Control Optimization_A_Achievable Economic TRC Potential | F11 | Industrial | Other Industrial | New | Space Heating | Natural Gas | Gas Boiler - Burner Control Optimization | A | Purchases (Cumulative) | Achievable Economic TRC Potential | 0 | 0 | 0 | 0 | 0 | 0 | 0 | 0 | 0 | 0 | 0 | 0 | 0 | 0 | 0 | 0 | 0 | 0 | 0 | 0 | 0 | 0 | 0 | 0 | 0 | 0 | 0 | 0 | 0 | 0 | 0
F1_Industrial_Other Industrial_New_Process_Natural Gas_Gas Boiler - Burner Control Optimization_A_Achievable Economic TRC Potential | F1 | Industrial | Other Industrial | New | Process | Natural Gas | Gas Boiler - Burner Control Optimization | A | Integrated Unit Energy Savings (kWh or therms) | Achievable Economic TRC Potential | 0 | 0 | 0 | 0 | 0 | 0.61387 | 0.61267 | 0.61159 | 0.6106 | 0.60964 | 0.60898 | 0.60839 | 0.60786 | 0.6074 | 0.60702 | 0.60672 | 0.60651 | 0.60636 | 0.60625 | 0.60615 | 0.6061 | 0.60604 | 0.60597 | 0.6059 | 0.60581 | 0.60616 | 0.60649 | 0.60679 | 0.61528 | 0.61528 | 0.61528
F2_Industrial_Other Industrial_New_Process_Natural Gas_Gas Boiler - Burner Control Optimization_A_Achievable Economic TRC Potential | F2 | Industrial | Other Industrial | New | Process | Natural Gas | Gas Boiler - Burner Control Optimization | A | Integrated Unit Summer Peak Savings (kW) | Achievable Economic TRC Potential | 0 | 0 | 0 | 0 | 0 | 0 | 0 | 0 | 0 | 0 | 0 | 0 | 0 | 0 | 0 | 0 | 0 | 0 | 0 | 0 | 0 | 0 | 0 | 0 | 0 | 0 | 0 | 0 | 0 | 0 | 0
F3_Industrial_Other Industrial_New_Process_Natural Gas_Gas Boiler - Burner Control Optimization_A_Achievable Economic TRC Potential | F3 | Industrial | Other Industrial | New | Process | Natural Gas | Gas Boiler - Burner Control Optimization | A | Integrated Unit Winter Peak Savings (kW) | Achievable Economic TRC Potential | 0 | 0 | 0 | 0 | 0 | 0 | 0 | 0 | 0 | 0 | 0 | 0 | 0 | 0 | 0 | 0 | 0 | 0 | 0 | 0 | 0 | 0 | 0 | 0 | 0 | 0 | 0 | 0 | 0 | 0 | 0
F4_Industrial_Other Industrial_New_Process_Natural Gas_Gas Boiler - Burner Control Optimization_A_Achievable Economic TRC Potential | F4 | Industrial | Other Industrial | New | Process | Natural Gas | Gas Boiler - Burner Control Optimization | A | Incremental Energy Savings (MWh or mTherms) | Achievable Economic TRC Potential | 0 | 0 | 0 | 0 | 0 | 0 | 0 | 0 | 0 | 0 | 0 | 0 | 0 | 0 | 0 | 0 | 0 | 0 | 0 | 0 | 0 | 0 | 0 | 0 | 0 | 0 | 0 | 0 | 0 | 0 | 0
F5_Industrial_Other Industrial_New_Process_Natural Gas_Gas Boiler - Burner Control Optimization_A_Achievable Economic TRC Potential | F5 | Industrial | Other Industrial | New | Process | Natural Gas | Gas Boiler - Burner Control Optimization | A | Incremental Summer Peak Savings (MW) | Achievable Economic TRC Potential | 0 | 0 | 0 | 0 | 0 | 0 | 0 | 0 | 0 | 0 | 0 | 0 | 0 | 0 | 0 | 0 | 0 | 0 | 0 | 0 | 0 | 0 | 0 | 0 | 0 | 0 | 0 | 0 | 0 | 0 | 0
F6_Industrial_Other Industrial_New_Process_Natural Gas_Gas Boiler - Burner Control Optimization_A_Achievable Economic TRC Potential | F6 | Industrial | Other Industrial | New | Process | Natural Gas | Gas Boiler - Burner Control Optimization | A | Incremental Winter Peak Savings (MW) | Achievable Economic TRC Potential | 0 | 0 | 0 | 0 | 0 | 0 | 0 | 0 | 0 | 0 | 0 | 0 | 0 | 0 | 0 | 0 | 0 | 0 | 0 | 0 | 0 | 0 | 0 | 0 | 0 | 0 | 0 | 0 | 0 | 0 | 0
F7_Industrial_Other Industrial_New_Process_Natural Gas_Gas Boiler - Burner Control Optimization_A_Achievable Economic TRC Potential | F7 | Industrial | Other Industrial | New | Process | Natural Gas | Gas Boiler - Burner Control Optimization | A | Cumulative Energy Savings (MWh or mTherms) | Achievable Economic TRC Potential | 0 | 0 | 0 | 0 | 0 | 0 | 0 | 0 | 0 | 0 | 0 | 0 | 0 | 0 | 0 | 0 | 0 | 0 | 0 | 0 | 0 | 0 | 0 | 0 | 0 | 0 | 0 | 0 | 0 | 0 | 0
F8_Industrial_Other Industrial_New_Process_Natural Gas_Gas Boiler - Burner Control Optimization_A_Achievable Economic TRC Potential | F8 | Industrial | Other Industrial | New | Process | Natural Gas | Gas Boiler - Burner Control Optimization | A | Cumulative Summer Peak Savings (MW) | Achievable Economic TRC Potential | 0 | 0 | 0 | 0 | 0 | 0 | 0 | 0 | 0 | 0 | 0 | 0 | 0 | 0 | 0 | 0 | 0 | 0 | 0 | 0 | 0 | 0 | 0 | 0 | 0 | 0 | 0 | 0 | 0 | 0 | 0
F9_Industrial_Other Industrial_New_Process_Natural Gas_Gas Boiler - Burner Control Optimization_A_Achievable Economic TRC Potential | F9 | Industrial | Other Industrial | New | Process | Natural Gas | Gas Boiler - Burner Control Optimization | A | Cumulative Winter Peak Savings (MW) | Achievable Economic TRC Potential | 0 | 0 | 0 | 0 | 0 | 0 | 0 | 0 | 0 | 0 | 0 | 0 | 0 | 0 | 0 | 0 | 0 | 0 | 0 | 0 | 0 | 0 | 0 | 0 | 0 | 0 | 0 | 0 | 0 | 0 | 0
F10_Industrial_Other Industrial_New_Process_Natural Gas_Gas Boiler - Burner Control Optimization_A_Achievable Economic TRC Potential | F10 | Industrial | Other Industrial | New | Process | Natural Gas | Gas Boiler - Burner Control Optimization | A | Purchases (Incremental) | Achievable Economic TRC Potential | 0 | 0 | 0 | 0 | 0 | 0 | 0 | 0 | 0 | 0 | 0 | 0 | 0 | 0 | 0 | 0 | 0 | 0 | 0 | 0 | 0 | 0 | 0 | 0 | 0 | 0 | 0 | 0 | 0 | 0 | 0
F11_Industrial_Other Industrial_New_Process_Natural Gas_Gas Boiler - Burner Control Optimization_A_Achievable Economic TRC Potential | F11 | Industrial | Other Industrial | New | Process | Natural Gas | Gas Boiler - Burner Control Optimization | A | Purchases (Cumulative) | Achievable Economic TRC Potential | 0 | 0 | 0 | 0 | 0 | 0 | 0 | 0 | 0 | 0 | 0 | 0 | 0 | 0 | 0 | 0 | 0 | 0 | 0 | 0 | 0 | 0 | 0 | 0 | 0 | 0 | 0 | 0 | 0 | 0 | 0
F1_Industrial_Other Industrial_New_Space Heating_Natural Gas_HVAC - Demand Controlled Ventilation_A_Achievable Economic TRC Potential | F1 | Industrial | Other Industrial | New | Space Heating | Natural Gas | HVAC - Demand Controlled Ventilation | A | Integrated Unit Energy Savings (kWh or therms) | Achievable Economic TRC Potential | 0 | 0 | 0 | 0 | 0 | 0 | 0 | 0 | 0 | 0 | 0 | 0 | 0 | 0 | 0 | 0 | 0 | 0 | 0 | 0 | 0 | 0 | 0 | 0 | 0 | 0 | 0 | 0 | 0 | 0 | 0
F2_Industrial_Other Industrial_New_Space Heating_Natural Gas_HVAC - Demand Controlled Ventilation_A_Achievable Economic TRC Potential | F2 | Industrial | Other Industrial | New | Space Heating | Natural Gas | HVAC - Demand Controlled Ventilation | A | Integrated Unit Summer Peak Savings (kW) | Achievable Economic TRC Potential | 0 | 0 | 0 | 0 | 0 | 0 | 0 | 0 | 0 | 0 | 0 | 0 | 0 | 0 | 0 | 0 | 0 | 0 | 0 | 0 | 0 | 0 | 0 | 0 | 0 | 0 | 0 | 0 | 0 | 0 | 0
F3_Industrial_Other Industrial_New_Space Heating_Natural Gas_HVAC - Demand Controlled Ventilation_A_Achievable Economic TRC Potential | F3 | Industrial | Other Industrial | New | Space Heating | Natural Gas | HVAC - Demand Controlled Ventilation | A | Integrated Unit Winter Peak Savings (kW) | Achievable Economic TRC Potential | 0 | 0 | 0 | 0 | 0 | 0 | 0 | 0 | 0 | 0 | 0 | 0 | 0 | 0 | 0 | 0 | 0 | 0 | 0 | 0 | 0 | 0 | 0 | 0 | 0 | 0 | 0 | 0 | 0 | 0 | 0
F4_Industrial_Other Industrial_New_Space Heating_Natural Gas_HVAC - Demand Controlled Ventilation_A_Achievable Economic TRC Potential | F4 | Industrial | Other Industrial | New | Space Heating | Natural Gas | HVAC - Demand Controlled Ventilation | A | Incremental Energy Savings (MWh or mTherms) | Achievable Economic TRC Potential | 0 | 0 | 0 | 0 | 0 | 0 | 0 | 0 | 0 | 0 | 0 | 0 | 0 | 0 | 0 | 0 | 0 | 0 | 0 | 0 | 0 | 0 | 0 | 0 | 0 | 0 | 0 | 0 | 0 | 0 | 0
F5_Industrial_Other Industrial_New_Space Heating_Natural Gas_HVAC - Demand Controlled Ventilation_A_Achievable Economic TRC Potential | F5 | Industrial | Other Industrial | New | Space Heating | Natural Gas | HVAC - Demand Controlled Ventilation | A | Incremental Summer Peak Savings (MW) | Achievable Economic TRC Potential | 0 | 0 | 0 | 0 | 0 | 0 | 0 | 0 | 0 | 0 | 0 | 0 | 0 | 0 | 0 | 0 | 0 | 0 | 0 | 0 | 0 | 0 | 0 | 0 | 0 | 0 | 0 | 0 | 0 | 0 | 0
F6_Industrial_Other Industrial_New_Space Heating_Natural Gas_HVAC - Demand Controlled Ventilation_A_Achievable Economic TRC Potential | F6 | Industrial | Other Industrial | New | Space Heating | Natural Gas | HVAC - Demand Controlled Ventilation | A | Incremental Winter Peak Savings (MW) | Achievable Economic TRC Potential | 0 | 0 | 0 | 0 | 0 | 0 | 0 | 0 | 0 | 0 | 0 | 0 | 0 | 0 | 0 | 0 | 0 | 0 | 0 | 0 | 0 | 0 | 0 | 0 | 0 | 0 | 0 | 0 | 0 | 0 | 0
F7_Industrial_Other Industrial_New_Space Heating_Natural Gas_HVAC - Demand Controlled Ventilation_A_Achievable Economic TRC Potential | F7 | Industrial | Other Industrial | New | Space Heating | Natural Gas | HVAC - Demand Controlled Ventilation | A | Cumulative Energy Savings (MWh or mTherms) | Achievable Economic TRC Potential | 0 | 0 | 0 | 0 | 0 | 0 | 0 | 0 | 0 | 0 | 0 | 0 | 0 | 0 | 0 | 0 | 0 | 0 | 0 | 0 | 0 | 0 | 0 | 0 | 0 | 0 | 0 | 0 | 0 | 0 | 0
F8_Industrial_Other Industrial_New_Space Heating_Natural Gas_HVAC - Demand Controlled Ventilation_A_Achievable Economic TRC Potential | F8 | Industrial | Other Industrial | New | Space Heating | Natural Gas | HVAC - Demand Controlled Ventilation | A | Cumulative Summer Peak Savings (MW) | Achievable Economic TRC Potential | 0 | 0 | 0 | 0 | 0 | 0 | 0 | 0 | 0 | 0 | 0 | 0 | 0 | 0 | 0 | 0 | 0 | 0 | 0 | 0 | 0 | 0 | 0 | 0 | 0 | 0 | 0 | 0 | 0 | 0 | 0
F9_Industrial_Other Industrial_New_Space Heating_Natural Gas_HVAC - Demand Controlled Ventilation_A_Achievable Economic TRC Potential | F9 | Industrial | Other Industrial | New | Space Heating | Natural Gas | HVAC - Demand Controlled Ventilation | A | Cumulative Winter Peak Savings (MW) | Achievable Economic TRC Potential | 0 | 0 | 0 | 0 | 0 | 0 | 0 | 0 | 0 | 0 | 0 | 0 | 0 | 0 | 0 | 0 | 0 | 0 | 0 | 0 | 0 | 0 | 0 | 0 | 0 | 0 | 0 | 0 | 0 | 0 | 0
F10_Industrial_Other Industrial_New_Space Heating_Natural Gas_HVAC - Demand Controlled Ventilation_A_Achievable Economic TRC Potential | F10 | Industrial | Other Industrial | New | Space Heating | Natural Gas | HVAC - Demand Controlled Ventilation | A | Purchases (Incremental) | Achievable Economic TRC Potential | 0 | 0 | 0 | 0 | 0 | 0 | 0 | 0 | 0 | 0 | 0 | 0 | 0 | 0 | 0 | 0 | 0 | 0 | 0 | 0 | 0 | 0 | 0 | 0 | 0 | 0 | 0 | 0 | 0 | 0 | 0
F11_Industrial_Other Industrial_New_Space Heating_Natural Gas_HVAC - Demand Controlled Ventilation_A_Achievable Economic TRC Potential | F11 | Industrial | Other Industrial | New | Space Heating | Natural Gas | HVAC - Demand Controlled Ventilation | A | Purchases (Cumulative) | Achievable Economic TRC Potential | 0 | 0 | 0 | 0 | 0 | 0 | 0 | 0 | 0 | 0 | 0 | 0 | 0 | 0 | 0 | 0 | 0 | 0 | 0 | 0 | 0 | 0 | 0 | 0 | 0 | 0 | 0 | 0 | 0 | 0 | 0
F1_Industrial_Other Industrial_New_Space Heating_Natural Gas_Gas Boiler - Stack Economizer_A_Achievable Economic TRC Potential | F1 | Industrial | Other Industrial | New | Space Heating | Natural Gas | Gas Boiler - Stack Economizer | A | Integrated Unit Energy Savings (kWh or therms) | Achievable Economic TRC Potential | 0 | 0 | 0 | 0 | 0 | 0 | 0 | 0 | 0 | 0 | 0 | 0 | 0 | 0 | 0 | 0 | 0 | 0 | 0 | 0 | 0 | 0 | 0 | 0 | 0 | 0 | 0 | 0 | 0 | 0 | 0
F2_Industrial_Other Industrial_New_Space Heating_Natural Gas_Gas Boiler - Stack Economizer_A_Achievable Economic TRC Potential | F2 | Industrial | Other Industrial | New | Space Heating | Natural Gas | Gas Boiler - Stack Economizer | A | Integrated Unit Summer Peak Savings (kW) | Achievable Economic TRC Potential | 0 | 0 | 0 | 0 | 0 | 0 | 0 | 0 | 0 | 0 | 0 | 0 | 0 | 0 | 0 | 0 | 0 | 0 | 0 | 0 | 0 | 0 | 0 | 0 | 0 | 0 | 0 | 0 | 0 | 0 | 0
F3_Industrial_Other Industrial_New_Space Heating_Natural Gas_Gas Boiler - Stack Economizer_A_Achievable Economic TRC Potential | F3 | Industrial | Other Industrial | New | Space Heating | Natural Gas | Gas Boiler - Stack Economizer | A | Integrated Unit Winter Peak Savings (kW) | Achievable Economic TRC Potential | 0 | 0 | 0 | 0 | 0 | 0 | 0 | 0 | 0 | 0 | 0 | 0 | 0 | 0 | 0 | 0 | 0 | 0 | 0 | 0 | 0 | 0 | 0 | 0 | 0 | 0 | 0 | 0 | 0 | 0 | 0
F4_Industrial_Other Industrial_New_Space Heating_Natural Gas_Gas Boiler - Stack Economizer_A_Achievable Economic TRC Potential | F4 | Industrial | Other Industrial | New | Space Heating | Natural Gas | Gas Boiler - Stack Economizer | A | Incremental Energy Savings (MWh or mTherms) | Achievable Economic TRC Potential | 0 | 0 | 0 | 0 | 0 | 0 | 0 | 0 | 0 | 0 | 0 | 0 | 0 | 0 | 0 | 0 | 0 | 0 | 0 | 0 | 0 | 0 | 0 | 0 | 0 | 0 | 0 | 0 | 0 | 0 | 0
F5_Industrial_Other Industrial_New_Space Heating_Natural Gas_Gas Boiler - Stack Economizer_A_Achievable Economic TRC Potential | F5 | Industrial | Other Industrial | New | Space Heating | Natural Gas | Gas Boiler - Stack Economizer | A | Incremental Summer Peak Savings (MW) | Achievable Economic TRC Potential | 0 | 0 | 0 | 0 | 0 | 0 | 0 | 0 | 0 | 0 | 0 | 0 | 0 | 0 | 0 | 0 | 0 | 0 | 0 | 0 | 0 | 0 | 0 | 0 | 0 | 0 | 0 | 0 | 0 | 0 | 0
F6_Industrial_Other Industrial_New_Space Heating_Natural Gas_Gas Boiler - Stack Economizer_A_Achievable Economic TRC Potential | F6 | Industrial | Other Industrial | New | Space Heating | Natural Gas | Gas Boiler - Stack Economizer | A | Incremental Winter Peak Savings (MW) | Achievable Economic TRC Potential | 0 | 0 | 0 | 0 | 0 | 0 | 0 | 0 | 0 | 0 | 0 | 0 | 0 | 0 | 0 | 0 | 0 | 0 | 0 | 0 | 0 | 0 | 0 | 0 | 0 | 0 | 0 | 0 | 0 | 0 | 0
F7_Industrial_Other Industrial_New_Space Heating_Natural Gas_Gas Boiler - Stack Economizer_A_Achievable Economic TRC Potential | F7 | Industrial | Other Industrial | New | Space Heating | Natural Gas | Gas Boiler - Stack Economizer | A | Cumulative Energy Savings (MWh or mTherms) | Achievable Economic TRC Potential | 0 | 0 | 0 | 0 | 0 | 0 | 0 | 0 | 0 | 0 | 0 | 0 | 0 | 0 | 0 | 0 | 0 | 0 | 0 | 0 | 0 | 0 | 0 | 0 | 0 | 0 | 0 | 0 | 0 | 0 | 0
F8_Industrial_Other Industrial_New_Space Heating_Natural Gas_Gas Boiler - Stack Economizer_A_Achievable Economic TRC Potential | F8 | Industrial | Other Industrial | New | Space Heating | Natural Gas | Gas Boiler - Stack Economizer | A | Cumulative Summer Peak Savings (MW) | Achievable Economic TRC Potential | 0 | 0 | 0 | 0 | 0 | 0 | 0 | 0 | 0 | 0 | 0 | 0 | 0 | 0 | 0 | 0 | 0 | 0 | 0 | 0 | 0 | 0 | 0 | 0 | 0 | 0 | 0 | 0 | 0 | 0 | 0
F9_Industrial_Other Industrial_New_Space Heating_Natural Gas_Gas Boiler - Stack Economizer_A_Achievable Economic TRC Potential | F9 | Industrial | Other Industrial | New | Space Heating | Natural Gas | Gas Boiler - Stack Economizer | A | Cumulative Winter Peak Savings (MW) | Achievable Economic TRC Potential | 0 | 0 | 0 | 0 | 0 | 0 | 0 | 0 | 0 | 0 | 0 | 0 | 0 | 0 | 0 | 0 | 0 | 0 | 0 | 0 | 0 | 0 | 0 | 0 | 0 | 0 | 0 | 0 | 0 | 0 | 0
F10_Industrial_Other Industrial_New_Space Heating_Natural Gas_Gas Boiler - Stack Economizer_A_Achievable Economic TRC Potential | F10 | Industrial | Other Industrial | New | Space Heating | Natural Gas | Gas Boiler - Stack Economizer | A | Purchases (Incremental) | Achievable Economic TRC Potential | 0 | 0 | 0 | 0 | 0 | 0 | 0 | 0 | 0 | 0 | 0 | 0 | 0 | 0 | 0 | 0 | 0 | 0 | 0 | 0 | 0 | 0 | 0 | 0 | 0 | 0 | 0 | 0 | 0 | 0 | 0
F11_Industrial_Other Industrial_New_Space Heating_Natural Gas_Gas Boiler - Stack Economizer_A_Achievable Economic TRC Potential | F11 | Industrial | Other Industrial | New | Space Heating | Natural Gas | Gas Boiler - Stack Economizer | A | Purchases (Cumulative) | Achievable Economic TRC Potential | 0 | 0 | 0 | 0 | 0 | 0 | 0 | 0 | 0 | 0 | 0 | 0 | 0 | 0 | 0 | 0 | 0 | 0 | 0 | 0 | 0 | 0 | 0 | 0 | 0 | 0 | 0 | 0 | 0 | 0 | 0
F1_Industrial_Other Industrial_New_Process_Natural Gas_Gas Boiler - Stack Economizer_A_Achievable Economic TRC Potential | F1 | Industrial | Other Industrial | New | Process | Natural Gas | Gas Boiler - Stack Economizer | A | Integrated Unit Energy Savings (kWh or therms) | Achievable Economic TRC Potential | 0 | 0 | 0 | 0 | 0 | 2.0366 | 2.0364 | 2.0364 | 2.0364 | 2.0365 | 2.0365 | 2.0365 | 2.0365 | 2.0366 | 2.0366 | 2.0366 | 2.0366 | 2.0366 | 2.0366 | 2.0366 | 2.0366 | 2.0366 | 2.0366 | 2.0366 | 2.0367 | 2.0367 | 2.0367 | 2.0367 | 2.0368 | 2.0368 | 2.0368
F2_Industrial_Other Industrial_New_Process_Natural Gas_Gas Boiler - Stack Economizer_A_Achievable Economic TRC Potential | F2 | Industrial | Other Industrial | New | Process | Natural Gas | Gas Boiler - Stack Economizer | A | Integrated Unit Summer Peak Savings (kW) | Achievable Economic TRC Potential | 0 | 0 | 0 | 0 | 0 | 0 | 0 | 0 | 0 | 0 | 0 | 0 | 0 | 0 | 0 | 0 | 0 | 0 | 0 | 0 | 0 | 0 | 0 | 0 | 0 | 0 | 0 | 0 | 0 | 0 | 0
F3_Industrial_Other Industrial_New_Process_Natural Gas_Gas Boiler - Stack Economizer_A_Achievable Economic TRC Potential | F3 | Industrial | Other Industrial | New | Process | Natural Gas | Gas Boiler - Stack Economizer | A | Integrated Unit Winter Peak Savings (kW) | Achievable Economic TRC Potential | 0 | 0 | 0 | 0 | 0 | 0 | 0 | 0 | 0 | 0 | 0 | 0 | 0 | 0 | 0 | 0 | 0 | 0 | 0 | 0 | 0 | 0 | 0 | 0 | 0 | 0 | 0 | 0 | 0 | 0 | 0
F4_Industrial_Other Industrial_New_Process_Natural Gas_Gas Boiler - Stack Economizer_A_Achievable Economic TRC Potential | F4 | Industrial | Other Industrial | New | Process | Natural Gas | Gas Boiler - Stack Economizer | A | Incremental Energy Savings (MWh or mTherms) | Achievable Economic TRC Potential | 0 | 0 | 0 | 0 | 0 | 0.098888 | 0.11715 | 0.1354 | 0.15355 | 0.17171 | 0.1709 | 0.14964 | 0.13002 | 0.11225 | 0.096277 | 0.082225 | 0.069903 | 0.059221 | 0.050003 | 0.042084 | 0.098892 | 0.11716 | 0.13542 | 0.15357 | 0.17173 | 0.17092 | 0.14965 | 0.13003 | 0.11226 | 0.096288 | 0.082233
F5_Industrial_Other Industrial_New_Process_Natural Gas_Gas Boiler - Stack Economizer_A_Achievable Economic TRC Potential | F5 | Industrial | Other Industrial | New | Process | Natural Gas | Gas Boiler - Stack Economizer | A | Incremental Summer Peak Savings (MW) | Achievable Economic TRC Potential | 0 | 0 | 0 | 0 | 0 | 0 | 0 | 0 | 0 | 0 | 0 | 0 | 0 | 0 | 0 | 0 | 0 | 0 | 0 | 0 | 0 | 0 | 0 | 0 | 0 | 0 | 0 | 0 | 0 | 0 | 0
F6_Industrial_Other Industrial_New_Process_Natural Gas_Gas Boiler - Stack Economizer_A_Achievable Economic TRC Potential | F6 | Industrial | Other Industrial | New | Process | Natural Gas | Gas Boiler - Stack Economizer | A | Incremental Winter Peak Savings (MW) | Achievable Economic TRC Potential | 0 | 0 | 0 | 0 | 0 | 0 | 0 | 0 | 0 | 0 | 0 | 0 | 0 | 0 | 0 | 0 | 0 | 0 | 0 | 0 | 0 | 0 | 0 | 0 | 0 | 0 | 0 | 0 | 0 | 0 | 0
F7_Industrial_Other Industrial_New_Process_Natural Gas_Gas Boiler - Stack Economizer_A_Achievable Economic TRC Potential | F7 | Industrial | Other Industrial | New | Process | Natural Gas | Gas Boiler - Stack Economizer | A | Cumulative Energy Savings (MWh or mTherms) | Achievable Economic TRC Potential | 0 | 0 | 0 | 0 | 0 | 0.098888 | 0.21603 | 0.35142 | 0.50498 | 0.67671 | 0.84762 | 0.99727 | 1.1273 | 1.2396 | 1.3358 | 1.4181 | 1.488 | 1.5472 | 1.5972 | 1.6393 | 1.6393 | 1.6393 | 1.6393 | 1.6393 | 1.6393 | 1.6394 | 1.6394 | 1.6394 | 0 | 0 | 0
F8_Industrial_Other Industrial_New_Process_Natural Gas_Gas Boiler - Stack Economizer_A_Achievable Economic TRC Potential | F8 | Industrial | Other Industrial | New | Process | Natural Gas | Gas Boiler - Stack Economizer | A | Cumulative Summer Peak Savings (MW) | Achievable Economic TRC Potential | 0 | 0 | 0 | 0 | 0 | 0 | 0 | 0 | 0 | 0 | 0 | 0 | 0 | 0 | 0 | 0 | 0 | 0 | 0 | 0 | 0 | 0 | 0 | 0 | 0 | 0 | 0 | 0 | 0 | 0 | 0
F9_Industrial_Other Industrial_New_Process_Natural Gas_Gas Boiler - Stack Economizer_A_Achievable Economic TRC Potential | F9 | Industrial | Other Industrial | New | Process | Natural Gas | Gas Boiler - Stack Economizer | A | Cumulative Winter Peak Savings (MW) | Achievable Economic TRC Potential | 0 | 0 | 0 | 0 | 0 | 0 | 0 | 0 | 0 | 0 | 0 | 0 | 0 | 0 | 0 | 0 | 0 | 0 | 0 | 0 | 0 | 0 | 0 | 0 | 0 | 0 | 0 | 0 | 0 | 0 | 0
F10_Industrial_Other Industrial_New_Process_Natural Gas_Gas Boiler - Stack Economizer_A_Achievable Economic TRC Potential | F10 | Industrial | Other Industrial | New | Process | Natural Gas | Gas Boiler - Stack Economizer | A | Purchases (Incremental) | Achievable Economic TRC Potential | 0 | 0 | 0 | 0 | 0 | 48.5566 | 57.5263 | 66.4911 | 75.403 | 84.3198 | 83.9195 | 73.4794 | 63.8446 | 55.1164 | 47.2743 | 40.3742 | 34.3236 | 29.0785 | 24.552 | 20.6637 | 48.5566 | 57.5263 | 66.4911 | 75.403 | 84.3198 | 83.9195 | 73.4794 | 63.8446 | 55.1164 | 47.2743 | 40.3742
F11_Industrial_Other Industrial_New_Process_Natural Gas_Gas Boiler - Stack Economizer_A_Achievable Economic TRC Potential | F11 | Industrial | Other Industrial | New | Process | Natural Gas | Gas Boiler - Stack Economizer | A | Purchases (Cumulative) | Achievable Economic TRC Potential | 0 | 0 | 0 | 0 | 0 | 48.5566 | 106.0829 | 172.5739 | 247.977 | 332.2967 | 416.2162 | 489.6955 | 553.5402 | 608.6566 | 655.9309 | 696.3051 | 730.6287 | 759.7072 | 784.2592 | 804.9229 | 804.9229 | 804.9229 | 804.9229 | 804.9229 | 804.9229 | 804.9229 | 804.9229 | 804.9229 | 804.9229 | 804.9229 | 804.9229
F1_Industrial_Other Industrial_New_Space Heating_Natural Gas_Gas Furnace Tube Inserts_A_Achievable Economic TRC Potential | F1 | Industrial | Other Industrial | New | Space Heating | Natural Gas | Gas Furnace Tube Inserts | A | Integrated Unit Energy Savings (kWh or therms) | Achievable Economic TRC Potential | 0 | 0 | 0 | 0 | 0 | 0 | 0 | 0 | 0 | 0 | 0 | 0 | 0 | 0 | 0 | 0 | 0 | 0 | 0 | 0 | 0 | 0 | 0 | 0 | 0 | 0 | 0 | 0 | 0 | 0 | 0
F2_Industrial_Other Industrial_New_Space Heating_Natural Gas_Gas Furnace Tube Inserts_A_Achievable Economic TRC Potential | F2 | Industrial | Other Industrial | New | Space Heating | Natural Gas | Gas Furnace Tube Inserts | A | Integrated Unit Summer Peak Savings (kW) | Achievable Economic TRC Potential | 0 | 0 | 0 | 0 | 0 | 0 | 0 | 0 | 0 | 0 | 0 | 0 | 0 | 0 | 0 | 0 | 0 | 0 | 0 | 0 | 0 | 0 | 0 | 0 | 0 | 0 | 0 | 0 | 0 | 0 | 0
F3_Industrial_Other Industrial_New_Space Heating_Natural Gas_Gas Furnace Tube Inserts_A_Achievable Economic TRC Potential | F3 | Industrial | Other Industrial | New | Space Heating | Natural Gas | Gas Furnace Tube Inserts | A | Integrated Unit Winter Peak Savings (kW) | Achievable Economic TRC Potential | 0 | 0 | 0 | 0 | 0 | 0 | 0 | 0 | 0 | 0 | 0 | 0 | 0 | 0 | 0 | 0 | 0 | 0 | 0 | 0 | 0 | 0 | 0 | 0 | 0 | 0 | 0 | 0 | 0 | 0 | 0
F4_Industrial_Other Industrial_New_Space Heating_Natural Gas_Gas Furnace Tube Inserts_A_Achievable Economic TRC Potential | F4 | Industrial | Other Industrial | New | Space Heating | Natural Gas | Gas Furnace Tube Inserts | A | Incremental Energy Savings (MWh or mTherms) | Achievable Economic TRC Potential | 0 | 0 | 0 | 0 | 0 | 0 | 0 | 0 | 0 | 0 | 0 | 0 | 0 | 0 | 0 | 0 | 0 | 0 | 0 | 0 | 0 | 0 | 0 | 0 | 0 | 0 | 0 | 0 | 0 | 0 | 0
F5_Industrial_Other Industrial_New_Space Heating_Natural Gas_Gas Furnace Tube Inserts_A_Achievable Economic TRC Potential | F5 | Industrial | Other Industrial | New | Space Heating | Natural Gas | Gas Furnace Tube Inserts | A | Incremental Summer Peak Savings (MW) | Achievable Economic TRC Potential | 0 | 0 | 0 | 0 | 0 | 0 | 0 | 0 | 0 | 0 | 0 | 0 | 0 | 0 | 0 | 0 | 0 | 0 | 0 | 0 | 0 | 0 | 0 | 0 | 0 | 0 | 0 | 0 | 0 | 0 | 0
F6_Industrial_Other Industrial_New_Space Heating_Natural Gas_Gas Furnace Tube Inserts_A_Achievable Economic TRC Potential | F6 | Industrial | Other Industrial | New | Space Heating | Natural Gas | Gas Furnace Tube Inserts | A | Incremental Winter Peak Savings (MW) | Achievable Economic TRC Potential | 0 | 0 | 0 | 0 | 0 | 0 | 0 | 0 | 0 | 0 | 0 | 0 | 0 | 0 | 0 | 0 | 0 | 0 | 0 | 0 | 0 | 0 | 0 | 0 | 0 | 0 | 0 | 0 | 0 | 0 | 0
F7_Industrial_Other Industrial_New_Space Heating_Natural Gas_Gas Furnace Tube Inserts_A_Achievable Economic TRC Potential | F7 | Industrial | Other Industrial | New | Space Heating | Natural Gas | Gas Furnace Tube Inserts | A | Cumulative Energy Savings (MWh or mTherms) | Achievable Economic TRC Potential | 0 | 0 | 0 | 0 | 0 | 0 | 0 | 0 | 0 | 0 | 0 | 0 | 0 | 0 | 0 | 0 | 0 | 0 | 0 | 0 | 0 | 0 | 0 | 0 | 0 | 0 | 0 | 0 | 0 | 0 | 0
F8_Industrial_Other Industrial_New_Space Heating_Natural Gas_Gas Furnace Tube Inserts_A_Achievable Economic TRC Potential | F8 | Industrial | Other Industrial | New | Space Heating | Natural Gas | Gas Furnace Tube Inserts | A | Cumulative Summer Peak Savings (MW) | Achievable Economic TRC Potential | 0 | 0 | 0 | 0 | 0 | 0 | 0 | 0 | 0 | 0 | 0 | 0 | 0 | 0 | 0 | 0 | 0 | 0 | 0 | 0 | 0 | 0 | 0 | 0 | 0 | 0 | 0 | 0 | 0 | 0 | 0
F9_Industrial_Other Industrial_New_Space Heating_Natural Gas_Gas Furnace Tube Inserts_A_Achievable Economic TRC Potential | F9 | Industrial | Other Industrial | New | Space Heating | Natural Gas | Gas Furnace Tube Inserts | A | Cumulative Winter Peak Savings (MW) | Achievable Economic TRC Potential | 0 | 0 | 0 | 0 | 0 | 0 | 0 | 0 | 0 | 0 | 0 | 0 | 0 | 0 | 0 | 0 | 0 | 0 | 0 | 0 | 0 | 0 | 0 | 0 | 0 | 0 | 0 | 0 | 0 | 0 | 0
F10_Industrial_Other Industrial_New_Space Heating_Natural Gas_Gas Furnace Tube Inserts_A_Achievable Economic TRC Potential | F10 | Industrial | Other Industrial | New | Space Heating | Natural Gas | Gas Furnace Tube Inserts | A | Purchases (Incremental) | Achievable Economic TRC Potential | 0 | 0 | 0 | 0 | 0 | 0 | 0 | 0 | 0 | 0 | 0 | 0 | 0 | 0 | 0 | 0 | 0 | 0 | 0 | 0 | 0 | 0 | 0 | 0 | 0 | 0 | 0 | 0 | 0 | 0 | 0
F11_Industrial_Other Industrial_New_Space Heating_Natural Gas_Gas Furnace Tube Inserts_A_Achievable Economic TRC Potential | F11 | Industrial | Other Industrial | New | Space Heating | Natural Gas | Gas Furnace Tube Inserts | A | Purchases (Cumulative) | Achievable Economic TRC Potential | 0 | 0 | 0 | 0 | 0 | 0 | 0 | 0 | 0 | 0 | 0 | 0 | 0 | 0 | 0 | 0 | 0 | 0 | 0 | 0 | 0 | 0 | 0 | 0 | 0 | 0 | 0 | 0 | 0 | 0 | 0
F1_Industrial_Other Industrial_New_Space Heating_Natural Gas_Space Heating - Heat Recovery Ventilator_A_Achievable Economic TRC Potential | F1 | Industrial | Other Industrial | New | Space Heating | Natural Gas | Space Heating - Heat Recovery Ventilator | A | Integrated Unit Energy Savings (kWh or therms) | Achievable Economic TRC Potential | 0 | 0 | 0 | 0 | 0 | 0.012433 | 0.012223 | 0.012047 | 0.011894 | 0.011753 | 0.011624 | 0.01147 | 0.0113 | 0.011126 | 0.01095 | 0.010787 | 0.010637 | 0.010508 | 0.010348 | 0.010225 | 0.010133 | 0.010063 | 0.010027 | 0.010009 | 0.010002 | 0.010004 | 0.010009 | 0.010017 | 0 | 0 | 0
F2_Industrial_Other Industrial_New_Space Heating_Natural Gas_Space Heating - Heat Recovery Ventilator_A_Achievable Economic TRC Potential | F2 | Industrial | Other Industrial | New | Space Heating | Natural Gas | Space Heating - Heat Recovery Ventilator | A | Integrated Unit Summer Peak Savings (kW) | Achievable Economic TRC Potential | 0 | 0 | 0 | 0 | 0 | 0 | 0 | 0 | 0 | 0 | 0 | 0 | 0 | 0 | 0 | 0 | 0 | 0 | 0 | 0 | 0 | 0 | 0 | 0 | 0 | 0 | 0 | 0 | 0 | 0 | 0
F3_Industrial_Other Industrial_New_Space Heating_Natural Gas_Space Heating - Heat Recovery Ventilator_A_Achievable Economic TRC Potential | F3 | Industrial | Other Industrial | New | Space Heating | Natural Gas | Space Heating - Heat Recovery Ventilator | A | Integrated Unit Winter Peak Savings (kW) | Achievable Economic TRC Potential | 0 | 0 | 0 | 0 | 0 | 0 | 0 | 0 | 0 | 0 | 0 | 0 | 0 | 0 | 0 | 0 | 0 | 0 | 0 | 0 | 0 | 0 | 0 | 0 | 0 | 0 | 0 | 0 | 0 | 0 | 0
F4_Industrial_Other Industrial_New_Space Heating_Natural Gas_Space Heating - Heat Recovery Ventilator_A_Achievable Economic TRC Potential | F4 | Industrial | Other Industrial | New | Space Heating | Natural Gas | Space Heating - Heat Recovery Ventilator | A | Incremental Energy Savings (MWh or mTherms) | Achievable Economic TRC Potential | 0 | 0 | 0 | 0 | 0 | 0 | 0 | 0 | 0 | 0 | 0 | 0 | 0 | 0 | 0 | 0 | 0 | 0 | 0 | 0 | 0 | 0 | 0 | 0 | 0 | 0 | 0 | 0 | 0 | 0 | 0
F5_Industrial_Other Industrial_New_Space Heating_Natural Gas_Space Heating - Heat Recovery Ventilator_A_Achievable Economic TRC Potential | F5 | Industrial | Other Industrial | New | Space Heating | Natural Gas | Space Heating - Heat Recovery Ventilator | A | Incremental Summer Peak Savings (MW) | Achievable Economic TRC Potential | 0 | 0 | 0 | 0 | 0 | 0 | 0 | 0 | 0 | 0 | 0 | 0 | 0 | 0 | 0 | 0 | 0 | 0 | 0 | 0 | 0 | 0 | 0 | 0 | 0 | 0 | 0 | 0 | 0 | 0 | 0
F6_Industrial_Other Industrial_New_Space Heating_Natural Gas_Space Heating - Heat Recovery Ventilator_A_Achievable Economic TRC Potential | F6 | Industrial | Other Industrial | New | Space Heating | Natural Gas | Space Heating - Heat Recovery Ventilator | A | Incremental Winter Peak Savings (MW) | Achievable Economic TRC Potential | 0 | 0 | 0 | 0 | 0 | 0 | 0 | 0 | 0 | 0 | 0 | 0 | 0 | 0 | 0 | 0 | 0 | 0 | 0 | 0 | 0 | 0 | 0 | 0 | 0 | 0 | 0 | 0 | 0 | 0 | 0
F7_Industrial_Other Industrial_New_Space Heating_Natural Gas_Space Heating - Heat Recovery Ventilator_A_Achievable Economic TRC Potential | F7 | Industrial | Other Industrial | New | Space Heating | Natural Gas | Space Heating - Heat Recovery Ventilator | A | Cumulative Energy Savings (MWh or mTherms) | Achievable Economic TRC Potential | 0 | 0 | 0 | 0 | 0 | 0 | 0 | 0 | 0 | 0 | 0 | 0 | 0 | 0 | 0 | 0 | 0 | 0 | 0 | 0 | 0 | 0 | 0 | 0 | 0 | 0 | 0 | 0 | 0 | 0 | 0
F8_Industrial_Other Industrial_New_Space Heating_Natural Gas_Space Heating - Heat Recovery Ventilator_A_Achievable Economic TRC Potential | F8 | Industrial | Other Industrial | New | Space Heating | Natural Gas | Space Heating - Heat Recovery Ventilator | A | Cumulative Summer Peak Savings (MW) | Achievable Economic TRC Potential | 0 | 0 | 0 | 0 | 0 | 0 | 0 | 0 | 0 | 0 | 0 | 0 | 0 | 0 | 0 | 0 | 0 | 0 | 0 | 0 | 0 | 0 | 0 | 0 | 0 | 0 | 0 | 0 | 0 | 0 | 0
F9_Industrial_Other Industrial_New_Space Heating_Natural Gas_Space Heating - Heat Recovery Ventilator_A_Achievable Economic TRC Potential | F9 | Industrial | Other Industrial | New | Space Heating | Natural Gas | Space Heating - Heat Recovery Ventilator | A | Cumulative Winter Peak Savings (MW) | Achievable Economic TRC Potential | 0 | 0 | 0 | 0 | 0 | 0 | 0 | 0 | 0 | 0 | 0 | 0 | 0 | 0 | 0 | 0 | 0 | 0 | 0 | 0 | 0 | 0 | 0 | 0 | 0 | 0 | 0 | 0 | 0 | 0 | 0
F10_Industrial_Other Industrial_New_Space Heating_Natural Gas_Space Heating - Heat Recovery Ventilator_A_Achievable Economic TRC Potential | F10 | Industrial | Other Industrial | New | Space Heating | Natural Gas | Space Heating - Heat Recovery Ventilator | A | Purchases (Incremental) | Achievable Economic TRC Potential | 0 | 0 | 0 | 0 | 0 | 0 | 0 | 0 | 0 | 0 | 0 | 0 | 0 | 0 | 0 | 0 | 0 | 0 | 0 | 0 | 0 | 0 | 0 | 0 | 0 | 0 | 0 | 0 | 0 | 0 | 0
F11_Industrial_Other Industrial_New_Space Heating_Natural Gas_Space Heating - Heat Recovery Ventilator_A_Achievable Economic TRC Potential | F11 | Industrial | Other Industrial | New | Space Heating | Natural Gas | Space Heating - Heat Recovery Ventilator | A | Purchases (Cumulative) | Achievable Economic TRC Potential | 0 | 0 | 0 | 0 | 0 | 0 | 0 | 0 | 0 | 0 | 0 | 0 | 0 | 0 | 0 | 0 | 0 | 0 | 0 | 0 | 0 | 0 | 0 | 0 | 0 | 0 | 0 | 0 | 0 | 0 | 0
F1_Industrial_Other Industrial_New_Space Heating_Natural Gas_Thermostat - Programmable_A_Achievable Economic TRC Potential | F1 | Industrial | Other Industrial | New | Space Heating | Natural Gas | Thermostat - Programmable | A | Integrated Unit Energy Savings (kWh or therms) | Achievable Economic TRC Potential | 0 | 0 | 0 | 0 | 0 | 0.0061764 | 0.0060721 | 0.0059849 | 0.0059086 | 0.0058385 | 0.0057748 | 0.0056979 | 0.0056138 | 0.005527 | 0.0054398 | 0.0053589 | 0.0052843 | 0.0052202 | 0.0051408 | 0.0050795 | 0.0050338 | 0.0049992 | 0.0049814 | 0.0049721 | 0.0049689 | 0.00497 | 0.0049724 | 0.0049761 | 0 | 0 | 0
F2_Industrial_Other Industrial_New_Space Heating_Natural Gas_Thermostat - Programmable_A_Achievable Economic TRC Potential | F2 | Industrial | Other Industrial | New | Space Heating | Natural Gas | Thermostat - Programmable | A | Integrated Unit Summer Peak Savings (kW) | Achievable Economic TRC Potential | 0 | 0 | 0 | 0 | 0 | 0 | 0 | 0 | 0 | 0 | 0 | 0 | 0 | 0 | 0 | 0 | 0 | 0 | 0 | 0 | 0 | 0 | 0 | 0 | 0 | 0 | 0 | 0 | 0 | 0 | 0
F3_Industrial_Other Industrial_New_Space Heating_Natural Gas_Thermostat - Programmable_A_Achievable Economic TRC Potential | F3 | Industrial | Other Industrial | New | Space Heating | Natural Gas | Thermostat - Programmable | A | Integrated Unit Winter Peak Savings (kW) | Achievable Economic TRC Potential | 0 | 0 | 0 | 0 | 0 | 0 | 0 | 0 | 0 | 0 | 0 | 0 | 0 | 0 | 0 | 0 | 0 | 0 | 0 | 0 | 0 | 0 | 0 | 0 | 0 | 0 | 0 | 0 | 0 | 0 | 0
F4_Industrial_Other Industrial_New_Space Heating_Natural Gas_Thermostat - Programmable_A_Achievable Economic TRC Potential | F4 | Industrial | Other Industrial | New | Space Heating | Natural Gas | Thermostat - Programmable | A | Incremental Energy Savings (MWh or mTherms) | Achievable Economic TRC Potential | 0 | 0 | 0 | 0 | 0 | 0 | 0 | 0 | 0 | 0 | 0 | 0 | 0 | 0 | 0 | 0 | 0 | 0 | 0 | 0 | 0 | 0 | 0 | 0 | 0 | 0 | 0 | 0 | 0 | 0 | 0
F5_Industrial_Other Industrial_New_Space Heating_Natural Gas_Thermostat - Programmable_A_Achievable Economic TRC Potential | F5 | Industrial | Other Industrial | New | Space Heating | Natural Gas | Thermostat - Programmable | A | Incremental Summer Peak Savings (MW) | Achievable Economic TRC Potential | 0 | 0 | 0 | 0 | 0 | 0 | 0 | 0 | 0 | 0 | 0 | 0 | 0 | 0 | 0 | 0 | 0 | 0 | 0 | 0 | 0 | 0 | 0 | 0 | 0 | 0 | 0 | 0 | 0 | 0 | 0
F6_Industrial_Other Industrial_New_Space Heating_Natural Gas_Thermostat - Programmable_A_Achievable Economic TRC Potential | F6 | Industrial | Other Industrial | New | Space Heating | Natural Gas | Thermostat - Programmable | A | Incremental Winter Peak Savings (MW) | Achievable Economic TRC Potential | 0 | 0 | 0 | 0 | 0 | 0 | 0 | 0 | 0 | 0 | 0 | 0 | 0 | 0 | 0 | 0 | 0 | 0 | 0 | 0 | 0 | 0 | 0 | 0 | 0 | 0 | 0 | 0 | 0 | 0 | 0
F7_Industrial_Other Industrial_New_Space Heating_Natural Gas_Thermostat - Programmable_A_Achievable Economic TRC Potential | F7 | Industrial | Other Industrial | New | Space Heating | Natural Gas | Thermostat - Programmable | A | Cumulative Energy Savings (MWh or mTherms) | Achievable Economic TRC Potential | 0 | 0 | 0 | 0 | 0 | 0 | 0 | 0 | 0 | 0 | 0 | 0 | 0 | 0 | 0 | 0 | 0 | 0 | 0 | 0 | 0 | 0 | 0 | 0 | 0 | 0 | 0 | 0 | 0 | 0 | 0
F8_Industrial_Other Industrial_New_Space Heating_Natural Gas_Thermostat - Programmable_A_Achievable Economic TRC Potential | F8 | Industrial | Other Industrial | New | Space Heating | Natural Gas | Thermostat - Programmable | A | Cumulative Summer Peak Savings (MW) | Achievable Economic TRC Potential | 0 | 0 | 0 | 0 | 0 | 0 | 0 | 0 | 0 | 0 | 0 | 0 | 0 | 0 | 0 | 0 | 0 | 0 | 0 | 0 | 0 | 0 | 0 | 0 | 0 | 0 | 0 | 0 | 0 | 0 | 0
F9_Industrial_Other Industrial_New_Space Heating_Natural Gas_Thermostat - Programmable_A_Achievable Economic TRC Potential | F9 | Industrial | Other Industrial | New | Space Heating | Natural Gas | Thermostat - Programmable | A | Cumulative Winter Peak Savings (MW) | Achievable Economic TRC Potential | 0 | 0 | 0 | 0 | 0 | 0 | 0 | 0 | 0 | 0 | 0 | 0 | 0 | 0 | 0 | 0 | 0 | 0 | 0 | 0 | 0 | 0 | 0 | 0 | 0 | 0 | 0 | 0 | 0 | 0 | 0
F10_Industrial_Other Industrial_New_Space Heating_Natural Gas_Thermostat - Programmable_A_Achievable Economic TRC Potential | F10 | Industrial | Other Industrial | New | Space Heating | Natural Gas | Thermostat - Programmable | A | Purchases (Incremental) | Achievable Economic TRC Potential | 0 | 0 | 0 | 0 | 0 | 0 | 0 | 0 | 0 | 0 | 0 | 0 | 0 | 0 | 0 | 0 | 0 | 0 | 0 | 0 | 0 | 0 | 0 | 0 | 0 | 0 | 0 | 0 | 0 | 0 | 0
F11_Industrial_Other Industrial_New_Space Heating_Natural Gas_Thermostat - Programmable_A_Achievable Economic TRC Potential | F11 | Industrial | Other Industrial | New | Space Heating | Natural Gas | Thermostat - Programmable | A | Purchases (Cumulative) | Achievable Economic TRC Potential | 0 | 0 | 0 | 0 | 0 | 0 | 0 | 0 | 0 | 0 | 0 | 0 | 0 | 0 | 0 | 0 | 0 | 0 | 0 | 0 | 0 | 0 | 0 | 0 | 0 | 0 | 0 | 0 | 0 | 0 | 0
F1_Industrial_Other Industrial_New_Space Heating_Natural Gas_ENERGY STAR Connected Thermostat_A_Achievable Economic TRC Potential | F1 | Industrial | Other Industrial | New | Space Heating | Natural Gas | ENERGY STAR Connected Thermostat | A | Integrated Unit Energy Savings (kWh or therms) | Achievable Economic TRC Potential | 0 | 0 | 0 | 0 | 0 | 0.014539 | 0.014294 | 0.014089 | 0.013909 | 0.013744 | 0.013594 | 0.013413 | 0.013215 | 0.013011 | 0.012805 | 0.012615 | 0.012439 | 0.012288 | 0.012101 | 0.011957 | 0.01185 | 0.011768 | 0.011726 | 0.011704 | 0.011697 | 0.0117 | 0.011705 | 0.011714 | 0 | 0 | 0
F2_Industrial_Other Industrial_New_Space Heating_Natural Gas_ENERGY STAR Connected Thermostat_A_Achievable Economic TRC Potential | F2 | Industrial | Other Industrial | New | Space Heating | Natural Gas | ENERGY STAR Connected Thermostat | A | Integrated Unit Summer Peak Savings (kW) | Achievable Economic TRC Potential | 0 | 0 | 0 | 0 | 0 | 0 | 0 | 0 | 0 | 0 | 0 | 0 | 0 | 0 | 0 | 0 | 0 | 0 | 0 | 0 | 0 | 0 | 0 | 0 | 0 | 0 | 0 | 0 | 0 | 0 | 0
F3_Industrial_Other Industrial_New_Space Heating_Natural Gas_ENERGY STAR Connected Thermostat_A_Achievable Economic TRC Potential | F3 | Industrial | Other Industrial | New | Space Heating | Natural Gas | ENERGY STAR Connected Thermostat | A | Integrated Unit Winter Peak Savings (kW) | Achievable Economic TRC Potential | 0 | 0 | 0 | 0 | 0 | 0 | 0 | 0 | 0 | 0 | 0 | 0 | 0 | 0 | 0 | 0 | 0 | 0 | 0 | 0 | 0 | 0 | 0 | 0 | 0 | 0 | 0 | 0 | 0 | 0 | 0
F4_Industrial_Other Industrial_New_Space Heating_Natural Gas_ENERGY STAR Connected Thermostat_A_Achievable Economic TRC Potential | F4 | Industrial | Other Industrial | New | Space Heating | Natural Gas | ENERGY STAR Connected Thermostat | A | Incremental Energy Savings (MWh or mTherms) | Achievable Economic TRC Potential | 0 | 0 | 0 | 0 | 0 | 0 | 0 | 0 | 0 | 0 | 0 | 0 | 0 | 0 | 0 | 0 | 0 | 0 | 0 | 0 | 0 | 0 | 0 | 0 | 0 | 0 | 0 | 0 | 0 | 0 | 0
F5_Industrial_Other Industrial_New_Space Heating_Natural Gas_ENERGY STAR Connected Thermostat_A_Achievable Economic TRC Potential | F5 | Industrial | Other Industrial | New | Space Heating | Natural Gas | ENERGY STAR Connected Thermostat | A | Incremental Summer Peak Savings (MW) | Achievable Economic TRC Potential | 0 | 0 | 0 | 0 | 0 | 0 | 0 | 0 | 0 | 0 | 0 | 0 | 0 | 0 | 0 | 0 | 0 | 0 | 0 | 0 | 0 | 0 | 0 | 0 | 0 | 0 | 0 | 0 | 0 | 0 | 0
F6_Industrial_Other Industrial_New_Space Heating_Natural Gas_ENERGY STAR Connected Thermostat_A_Achievable Economic TRC Potential | F6 | Industrial | Other Industrial | New | Space Heating | Natural Gas | ENERGY STAR Connected Thermostat | A | Incremental Winter Peak Savings (MW) | Achievable Economic TRC Potential | 0 | 0 | 0 | 0 | 0 | 0 | 0 | 0 | 0 | 0 | 0 | 0 | 0 | 0 | 0 | 0 | 0 | 0 | 0 | 0 | 0 | 0 | 0 | 0 | 0 | 0 | 0 | 0 | 0 | 0 | 0
F7_Industrial_Other Industrial_New_Space Heating_Natural Gas_ENERGY STAR Connected Thermostat_A_Achievable Economic TRC Potential | F7 | Industrial | Other Industrial | New | Space Heating | Natural Gas | ENERGY STAR Connected Thermostat | A | Cumulative Energy Savings (MWh or mTherms) | Achievable Economic TRC Potential | 0 | 0 | 0 | 0 | 0 | 0 | 0 | 0 | 0 | 0 | 0 | 0 | 0 | 0 | 0 | 0 | 0 | 0 | 0 | 0 | 0 | 0 | 0 | 0 | 0 | 0 | 0 | 0 | 0 | 0 | 0
F8_Industrial_Other Industrial_New_Space Heating_Natural Gas_ENERGY STAR Connected Thermostat_A_Achievable Economic TRC Potential | F8 | Industrial | Other Industrial | New | Space Heating | Natural Gas | ENERGY STAR Connected Thermostat | A | Cumulative Summer Peak Savings (MW) | Achievable Economic TRC Potential | 0 | 0 | 0 | 0 | 0 | 0 | 0 | 0 | 0 | 0 | 0 | 0 | 0 | 0 | 0 | 0 | 0 | 0 | 0 | 0 | 0 | 0 | 0 | 0 | 0 | 0 | 0 | 0 | 0 | 0 | 0
F9_Industrial_Other Industrial_New_Space Heating_Natural Gas_ENERGY STAR Connected Thermostat_A_Achievable Economic TRC Potential | F9 | Industrial | Other Industrial | New | Space Heating | Natural Gas | ENERGY STAR Connected Thermostat | A | Cumulative Winter Peak Savings (MW) | Achievable Economic TRC Potential | 0 | 0 | 0 | 0 | 0 | 0 | 0 | 0 | 0 | 0 | 0 | 0 | 0 | 0 | 0 | 0 | 0 | 0 | 0 | 0 | 0 | 0 | 0 | 0 | 0 | 0 | 0 | 0 | 0 | 0 | 0
F10_Industrial_Other Industrial_New_Space Heating_Natural Gas_ENERGY STAR Connected Thermostat_A_Achievable Economic TRC Potential | F10 | Industrial | Other Industrial | New | Space Heating | Natural Gas | ENERGY STAR Connected Thermostat | A | Purchases (Incremental) | Achievable Economic TRC Potential | 0 | 0 | 0 | 0 | 0 | 0 | 0 | 0 | 0 | 0 | 0 | 0 | 0 | 0 | 0 | 0 | 0 | 0 | 0 | 0 | 0 | 0 | 0 | 0 | 0 | 0 | 0 | 0 | 0 | 0 | 0
F11_Industrial_Other Industrial_New_Space Heating_Natural Gas_ENERGY STAR Connected Thermostat_A_Achievable Economic TRC Potential | F11 | Industrial | Other Industrial | New | Space Heating | Natural Gas | ENERGY STAR Connected Thermostat | A | Purchases (Cumulative) | Achievable Economic TRC Potential | 0 | 0 | 0 | 0 | 0 | 0 | 0 | 0 | 0 | 0 | 0 | 0 | 0 | 0 | 0 | 0 | 0 | 0 | 0 | 0 | 0 | 0 | 0 | 0 | 0 | 0 | 0 | 0 | 0 | 0 | 0
F1_Industrial_Other Industrial_New_Space Heating_Natural Gas_Destratification Fans (HVLS)_A_Achievable Economic TRC Potential | F1 | Industrial | Other Industrial | New | Space Heating | Natural Gas | Destratification Fans (HVLS) | A | Integrated Unit Energy Savings (kWh or therms) | Achievable Economic TRC Potential | 0 | 0 | 0 | 0 | 0 | 0.014539 | 0.014294 | 0.014089 | 0.013909 | 0.013744 | 0.013594 | 0.013413 | 0.013215 | 0.013011 | 0.012805 | 0.012615 | 0.012439 | 0.012288 | 0.012101 | 0.011957 | 0.01185 | 0.011768 | 0.011726 | 0.011704 | 0.011697 | 0.0117 | 0.011705 | 0.011714 | 0 | 0 | 0
F2_Industrial_Other Industrial_New_Space Heating_Natural Gas_Destratification Fans (HVLS)_A_Achievable Economic TRC Potential | F2 | Industrial | Other Industrial | New | Space Heating | Natural Gas | Destratification Fans (HVLS) | A | Integrated Unit Summer Peak Savings (kW) | Achievable Economic TRC Potential | 0 | 0 | 0 | 0 | 0 | 0 | 0 | 0 | 0 | 0 | 0 | 0 | 0 | 0 | 0 | 0 | 0 | 0 | 0 | 0 | 0 | 0 | 0 | 0 | 0 | 0 | 0 | 0 | 0 | 0 | 0
F3_Industrial_Other Industrial_New_Space Heating_Natural Gas_Destratification Fans (HVLS)_A_Achievable Economic TRC Potential | F3 | Industrial | Other Industrial | New | Space Heating | Natural Gas | Destratification Fans (HVLS) | A | Integrated Unit Winter Peak Savings (kW) | Achievable Economic TRC Potential | 0 | 0 | 0 | 0 | 0 | 0 | 0 | 0 | 0 | 0 | 0 | 0 | 0 | 0 | 0 | 0 | 0 | 0 | 0 | 0 | 0 | 0 | 0 | 0 | 0 | 0 | 0 | 0 | 0 | 0 | 0
F4_Industrial_Other Industrial_New_Space Heating_Natural Gas_Destratification Fans (HVLS)_A_Achievable Economic TRC Potential | F4 | Industrial | Other Industrial | New | Space Heating | Natural Gas | Destratification Fans (HVLS) | A | Incremental Energy Savings (MWh or mTherms) | Achievable Economic TRC Potential | 0 | 0 | 0 | 0 | 0 | 0 | 0 | 0 | 0 | 0 | 0 | 0 | 0 | 0 | 0 | 0 | 0 | 0 | 0 | 0 | 0 | 0 | 0 | 0 | 0 | 0 | 0 | 0 | 0 | 0 | 0
F5_Industrial_Other Industrial_New_Space Heating_Natural Gas_Destratification Fans (HVLS)_A_Achievable Economic TRC Potential | F5 | Industrial | Other Industrial | New | Space Heating | Natural Gas | Destratification Fans (HVLS) | A | Incremental Summer Peak Savings (MW) | Achievable Economic TRC Potential | 0 | 0 | 0 | 0 | 0 | 0 | 0 | 0 | 0 | 0 | 0 | 0 | 0 | 0 | 0 | 0 | 0 | 0 | 0 | 0 | 0 | 0 | 0 | 0 | 0 | 0 | 0 | 0 | 0 | 0 | 0
F6_Industrial_Other Industrial_New_Space Heating_Natural Gas_Destratification Fans (HVLS)_A_Achievable Economic TRC Potential | F6 | Industrial | Other Industrial | New | Space Heating | Natural Gas | Destratification Fans (HVLS) | A | Incremental Winter Peak Savings (MW) | Achievable Economic TRC Potential | 0 | 0 | 0 | 0 | 0 | 0 | 0 | 0 | 0 | 0 | 0 | 0 | 0 | 0 | 0 | 0 | 0 | 0 | 0 | 0 | 0 | 0 | 0 | 0 | 0 | 0 | 0 | 0 | 0 | 0 | 0
F7_Industrial_Other Industrial_New_Space Heating_Natural Gas_Destratification Fans (HVLS)_A_Achievable Economic TRC Potential | F7 | Industrial | Other Industrial | New | Space Heating | Natural Gas | Destratification Fans (HVLS) | A | Cumulative Energy Savings (MWh or mTherms) | Achievable Economic TRC Potential | 0 | 0 | 0 | 0 | 0 | 0 | 0 | 0 | 0 | 0 | 0 | 0 | 0 | 0 | 0 | 0 | 0 | 0 | 0 | 0 | 0 | 0 | 0 | 0 | 0 | 0 | 0 | 0 | 0 | 0 | 0
F8_Industrial_Other Industrial_New_Space Heating_Natural Gas_Destratification Fans (HVLS)_A_Achievable Economic TRC Potential | F8 | Industrial | Other Industrial | New | Space Heating | Natural Gas | Destratification Fans (HVLS) | A | Cumulative Summer Peak Savings (MW) | Achievable Economic TRC Potential | 0 | 0 | 0 | 0 | 0 | 0 | 0 | 0 | 0 | 0 | 0 | 0 | 0 | 0 | 0 | 0 | 0 | 0 | 0 | 0 | 0 | 0 | 0 | 0 | 0 | 0 | 0 | 0 | 0 | 0 | 0
F9_Industrial_Other Industrial_New_Space Heating_Natural Gas_Destratification Fans (HVLS)_A_Achievable Economic TRC Potential | F9 | Industrial | Other Industrial | New | Space Heating | Natural Gas | Destratification Fans (HVLS) | A | Cumulative Winter Peak Savings (MW) | Achievable Economic TRC Potential | 0 | 0 | 0 | 0 | 0 | 0 | 0 | 0 | 0 | 0 | 0 | 0 | 0 | 0 | 0 | 0 | 0 | 0 | 0 | 0 | 0 | 0 | 0 | 0 | 0 | 0 | 0 | 0 | 0 | 0 | 0
F10_Industrial_Other Industrial_New_Space Heating_Natural Gas_Destratification Fans (HVLS)_A_Achievable Economic TRC Potential | F10 | Industrial | Other Industrial | New | Space Heating | Natural Gas | Destratification Fans (HVLS) | A | Purchases (Incremental) | Achievable Economic TRC Potential | 0 | 0 | 0 | 0 | 0 | 0 | 0 | 0 | 0 | 0 | 0 | 0 | 0 | 0 | 0 | 0 | 0 | 0 | 0 | 0 | 0 | 0 | 0 | 0 | 0 | 0 | 0 | 0 | 0 | 0 | 0
F11_Industrial_Other Industrial_New_Space Heating_Natural Gas_Destratification Fans (HVLS)_A_Achievable Economic TRC Potential | F11 | Industrial | Other Industrial | New | Space Heating | Natural Gas | Destratification Fans (HVLS) | A | Purchases (Cumulative) | Achievable Economic TRC Potential | 0 | 0 | 0 | 0 | 0 | 0 | 0 | 0 | 0 | 0 | 0 | 0 | 0 | 0 | 0 | 0 | 0 | 0 | 0 | 0 | 0 | 0 | 0 | 0 | 0 | 0 | 0 | 0 | 0 | 0 | 0
F1_Industrial_Other Industrial_New_Space Heating_Natural Gas_Gas Boiler - Insulate Steam Lines/Condensate Tank_A_Achievable Economic TRC Potential | F1 | Industrial | Other Industrial | New | Space Heating | Natural Gas | Gas Boiler - Insulate Steam Lines/Condensate Tank | A | Integrated Unit Energy Savings (kWh or therms) | Achievable Economic TRC Potential | 0 | 0 | 0 | 0 | 0 | 0 | 0 | 0 | 0 | 0 | 0 | 0 | 0 | 0 | 0 | 0 | 0 | 0 | 0 | 0 | 0 | 0 | 0 | 0 | 0 | 0 | 0 | 0 | 0 | 0 | 0
F2_Industrial_Other Industrial_New_Space Heating_Natural Gas_Gas Boiler - Insulate Steam Lines/Condensate Tank_A_Achievable Economic TRC Potential | F2 | Industrial | Other Industrial | New | Space Heating | Natural Gas | Gas Boiler - Insulate Steam Lines/Condensate Tank | A | Integrated Unit Summer Peak Savings (kW) | Achievable Economic TRC Potential | 0 | 0 | 0 | 0 | 0 | 0 | 0 | 0 | 0 | 0 | 0 | 0 | 0 | 0 | 0 | 0 | 0 | 0 | 0 | 0 | 0 | 0 | 0 | 0 | 0 | 0 | 0 | 0 | 0 | 0 | 0
F3_Industrial_Other Industrial_New_Space Heating_Natural Gas_Gas Boiler - Insulate Steam Lines/Condensate Tank_A_Achievable Economic TRC Potential | F3 | Industrial | Other Industrial | New | Space Heating | Natural Gas | Gas Boiler - Insulate Steam Lines/Condensate Tank | A | Integrated Unit Winter Peak Savings (kW) | Achievable Economic TRC Potential | 0 | 0 | 0 | 0 | 0 | 0 | 0 | 0 | 0 | 0 | 0 | 0 | 0 | 0 | 0 | 0 | 0 | 0 | 0 | 0 | 0 | 0 | 0 | 0 | 0 | 0 | 0 | 0 | 0 | 0 | 0
F4_Industrial_Other Industrial_New_Space Heating_Natural Gas_Gas Boiler - Insulate Steam Lines/Condensate Tank_A_Achievable Economic TRC Potential | F4 | Industrial | Other Industrial | New | Space Heating | Natural Gas | Gas Boiler - Insulate Steam Lines/Condensate Tank | A | Incremental Energy Savings (MWh or mTherms) | Achievable Economic TRC Potential | 0 | 0 | 0 | 0 | 0 | 0 | 0 | 0 | 0 | 0 | 0 | 0 | 0 | 0 | 0 | 0 | 0 | 0 | 0 | 0 | 0 | 0 | 0 | 0 | 0 | 0 | 0 | 0 | 0 | 0 | 0
F5_Industrial_Other Industrial_New_Space Heating_Natural Gas_Gas Boiler - Insulate Steam Lines/Condensate Tank_A_Achievable Economic TRC Potential | F5 | Industrial | Other Industrial | New | Space Heating | Natural Gas | Gas Boiler - Insulate Steam Lines/Condensate Tank | A | Incremental Summer Peak Savings (MW) | Achievable Economic TRC Potential | 0 | 0 | 0 | 0 | 0 | 0 | 0 | 0 | 0 | 0 | 0 | 0 | 0 | 0 | 0 | 0 | 0 | 0 | 0 | 0 | 0 | 0 | 0 | 0 | 0 | 0 | 0 | 0 | 0 | 0 | 0
F6_Industrial_Other Industrial_New_Space Heating_Natural Gas_Gas Boiler - Insulate Steam Lines/Condensate Tank_A_Achievable Economic TRC Potential | F6 | Industrial | Other Industrial | New | Space Heating | Natural Gas | Gas Boiler - Insulate Steam Lines/Condensate Tank | A | Incremental Winter Peak Savings (MW) | Achievable Economic TRC Potential | 0 | 0 | 0 | 0 | 0 | 0 | 0 | 0 | 0 | 0 | 0 | 0 | 0 | 0 | 0 | 0 | 0 | 0 | 0 | 0 | 0 | 0 | 0 | 0 | 0 | 0 | 0 | 0 | 0 | 0 | 0
F7_Industrial_Other Industrial_New_Space Heating_Natural Gas_Gas Boiler - Insulate Steam Lines/Condensate Tank_A_Achievable Economic TRC Potential | F7 | Industrial | Other Industrial | New | Space Heating | Natural Gas | Gas Boiler - Insulate Steam Lines/Condensate Tank | A | Cumulative Energy Savings (MWh or mTherms) | Achievable Economic TRC Potential | 0 | 0 | 0 | 0 | 0 | 0 | 0 | 0 | 0 | 0 | 0 | 0 | 0 | 0 | 0 | 0 | 0 | 0 | 0 | 0 | 0 | 0 | 0 | 0 | 0 | 0 | 0 | 0 | 0 | 0 | 0
F8_Industrial_Other Industrial_New_Space Heating_Natural Gas_Gas Boiler - Insulate Steam Lines/Condensate Tank_A_Achievable Economic TRC Potential | F8 | Industrial | Other Industrial | New | Space Heating | Natural Gas | Gas Boiler - Insulate Steam Lines/Condensate Tank | A | Cumulative Summer Peak Savings (MW) | Achievable Economic TRC Potential | 0 | 0 | 0 | 0 | 0 | 0 | 0 | 0 | 0 | 0 | 0 | 0 | 0 | 0 | 0 | 0 | 0 | 0 | 0 | 0 | 0 | 0 | 0 | 0 | 0 | 0 | 0 | 0 | 0 | 0 | 0
F9_Industrial_Other Industrial_New_Space Heating_Natural Gas_Gas Boiler - Insulate Steam Lines/Condensate Tank_A_Achievable Economic TRC Potential | F9 | Industrial | Other Industrial | New | Space Heating | Natural Gas | Gas Boiler - Insulate Steam Lines/Condensate Tank | A | Cumulative Winter Peak Savings (MW) | Achievable Economic TRC Potential | 0 | 0 | 0 | 0 | 0 | 0 | 0 | 0 | 0 | 0 | 0 | 0 | 0 | 0 | 0 | 0 | 0 | 0 | 0 | 0 | 0 | 0 | 0 | 0 | 0 | 0 | 0 | 0 | 0 | 0 | 0
F10_Industrial_Other Industrial_New_Space Heating_Natural Gas_Gas Boiler - Insulate Steam Lines/Condensate Tank_A_Achievable Economic TRC Potential | F10 | Industrial | Other Industrial | New | Space Heating | Natural Gas | Gas Boiler - Insulate Steam Lines/Condensate Tank | A | Purchases (Incremental) | Achievable Economic TRC Potential | 0 | 0 | 0 | 0 | 0 | 0 | 0 | 0 | 0 | 0 | 0 | 0 | 0 | 0 | 0 | 0 | 0 | 0 | 0 | 0 | 0 | 0 | 0 | 0 | 0 | 0 | 0 | 0 | 0 | 0 | 0
F11_Industrial_Other Industrial_New_Space Heating_Natural Gas_Gas Boiler - Insulate Steam Lines/Condensate Tank_A_Achievable Economic TRC Potential | F11 | Industrial | Other Industrial | New | Space Heating | Natural Gas | Gas Boiler - Insulate Steam Lines/Condensate Tank | A | Purchases (Cumulative) | Achievable Economic TRC Potential | 0 | 0 | 0 | 0 | 0 | 0 | 0 | 0 | 0 | 0 | 0 | 0 | 0 | 0 | 0 | 0 | 0 | 0 | 0 | 0 | 0 | 0 | 0 | 0 | 0 | 0 | 0 | 0 | 0 | 0 | 0
F1_Industrial_Other Industrial_New_Process_Natural Gas_Gas Boiler - Insulate Steam Lines/Condensate Tank_A_Achievable Economic TRC Potential | F1 | Industrial | Other Industrial | New | Process | Natural Gas | Gas Boiler - Insulate Steam Lines/Condensate Tank | A | Integrated Unit Energy Savings (kWh or therms) | Achievable Economic TRC Potential | 0 | 0 | 0 | 0 | 0 | 16.8159 | 16.787 | 16.7609 | 16.7369 | 16.7136 | 16.6984 | 16.6848 | 16.673 | 16.6631 | 16.6552 | 16.6497 | 16.6463 | 16.6447 | 16.6442 | 16.6441 | 16.6452 | 16.6461 | 16.6466 | 16.6469 | 16.647 | 16.6545 | 16.6616 | 16.6681 | 16.8499 | 16.8499 | 16.8499
F2_Industrial_Other Industrial_New_Process_Natural Gas_Gas Boiler - Insulate Steam Lines/Condensate Tank_A_Achievable Economic TRC Potential | F2 | Industrial | Other Industrial | New | Process | Natural Gas | Gas Boiler - Insulate Steam Lines/Condensate Tank | A | Integrated Unit Summer Peak Savings (kW) | Achievable Economic TRC Potential | 0 | 0 | 0 | 0 | 0 | 0 | 0 | 0 | 0 | 0 | 0 | 0 | 0 | 0 | 0 | 0 | 0 | 0 | 0 | 0 | 0 | 0 | 0 | 0 | 0 | 0 | 0 | 0 | 0 | 0 | 0
F3_Industrial_Other Industrial_New_Process_Natural Gas_Gas Boiler - Insulate Steam Lines/Condensate Tank_A_Achievable Economic TRC Potential | F3 | Industrial | Other Industrial | New | Process | Natural Gas | Gas Boiler - Insulate Steam Lines/Condensate Tank | A | Integrated Unit Winter Peak Savings (kW) | Achievable Economic TRC Potential | 0 | 0 | 0 | 0 | 0 | 0 | 0 | 0 | 0 | 0 | 0 | 0 | 0 | 0 | 0 | 0 | 0 | 0 | 0 | 0 | 0 | 0 | 0 | 0 | 0 | 0 | 0 | 0 | 0 | 0 | 0
F4_Industrial_Other Industrial_New_Process_Natural Gas_Gas Boiler - Insulate Steam Lines/Condensate Tank_A_Achievable Economic TRC Potential | F4 | Industrial | Other Industrial | New | Process | Natural Gas | Gas Boiler - Insulate Steam Lines/Condensate Tank | A | Incremental Energy Savings (MWh or mTherms) | Achievable Economic TRC Potential | 0 | 0 | 0 | 0 | 0 | 0.046659 | 0.055183 | 0.063683 | 0.072115 | 0.080531 | 0.088973 | 0.097301 | 0.1056 | 0.11389 | 0.12205 | 0.13025 | 0.13839 | 0.14653 | 0.15465 | 0.1627 | 0.17077 | 0.1788 | 0.1868 | 0.19477 | 0.20271 | 0.046211 | 0.05477 | 0.06333 | 0.072602 | 0.081188 | 0.08978
F5_Industrial_Other Industrial_New_Process_Natural Gas_Gas Boiler - Insulate Steam Lines/Condensate Tank_A_Achievable Economic TRC Potential | F5 | Industrial | Other Industrial | New | Process | Natural Gas | Gas Boiler - Insulate Steam Lines/Condensate Tank | A | Incremental Summer Peak Savings (MW) | Achievable Economic TRC Potential | 0 | 0 | 0 | 0 | 0 | 0 | 0 | 0 | 0 | 0 | 0 | 0 | 0 | 0 | 0 | 0 | 0 | 0 | 0 | 0 | 0 | 0 | 0 | 0 | 0 | 0 | 0 | 0 | 0 | 0 | 0
F6_Industrial_Other Industrial_New_Process_Natural Gas_Gas Boiler - Insulate Steam Lines/Condensate Tank_A_Achievable Economic TRC Potential | F6 | Industrial | Other Industrial | New | Process | Natural Gas | Gas Boiler - Insulate Steam Lines/Condensate Tank | A | Incremental Winter Peak Savings (MW) | Achievable Economic TRC Potential | 0 | 0 | 0 | 0 | 0 | 0 | 0 | 0 | 0 | 0 | 0 | 0 | 0 | 0 | 0 | 0 | 0 | 0 | 0 | 0 | 0 | 0 | 0 | 0 | 0 | 0 | 0 | 0 | 0 | 0 | 0
F7_Industrial_Other Industrial_New_Process_Natural Gas_Gas Boiler - Insulate Steam Lines/Condensate Tank_A_Achievable Economic TRC Potential | F7 | Industrial | Other Industrial | New | Process | Natural Gas | Gas Boiler - Insulate Steam Lines/Condensate Tank | A | Cumulative Energy Savings (MWh or mTherms) | Achievable Economic TRC Potential | 0 | 0 | 0 | 0 | 0 | 0.046659 | 0.10176 | 0.16529 | 0.23716 | 0.31736 | 0.40605 | 0.50302 | 0.60827 | 0.7218 | 0.84351 | 0.97348 | 1.1117 | 1.2581 | 1.4127 | 1.5754 | 1.7463 | 1.9252 | 2.112 | 2.3068 | 2.5095 | 2.5107 | 2.5117 | 2.5127 | 0 | 0 | 0
F8_Industrial_Other Industrial_New_Process_Natural Gas_Gas Boiler - Insulate Steam Lines/Condensate Tank_A_Achievable Economic TRC Potential | F8 | Industrial | Other Industrial | New | Process | Natural Gas | Gas Boiler - Insulate Steam Lines/Condensate Tank | A | Cumulative Summer Peak Savings (MW) | Achievable Economic TRC Potential | 0 | 0 | 0 | 0 | 0 | 0 | 0 | 0 | 0 | 0 | 0 | 0 | 0 | 0 | 0 | 0 | 0 | 0 | 0 | 0 | 0 | 0 | 0 | 0 | 0 | 0 | 0 | 0 | 0 | 0 | 0
F9_Industrial_Other Industrial_New_Process_Natural Gas_Gas Boiler - Insulate Steam Lines/Condensate Tank_A_Achievable Economic TRC Potential | F9 | Industrial | Other Industrial | New | Process | Natural Gas | Gas Boiler - Insulate Steam Lines/Condensate Tank | A | Cumulative Winter Peak Savings (MW) | Achievable Economic TRC Potential | 0 | 0 | 0 | 0 | 0 | 0 | 0 | 0 | 0 | 0 | 0 | 0 | 0 | 0 | 0 | 0 | 0 | 0 | 0 | 0 | 0 | 0 | 0 | 0 | 0 | 0 | 0 | 0 | 0 | 0 | 0
F10_Industrial_Other Industrial_New_Process_Natural Gas_Gas Boiler - Insulate Steam Lines/Condensate Tank_A_Achievable Economic TRC Potential | F10 | Industrial | Other Industrial | New | Process | Natural Gas | Gas Boiler - Insulate Steam Lines/Condensate Tank | A | Purchases (Incremental) | Achievable Economic TRC Potential | 0 | 0 | 0 | 0 | 0 | 2.7747 | 3.2872 | 3.7995 | 4.3088 | 4.8183 | 5.3282 | 5.8317 | 6.3338 | 6.8349 | 7.328 | 7.823 | 8.3133 | 8.8037 | 9.2915 | 9.7751 | 10.2592 | 10.7413 | 11.2215 | 11.7 | 12.1768 | 2.7747 | 3.2872 | 3.7995 | 4.3088 | 4.8183 | 5.3282
F11_Industrial_Other Industrial_New_Process_Natural Gas_Gas Boiler - Insulate Steam Lines/Condensate Tank_A_Achievable Economic TRC Potential | F11 | Industrial | Other Industrial | New | Process | Natural Gas | Gas Boiler - Insulate Steam Lines/Condensate Tank | A | Purchases (Cumulative) | Achievable Economic TRC Potential | 0 | 0 | 0 | 0 | 0 | 2.7747 | 6.0619 | 9.8614 | 14.1702 | 18.9885 | 24.3167 | 30.1484 | 36.4822 | 43.3171 | 50.6451 | 58.4682 | 66.7815 | 75.5851 | 84.8767 | 94.6518 | 104.9109 | 115.6522 | 126.8737 | 138.5737 | 150.7505 | 150.7505 | 150.7505 | 150.7505 | 150.7505 | 150.7505 | 150.7505
F1_Industrial_Other Industrial_New_Space Heating_Natural Gas_Gas Boiler - Insulate Hot Water Lines_A_Achievable Economic TRC Potential | F1 | Industrial | Other Industrial | New | Space Heating | Natural Gas | Gas Boiler - Insulate Hot Water Lines | A | Integrated Unit Energy Savings (kWh or therms) | Achievable Economic TRC Potential | 0 | 0 | 0 | 0 | 0 | 0 | 0 | 0 | 0 | 0 | 0 | 0 | 0 | 0 | 0 | 0 | 0 | 0 | 0 | 0 | 0 | 0 | 0 | 0 | 0 | 0 | 0 | 0 | 0 | 0 | 0
F2_Industrial_Other Industrial_New_Space Heating_Natural Gas_Gas Boiler - Insulate Hot Water Lines_A_Achievable Economic TRC Potential | F2 | Industrial | Other Industrial | New | Space Heating | Natural Gas | Gas Boiler - Insulate Hot Water Lines | A | Integrated Unit Summer Peak Savings (kW) | Achievable Economic TRC Potential | 0 | 0 | 0 | 0 | 0 | 0 | 0 | 0 | 0 | 0 | 0 | 0 | 0 | 0 | 0 | 0 | 0 | 0 | 0 | 0 | 0 | 0 | 0 | 0 | 0 | 0 | 0 | 0 | 0 | 0 | 0
F3_Industrial_Other Industrial_New_Space Heating_Natural Gas_Gas Boiler - Insulate Hot Water Lines_A_Achievable Economic TRC Potential | F3 | Industrial | Other Industrial | New | Space Heating | Natural Gas | Gas Boiler - Insulate Hot Water Lines | A | Integrated Unit Winter Peak Savings (kW) | Achievable Economic TRC Potential | 0 | 0 | 0 | 0 | 0 | 0 | 0 | 0 | 0 | 0 | 0 | 0 | 0 | 0 | 0 | 0 | 0 | 0 | 0 | 0 | 0 | 0 | 0 | 0 | 0 | 0 | 0 | 0 | 0 | 0 | 0
F4_Industrial_Other Industrial_New_Space Heating_Natural Gas_Gas Boiler - Insulate Hot Water Lines_A_Achievable Economic TRC Potential | F4 | Industrial | Other Industrial | New | Space Heating | Natural Gas | Gas Boiler - Insulate Hot Water Lines | A | Incremental Energy Savings (MWh or mTherms) | Achievable Economic TRC Potential | 0 | 0 | 0 | 0 | 0 | 0 | 0 | 0 | 0 | 0 | 0 | 0 | 0 | 0 | 0 | 0 | 0 | 0 | 0 | 0 | 0 | 0 | 0 | 0 | 0 | 0 | 0 | 0 | 0 | 0 | 0
F5_Industrial_Other Industrial_New_Space Heating_Natural Gas_Gas Boiler - Insulate Hot Water Lines_A_Achievable Economic TRC Potential | F5 | Industrial | Other Industrial | New | Space Heating | Natural Gas | Gas Boiler - Insulate Hot Water Lines | A | Incremental Summer Peak Savings (MW) | Achievable Economic TRC Potential | 0 | 0 | 0 | 0 | 0 | 0 | 0 | 0 | 0 | 0 | 0 | 0 | 0 | 0 | 0 | 0 | 0 | 0 | 0 | 0 | 0 | 0 | 0 | 0 | 0 | 0 | 0 | 0 | 0 | 0 | 0
F6_Industrial_Other Industrial_New_Space Heating_Natural Gas_Gas Boiler - Insulate Hot Water Lines_A_Achievable Economic TRC Potential | F6 | Industrial | Other Industrial | New | Space Heating | Natural Gas | Gas Boiler - Insulate Hot Water Lines | A | Incremental Winter Peak Savings (MW) | Achievable Economic TRC Potential | 0 | 0 | 0 | 0 | 0 | 0 | 0 | 0 | 0 | 0 | 0 | 0 | 0 | 0 | 0 | 0 | 0 | 0 | 0 | 0 | 0 | 0 | 0 | 0 | 0 | 0 | 0 | 0 | 0 | 0 | 0
F7_Industrial_Other Industrial_New_Space Heating_Natural Gas_Gas Boiler - Insulate Hot Water Lines_A_Achievable Economic TRC Potential | F7 | Industrial | Other Industrial | New | Space Heating | Natural Gas | Gas Boiler - Insulate Hot Water Lines | A | Cumulative Energy Savings (MWh or mTherms) | Achievable Economic TRC Potential | 0 | 0 | 0 | 0 | 0 | 0 | 0 | 0 | 0 | 0 | 0 | 0 | 0 | 0 | 0 | 0 | 0 | 0 | 0 | 0 | 0 | 0 | 0 | 0 | 0 | 0 | 0 | 0 | 0 | 0 | 0
F8_Industrial_Other Industrial_New_Space Heating_Natural Gas_Gas Boiler - Insulate Hot Water Lines_A_Achievable Economic TRC Potential | F8 | Industrial | Other Industrial | New | Space Heating | Natural Gas | Gas Boiler - Insulate Hot Water Lines | A | Cumulative Summer Peak Savings (MW) | Achievable Economic TRC Potential | 0 | 0 | 0 | 0 | 0 | 0 | 0 | 0 | 0 | 0 | 0 | 0 | 0 | 0 | 0 | 0 | 0 | 0 | 0 | 0 | 0 | 0 | 0 | 0 | 0 | 0 | 0 | 0 | 0 | 0 | 0
F9_Industrial_Other Industrial_New_Space Heating_Natural Gas_Gas Boiler - Insulate Hot Water Lines_A_Achievable Economic TRC Potential | F9 | Industrial | Other Industrial | New | Space Heating | Natural Gas | Gas Boiler - Insulate Hot Water Lines | A | Cumulative Winter Peak Savings (MW) | Achievable Economic TRC Potential | 0 | 0 | 0 | 0 | 0 | 0 | 0 | 0 | 0 | 0 | 0 | 0 | 0 | 0 | 0 | 0 | 0 | 0 | 0 | 0 | 0 | 0 | 0 | 0 | 0 | 0 | 0 | 0 | 0 | 0 | 0
F10_Industrial_Other Industrial_New_Space Heating_Natural Gas_Gas Boiler - Insulate Hot Water Lines_A_Achievable Economic TRC Potential | F10 | Industrial | Other Industrial | New | Space Heating | Natural Gas | Gas Boiler - Insulate Hot Water Lines | A | Purchases (Incremental) | Achievable Economic TRC Potential | 0 | 0 | 0 | 0 | 0 | 0 | 0 | 0 | 0 | 0 | 0 | 0 | 0 | 0 | 0 | 0 | 0 | 0 | 0 | 0 | 0 | 0 | 0 | 0 | 0 | 0 | 0 | 0 | 0 | 0 | 0
F11_Industrial_Other Industrial_New_Space Heating_Natural Gas_Gas Boiler - Insulate Hot Water Lines_A_Achievable Economic TRC Potential | F11 | Industrial | Other Industrial | New | Space Heating | Natural Gas | Gas Boiler - Insulate Hot Water Lines | A | Purchases (Cumulative) | Achievable Economic TRC Potential | 0 | 0 | 0 | 0 | 0 | 0 | 0 | 0 | 0 | 0 | 0 | 0 | 0 | 0 | 0 | 0 | 0 | 0 | 0 | 0 | 0 | 0 | 0 | 0 | 0 | 0 | 0 | 0 | 0 | 0 | 0
F1_Industrial_Other Industrial_New_Process_Natural Gas_Gas Boiler - Insulate Hot Water Lines_A_Achievable Economic TRC Potential | F1 | Industrial | Other Industrial | New | Process | Natural Gas | Gas Boiler - Insulate Hot Water Lines | A | Integrated Unit Energy Savings (kWh or therms) | Achievable Economic TRC Potential | 0 | 0 | 0 | 0 | 0 | 19.0288 | 19.0143 | 19.0008 | 18.9886 | 18.9761 | 18.9641 | 18.9537 | 18.9448 | 18.938 | 18.9332 | 18.931 | 18.9311 | 18.933 | 18.9361 | 18.9397 | 18.9445 | 18.9491 | 18.9532 | 18.957 | 18.9605 | 18.9637 | 18.9666 | 18.9694 | 19.0457 | 19.0457 | 19.0457
F2_Industrial_Other Industrial_New_Process_Natural Gas_Gas Boiler - Insulate Hot Water Lines_A_Achievable Economic TRC Potential | F2 | Industrial | Other Industrial | New | Process | Natural Gas | Gas Boiler - Insulate Hot Water Lines | A | Integrated Unit Summer Peak Savings (kW) | Achievable Economic TRC Potential | 0 | 0 | 0 | 0 | 0 | 0 | 0 | 0 | 0 | 0 | 0 | 0 | 0 | 0 | 0 | 0 | 0 | 0 | 0 | 0 | 0 | 0 | 0 | 0 | 0 | 0 | 0 | 0 | 0 | 0 | 0
F3_Industrial_Other Industrial_New_Process_Natural Gas_Gas Boiler - Insulate Hot Water Lines_A_Achievable Economic TRC Potential | F3 | Industrial | Other Industrial | New | Process | Natural Gas | Gas Boiler - Insulate Hot Water Lines | A | Integrated Unit Winter Peak Savings (kW) | Achievable Economic TRC Potential | 0 | 0 | 0 | 0 | 0 | 0 | 0 | 0 | 0 | 0 | 0 | 0 | 0 | 0 | 0 | 0 | 0 | 0 | 0 | 0 | 0 | 0 | 0 | 0 | 0 | 0 | 0 | 0 | 0 | 0 | 0
F4_Industrial_Other Industrial_New_Process_Natural Gas_Gas Boiler - Insulate Hot Water Lines_A_Achievable Economic TRC Potential | F4 | Industrial | Other Industrial | New | Process | Natural Gas | Gas Boiler - Insulate Hot Water Lines | A | Incremental Energy Savings (MWh or mTherms) | Achievable Economic TRC Potential | 0 | 0 | 0 | 0 | 0 | 0.052799 | 0.062504 | 0.072194 | 0.081817 | 0.091432 | 0.10105 | 0.11053 | 0.11999 | 0.12944 | 0.13874 | 0.1481 | 0.15738 | 0.16668 | 0.17595 | 0.18514 | 0.19436 | 0.20354 | 0.21268 | 0.2218 | 0.23088 | 0.052618 | 0.062348 | 0.072074 | 0.082063 | 0.091768 | 0.10148
F5_Industrial_Other Industrial_New_Process_Natural Gas_Gas Boiler - Insulate Hot Water Lines_A_Achievable Economic TRC Potential | F5 | Industrial | Other Industrial | New | Process | Natural Gas | Gas Boiler - Insulate Hot Water Lines | A | Incremental Summer Peak Savings (MW) | Achievable Economic TRC Potential | 0 | 0 | 0 | 0 | 0 | 0 | 0 | 0 | 0 | 0 | 0 | 0 | 0 | 0 | 0 | 0 | 0 | 0 | 0 | 0 | 0 | 0 | 0 | 0 | 0 | 0 | 0 | 0 | 0 | 0 | 0
F6_Industrial_Other Industrial_New_Process_Natural Gas_Gas Boiler - Insulate Hot Water Lines_A_Achievable Economic TRC Potential | F6 | Industrial | Other Industrial | New | Process | Natural Gas | Gas Boiler - Insulate Hot Water Lines | A | Incremental Winter Peak Savings (MW) | Achievable Economic TRC Potential | 0 | 0 | 0 | 0 | 0 | 0 | 0 | 0 | 0 | 0 | 0 | 0 | 0 | 0 | 0 | 0 | 0 | 0 | 0 | 0 | 0 | 0 | 0 | 0 | 0 | 0 | 0 | 0 | 0 | 0 | 0
F7_Industrial_Other Industrial_New_Process_Natural Gas_Gas Boiler - Insulate Hot Water Lines_A_Achievable Economic TRC Potential | F7 | Industrial | Other Industrial | New | Process | Natural Gas | Gas Boiler - Insulate Hot Water Lines | A | Cumulative Energy Savings (MWh or mTherms) | Achievable Economic TRC Potential | 0 | 0 | 0 | 0 | 0 | 0.052799 | 0.11526 | 0.18737 | 0.26907 | 0.36033 | 0.46115 | 0.57142 | 0.69115 | 0.82034 | 0.95888 | 1.1069 | 1.2642 | 1.4311 | 1.6072 | 1.7927 | 1.9875 | 2.1915 | 2.4047 | 2.6269 | 2.8583 | 2.8588 | 2.8592 | 2.8596 | 0 | 0 | 0
F8_Industrial_Other Industrial_New_Process_Natural Gas_Gas Boiler - Insulate Hot Water Lines_A_Achievable Economic TRC Potential | F8 | Industrial | Other Industrial | New | Process | Natural Gas | Gas Boiler - Insulate Hot Water Lines | A | Cumulative Summer Peak Savings (MW) | Achievable Economic TRC Potential | 0 | 0 | 0 | 0 | 0 | 0 | 0 | 0 | 0 | 0 | 0 | 0 | 0 | 0 | 0 | 0 | 0 | 0 | 0 | 0 | 0 | 0 | 0 | 0 | 0 | 0 | 0 | 0 | 0 | 0 | 0
F9_Industrial_Other Industrial_New_Process_Natural Gas_Gas Boiler - Insulate Hot Water Lines_A_Achievable Economic TRC Potential | F9 | Industrial | Other Industrial | New | Process | Natural Gas | Gas Boiler - Insulate Hot Water Lines | A | Cumulative Winter Peak Savings (MW) | Achievable Economic TRC Potential | 0 | 0 | 0 | 0 | 0 | 0 | 0 | 0 | 0 | 0 | 0 | 0 | 0 | 0 | 0 | 0 | 0 | 0 | 0 | 0 | 0 | 0 | 0 | 0 | 0 | 0 | 0 | 0 | 0 | 0 | 0
F10_Industrial_Other Industrial_New_Process_Natural Gas_Gas Boiler - Insulate Hot Water Lines_A_Achievable Economic TRC Potential | F10 | Industrial | Other Industrial | New | Process | Natural Gas | Gas Boiler - Insulate Hot Water Lines | A | Purchases (Incremental) | Achievable Economic TRC Potential | 0 | 0 | 0 | 0 | 0 | 2.7747 | 3.2872 | 3.7995 | 4.3088 | 4.8183 | 5.3282 | 5.8317 | 6.3338 | 6.8349 | 7.328 | 7.823 | 8.3133 | 8.8037 | 9.2915 | 9.7751 | 10.2592 | 10.7413 | 11.2215 | 11.7 | 12.1768 | 2.7747 | 3.2872 | 3.7995 | 4.3088 | 4.8183 | 5.3282
F11_Industrial_Other Industrial_New_Process_Natural Gas_Gas Boiler - Insulate Hot Water Lines_A_Achievable Economic TRC Potential | F11 | Industrial | Other Industrial | New | Process | Natural Gas | Gas Boiler - Insulate Hot Water Lines | A | Purchases (Cumulative) | Achievable Economic TRC Potential | 0 | 0 | 0 | 0 | 0 | 2.7747 | 6.0619 | 9.8614 | 14.1702 | 18.9885 | 24.3167 | 30.1484 | 36.4822 | 43.3171 | 50.6451 | 58.4682 | 66.7815 | 75.5851 | 84.8767 | 94.6518 | 104.9109 | 115.6522 | 126.8737 | 138.5737 | 150.7505 | 150.7505 | 150.7505 | 150.7505 | 150.7505 | 150.7505 | 150.7505
F1_Industrial_Other Industrial_New_Process_Natural Gas_Process - Insulate Heated Process Fluids_A_Achievable Economic TRC Potential | F1 | Industrial | Other Industrial | New | Process | Natural Gas | Process - Insulate Heated Process Fluids | A | Integrated Unit Energy Savings (kWh or therms) | Achievable Economic TRC Potential | 0 | 0 | 0 | 0 | 0 | 13.578 | 13.5516 | 13.5277 | 13.5058 | 13.4845 | 13.47 | 13.4568 | 13.4451 | 13.435 | 13.4265 | 13.42 | 13.4152 | 13.4119 | 13.4094 | 13.4074 | 13.4062 | 13.405 | 13.4034 | 13.4017 | 13.3997 | 13.4076 | 13.4148 | 13.4215 | 13.6092 | 13.6092 | 13.6092
F2_Industrial_Other Industrial_New_Process_Natural Gas_Process - Insulate Heated Process Fluids_A_Achievable Economic TRC Potential | F2 | Industrial | Other Industrial | New | Process | Natural Gas | Process - Insulate Heated Process Fluids | A | Integrated Unit Summer Peak Savings (kW) | Achievable Economic TRC Potential | 0 | 0 | 0 | 0 | 0 | 0 | 0 | 0 | 0 | 0 | 0 | 0 | 0 | 0 | 0 | 0 | 0 | 0 | 0 | 0 | 0 | 0 | 0 | 0 | 0 | 0 | 0 | 0 | 0 | 0 | 0
F3_Industrial_Other Industrial_New_Process_Natural Gas_Process - Insulate Heated Process Fluids_A_Achievable Economic TRC Potential | F3 | Industrial | Other Industrial | New | Process | Natural Gas | Process - Insulate Heated Process Fluids | A | Integrated Unit Winter Peak Savings (kW) | Achievable Economic TRC Potential | 0 | 0 | 0 | 0 | 0 | 0 | 0 | 0 | 0 | 0 | 0 | 0 | 0 | 0 | 0 | 0 | 0 | 0 | 0 | 0 | 0 | 0 | 0 | 0 | 0 | 0 | 0 | 0 | 0 | 0 | 0
F4_Industrial_Other Industrial_New_Process_Natural Gas_Process - Insulate Heated Process Fluids_A_Achievable Economic TRC Potential | F4 | Industrial | Other Industrial | New | Process | Natural Gas | Process - Insulate Heated Process Fluids | A | Incremental Energy Savings (MWh or mTherms) | Achievable Economic TRC Potential | 0 | 0 | 0 | 0 | 0 | 0 | 0 | 0 | 0 | 0 | 0 | 0 | 0 | 0 | 0 | 0 | 0 | 0 | 0 | 0 | 0 | 0 | 0 | 0 | 0 | 0 | 0 | 0 | 0 | 0 | 0
F5_Industrial_Other Industrial_New_Process_Natural Gas_Process - Insulate Heated Process Fluids_A_Achievable Economic TRC Potential | F5 | Industrial | Other Industrial | New | Process | Natural Gas | Process - Insulate Heated Process Fluids | A | Incremental Summer Peak Savings (MW) | Achievable Economic TRC Potential | 0 | 0 | 0 | 0 | 0 | 0 | 0 | 0 | 0 | 0 | 0 | 0 | 0 | 0 | 0 | 0 | 0 | 0 | 0 | 0 | 0 | 0 | 0 | 0 | 0 | 0 | 0 | 0 | 0 | 0 | 0
F6_Industrial_Other Industrial_New_Process_Natural Gas_Process - Insulate Heated Process Fluids_A_Achievable Economic TRC Potential | F6 | Industrial | Other Industrial | New | Process | Natural Gas | Process - Insulate Heated Process Fluids | A | Incremental Winter Peak Savings (MW) | Achievable Economic TRC Potential | 0 | 0 | 0 | 0 | 0 | 0 | 0 | 0 | 0 | 0 | 0 | 0 | 0 | 0 | 0 | 0 | 0 | 0 | 0 | 0 | 0 | 0 | 0 | 0 | 0 | 0 | 0 | 0 | 0 | 0 | 0
F7_Industrial_Other Industrial_New_Process_Natural Gas_Process - Insulate Heated Process Fluids_A_Achievable Economic TRC Potential | F7 | Industrial | Other Industrial | New | Process | Natural Gas | Process - Insulate Heated Process Fluids | A | Cumulative Energy Savings (MWh or mTherms) | Achievable Economic TRC Potential | 0 | 0 | 0 | 0 | 0 | 0 | 0 | 0 | 0 | 0 | 0 | 0 | 0 | 0 | 0 | 0 | 0 | 0 | 0 | 0 | 0 | 0 | 0 | 0 | 0 | 0 | 0 | 0 | 0 | 0 | 0
F8_Industrial_Other Industrial_New_Process_Natural Gas_Process - Insulate Heated Process Fluids_A_Achievable Economic TRC Potential | F8 | Industrial | Other Industrial | New | Process | Natural Gas | Process - Insulate Heated Process Fluids | A | Cumulative Summer Peak Savings (MW) | Achievable Economic TRC Potential | 0 | 0 | 0 | 0 | 0 | 0 | 0 | 0 | 0 | 0 | 0 | 0 | 0 | 0 | 0 | 0 | 0 | 0 | 0 | 0 | 0 | 0 | 0 | 0 | 0 | 0 | 0 | 0 | 0 | 0 | 0
F9_Industrial_Other Industrial_New_Process_Natural Gas_Process - Insulate Heated Process Fluids_A_Achievable Economic TRC Potential | F9 | Industrial | Other Industrial | New | Process | Natural Gas | Process - Insulate Heated Process Fluids | A | Cumulative Winter Peak Savings (MW) | Achievable Economic TRC Potential | 0 | 0 | 0 | 0 | 0 | 0 | 0 | 0 | 0 | 0 | 0 | 0 | 0 | 0 | 0 | 0 | 0 | 0 | 0 | 0 | 0 | 0 | 0 | 0 | 0 | 0 | 0 | 0 | 0 | 0 | 0
F10_Industrial_Other Industrial_New_Process_Natural Gas_Process - Insulate Heated Process Fluids_A_Achievable Economic TRC Potential | F10 | Industrial | Other Industrial | New | Process | Natural Gas | Process - Insulate Heated Process Fluids | A | Purchases (Incremental) | Achievable Economic TRC Potential | 0 | 0 | 0 | 0 | 0 | 0 | 0 | 0 | 0 | 0 | 0 | 0 | 0 | 0 | 0 | 0 | 0 | 0 | 0 | 0 | 0 | 0 | 0 | 0 | 0 | 0 | 0 | 0 | 0 | 0 | 0
F11_Industrial_Other Industrial_New_Process_Natural Gas_Process - Insulate Heated Process Fluids_A_Achievable Economic TRC Potential | F11 | Industrial | Other Industrial | New | Process | Natural Gas | Process - Insulate Heated Process Fluids | A | Purchases (Cumulative) | Achievable Economic TRC Potential | 0 | 0 | 0 | 0 | 0 | 0 | 0 | 0 | 0 | 0 | 0 | 0 | 0 | 0 | 0 | 0 | 0 | 0 | 0 | 0 | 0 | 0 | 0 | 0 | 0 | 0 | 0 | 0 | 0 | 0 | 0
F1_Industrial_Other Industrial_New_Process_Natural Gas_Process Heat Recovery_A_Achievable Economic TRC Potential | F1 | Industrial | Other Industrial | New | Process | Natural Gas | Process Heat Recovery | A | Integrated Unit Energy Savings (kWh or therms) | Achievable Economic TRC Potential | 0 | 0 | 0 | 0 | 0 | 0.033071 | 0.033006 | 0.032948 | 0.032895 | 0.032843 | 0.032808 | 0.032776 | 0.032747 | 0.032722 | 0.032702 | 0.032686 | 0.032674 | 0.032666 | 0.03266 | 0.032655 | 0.032652 | 0.032649 | 0.032646 | 0.032641 | 0.032637 | 0.032656 | 0.032673 | 0.03269 | 0 | 0 | 0
F2_Industrial_Other Industrial_New_Process_Natural Gas_Process Heat Recovery_A_Achievable Economic TRC Potential | F2 | Industrial | Other Industrial | New | Process | Natural Gas | Process Heat Recovery | A | Integrated Unit Summer Peak Savings (kW) | Achievable Economic TRC Potential | 0 | 0 | 0 | 0 | 0 | 0 | 0 | 0 | 0 | 0 | 0 | 0 | 0 | 0 | 0 | 0 | 0 | 0 | 0 | 0 | 0 | 0 | 0 | 0 | 0 | 0 | 0 | 0 | 0 | 0 | 0
F3_Industrial_Other Industrial_New_Process_Natural Gas_Process Heat Recovery_A_Achievable Economic TRC Potential | F3 | Industrial | Other Industrial | New | Process | Natural Gas | Process Heat Recovery | A | Integrated Unit Winter Peak Savings (kW) | Achievable Economic TRC Potential | 0 | 0 | 0 | 0 | 0 | 0 | 0 | 0 | 0 | 0 | 0 | 0 | 0 | 0 | 0 | 0 | 0 | 0 | 0 | 0 | 0 | 0 | 0 | 0 | 0 | 0 | 0 | 0 | 0 | 0 | 0
F4_Industrial_Other Industrial_New_Process_Natural Gas_Process Heat Recovery_A_Achievable Economic TRC Potential | F4 | Industrial | Other Industrial | New | Process | Natural Gas | Process Heat Recovery | A | Incremental Energy Savings (MWh or mTherms) | Achievable Economic TRC Potential | 0 | 0 | 0 | 0 | 0 | 0 | 0 | 0 | 0 | 0 | 0 | 0 | 0 | 0 | 0 | 0 | 0 | 0 | 0 | 0 | 0 | 0 | 0 | 0 | 0 | 0 | 0 | 0 | 0 | 0 | 0
F5_Industrial_Other Industrial_New_Process_Natural Gas_Process Heat Recovery_A_Achievable Economic TRC Potential | F5 | Industrial | Other Industrial | New | Process | Natural Gas | Process Heat Recovery | A | Incremental Summer Peak Savings (MW) | Achievable Economic TRC Potential | 0 | 0 | 0 | 0 | 0 | 0 | 0 | 0 | 0 | 0 | 0 | 0 | 0 | 0 | 0 | 0 | 0 | 0 | 0 | 0 | 0 | 0 | 0 | 0 | 0 | 0 | 0 | 0 | 0 | 0 | 0
F6_Industrial_Other Industrial_New_Process_Natural Gas_Process Heat Recovery_A_Achievable Economic TRC Potential | F6 | Industrial | Other Industrial | New | Process | Natural Gas | Process Heat Recovery | A | Incremental Winter Peak Savings (MW) | Achievable Economic TRC Potential | 0 | 0 | 0 | 0 | 0 | 0 | 0 | 0 | 0 | 0 | 0 | 0 | 0 | 0 | 0 | 0 | 0 | 0 | 0 | 0 | 0 | 0 | 0 | 0 | 0 | 0 | 0 | 0 | 0 | 0 | 0
F7_Industrial_Other Industrial_New_Process_Natural Gas_Process Heat Recovery_A_Achievable Economic TRC Potential | F7 | Industrial | Other Industrial | New | Process | Natural Gas | Process Heat Recovery | A | Cumulative Energy Savings (MWh or mTherms) | Achievable Economic TRC Potential | 0 | 0 | 0 | 0 | 0 | 0 | 0 | 0 | 0 | 0 | 0 | 0 | 0 | 0 | 0 | 0 | 0 | 0 | 0 | 0 | 0 | 0 | 0 | 0 | 0 | 0 | 0 | 0 | 0 | 0 | 0
F8_Industrial_Other Industrial_New_Process_Natural Gas_Process Heat Recovery_A_Achievable Economic TRC Potential | F8 | Industrial | Other Industrial | New | Process | Natural Gas | Process Heat Recovery | A | Cumulative Summer Peak Savings (MW) | Achievable Economic TRC Potential | 0 | 0 | 0 | 0 | 0 | 0 | 0 | 0 | 0 | 0 | 0 | 0 | 0 | 0 | 0 | 0 | 0 | 0 | 0 | 0 | 0 | 0 | 0 | 0 | 0 | 0 | 0 | 0 | 0 | 0 | 0
F9_Industrial_Other Industrial_New_Process_Natural Gas_Process Heat Recovery_A_Achievable Economic TRC Potential | F9 | Industrial | Other Industrial | New | Process | Natural Gas | Process Heat Recovery | A | Cumulative Winter Peak Savings (MW) | Achievable Economic TRC Potential | 0 | 0 | 0 | 0 | 0 | 0 | 0 | 0 | 0 | 0 | 0 | 0 | 0 | 0 | 0 | 0 | 0 | 0 | 0 | 0 | 0 | 0 | 0 | 0 | 0 | 0 | 0 | 0 | 0 | 0 | 0
F10_Industrial_Other Industrial_New_Process_Natural Gas_Process Heat Recovery_A_Achievable Economic TRC Potential | F10 | Industrial | Other Industrial | New | Process | Natural Gas | Process Heat Recovery | A | Purchases (Incremental) | Achievable Economic TRC Potential | 0 | 0 | 0 | 0 | 0 | 0 | 0 | 0 | 0 | 0 | 0 | 0 | 0 | 0 | 0 | 0 | 0 | 0 | 0 | 0 | 0 | 0 | 0 | 0 | 0 | 0 | 0 | 0 | 0 | 0 | 0
F11_Industrial_Other Industrial_New_Process_Natural Gas_Process Heat Recovery_A_Achievable Economic TRC Potential | F11 | Industrial | Other Industrial | New | Process | Natural Gas | Process Heat Recovery | A | Purchases (Cumulative) | Achievable Economic TRC Potential | 0 | 0 | 0 | 0 | 0 | 0 | 0 | 0 | 0 | 0 | 0 | 0 | 0 | 0 | 0 | 0 | 0 | 0 | 0 | 0 | 0 | 0 | 0 | 0 | 0 | 0 | 0 | 0 | 0 | 0 | 0
F1_Industrial_Other Industrial_New_Space Heating_Natural Gas_Building Automation System_A_Achievable Economic TRC Potential | F1 | Industrial | Other Industrial | New | Space Heating | Natural Gas | Building Automation System | A | Integrated Unit Energy Savings (kWh or therms) | Achievable Economic TRC Potential | 0 | 0 | 0 | 0 | 0 | 0.014549 | 0.014313 | 0.014117 | 0.013949 | 0.013799 | 0.013662 | 0.013499 | 0.013323 | 0.013145 | 0.01297 | 0.012811 | 0.012669 | 0.012549 | 0.012388 | 0.012265 | 0.012171 | 0.012096 | 0.012055 | 0.012028 | 0.012011 | 0.012002 | 0.011996 | 0.011995 | 0 | 0 | 0
F2_Industrial_Other Industrial_New_Space Heating_Natural Gas_Building Automation System_A_Achievable Economic TRC Potential | F2 | Industrial | Other Industrial | New | Space Heating | Natural Gas | Building Automation System | A | Integrated Unit Summer Peak Savings (kW) | Achievable Economic TRC Potential | 0 | 0 | 0 | 0 | 0 | 0 | 0 | 0 | 0 | 0 | 0 | 0 | 0 | 0 | 0 | 0 | 0 | 0 | 0 | 0 | 0 | 0 | 0 | 0 | 0 | 0 | 0 | 0 | 0 | 0 | 0
F3_Industrial_Other Industrial_New_Space Heating_Natural Gas_Building Automation System_A_Achievable Economic TRC Potential | F3 | Industrial | Other Industrial | New | Space Heating | Natural Gas | Building Automation System | A | Integrated Unit Winter Peak Savings (kW) | Achievable Economic TRC Potential | 0 | 0 | 0 | 0 | 0 | 0 | 0 | 0 | 0 | 0 | 0 | 0 | 0 | 0 | 0 | 0 | 0 | 0 | 0 | 0 | 0 | 0 | 0 | 0 | 0 | 0 | 0 | 0 | 0 | 0 | 0
F4_Industrial_Other Industrial_New_Space Heating_Natural Gas_Building Automation System_A_Achievable Economic TRC Potential | F4 | Industrial | Other Industrial | New | Space Heating | Natural Gas | Building Automation System | A | Incremental Energy Savings (MWh or mTherms) | Achievable Economic TRC Potential | 0 | 0 | 0 | 0 | 0 | 0.00076035 | 0.0017714 | 0.0035857 | 0.0065357 | 0.010974 | 0.017208 | 0.025313 | 0.035176 | 0.046321 | 0.057783 | 0.068364 | 0.076424 | 0.080502 | 0.079066 | 0.072405 | 0.062364 | 0.049624 | 0.035769 | 0.023773 | 0.016114 | 0.015117 | 0.022496 | 0.03167 | 0 | 0 | 0
F5_Industrial_Other Industrial_New_Space Heating_Natural Gas_Building Automation System_A_Achievable Economic TRC Potential | F5 | Industrial | Other Industrial | New | Space Heating | Natural Gas | Building Automation System | A | Incremental Summer Peak Savings (MW) | Achievable Economic TRC Potential | 0 | 0 | 0 | 0 | 0 | 0 | 0 | 0 | 0 | 0 | 0 | 0 | 0 | 0 | 0 | 0 | 0 | 0 | 0 | 0 | 0 | 0 | 0 | 0 | 0 | 0 | 0 | 0 | 0 | 0 | 0
F6_Industrial_Other Industrial_New_Space Heating_Natural Gas_Building Automation System_A_Achievable Economic TRC Potential | F6 | Industrial | Other Industrial | New | Space Heating | Natural Gas | Building Automation System | A | Incremental Winter Peak Savings (MW) | Achievable Economic TRC Potential | 0 | 0 | 0 | 0 | 0 | 0 | 0 | 0 | 0 | 0 | 0 | 0 | 0 | 0 | 0 | 0 | 0 | 0 | 0 | 0 | 0 | 0 | 0 | 0 | 0 | 0 | 0 | 0 | 0 | 0 | 0
F7_Industrial_Other Industrial_New_Space Heating_Natural Gas_Building Automation System_A_Achievable Economic TRC Potential | F7 | Industrial | Other Industrial | New | Space Heating | Natural Gas | Building Automation System | A | Cumulative Energy Savings (MWh or mTherms) | Achievable Economic TRC Potential | 0 | 0 | 0 | 0 | 0 | 0.00076035 | 0.0025194 | 0.0060708 | 0.012534 | 0.023372 | 0.040349 | 0.065181 | 0.099507 | 0.1445 | 0.20035 | 0.26627 | 0.33973 | 0.41703 | 0.49075 | 0.55826 | 0.61572 | 0.66007 | 0.69053 | 0.70711 | 0.71269 | 0.71213 | 0.71181 | 0.71173 | 0 | 0 | 0
F8_Industrial_Other Industrial_New_Space Heating_Natural Gas_Building Automation System_A_Achievable Economic TRC Potential | F8 | Industrial | Other Industrial | New | Space Heating | Natural Gas | Building Automation System | A | Cumulative Summer Peak Savings (MW) | Achievable Economic TRC Potential | 0 | 0 | 0 | 0 | 0 | 0 | 0 | 0 | 0 | 0 | 0 | 0 | 0 | 0 | 0 | 0 | 0 | 0 | 0 | 0 | 0 | 0 | 0 | 0 | 0 | 0 | 0 | 0 | 0 | 0 | 0
F9_Industrial_Other Industrial_New_Space Heating_Natural Gas_Building Automation System_A_Achievable Economic TRC Potential | F9 | Industrial | Other Industrial | New | Space Heating | Natural Gas | Building Automation System | A | Cumulative Winter Peak Savings (MW) | Achievable Economic TRC Potential | 0 | 0 | 0 | 0 | 0 | 0 | 0 | 0 | 0 | 0 | 0 | 0 | 0 | 0 | 0 | 0 | 0 | 0 | 0 | 0 | 0 | 0 | 0 | 0 | 0 | 0 | 0 | 0 | 0 | 0 | 0
F10_Industrial_Other Industrial_New_Space Heating_Natural Gas_Building Automation System_A_Achievable Economic TRC Potential | F10 | Industrial | Other Industrial | New | Space Heating | Natural Gas | Building Automation System | A | Purchases (Incremental) | Achievable Economic TRC Potential | 0 | 0 | 0 | 0 | 0 | 52.2611 | 123.7643 | 253.9944 | 468.5329 | 795.2662 | 1259.5382 | 1875.2124 | 2640.253 | 3523.8809 | 4455.3026 | 5336.2116 | 6032.4967 | 6414.9855 | 6382.3297 | 5903.516 | 5123.9264 | 4102.4257 | 2967.1191 | 1976.4887 | 1341.55 | 1259.5382 | 1875.2124 | 2640.253 | 3523.8809 | 4455.3026 | 5336.2116
F11_Industrial_Other Industrial_New_Space Heating_Natural Gas_Building Automation System_A_Achievable Economic TRC Potential | F11 | Industrial | Other Industrial | New | Space Heating | Natural Gas | Building Automation System | A | Purchases (Cumulative) | Achievable Economic TRC Potential | 0 | 0 | 0 | 0 | 0 | 52.2611 | 176.0254 | 430.0198 | 898.5527 | 1693.8189 | 2953.3571 | 4828.5696 | 7468.8226 | 10992.7035 | 15448.0061 | 20784.2177 | 26816.7144 | 33231.6999 | 39614.0296 | 45517.5456 | 50589.211 | 54567.8724 | 57280.997 | 58788.9529 | 59335.2367 | 59335.2367 | 59335.2367 | 59335.2367 | 59335.2367 | 59335.2367 | 59335.2367
F1_Industrial_Other Industrial_New_Space Heating_Natural Gas_Steam System Efficiency Improvements_A_Achievable Economic TRC Potential | F1 | Industrial | Other Industrial | New | Space Heating | Natural Gas | Steam System Efficiency Improvements | A | Integrated Unit Energy Savings (kWh or therms) | Achievable Economic TRC Potential | 0 | 0 | 0 | 0 | 0 | 0 | 0 | 0 | 0 | 0 | 0 | 0 | 0 | 0 | 0 | 0 | 0 | 0 | 0 | 0 | 0 | 0 | 0 | 0 | 0 | 0 | 0 | 0 | 0 | 0 | 0
F2_Industrial_Other Industrial_New_Space Heating_Natural Gas_Steam System Efficiency Improvements_A_Achievable Economic TRC Potential | F2 | Industrial | Other Industrial | New | Space Heating | Natural Gas | Steam System Efficiency Improvements | A | Integrated Unit Summer Peak Savings (kW) | Achievable Economic TRC Potential | 0 | 0 | 0 | 0 | 0 | 0 | 0 | 0 | 0 | 0 | 0 | 0 | 0 | 0 | 0 | 0 | 0 | 0 | 0 | 0 | 0 | 0 | 0 | 0 | 0 | 0 | 0 | 0 | 0 | 0 | 0
F3_Industrial_Other Industrial_New_Space Heating_Natural Gas_Steam System Efficiency Improvements_A_Achievable Economic TRC Potential | F3 | Industrial | Other Industrial | New | Space Heating | Natural Gas | Steam System Efficiency Improvements | A | Integrated Unit Winter Peak Savings (kW) | Achievable Economic TRC Potential | 0 | 0 | 0 | 0 | 0 | 0 | 0 | 0 | 0 | 0 | 0 | 0 | 0 | 0 | 0 | 0 | 0 | 0 | 0 | 0 | 0 | 0 | 0 | 0 | 0 | 0 | 0 | 0 | 0 | 0 | 0
F4_Industrial_Other Industrial_New_Space Heating_Natural Gas_Steam System Efficiency Improvements_A_Achievable Economic TRC Potential | F4 | Industrial | Other Industrial | New | Space Heating | Natural Gas | Steam System Efficiency Improvements | A | Incremental Energy Savings (MWh or mTherms) | Achievable Economic TRC Potential | 0 | 0 | 0 | 0 | 0 | 0 | 0 | 0 | 0 | 0 | 0 | 0 | 0 | 0 | 0 | 0 | 0 | 0 | 0 | 0 | 0 | 0 | 0 | 0 | 0 | 0 | 0 | 0 | 0 | 0 | 0
F5_Industrial_Other Industrial_New_Space Heating_Natural Gas_Steam System Efficiency Improvements_A_Achievable Economic TRC Potential | F5 | Industrial | Other Industrial | New | Space Heating | Natural Gas | Steam System Efficiency Improvements | A | Incremental Summer Peak Savings (MW) | Achievable Economic TRC Potential | 0 | 0 | 0 | 0 | 0 | 0 | 0 | 0 | 0 | 0 | 0 | 0 | 0 | 0 | 0 | 0 | 0 | 0 | 0 | 0 | 0 | 0 | 0 | 0 | 0 | 0 | 0 | 0 | 0 | 0 | 0
F6_Industrial_Other Industrial_New_Space Heating_Natural Gas_Steam System Efficiency Improvements_A_Achievable Economic TRC Potential | F6 | Industrial | Other Industrial | New | Space Heating | Natural Gas | Steam System Efficiency Improvements | A | Incremental Winter Peak Savings (MW) | Achievable Economic TRC Potential | 0 | 0 | 0 | 0 | 0 | 0 | 0 | 0 | 0 | 0 | 0 | 0 | 0 | 0 | 0 | 0 | 0 | 0 | 0 | 0 | 0 | 0 | 0 | 0 | 0 | 0 | 0 | 0 | 0 | 0 | 0
F7_Industrial_Other Industrial_New_Space Heating_Natural Gas_Steam System Efficiency Improvements_A_Achievable Economic TRC Potential | F7 | Industrial | Other Industrial | New | Space Heating | Natural Gas | Steam System Efficiency Improvements | A | Cumulative Energy Savings (MWh or mTherms) | Achievable Economic TRC Potential | 0 | 0 | 0 | 0 | 0 | 0 | 0 | 0 | 0 | 0 | 0 | 0 | 0 | 0 | 0 | 0 | 0 | 0 | 0 | 0 | 0 | 0 | 0 | 0 | 0 | 0 | 0 | 0 | 0 | 0 | 0
F8_Industrial_Other Industrial_New_Space Heating_Natural Gas_Steam System Efficiency Improvements_A_Achievable Economic TRC Potential | F8 | Industrial | Other Industrial | New | Space Heating | Natural Gas | Steam System Efficiency Improvements | A | Cumulative Summer Peak Savings (MW) | Achievable Economic TRC Potential | 0 | 0 | 0 | 0 | 0 | 0 | 0 | 0 | 0 | 0 | 0 | 0 | 0 | 0 | 0 | 0 | 0 | 0 | 0 | 0 | 0 | 0 | 0 | 0 | 0 | 0 | 0 | 0 | 0 | 0 | 0
F9_Industrial_Other Industrial_New_Space Heating_Natural Gas_Steam System Efficiency Improvements_A_Achievable Economic TRC Potential | F9 | Industrial | Other Industrial | New | Space Heating | Natural Gas | Steam System Efficiency Improvements | A | Cumulative Winter Peak Savings (MW) | Achievable Economic TRC Potential | 0 | 0 | 0 | 0 | 0 | 0 | 0 | 0 | 0 | 0 | 0 | 0 | 0 | 0 | 0 | 0 | 0 | 0 | 0 | 0 | 0 | 0 | 0 | 0 | 0 | 0 | 0 | 0 | 0 | 0 | 0
F10_Industrial_Other Industrial_New_Space Heating_Natural Gas_Steam System Efficiency Improvements_A_Achievable Economic TRC Potential | F10 | Industrial | Other Industrial | New | Space Heating | Natural Gas | Steam System Efficiency Improvements | A | Purchases (Incremental) | Achievable Economic TRC Potential | 0 | 0 | 0 | 0 | 0 | 0 | 0 | 0 | 0 | 0 | 0 | 0 | 0 | 0 | 0 | 0 | 0 | 0 | 0 | 0 | 0 | 0 | 0 | 0 | 0 | 0 | 0 | 0 | 0 | 0 | 0
F11_Industrial_Other Industrial_New_Space Heating_Natural Gas_Steam System Efficiency Improvements_A_Achievable Economic TRC Potential | F11 | Industrial | Other Industrial | New | Space Heating | Natural Gas | Steam System Efficiency Improvements | A | Purchases (Cumulative) | Achievable Economic TRC Potential | 0 | 0 | 0 | 0 | 0 | 0 | 0 | 0 | 0 | 0 | 0 | 0 | 0 | 0 | 0 | 0 | 0 | 0 | 0 | 0 | 0 | 0 | 0 | 0 | 0 | 0 | 0 | 0 | 0 | 0 | 0
F1_Industrial_Other Industrial_New_Process_Natural Gas_Steam System Efficiency Improvements_A_Achievable Economic TRC Potential | F1 | Industrial | Other Industrial | New | Process | Natural Gas | Steam System Efficiency Improvements | A | Integrated Unit Energy Savings (kWh or therms) | Achievable Economic TRC Potential | 0 | 0 | 0 | 0 | 0 | 0.10599 | 0.10578 | 0.10559 | 0.10542 | 0.10526 | 0.10514 | 0.10504 | 0.10495 | 0.10487 | 0.1048 | 0.10475 | 0.10472 | 0.10469 | 0.10467 | 0.10465 | 0.10465 | 0.10464 | 0.10462 | 0.10461 | 0.10459 | 0.10466 | 0.10471 | 0.10476 | 0.10623 | 0.10623 | 0.10623
F2_Industrial_Other Industrial_New_Process_Natural Gas_Steam System Efficiency Improvements_A_Achievable Economic TRC Potential | F2 | Industrial | Other Industrial | New | Process | Natural Gas | Steam System Efficiency Improvements | A | Integrated Unit Summer Peak Savings (kW) | Achievable Economic TRC Potential | 0 | 0 | 0 | 0 | 0 | 0 | 0 | 0 | 0 | 0 | 0 | 0 | 0 | 0 | 0 | 0 | 0 | 0 | 0 | 0 | 0 | 0 | 0 | 0 | 0 | 0 | 0 | 0 | 0 | 0 | 0
F3_Industrial_Other Industrial_New_Process_Natural Gas_Steam System Efficiency Improvements_A_Achievable Economic TRC Potential | F3 | Industrial | Other Industrial | New | Process | Natural Gas | Steam System Efficiency Improvements | A | Integrated Unit Winter Peak Savings (kW) | Achievable Economic TRC Potential | 0 | 0 | 0 | 0 | 0 | 0 | 0 | 0 | 0 | 0 | 0 | 0 | 0 | 0 | 0 | 0 | 0 | 0 | 0 | 0 | 0 | 0 | 0 | 0 | 0 | 0 | 0 | 0 | 0 | 0 | 0
F4_Industrial_Other Industrial_New_Process_Natural Gas_Steam System Efficiency Improvements_A_Achievable Economic TRC Potential | F4 | Industrial | Other Industrial | New | Process | Natural Gas | Steam System Efficiency Improvements | A | Incremental Energy Savings (MWh or mTherms) | Achievable Economic TRC Potential | 0 | 0 | 0 | 0 | 0 | 0 | 0 | 0 | 0 | 0 | 0 | 0 | 0 | 0 | 0 | 0 | 0 | 0 | 0 | 0 | 0 | 0 | 0 | 0 | 0 | 0 | 0 | 0 | 0 | 0 | 0
F5_Industrial_Other Industrial_New_Process_Natural Gas_Steam System Efficiency Improvements_A_Achievable Economic TRC Potential | F5 | Industrial | Other Industrial | New | Process | Natural Gas | Steam System Efficiency Improvements | A | Incremental Summer Peak Savings (MW) | Achievable Economic TRC Potential | 0 | 0 | 0 | 0 | 0 | 0 | 0 | 0 | 0 | 0 | 0 | 0 | 0 | 0 | 0 | 0 | 0 | 0 | 0 | 0 | 0 | 0 | 0 | 0 | 0 | 0 | 0 | 0 | 0 | 0 | 0
F6_Industrial_Other Industrial_New_Process_Natural Gas_Steam System Efficiency Improvements_A_Achievable Economic TRC Potential | F6 | Industrial | Other Industrial | New | Process | Natural Gas | Steam System Efficiency Improvements | A | Incremental Winter Peak Savings (MW) | Achievable Economic TRC Potential | 0 | 0 | 0 | 0 | 0 | 0 | 0 | 0 | 0 | 0 | 0 | 0 | 0 | 0 | 0 | 0 | 0 | 0 | 0 | 0 | 0 | 0 | 0 | 0 | 0 | 0 | 0 | 0 | 0 | 0 | 0
F7_Industrial_Other Industrial_New_Process_Natural Gas_Steam System Efficiency Improvements_A_Achievable Economic TRC Potential | F7 | Industrial | Other Industrial | New | Process | Natural Gas | Steam System Efficiency Improvements | A | Cumulative Energy Savings (MWh or mTherms) | Achievable Economic TRC Potential | 0 | 0 | 0 | 0 | 0 | 0 | 0 | 0 | 0 | 0 | 0 | 0 | 0 | 0 | 0 | 0 | 0 | 0 | 0 | 0 | 0 | 0 | 0 | 0 | 0 | 0 | 0 | 0 | 0 | 0 | 0
F8_Industrial_Other Industrial_New_Process_Natural Gas_Steam System Efficiency Improvements_A_Achievable Economic TRC Potential | F8 | Industrial | Other Industrial | New | Process | Natural Gas | Steam System Efficiency Improvements | A | Cumulative Summer Peak Savings (MW) | Achievable Economic TRC Potential | 0 | 0 | 0 | 0 | 0 | 0 | 0 | 0 | 0 | 0 | 0 | 0 | 0 | 0 | 0 | 0 | 0 | 0 | 0 | 0 | 0 | 0 | 0 | 0 | 0 | 0 | 0 | 0 | 0 | 0 | 0
F9_Industrial_Other Industrial_New_Process_Natural Gas_Steam System Efficiency Improvements_A_Achievable Economic TRC Potential | F9 | Industrial | Other Industrial | New | Process | Natural Gas | Steam System Efficiency Improvements | A | Cumulative Winter Peak Savings (MW) | Achievable Economic TRC Potential | 0 | 0 | 0 | 0 | 0 | 0 | 0 | 0 | 0 | 0 | 0 | 0 | 0 | 0 | 0 | 0 | 0 | 0 | 0 | 0 | 0 | 0 | 0 | 0 | 0 | 0 | 0 | 0 | 0 | 0 | 0
F10_Industrial_Other Industrial_New_Process_Natural Gas_Steam System Efficiency Improvements_A_Achievable Economic TRC Potential | F10 | Industrial | Other Industrial | New | Process | Natural Gas | Steam System Efficiency Improvements | A | Purchases (Incremental) | Achievable Economic TRC Potential | 0 | 0 | 0 | 0 | 0 | 0 | 0 | 0 | 0 | 0 | 0 | 0 | 0 | 0 | 0 | 0 | 0 | 0 | 0 | 0 | 0 | 0 | 0 | 0 | 0 | 0 | 0 | 0 | 0 | 0 | 0
F11_Industrial_Other Industrial_New_Process_Natural Gas_Steam System Efficiency Improvements_A_Achievable Economic TRC Potential | F11 | Industrial | Other Industrial | New | Process | Natural Gas | Steam System Efficiency Improvements | A | Purchases (Cumulative) | Achievable Economic TRC Potential | 0 | 0 | 0 | 0 | 0 | 0 | 0 | 0 | 0 | 0 | 0 | 0 | 0 | 0 | 0 | 0 | 0 | 0 | 0 | 0 | 0 | 0 | 0 | 0 | 0 | 0 | 0 | 0 | 0 | 0 | 0
F1_Industrial_Other Industrial_New_Space Heating_Natural Gas_Strategic Energy Management_A_Achievable Economic TRC Potential | F1 | Industrial | Other Industrial | New | Space Heating | Natural Gas | Strategic Energy Management | A | Integrated Unit Energy Savings (kWh or therms) | Achievable Economic TRC Potential | 0 | 0 | 0 | 0 | 0 | 2.9498 | 2.9014 | 2.861 | 2.8256 | 2.7932 | 2.7629 | 2.7262 | 2.6861 | 2.6447 | 2.603 | 2.5643 | 2.5287 | 2.4981 | 2.4601 | 2.4309 | 2.409 | 2.3925 | 2.384 | 2.3796 | 2.3781 | 2.3784 | 2.3793 | 2.3809 | 0 | 0 | 0
F2_Industrial_Other Industrial_New_Space Heating_Natural Gas_Strategic Energy Management_A_Achievable Economic TRC Potential | F2 | Industrial | Other Industrial | New | Space Heating | Natural Gas | Strategic Energy Management | A | Integrated Unit Summer Peak Savings (kW) | Achievable Economic TRC Potential | 0 | 0 | 0 | 0 | 0 | 0 | 0 | 0 | 0 | 0 | 0 | 0 | 0 | 0 | 0 | 0 | 0 | 0 | 0 | 0 | 0 | 0 | 0 | 0 | 0 | 0 | 0 | 0 | 0 | 0 | 0
F3_Industrial_Other Industrial_New_Space Heating_Natural Gas_Strategic Energy Management_A_Achievable Economic TRC Potential | F3 | Industrial | Other Industrial | New | Space Heating | Natural Gas | Strategic Energy Management | A | Integrated Unit Winter Peak Savings (kW) | Achievable Economic TRC Potential | 0 | 0 | 0 | 0 | 0 | 0 | 0 | 0 | 0 | 0 | 0 | 0 | 0 | 0 | 0 | 0 | 0 | 0 | 0 | 0 | 0 | 0 | 0 | 0 | 0 | 0 | 0 | 0 | 0 | 0 | 0
F4_Industrial_Other Industrial_New_Space Heating_Natural Gas_Strategic Energy Management_A_Achievable Economic TRC Potential | F4 | Industrial | Other Industrial | New | Space Heating | Natural Gas | Strategic Energy Management | A | Incremental Energy Savings (MWh or mTherms) | Achievable Economic TRC Potential | 0 | 0 | 0 | 0 | 0 | 0.0047806 | 0.0055708 | 0.0063493 | 0.0071112 | 0.0078609 | 0.0085984 | 0.0092861 | 0.0099371 | 0.010558 | 0.011141 | 0.011717 | 0.012279 | 0.012845 | 0.013351 | 0.013879 | 0.014435 | 0.01501 | 0.015626 | 0.016262 | 0.016914 | 0.014252 | 0.014927 | 0.015605 | 0 | 0 | 0
F5_Industrial_Other Industrial_New_Space Heating_Natural Gas_Strategic Energy Management_A_Achievable Economic TRC Potential | F5 | Industrial | Other Industrial | New | Space Heating | Natural Gas | Strategic Energy Management | A | Incremental Summer Peak Savings (MW) | Achievable Economic TRC Potential | 0 | 0 | 0 | 0 | 0 | 0 | 0 | 0 | 0 | 0 | 0 | 0 | 0 | 0 | 0 | 0 | 0 | 0 | 0 | 0 | 0 | 0 | 0 | 0 | 0 | 0 | 0 | 0 | 0 | 0 | 0
F6_Industrial_Other Industrial_New_Space Heating_Natural Gas_Strategic Energy Management_A_Achievable Economic TRC Potential | F6 | Industrial | Other Industrial | New | Space Heating | Natural Gas | Strategic Energy Management | A | Incremental Winter Peak Savings (MW) | Achievable Economic TRC Potential | 0 | 0 | 0 | 0 | 0 | 0 | 0 | 0 | 0 | 0 | 0 | 0 | 0 | 0 | 0 | 0 | 0 | 0 | 0 | 0 | 0 | 0 | 0 | 0 | 0 | 0 | 0 | 0 | 0 | 0 | 0
F7_Industrial_Other Industrial_New_Space Heating_Natural Gas_Strategic Energy Management_A_Achievable Economic TRC Potential | F7 | Industrial | Other Industrial | New | Space Heating | Natural Gas | Strategic Energy Management | A | Cumulative Energy Savings (MWh or mTherms) | Achievable Economic TRC Potential | 0 | 0 | 0 | 0 | 0 | 0.0047806 | 0.010273 | 0.016479 | 0.023387 | 0.030979 | 0.034763 | 0.038354 | 0.041765 | 0.045023 | 0.04813 | 0.051152 | 0.054107 | 0.057055 | 0.059718 | 0.062482 | 0.065348 | 0.068292 | 0.071417 | 0.074632 | 0.077921 | 0.077931 | 0.07796 | 0.078012 | 0 | 0 | 0
F8_Industrial_Other Industrial_New_Space Heating_Natural Gas_Strategic Energy Management_A_Achievable Economic TRC Potential | F8 | Industrial | Other Industrial | New | Space Heating | Natural Gas | Strategic Energy Management | A | Cumulative Summer Peak Savings (MW) | Achievable Economic TRC Potential | 0 | 0 | 0 | 0 | 0 | 0 | 0 | 0 | 0 | 0 | 0 | 0 | 0 | 0 | 0 | 0 | 0 | 0 | 0 | 0 | 0 | 0 | 0 | 0 | 0 | 0 | 0 | 0 | 0 | 0 | 0
F9_Industrial_Other Industrial_New_Space Heating_Natural Gas_Strategic Energy Management_A_Achievable Economic TRC Potential | F9 | Industrial | Other Industrial | New | Space Heating | Natural Gas | Strategic Energy Management | A | Cumulative Winter Peak Savings (MW) | Achievable Economic TRC Potential | 0 | 0 | 0 | 0 | 0 | 0 | 0 | 0 | 0 | 0 | 0 | 0 | 0 | 0 | 0 | 0 | 0 | 0 | 0 | 0 | 0 | 0 | 0 | 0 | 0 | 0 | 0 | 0 | 0 | 0 | 0
F10_Industrial_Other Industrial_New_Space Heating_Natural Gas_Strategic Energy Management_A_Achievable Economic TRC Potential | F10 | Industrial | Other Industrial | New | Space Heating | Natural Gas | Strategic Energy Management | A | Purchases (Incremental) | Achievable Economic TRC Potential | 0 | 0 | 0 | 0 | 0 | 1.6206 | 1.92 | 2.2192 | 2.5167 | 2.8143 | 3.1121 | 3.4062 | 3.6995 | 3.9922 | 4.2802 | 4.5693 | 4.8557 | 5.1421 | 5.427 | 5.7095 | 5.9922 | 6.2738 | 6.5543 | 6.8338 | 7.1123 | 5.9922 | 6.2738 | 6.5543 | 6.8338 | 7.1123 | 5.9922
F11_Industrial_Other Industrial_New_Space Heating_Natural Gas_Strategic Energy Management_A_Achievable Economic TRC Potential | F11 | Industrial | Other Industrial | New | Space Heating | Natural Gas | Strategic Energy Management | A | Purchases (Cumulative) | Achievable Economic TRC Potential | 0 | 0 | 0 | 0 | 0 | 1.6206 | 3.5407 | 5.7599 | 8.2766 | 11.0909 | 12.5824 | 14.0686 | 15.5488 | 17.0243 | 18.4902 | 19.9474 | 21.3968 | 22.8394 | 24.2743 | 25.7036 | 27.1265 | 28.5446 | 29.9569 | 31.3636 | 32.7664 | 32.7664 | 32.7664 | 32.7664 | 32.7664 | 32.7664 | 32.7664
F1_Industrial_Other Industrial_New_Process_Natural Gas_Strategic Energy Management_A_Achievable Economic TRC Potential | F1 | Industrial | Other Industrial | New | Process | Natural Gas | Strategic Energy Management | A | Integrated Unit Energy Savings (kWh or therms) | Achievable Economic TRC Potential | 0 | 0 | 0 | 0 | 0 | 1.4049 | 1.4034 | 1.4021 | 1.4009 | 1.3997 | 1.3986 | 1.3975 | 1.3966 | 1.3959 | 1.3953 | 1.3949 | 1.3946 | 1.3945 | 1.3945 | 1.3945 | 1.3947 | 1.3948 | 1.3948 | 1.3949 | 1.3949 | 1.3953 | 1.3957 | 1.3961 | 0 | 0 | 0
F2_Industrial_Other Industrial_New_Process_Natural Gas_Strategic Energy Management_A_Achievable Economic TRC Potential | F2 | Industrial | Other Industrial | New | Process | Natural Gas | Strategic Energy Management | A | Integrated Unit Summer Peak Savings (kW) | Achievable Economic TRC Potential | 0 | 0 | 0 | 0 | 0 | 0 | 0 | 0 | 0 | 0 | 0 | 0 | 0 | 0 | 0 | 0 | 0 | 0 | 0 | 0 | 0 | 0 | 0 | 0 | 0 | 0 | 0 | 0 | 0 | 0 | 0
F3_Industrial_Other Industrial_New_Process_Natural Gas_Strategic Energy Management_A_Achievable Economic TRC Potential | F3 | Industrial | Other Industrial | New | Process | Natural Gas | Strategic Energy Management | A | Integrated Unit Winter Peak Savings (kW) | Achievable Economic TRC Potential | 0 | 0 | 0 | 0 | 0 | 0 | 0 | 0 | 0 | 0 | 0 | 0 | 0 | 0 | 0 | 0 | 0 | 0 | 0 | 0 | 0 | 0 | 0 | 0 | 0 | 0 | 0 | 0 | 0 | 0 | 0
F4_Industrial_Other Industrial_New_Process_Natural Gas_Strategic Energy Management_A_Achievable Economic TRC Potential | F4 | Industrial | Other Industrial | New | Process | Natural Gas | Strategic Energy Management | A | Incremental Energy Savings (MWh or mTherms) | Achievable Economic TRC Potential | 0 | 0 | 0 | 0 | 0 | 0.14033 | 0.16608 | 0.19178 | 0.2173 | 0.24279 | 0.26827 | 0.2934 | 0.31845 | 0.34346 | 0.36808 | 0.39283 | 0.41738 | 0.44197 | 0.46646 | 0.49074 | 0.51509 | 0.53933 | 0.56348 | 0.58752 | 0.61148 | 0.51534 | 0.53971 | 0.56399 | 0 | 0 | 0
F5_Industrial_Other Industrial_New_Process_Natural Gas_Strategic Energy Management_A_Achievable Economic TRC Potential | F5 | Industrial | Other Industrial | New | Process | Natural Gas | Strategic Energy Management | A | Incremental Summer Peak Savings (MW) | Achievable Economic TRC Potential | 0 | 0 | 0 | 0 | 0 | 0 | 0 | 0 | 0 | 0 | 0 | 0 | 0 | 0 | 0 | 0 | 0 | 0 | 0 | 0 | 0 | 0 | 0 | 0 | 0 | 0 | 0 | 0 | 0 | 0 | 0
F6_Industrial_Other Industrial_New_Process_Natural Gas_Strategic Energy Management_A_Achievable Economic TRC Potential | F6 | Industrial | Other Industrial | New | Process | Natural Gas | Strategic Energy Management | A | Incremental Winter Peak Savings (MW) | Achievable Economic TRC Potential | 0 | 0 | 0 | 0 | 0 | 0 | 0 | 0 | 0 | 0 | 0 | 0 | 0 | 0 | 0 | 0 | 0 | 0 | 0 | 0 | 0 | 0 | 0 | 0 | 0 | 0 | 0 | 0 | 0 | 0 | 0
F7_Industrial_Other Industrial_New_Process_Natural Gas_Strategic Energy Management_A_Achievable Economic TRC Potential | F7 | Industrial | Other Industrial | New | Process | Natural Gas | Strategic Energy Management | A | Cumulative Energy Savings (MWh or mTherms) | Achievable Economic TRC Potential | 0 | 0 | 0 | 0 | 0 | 0.14033 | 0.30627 | 0.49777 | 0.71464 | 0.95682 | 1.0846 | 1.2118 | 1.3384 | 1.4647 | 1.5901 | 1.7149 | 1.8392 | 1.9631 | 2.0864 | 2.2093 | 2.3318 | 2.4539 | 2.5754 | 2.6964 | 2.8171 | 2.818 | 2.8188 | 2.8195 | 0 | 0 | 0
F8_Industrial_Other Industrial_New_Process_Natural Gas_Strategic Energy Management_A_Achievable Economic TRC Potential | F8 | Industrial | Other Industrial | New | Process | Natural Gas | Strategic Energy Management | A | Cumulative Summer Peak Savings (MW) | Achievable Economic TRC Potential | 0 | 0 | 0 | 0 | 0 | 0 | 0 | 0 | 0 | 0 | 0 | 0 | 0 | 0 | 0 | 0 | 0 | 0 | 0 | 0 | 0 | 0 | 0 | 0 | 0 | 0 | 0 | 0 | 0 | 0 | 0
F9_Industrial_Other Industrial_New_Process_Natural Gas_Strategic Energy Management_A_Achievable Economic TRC Potential | F9 | Industrial | Other Industrial | New | Process | Natural Gas | Strategic Energy Management | A | Cumulative Winter Peak Savings (MW) | Achievable Economic TRC Potential | 0 | 0 | 0 | 0 | 0 | 0 | 0 | 0 | 0 | 0 | 0 | 0 | 0 | 0 | 0 | 0 | 0 | 0 | 0 | 0 | 0 | 0 | 0 | 0 | 0 | 0 | 0 | 0 | 0 | 0 | 0
F10_Industrial_Other Industrial_New_Process_Natural Gas_Strategic Energy Management_A_Achievable Economic TRC Potential | F10 | Industrial | Other Industrial | New | Process | Natural Gas | Strategic Energy Management | A | Purchases (Incremental) | Achievable Economic TRC Potential | 0 | 0 | 0 | 0 | 0 | 99.8882 | 118.3402 | 136.7822 | 155.1153 | 173.4584 | 191.8167 | 209.9418 | 228.0174 | 246.0563 | 263.8087 | 281.6289 | 299.2792 | 316.9318 | 334.4955 | 351.9026 | 369.3302 | 386.6858 | 403.9739 | 421.1991 | 438.3656 | 369.3302 | 386.6858 | 403.9739 | 421.1991 | 438.3656 | 369.3302
F11_Industrial_Other Industrial_New_Process_Natural Gas_Strategic Energy Management_A_Achievable Economic TRC Potential | F11 | Industrial | Other Industrial | New | Process | Natural Gas | Strategic Energy Management | A | Purchases (Cumulative) | Achievable Economic TRC Potential | 0 | 0 | 0 | 0 | 0 | 99.8882 | 218.2284 | 355.0106 | 510.1259 | 683.5843 | 775.5128 | 867.1144 | 958.3496 | 1049.2905 | 1139.6408 | 1229.4531 | 1318.7905 | 1407.7049 | 1496.1441 | 1584.238 | 1671.9393 | 1759.3459 | 1846.3881 | 1933.0916 | 2019.5547 | 2019.5547 | 2019.5547 | 2019.5547 | 2019.5547 | 2019.5547 | 2019.5547
F1_Industrial_Other Industrial_New_Miscellaneous_Natural Gas_Strategic Energy Management_A_Achievable Economic TRC Potential | F1 | Industrial | Other Industrial | New | Miscellaneous | Natural Gas | Strategic Energy Management | A | Integrated Unit Energy Savings (kWh or therms) | Achievable Economic TRC Potential | 0 | 0 | 0 | 0 | 0 | 0.89787 | 0.89787 | 0.89787 | 0.89787 | 0.89787 | 0.89787 | 0.89787 | 0.89787 | 0.89787 | 0.89787 | 0.89787 | 0.89787 | 0.89787 | 0.89787 | 0.89787 | 0.89787 | 0.89787 | 0.89787 | 0.89787 | 0.89787 | 0.89787 | 0.89787 | 0.89787 | 0 | 0 | 0
F2_Industrial_Other Industrial_New_Miscellaneous_Natural Gas_Strategic Energy Management_A_Achievable Economic TRC Potential | F2 | Industrial | Other Industrial | New | Miscellaneous | Natural Gas | Strategic Energy Management | A | Integrated Unit Summer Peak Savings (kW) | Achievable Economic TRC Potential | 0 | 0 | 0 | 0 | 0 | 0 | 0 | 0 | 0 | 0 | 0 | 0 | 0 | 0 | 0 | 0 | 0 | 0 | 0 | 0 | 0 | 0 | 0 | 0 | 0 | 0 | 0 | 0 | 0 | 0 | 0
F3_Industrial_Other Industrial_New_Miscellaneous_Natural Gas_Strategic Energy Management_A_Achievable Economic TRC Potential | F3 | Industrial | Other Industrial | New | Miscellaneous | Natural Gas | Strategic Energy Management | A | Integrated Unit Winter Peak Savings (kW) | Achievable Economic TRC Potential | 0 | 0 | 0 | 0 | 0 | 0 | 0 | 0 | 0 | 0 | 0 | 0 | 0 | 0 | 0 | 0 | 0 | 0 | 0 | 0 | 0 | 0 | 0 | 0 | 0 | 0 | 0 | 0 | 0 | 0 | 0
F4_Industrial_Other Industrial_New_Miscellaneous_Natural Gas_Strategic Energy Management_A_Achievable Economic TRC Potential | F4 | Industrial | Other Industrial | New | Miscellaneous | Natural Gas | Strategic Energy Management | A | Incremental Energy Savings (MWh or mTherms) | Achievable Economic TRC Potential | 0 | 0 | 0 | 0 | 0 | 0.022422 | 0.026564 | 0.030703 | 0.034818 | 0.038936 | 0.043057 | 0.047125 | 0.051183 | 0.055232 | 0.059217 | 0.063217 | 0.067179 | 0.071141 | 0.075083 | 0.078991 | 0.082903 | 0.086798 | 0.090679 | 0.094546 | 0.098399 | 0.082903 | 0.086798 | 0.090679 | 0 | 0 | 0
F5_Industrial_Other Industrial_New_Miscellaneous_Natural Gas_Strategic Energy Management_A_Achievable Economic TRC Potential | F5 | Industrial | Other Industrial | New | Miscellaneous | Natural Gas | Strategic Energy Management | A | Incremental Summer Peak Savings (MW) | Achievable Economic TRC Potential | 0 | 0 | 0 | 0 | 0 | 0 | 0 | 0 | 0 | 0 | 0 | 0 | 0 | 0 | 0 | 0 | 0 | 0 | 0 | 0 | 0 | 0 | 0 | 0 | 0 | 0 | 0 | 0 | 0 | 0 | 0
F6_Industrial_Other Industrial_New_Miscellaneous_Natural Gas_Strategic Energy Management_A_Achievable Economic TRC Potential | F6 | Industrial | Other Industrial | New | Miscellaneous | Natural Gas | Strategic Energy Management | A | Incremental Winter Peak Savings (MW) | Achievable Economic TRC Potential | 0 | 0 | 0 | 0 | 0 | 0 | 0 | 0 | 0 | 0 | 0 | 0 | 0 | 0 | 0 | 0 | 0 | 0 | 0 | 0 | 0 | 0 | 0 | 0 | 0 | 0 | 0 | 0 | 0 | 0 | 0
F7_Industrial_Other Industrial_New_Miscellaneous_Natural Gas_Strategic Energy Management_A_Achievable Economic TRC Potential | F7 | Industrial | Other Industrial | New | Miscellaneous | Natural Gas | Strategic Energy Management | A | Cumulative Energy Savings (MWh or mTherms) | Achievable Economic TRC Potential | 0 | 0 | 0 | 0 | 0 | 0.022422 | 0.048985 | 0.079688 | 0.11451 | 0.15344 | 0.17408 | 0.19464 | 0.21512 | 0.23553 | 0.25581 | 0.27597 | 0.29603 | 0.31598 | 0.33584 | 0.35561 | 0.3753 | 0.39492 | 0.41445 | 0.43392 | 0.45332 | 0.45332 | 0.45332 | 0.45332 | 0 | 0 | 0
F8_Industrial_Other Industrial_New_Miscellaneous_Natural Gas_Strategic Energy Management_A_Achievable Economic TRC Potential | F8 | Industrial | Other Industrial | New | Miscellaneous | Natural Gas | Strategic Energy Management | A | Cumulative Summer Peak Savings (MW) | Achievable Economic TRC Potential | 0 | 0 | 0 | 0 | 0 | 0 | 0 | 0 | 0 | 0 | 0 | 0 | 0 | 0 | 0 | 0 | 0 | 0 | 0 | 0 | 0 | 0 | 0 | 0 | 0 | 0 | 0 | 0 | 0 | 0 | 0
F9_Industrial_Other Industrial_New_Miscellaneous_Natural Gas_Strategic Energy Management_A_Achievable Economic TRC Potential | F9 | Industrial | Other Industrial | New | Miscellaneous | Natural Gas | Strategic Energy Management | A | Cumulative Winter Peak Savings (MW) | Achievable Economic TRC Potential | 0 | 0 | 0 | 0 | 0 | 0 | 0 | 0 | 0 | 0 | 0 | 0 | 0 | 0 | 0 | 0 | 0 | 0 | 0 | 0 | 0 | 0 | 0 | 0 | 0 | 0 | 0 | 0 | 0 | 0 | 0
F10_Industrial_Other Industrial_New_Miscellaneous_Natural Gas_Strategic Energy Management_A_Achievable Economic TRC Potential | F10 | Industrial | Other Industrial | New | Miscellaneous | Natural Gas | Strategic Energy Management | A | Purchases (Incremental) | Achievable Economic TRC Potential | 0 | 0 | 0 | 0 | 0 | 24.972 | 29.5851 | 34.1955 | 38.7788 | 43.3646 | 47.9542 | 52.4854 | 57.0043 | 61.5141 | 65.9522 | 70.4072 | 74.8198 | 79.2329 | 83.6239 | 87.9756 | 92.3326 | 96.6715 | 100.9935 | 105.2998 | 109.5914 | 92.3326 | 96.6715 | 100.9935 | 105.2998 | 109.5914 | 92.3326
F11_Industrial_Other Industrial_New_Miscellaneous_Natural Gas_Strategic Energy Management_A_Achievable Economic TRC Potential | F11 | Industrial | Other Industrial | New | Miscellaneous | Natural Gas | Strategic Energy Management | A | Purchases (Cumulative) | Achievable Economic TRC Potential | 0 | 0 | 0 | 0 | 0 | 24.972 | 54.5571 | 88.7526 | 127.5315 | 170.8961 | 193.8782 | 216.7786 | 239.5874 | 262.3226 | 284.9102 | 307.3633 | 329.6976 | 351.9262 | 374.036 | 396.0595 | 417.9848 | 439.8365 | 461.597 | 483.2729 | 504.8887 | 504.8887 | 504.8887 | 504.8887 | 504.8887 | 504.8887 | 504.8887
F1_Industrial_Other Industrial_New_Space Heating_Natural Gas_Commissioning_A_Achievable Economic TRC Potential | F1 | Industrial | Other Industrial | New | Space Heating | Natural Gas | Commissioning | A | Integrated Unit Energy Savings (kWh or therms) | Achievable Economic TRC Potential | 0 | 0 | 0 | 0 | 0 | 3.5396 | 3.4821 | 3.4346 | 3.3937 | 3.3571 | 3.3239 | 3.2842 | 3.2413 | 3.198 | 3.1553 | 3.1169 | 3.0822 | 3.0531 | 3.0139 | 2.9839 | 2.9611 | 2.9429 | 2.9329 | 2.9263 | 2.9222 | 2.9199 | 2.9186 | 2.9183 | 0 | 0 | 0
F2_Industrial_Other Industrial_New_Space Heating_Natural Gas_Commissioning_A_Achievable Economic TRC Potential | F2 | Industrial | Other Industrial | New | Space Heating | Natural Gas | Commissioning | A | Integrated Unit Summer Peak Savings (kW) | Achievable Economic TRC Potential | 0 | 0 | 0 | 0 | 0 | 0 | 0 | 0 | 0 | 0 | 0 | 0 | 0 | 0 | 0 | 0 | 0 | 0 | 0 | 0 | 0 | 0 | 0 | 0 | 0 | 0 | 0 | 0 | 0 | 0 | 0
F3_Industrial_Other Industrial_New_Space Heating_Natural Gas_Commissioning_A_Achievable Economic TRC Potential | F3 | Industrial | Other Industrial | New | Space Heating | Natural Gas | Commissioning | A | Integrated Unit Winter Peak Savings (kW) | Achievable Economic TRC Potential | 0 | 0 | 0 | 0 | 0 | 0 | 0 | 0 | 0 | 0 | 0 | 0 | 0 | 0 | 0 | 0 | 0 | 0 | 0 | 0 | 0 | 0 | 0 | 0 | 0 | 0 | 0 | 0 | 0 | 0 | 0
F4_Industrial_Other Industrial_New_Space Heating_Natural Gas_Commissioning_A_Achievable Economic TRC Potential | F4 | Industrial | Other Industrial | New | Space Heating | Natural Gas | Commissioning | A | Incremental Energy Savings (MWh or mTherms) | Achievable Economic TRC Potential | 0 | 0 | 0 | 0 | 0 | 0 | 0 | 0 | 0 | 0 | 0 | 0 | 0 | 0 | 0 | 0 | 0 | 0 | 0 | 0 | 0 | 0 | 0 | 0 | 0 | 0 | 0 | 0 | 0 | 0 | 0
F5_Industrial_Other Industrial_New_Space Heating_Natural Gas_Commissioning_A_Achievable Economic TRC Potential | F5 | Industrial | Other Industrial | New | Space Heating | Natural Gas | Commissioning | A | Incremental Summer Peak Savings (MW) | Achievable Economic TRC Potential | 0 | 0 | 0 | 0 | 0 | 0 | 0 | 0 | 0 | 0 | 0 | 0 | 0 | 0 | 0 | 0 | 0 | 0 | 0 | 0 | 0 | 0 | 0 | 0 | 0 | 0 | 0 | 0 | 0 | 0 | 0
F6_Industrial_Other Industrial_New_Space Heating_Natural Gas_Commissioning_A_Achievable Economic TRC Potential | F6 | Industrial | Other Industrial | New | Space Heating | Natural Gas | Commissioning | A | Incremental Winter Peak Savings (MW) | Achievable Economic TRC Potential | 0 | 0 | 0 | 0 | 0 | 0 | 0 | 0 | 0 | 0 | 0 | 0 | 0 | 0 | 0 | 0 | 0 | 0 | 0 | 0 | 0 | 0 | 0 | 0 | 0 | 0 | 0 | 0 | 0 | 0 | 0
F7_Industrial_Other Industrial_New_Space Heating_Natural Gas_Commissioning_A_Achievable Economic TRC Potential | F7 | Industrial | Other Industrial | New | Space Heating | Natural Gas | Commissioning | A | Cumulative Energy Savings (MWh or mTherms) | Achievable Economic TRC Potential | 0 | 0 | 0 | 0 | 0 | 0 | 0 | 0 | 0 | 0 | 0 | 0 | 0 | 0 | 0 | 0 | 0 | 0 | 0 | 0 | 0 | 0 | 0 | 0 | 0 | 0 | 0 | 0 | 0 | 0 | 0
F8_Industrial_Other Industrial_New_Space Heating_Natural Gas_Commissioning_A_Achievable Economic TRC Potential | F8 | Industrial | Other Industrial | New | Space Heating | Natural Gas | Commissioning | A | Cumulative Summer Peak Savings (MW) | Achievable Economic TRC Potential | 0 | 0 | 0 | 0 | 0 | 0 | 0 | 0 | 0 | 0 | 0 | 0 | 0 | 0 | 0 | 0 | 0 | 0 | 0 | 0 | 0 | 0 | 0 | 0 | 0 | 0 | 0 | 0 | 0 | 0 | 0
F9_Industrial_Other Industrial_New_Space Heating_Natural Gas_Commissioning_A_Achievable Economic TRC Potential | F9 | Industrial | Other Industrial | New | Space Heating | Natural Gas | Commissioning | A | Cumulative Winter Peak Savings (MW) | Achievable Economic TRC Potential | 0 | 0 | 0 | 0 | 0 | 0 | 0 | 0 | 0 | 0 | 0 | 0 | 0 | 0 | 0 | 0 | 0 | 0 | 0 | 0 | 0 | 0 | 0 | 0 | 0 | 0 | 0 | 0 | 0 | 0 | 0
F10_Industrial_Other Industrial_New_Space Heating_Natural Gas_Commissioning_A_Achievable Economic TRC Potential | F10 | Industrial | Other Industrial | New | Space Heating | Natural Gas | Commissioning | A | Purchases (Incremental) | Achievable Economic TRC Potential | 0 | 0 | 0 | 0 | 0 | 0 | 0 | 0 | 0 | 0 | 0 | 0 | 0 | 0 | 0 | 0 | 0 | 0 | 0 | 0 | 0 | 0 | 0 | 0 | 0 | 0 | 0 | 0 | 0 | 0 | 0
F11_Industrial_Other Industrial_New_Space Heating_Natural Gas_Commissioning_A_Achievable Economic TRC Potential | F11 | Industrial | Other Industrial | New | Space Heating | Natural Gas | Commissioning | A | Purchases (Cumulative) | Achievable Economic TRC Potential | 0 | 0 | 0 | 0 | 0 | 0 | 0 | 0 | 0 | 0 | 0 | 0 | 0 | 0 | 0 | 0 | 0 | 0 | 0 | 0 | 0 | 0 | 0 | 0 | 0 | 0 | 0 | 0 | 0 | 0 | 0
F1_Industrial_Other Industrial_New_Process_Natural Gas_Commissioning_A_Achievable Economic TRC Potential | F1 | Industrial | Other Industrial | New | Process | Natural Gas | Commissioning | A | Integrated Unit Energy Savings (kWh or therms) | Achievable Economic TRC Potential | 0 | 0 | 0 | 0 | 0 | 7.8497 | 7.8492 | 7.849 | 7.8491 | 7.8493 | 7.8494 | 7.8495 | 7.8496 | 7.8497 | 7.8497 | 7.8498 | 7.8498 | 7.8499 | 7.8499 | 7.8499 | 7.85 | 7.85 | 7.85 | 7.85 | 7.8501 | 7.8501 | 7.8501 | 7.8501 | 0 | 0 | 0
F2_Industrial_Other Industrial_New_Process_Natural Gas_Commissioning_A_Achievable Economic TRC Potential | F2 | Industrial | Other Industrial | New | Process | Natural Gas | Commissioning | A | Integrated Unit Summer Peak Savings (kW) | Achievable Economic TRC Potential | 0 | 0 | 0 | 0 | 0 | 0 | 0 | 0 | 0 | 0 | 0 | 0 | 0 | 0 | 0 | 0 | 0 | 0 | 0 | 0 | 0 | 0 | 0 | 0 | 0 | 0 | 0 | 0 | 0 | 0 | 0
F3_Industrial_Other Industrial_New_Process_Natural Gas_Commissioning_A_Achievable Economic TRC Potential | F3 | Industrial | Other Industrial | New | Process | Natural Gas | Commissioning | A | Integrated Unit Winter Peak Savings (kW) | Achievable Economic TRC Potential | 0 | 0 | 0 | 0 | 0 | 0 | 0 | 0 | 0 | 0 | 0 | 0 | 0 | 0 | 0 | 0 | 0 | 0 | 0 | 0 | 0 | 0 | 0 | 0 | 0 | 0 | 0 | 0 | 0 | 0 | 0
F4_Industrial_Other Industrial_New_Process_Natural Gas_Commissioning_A_Achievable Economic TRC Potential | F4 | Industrial | Other Industrial | New | Process | Natural Gas | Commissioning | A | Incremental Energy Savings (MWh or mTherms) | Achievable Economic TRC Potential | 0 | 0 | 0 | 0 | 0 | 0 | 0 | 0 | 0 | 0 | 0 | 0 | 0 | 0 | 0 | 0 | 0 | 0 | 0 | 0 | 0 | 0 | 0 | 0 | 0 | 0 | 0 | 0 | 0 | 0 | 0
F5_Industrial_Other Industrial_New_Process_Natural Gas_Commissioning_A_Achievable Economic TRC Potential | F5 | Industrial | Other Industrial | New | Process | Natural Gas | Commissioning | A | Incremental Summer Peak Savings (MW) | Achievable Economic TRC Potential | 0 | 0 | 0 | 0 | 0 | 0 | 0 | 0 | 0 | 0 | 0 | 0 | 0 | 0 | 0 | 0 | 0 | 0 | 0 | 0 | 0 | 0 | 0 | 0 | 0 | 0 | 0 | 0 | 0 | 0 | 0
F6_Industrial_Other Industrial_New_Process_Natural Gas_Commissioning_A_Achievable Economic TRC Potential | F6 | Industrial | Other Industrial | New | Process | Natural Gas | Commissioning | A | Incremental Winter Peak Savings (MW) | Achievable Economic TRC Potential | 0 | 0 | 0 | 0 | 0 | 0 | 0 | 0 | 0 | 0 | 0 | 0 | 0 | 0 | 0 | 0 | 0 | 0 | 0 | 0 | 0 | 0 | 0 | 0 | 0 | 0 | 0 | 0 | 0 | 0 | 0
F7_Industrial_Other Industrial_New_Process_Natural Gas_Commissioning_A_Achievable Economic TRC Potential | F7 | Industrial | Other Industrial | New | Process | Natural Gas | Commissioning | A | Cumulative Energy Savings (MWh or mTherms) | Achievable Economic TRC Potential | 0 | 0 | 0 | 0 | 0 | 0 | 0 | 0 | 0 | 0 | 0 | 0 | 0 | 0 | 0 | 0 | 0 | 0 | 0 | 0 | 0 | 0 | 0 | 0 | 0 | 0 | 0 | 0 | 0 | 0 | 0
F8_Industrial_Other Industrial_New_Process_Natural Gas_Commissioning_A_Achievable Economic TRC Potential | F8 | Industrial | Other Industrial | New | Process | Natural Gas | Commissioning | A | Cumulative Summer Peak Savings (MW) | Achievable Economic TRC Potential | 0 | 0 | 0 | 0 | 0 | 0 | 0 | 0 | 0 | 0 | 0 | 0 | 0 | 0 | 0 | 0 | 0 | 0 | 0 | 0 | 0 | 0 | 0 | 0 | 0 | 0 | 0 | 0 | 0 | 0 | 0
F9_Industrial_Other Industrial_New_Process_Natural Gas_Commissioning_A_Achievable Economic TRC Potential | F9 | Industrial | Other Industrial | New | Process | Natural Gas | Commissioning | A | Cumulative Winter Peak Savings (MW) | Achievable Economic TRC Potential | 0 | 0 | 0 | 0 | 0 | 0 | 0 | 0 | 0 | 0 | 0 | 0 | 0 | 0 | 0 | 0 | 0 | 0 | 0 | 0 | 0 | 0 | 0 | 0 | 0 | 0 | 0 | 0 | 0 | 0 | 0
F10_Industrial_Other Industrial_New_Process_Natural Gas_Commissioning_A_Achievable Economic TRC Potential | F10 | Industrial | Other Industrial | New | Process | Natural Gas | Commissioning | A | Purchases (Incremental) | Achievable Economic TRC Potential | 0 | 0 | 0 | 0 | 0 | 0 | 0 | 0 | 0 | 0 | 0 | 0 | 0 | 0 | 0 | 0 | 0 | 0 | 0 | 0 | 0 | 0 | 0 | 0 | 0 | 0 | 0 | 0 | 0 | 0 | 0
F11_Industrial_Other Industrial_New_Process_Natural Gas_Commissioning_A_Achievable Economic TRC Potential | F11 | Industrial | Other Industrial | New | Process | Natural Gas | Commissioning | A | Purchases (Cumulative) | Achievable Economic TRC Potential | 0 | 0 | 0 | 0 | 0 | 0 | 0 | 0 | 0 | 0 | 0 | 0 | 0 | 0 | 0 | 0 | 0 | 0 | 0 | 0 | 0 | 0 | 0 | 0 | 0 | 0 | 0 | 0 | 0 | 0 | 0
F1_Industrial_Other Industrial_New_Space Heating_Natural Gas_Retrocommissioning_A_Achievable Economic TRC Potential | F1 | Industrial | Other Industrial | New | Space Heating | Natural Gas | Retrocommissioning | A | Integrated Unit Energy Savings (kWh or therms) | Achievable Economic TRC Potential | 0 | 0 | 0 | 0 | 0 | 0 | 0 | 0 | 0 | 0 | 0 | 0 | 0 | 0 | 0 | 0 | 0 | 0 | 0 | 0 | 0 | 0 | 0 | 0 | 0 | 0 | 0 | 0 | 0 | 0 | 0
F2_Industrial_Other Industrial_New_Space Heating_Natural Gas_Retrocommissioning_A_Achievable Economic TRC Potential | F2 | Industrial | Other Industrial | New | Space Heating | Natural Gas | Retrocommissioning | A | Integrated Unit Summer Peak Savings (kW) | Achievable Economic TRC Potential | 0 | 0 | 0 | 0 | 0 | 0 | 0 | 0 | 0 | 0 | 0 | 0 | 0 | 0 | 0 | 0 | 0 | 0 | 0 | 0 | 0 | 0 | 0 | 0 | 0 | 0 | 0 | 0 | 0 | 0 | 0
F3_Industrial_Other Industrial_New_Space Heating_Natural Gas_Retrocommissioning_A_Achievable Economic TRC Potential | F3 | Industrial | Other Industrial | New | Space Heating | Natural Gas | Retrocommissioning | A | Integrated Unit Winter Peak Savings (kW) | Achievable Economic TRC Potential | 0 | 0 | 0 | 0 | 0 | 0 | 0 | 0 | 0 | 0 | 0 | 0 | 0 | 0 | 0 | 0 | 0 | 0 | 0 | 0 | 0 | 0 | 0 | 0 | 0 | 0 | 0 | 0 | 0 | 0 | 0
F4_Industrial_Other Industrial_New_Space Heating_Natural Gas_Retrocommissioning_A_Achievable Economic TRC Potential | F4 | Industrial | Other Industrial | New | Space Heating | Natural Gas | Retrocommissioning | A | Incremental Energy Savings (MWh or mTherms) | Achievable Economic TRC Potential | 0 | 0 | 0 | 0 | 0 | 0 | 0 | 0 | 0 | 0 | 0 | 0 | 0 | 0 | 0 | 0 | 0 | 0 | 0 | 0 | 0 | 0 | 0 | 0 | 0 | 0 | 0 | 0 | 0 | 0 | 0
F5_Industrial_Other Industrial_New_Space Heating_Natural Gas_Retrocommissioning_A_Achievable Economic TRC Potential | F5 | Industrial | Other Industrial | New | Space Heating | Natural Gas | Retrocommissioning | A | Incremental Summer Peak Savings (MW) | Achievable Economic TRC Potential | 0 | 0 | 0 | 0 | 0 | 0 | 0 | 0 | 0 | 0 | 0 | 0 | 0 | 0 | 0 | 0 | 0 | 0 | 0 | 0 | 0 | 0 | 0 | 0 | 0 | 0 | 0 | 0 | 0 | 0 | 0
F6_Industrial_Other Industrial_New_Space Heating_Natural Gas_Retrocommissioning_A_Achievable Economic TRC Potential | F6 | Industrial | Other Industrial | New | Space Heating | Natural Gas | Retrocommissioning | A | Incremental Winter Peak Savings (MW) | Achievable Economic TRC Potential | 0 | 0 | 0 | 0 | 0 | 0 | 0 | 0 | 0 | 0 | 0 | 0 | 0 | 0 | 0 | 0 | 0 | 0 | 0 | 0 | 0 | 0 | 0 | 0 | 0 | 0 | 0 | 0 | 0 | 0 | 0
F7_Industrial_Other Industrial_New_Space Heating_Natural Gas_Retrocommissioning_A_Achievable Economic TRC Potential | F7 | Industrial | Other Industrial | New | Space Heating | Natural Gas | Retrocommissioning | A | Cumulative Energy Savings (MWh or mTherms) | Achievable Economic TRC Potential | 0 | 0 | 0 | 0 | 0 | 0 | 0 | 0 | 0 | 0 | 0 | 0 | 0 | 0 | 0 | 0 | 0 | 0 | 0 | 0 | 0 | 0 | 0 | 0 | 0 | 0 | 0 | 0 | 0 | 0 | 0
F8_Industrial_Other Industrial_New_Space Heating_Natural Gas_Retrocommissioning_A_Achievable Economic TRC Potential | F8 | Industrial | Other Industrial | New | Space Heating | Natural Gas | Retrocommissioning | A | Cumulative Summer Peak Savings (MW) | Achievable Economic TRC Potential | 0 | 0 | 0 | 0 | 0 | 0 | 0 | 0 | 0 | 0 | 0 | 0 | 0 | 0 | 0 | 0 | 0 | 0 | 0 | 0 | 0 | 0 | 0 | 0 | 0 | 0 | 0 | 0 | 0 | 0 | 0
F9_Industrial_Other Industrial_New_Space Heating_Natural Gas_Retrocommissioning_A_Achievable Economic TRC Potential | F9 | Industrial | Other Industrial | New | Space Heating | Natural Gas | Retrocommissioning | A | Cumulative Winter Peak Savings (MW) | Achievable Economic TRC Potential | 0 | 0 | 0 | 0 | 0 | 0 | 0 | 0 | 0 | 0 | 0 | 0 | 0 | 0 | 0 | 0 | 0 | 0 | 0 | 0 | 0 | 0 | 0 | 0 | 0 | 0 | 0 | 0 | 0 | 0 | 0
F10_Industrial_Other Industrial_New_Space Heating_Natural Gas_Retrocommissioning_A_Achievable Economic TRC Potential | F10 | Industrial | Other Industrial | New | Space Heating | Natural Gas | Retrocommissioning | A | Purchases (Incremental) | Achievable Economic TRC Potential | 0 | 0 | 0 | 0 | 0 | 0 | 0 | 0 | 0 | 0 | 0 | 0 | 0 | 0 | 0 | 0 | 0 | 0 | 0 | 0 | 0 | 0 | 0 | 0 | 0 | 0 | 0 | 0 | 0 | 0 | 0
F11_Industrial_Other Industrial_New_Space Heating_Natural Gas_Retrocommissioning_A_Achievable Economic TRC Potential | F11 | Industrial | Other Industrial | New | Space Heating | Natural Gas | Retrocommissioning | A | Purchases (Cumulative) | Achievable Economic TRC Potential | 0 | 0 | 0 | 0 | 0 | 0 | 0 | 0 | 0 | 0 | 0 | 0 | 0 | 0 | 0 | 0 | 0 | 0 | 0 | 0 | 0 | 0 | 0 | 0 | 0 | 0 | 0 | 0 | 0 | 0 | 0
F1_Industrial_Other Industrial_New_Process_Natural Gas_Retrocommissioning_A_Achievable Economic TRC Potential | F1 | Industrial | Other Industrial | New | Process | Natural Gas | Retrocommissioning | A | Integrated Unit Energy Savings (kWh or therms) | Achievable Economic TRC Potential | 0 | 0 | 0 | 0 | 0 | 0 | 0 | 0 | 0 | 0 | 0 | 0 | 0 | 0 | 0 | 0 | 0 | 0 | 0 | 0 | 0 | 0 | 0 | 0 | 0 | 0 | 0 | 0 | 0 | 0 | 0
F2_Industrial_Other Industrial_New_Process_Natural Gas_Retrocommissioning_A_Achievable Economic TRC Potential | F2 | Industrial | Other Industrial | New | Process | Natural Gas | Retrocommissioning | A | Integrated Unit Summer Peak Savings (kW) | Achievable Economic TRC Potential | 0 | 0 | 0 | 0 | 0 | 0 | 0 | 0 | 0 | 0 | 0 | 0 | 0 | 0 | 0 | 0 | 0 | 0 | 0 | 0 | 0 | 0 | 0 | 0 | 0 | 0 | 0 | 0 | 0 | 0 | 0
F3_Industrial_Other Industrial_New_Process_Natural Gas_Retrocommissioning_A_Achievable Economic TRC Potential | F3 | Industrial | Other Industrial | New | Process | Natural Gas | Retrocommissioning | A | Integrated Unit Winter Peak Savings (kW) | Achievable Economic TRC Potential | 0 | 0 | 0 | 0 | 0 | 0 | 0 | 0 | 0 | 0 | 0 | 0 | 0 | 0 | 0 | 0 | 0 | 0 | 0 | 0 | 0 | 0 | 0 | 0 | 0 | 0 | 0 | 0 | 0 | 0 | 0
F4_Industrial_Other Industrial_New_Process_Natural Gas_Retrocommissioning_A_Achievable Economic TRC Potential | F4 | Industrial | Other Industrial | New | Process | Natural Gas | Retrocommissioning | A | Incremental Energy Savings (MWh or mTherms) | Achievable Economic TRC Potential | 0 | 0 | 0 | 0 | 0 | 0 | 0 | 0 | 0 | 0 | 0 | 0 | 0 | 0 | 0 | 0 | 0 | 0 | 0 | 0 | 0 | 0 | 0 | 0 | 0 | 0 | 0 | 0 | 0 | 0 | 0
F5_Industrial_Other Industrial_New_Process_Natural Gas_Retrocommissioning_A_Achievable Economic TRC Potential | F5 | Industrial | Other Industrial | New | Process | Natural Gas | Retrocommissioning | A | Incremental Summer Peak Savings (MW) | Achievable Economic TRC Potential | 0 | 0 | 0 | 0 | 0 | 0 | 0 | 0 | 0 | 0 | 0 | 0 | 0 | 0 | 0 | 0 | 0 | 0 | 0 | 0 | 0 | 0 | 0 | 0 | 0 | 0 | 0 | 0 | 0 | 0 | 0
F6_Industrial_Other Industrial_New_Process_Natural Gas_Retrocommissioning_A_Achievable Economic TRC Potential | F6 | Industrial | Other Industrial | New | Process | Natural Gas | Retrocommissioning | A | Incremental Winter Peak Savings (MW) | Achievable Economic TRC Potential | 0 | 0 | 0 | 0 | 0 | 0 | 0 | 0 | 0 | 0 | 0 | 0 | 0 | 0 | 0 | 0 | 0 | 0 | 0 | 0 | 0 | 0 | 0 | 0 | 0 | 0 | 0 | 0 | 0 | 0 | 0
F7_Industrial_Other Industrial_New_Process_Natural Gas_Retrocommissioning_A_Achievable Economic TRC Potential | F7 | Industrial | Other Industrial | New | Process | Natural Gas | Retrocommissioning | A | Cumulative Energy Savings (MWh or mTherms) | Achievable Economic TRC Potential | 0 | 0 | 0 | 0 | 0 | 0 | 0 | 0 | 0 | 0 | 0 | 0 | 0 | 0 | 0 | 0 | 0 | 0 | 0 | 0 | 0 | 0 | 0 | 0 | 0 | 0 | 0 | 0 | 0 | 0 | 0
F8_Industrial_Other Industrial_New_Process_Natural Gas_Retrocommissioning_A_Achievable Economic TRC Potential | F8 | Industrial | Other Industrial | New | Process | Natural Gas | Retrocommissioning | A | Cumulative Summer Peak Savings (MW) | Achievable Economic TRC Potential | 0 | 0 | 0 | 0 | 0 | 0 | 0 | 0 | 0 | 0 | 0 | 0 | 0 | 0 | 0 | 0 | 0 | 0 | 0 | 0 | 0 | 0 | 0 | 0 | 0 | 0 | 0 | 0 | 0 | 0 | 0
F9_Industrial_Other Industrial_New_Process_Natural Gas_Retrocommissioning_A_Achievable Economic TRC Potential | F9 | Industrial | Other Industrial | New | Process | Natural Gas | Retrocommissioning | A | Cumulative Winter Peak Savings (MW) | Achievable Economic TRC Potential | 0 | 0 | 0 | 0 | 0 | 0 | 0 | 0 | 0 | 0 | 0 | 0 | 0 | 0 | 0 | 0 | 0 | 0 | 0 | 0 | 0 | 0 | 0 | 0 | 0 | 0 | 0 | 0 | 0 | 0 | 0
F10_Industrial_Other Industrial_New_Process_Natural Gas_Retrocommissioning_A_Achievable Economic TRC Potential | F10 | Industrial | Other Industrial | New | Process | Natural Gas | Retrocommissioning | A | Purchases (Incremental) | Achievable Economic TRC Potential | 0 | 0 | 0 | 0 | 0 | 0 | 0 | 0 | 0 | 0 | 0 | 0 | 0 | 0 | 0 | 0 | 0 | 0 | 0 | 0 | 0 | 0 | 0 | 0 | 0 | 0 | 0 | 0 | 0 | 0 | 0
F11_Industrial_Other Industrial_New_Process_Natural Gas_Retrocommissioning_A_Achievable Economic TRC Potential | F11 | Industrial | Other Industrial | New | Process | Natural Gas | Retrocommissioning | A | Purchases (Cumulative) | Achievable Economic TRC Potential | 0 | 0 | 0 | 0 | 0 | 0 | 0 | 0 | 0 | 0 | 0 | 0 | 0 | 0 | 0 | 0 | 0 | 0 | 0 | 0 | 0 | 0 | 0 | 0 | 0 | 0 | 0 | 0 | 0 | 0 | 0
F1_Industrial_Food Products_Existing_Space Heating_Natural Gas_Condensing RTU_A_Achievable Economic TRC Potential | F1 | Industrial | Food Products | Existing | Space Heating | Natural Gas | Condensing RTU | A | Integrated Unit Energy Savings (kWh or therms) | Achievable Economic TRC Potential | 0 | 0 | 0 | 0 | 0 | 23.6657 | 23.4451 | 23.1627 | 22.8708 | 22.5708 | 22.2695 | 21.9642 | 21.6682 | 21.378 | 21.0763 | 20.7991 | 20.5303 | 20.2758 | 20.0341 | 19.7989 | 19.573 | 19.3492 | 19.1337 | 18.9303 | 18.7371 | 18.5576 | 18.3984 | 18.2486 | 19.0123 | 18.8951 | 18.7852
F2_Industrial_Food Products_Existing_Space Heating_Natural Gas_Condensing RTU_A_Achievable Economic TRC Potential | F2 | Industrial | Food Products | Existing | Space Heating | Natural Gas | Condensing RTU | A | Integrated Unit Summer Peak Savings (kW) | Achievable Economic TRC Potential | 0 | 0 | 0 | 0 | 0 | 0 | 0 | 0 | 0 | 0 | 0 | 0 | 0 | 0 | 0 | 0 | 0 | 0 | 0 | 0 | 0 | 0 | 0 | 0 | 0 | 0 | 0 | 0 | 0 | 0 | 0
F3_Industrial_Food Products_Existing_Space Heating_Natural Gas_Condensing RTU_A_Achievable Economic TRC Potential | F3 | Industrial | Food Products | Existing | Space Heating | Natural Gas | Condensing RTU | A | Integrated Unit Winter Peak Savings (kW) | Achievable Economic TRC Potential | 0 | 0 | 0 | 0 | 0 | 0 | 0 | 0 | 0 | 0 | 0 | 0 | 0 | 0 | 0 | 0 | 0 | 0 | 0 | 0 | 0 | 0 | 0 | 0 | 0 | 0 | 0 | 0 | 0 | 0 | 0
F4_Industrial_Food Products_Existing_Space Heating_Natural Gas_Condensing RTU_A_Achievable Economic TRC Potential | F4 | Industrial | Food Products | Existing | Space Heating | Natural Gas | Condensing RTU | A | Incremental Energy Savings (MWh or mTherms) | Achievable Economic TRC Potential | 0 | 0 | 0 | 0 | 0 | 0 | 0 | 0 | 0 | 0 | 0 | 0 | 0 | 0 | 0 | 0 | 0 | 0 | 0 | 0 | 0 | 0 | 0 | 0 | 0 | 0 | 0 | 0 | 0 | 0 | 0
F5_Industrial_Food Products_Existing_Space Heating_Natural Gas_Condensing RTU_A_Achievable Economic TRC Potential | F5 | Industrial | Food Products | Existing | Space Heating | Natural Gas | Condensing RTU | A | Incremental Summer Peak Savings (MW) | Achievable Economic TRC Potential | 0 | 0 | 0 | 0 | 0 | 0 | 0 | 0 | 0 | 0 | 0 | 0 | 0 | 0 | 0 | 0 | 0 | 0 | 0 | 0 | 0 | 0 | 0 | 0 | 0 | 0 | 0 | 0 | 0 | 0 | 0
F6_Industrial_Food Products_Existing_Space Heating_Natural Gas_Condensing RTU_A_Achievable Economic TRC Potential | F6 | Industrial | Food Products | Existing | Space Heating | Natural Gas | Condensing RTU | A | Incremental Winter Peak Savings (MW) | Achievable Economic TRC Potential | 0 | 0 | 0 | 0 | 0 | 0 | 0 | 0 | 0 | 0 | 0 | 0 | 0 | 0 | 0 | 0 | 0 | 0 | 0 | 0 | 0 | 0 | 0 | 0 | 0 | 0 | 0 | 0 | 0 | 0 | 0
F7_Industrial_Food Products_Existing_Space Heating_Natural Gas_Condensing RTU_A_Achievable Economic TRC Potential | F7 | Industrial | Food Products | Existing | Space Heating | Natural Gas | Condensing RTU | A | Cumulative Energy Savings (MWh or mTherms) | Achievable Economic TRC Potential | 0 | 0 | 0 | 0 | 0 | 0 | 0 | 0 | 0 | 0 | 0 | 0 | 0 | 0 | 0 | 0 | 0 | 0 | 0 | 0 | 0 | 0 | 0 | 0 | 0 | 0 | 0 | 0 | 0 | 0 | 0
F8_Industrial_Food Products_Existing_Space Heating_Natural Gas_Condensing RTU_A_Achievable Economic TRC Potential | F8 | Industrial | Food Products | Existing | Space Heating | Natural Gas | Condensing RTU | A | Cumulative Summer Peak Savings (MW) | Achievable Economic TRC Potential | 0 | 0 | 0 | 0 | 0 | 0 | 0 | 0 | 0 | 0 | 0 | 0 | 0 | 0 | 0 | 0 | 0 | 0 | 0 | 0 | 0 | 0 | 0 | 0 | 0 | 0 | 0 | 0 | 0 | 0 | 0
F9_Industrial_Food Products_Existing_Space Heating_Natural Gas_Condensing RTU_A_Achievable Economic TRC Potential | F9 | Industrial | Food Products | Existing | Space Heating | Natural Gas | Condensing RTU | A | Cumulative Winter Peak Savings (MW) | Achievable Economic TRC Potential | 0 | 0 | 0 | 0 | 0 | 0 | 0 | 0 | 0 | 0 | 0 | 0 | 0 | 0 | 0 | 0 | 0 | 0 | 0 | 0 | 0 | 0 | 0 | 0 | 0 | 0 | 0 | 0 | 0 | 0 | 0
F10_Industrial_Food Products_Existing_Space Heating_Natural Gas_Condensing RTU_A_Achievable Economic TRC Potential | F10 | Industrial | Food Products | Existing | Space Heating | Natural Gas | Condensing RTU | A | Purchases (Incremental) | Achievable Economic TRC Potential | 0 | 0 | 0 | 0 | 0 | 0 | 0 | 0 | 0 | 0 | 0 | 0 | 0 | 0 | 0 | 0 | 0 | 0 | 0 | 0 | 0 | 0 | 0 | 0 | 0 | 0 | 0 | 0 | 0 | 0 | 0
F11_Industrial_Food Products_Existing_Space Heating_Natural Gas_Condensing RTU_A_Achievable Economic TRC Potential | F11 | Industrial | Food Products | Existing | Space Heating | Natural Gas | Condensing RTU | A | Purchases (Cumulative) | Achievable Economic TRC Potential | 0 | 0 | 0 | 0 | 0 | 0 | 0 | 0 | 0 | 0 | 0 | 0 | 0 | 0 | 0 | 0 | 0 | 0 | 0 | 0 | 0 | 0 | 0 | 0 | 0 | 0 | 0 | 0 | 0 | 0 | 0
F1_Industrial_Food Products_New_Space Heating_Natural Gas_Condensing RTU_A_Achievable Economic TRC Potential | F1 | Industrial | Food Products | New | Space Heating | Natural Gas | Condensing RTU | A | Integrated Unit Energy Savings (kWh or therms) | Achievable Economic TRC Potential | 0 | 0 | 0 | 0 | 0 | 0 | 0 | 0 | 0 | 0 | 0 | 0 | 0 | 0 | 0 | 0 | 0 | 0 | 0 | 0 | 0 | 0 | 0 | 0 | 0 | 0 | 0 | 0 | 0 | 0 | 0
F2_Industrial_Food Products_New_Space Heating_Natural Gas_Condensing RTU_A_Achievable Economic TRC Potential | F2 | Industrial | Food Products | New | Space Heating | Natural Gas | Condensing RTU | A | Integrated Unit Summer Peak Savings (kW) | Achievable Economic TRC Potential | 0 | 0 | 0 | 0 | 0 | 0 | 0 | 0 | 0 | 0 | 0 | 0 | 0 | 0 | 0 | 0 | 0 | 0 | 0 | 0 | 0 | 0 | 0 | 0 | 0 | 0 | 0 | 0 | 0 | 0 | 0
F3_Industrial_Food Products_New_Space Heating_Natural Gas_Condensing RTU_A_Achievable Economic TRC Potential | F3 | Industrial | Food Products | New | Space Heating | Natural Gas | Condensing RTU | A | Integrated Unit Winter Peak Savings (kW) | Achievable Economic TRC Potential | 0 | 0 | 0 | 0 | 0 | 0 | 0 | 0 | 0 | 0 | 0 | 0 | 0 | 0 | 0 | 0 | 0 | 0 | 0 | 0 | 0 | 0 | 0 | 0 | 0 | 0 | 0 | 0 | 0 | 0 | 0
F4_Industrial_Food Products_New_Space Heating_Natural Gas_Condensing RTU_A_Achievable Economic TRC Potential | F4 | Industrial | Food Products | New | Space Heating | Natural Gas | Condensing RTU | A | Incremental Energy Savings (MWh or mTherms) | Achievable Economic TRC Potential | 0 | 0 | 0 | 0 | 0 | 0 | 0 | 0 | 0 | 0 | 0 | 0 | 0 | 0 | 0 | 0 | 0 | 0 | 0 | 0 | 0 | 0 | 0 | 0 | 0 | 0 | 0 | 0 | 0 | 0 | 0
F5_Industrial_Food Products_New_Space Heating_Natural Gas_Condensing RTU_A_Achievable Economic TRC Potential | F5 | Industrial | Food Products | New | Space Heating | Natural Gas | Condensing RTU | A | Incremental Summer Peak Savings (MW) | Achievable Economic TRC Potential | 0 | 0 | 0 | 0 | 0 | 0 | 0 | 0 | 0 | 0 | 0 | 0 | 0 | 0 | 0 | 0 | 0 | 0 | 0 | 0 | 0 | 0 | 0 | 0 | 0 | 0 | 0 | 0 | 0 | 0 | 0
F6_Industrial_Food Products_New_Space Heating_Natural Gas_Condensing RTU_A_Achievable Economic TRC Potential | F6 | Industrial | Food Products | New | Space Heating | Natural Gas | Condensing RTU | A | Incremental Winter Peak Savings (MW) | Achievable Economic TRC Potential | 0 | 0 | 0 | 0 | 0 | 0 | 0 | 0 | 0 | 0 | 0 | 0 | 0 | 0 | 0 | 0 | 0 | 0 | 0 | 0 | 0 | 0 | 0 | 0 | 0 | 0 | 0 | 0 | 0 | 0 | 0
F7_Industrial_Food Products_New_Space Heating_Natural Gas_Condensing RTU_A_Achievable Economic TRC Potential | F7 | Industrial | Food Products | New | Space Heating | Natural Gas | Condensing RTU | A | Cumulative Energy Savings (MWh or mTherms) | Achievable Economic TRC Potential | 0 | 0 | 0 | 0 | 0 | 0 | 0 | 0 | 0 | 0 | 0 | 0 | 0 | 0 | 0 | 0 | 0 | 0 | 0 | 0 | 0 | 0 | 0 | 0 | 0 | 0 | 0 | 0 | 0 | 0 | 0
F8_Industrial_Food Products_New_Space Heating_Natural Gas_Condensing RTU_A_Achievable Economic TRC Potential | F8 | Industrial | Food Products | New | Space Heating | Natural Gas | Condensing RTU | A | Cumulative Summer Peak Savings (MW) | Achievable Economic TRC Potential | 0 | 0 | 0 | 0 | 0 | 0 | 0 | 0 | 0 | 0 | 0 | 0 | 0 | 0 | 0 | 0 | 0 | 0 | 0 | 0 | 0 | 0 | 0 | 0 | 0 | 0 | 0 | 0 | 0 | 0 | 0
F9_Industrial_Food Products_New_Space Heating_Natural Gas_Condensing RTU_A_Achievable Economic TRC Potential | F9 | Industrial | Food Products | New | Space Heating | Natural Gas | Condensing RTU | A | Cumulative Winter Peak Savings (MW) | Achievable Economic TRC Potential | 0 | 0 | 0 | 0 | 0 | 0 | 0 | 0 | 0 | 0 | 0 | 0 | 0 | 0 | 0 | 0 | 0 | 0 | 0 | 0 | 0 | 0 | 0 | 0 | 0 | 0 | 0 | 0 | 0 | 0 | 0
F10_Industrial_Food Products_New_Space Heating_Natural Gas_Condensing RTU_A_Achievable Economic TRC Potential | F10 | Industrial | Food Products | New | Space Heating | Natural Gas | Condensing RTU | A | Purchases (Incremental) | Achievable Economic TRC Potential | 0 | 0 | 0 | 0 | 0 | 0 | 0 | 0 | 0 | 0 | 0 | 0 | 0 | 0 | 0 | 0 | 0 | 0 | 0 | 0 | 0 | 0 | 0 | 0 | 0 | 0 | 0 | 0 | 0 | 0 | 0
F11_Industrial_Food Products_New_Space Heating_Natural Gas_Condensing RTU_A_Achievable Economic TRC Potential | F11 | Industrial | Food Products | New | Space Heating | Natural Gas | Condensing RTU | A | Purchases (Cumulative) | Achievable Economic TRC Potential | 0 | 0 | 0 | 0 | 0 | 0 | 0 | 0 | 0 | 0 | 0 | 0 | 0 | 0 | 0 | 0 | 0 | 0 | 0 | 0 | 0 | 0 | 0 | 0 | 0 | 0 | 0 | 0 | 0 | 0 | 0
F1_Industrial_Agriculture_Existing_Space Heating_Natural Gas_Condensing RTU_A_Achievable Economic TRC Potential | F1 | Industrial | Agriculture | Existing | Space Heating | Natural Gas | Condensing RTU | A | Integrated Unit Energy Savings (kWh or therms) | Achievable Economic TRC Potential | 0 | 0 | 0 | 0 | 0 | 11.451 | 11.3442 | 11.2076 | 11.0663 | 10.9212 | 10.7754 | 10.6277 | 10.4844 | 10.344 | 10.198 | 10.0639 | 9.9339 | 9.8107 | 9.6938 | 9.5799 | 9.4707 | 9.3624 | 9.2581 | 9.1597 | 9.0662 | 8.9793 | 8.9023 | 8.8298 | 9.1993 | 9.1426 | 9.0895
F2_Industrial_Agriculture_Existing_Space Heating_Natural Gas_Condensing RTU_A_Achievable Economic TRC Potential | F2 | Industrial | Agriculture | Existing | Space Heating | Natural Gas | Condensing RTU | A | Integrated Unit Summer Peak Savings (kW) | Achievable Economic TRC Potential | 0 | 0 | 0 | 0 | 0 | 0 | 0 | 0 | 0 | 0 | 0 | 0 | 0 | 0 | 0 | 0 | 0 | 0 | 0 | 0 | 0 | 0 | 0 | 0 | 0 | 0 | 0 | 0 | 0 | 0 | 0
F3_Industrial_Agriculture_Existing_Space Heating_Natural Gas_Condensing RTU_A_Achievable Economic TRC Potential | F3 | Industrial | Agriculture | Existing | Space Heating | Natural Gas | Condensing RTU | A | Integrated Unit Winter Peak Savings (kW) | Achievable Economic TRC Potential | 0 | 0 | 0 | 0 | 0 | 0 | 0 | 0 | 0 | 0 | 0 | 0 | 0 | 0 | 0 | 0 | 0 | 0 | 0 | 0 | 0 | 0 | 0 | 0 | 0 | 0 | 0 | 0 | 0 | 0 | 0
F4_Industrial_Agriculture_Existing_Space Heating_Natural Gas_Condensing RTU_A_Achievable Economic TRC Potential | F4 | Industrial | Agriculture | Existing | Space Heating | Natural Gas | Condensing RTU | A | Incremental Energy Savings (MWh or mTherms) | Achievable Economic TRC Potential | 0 | 0 | 0 | 0 | 0 | 0 | 0 | 0 | 0 | 0 | 0 | 0 | 0 | 0 | 0 | 0 | 0 | 0 | 0 | 0 | 0 | 0 | 0 | 0 | 0 | 0 | 0 | 0 | 0 | 0 | 0
F5_Industrial_Agriculture_Existing_Space Heating_Natural Gas_Condensing RTU_A_Achievable Economic TRC Potential | F5 | Industrial | Agriculture | Existing | Space Heating | Natural Gas | Condensing RTU | A | Incremental Summer Peak Savings (MW) | Achievable Economic TRC Potential | 0 | 0 | 0 | 0 | 0 | 0 | 0 | 0 | 0 | 0 | 0 | 0 | 0 | 0 | 0 | 0 | 0 | 0 | 0 | 0 | 0 | 0 | 0 | 0 | 0 | 0 | 0 | 0 | 0 | 0 | 0
F6_Industrial_Agriculture_Existing_Space Heating_Natural Gas_Condensing RTU_A_Achievable Economic TRC Potential | F6 | Industrial | Agriculture | Existing | Space Heating | Natural Gas | Condensing RTU | A | Incremental Winter Peak Savings (MW) | Achievable Economic TRC Potential | 0 | 0 | 0 | 0 | 0 | 0 | 0 | 0 | 0 | 0 | 0 | 0 | 0 | 0 | 0 | 0 | 0 | 0 | 0 | 0 | 0 | 0 | 0 | 0 | 0 | 0 | 0 | 0 | 0 | 0 | 0
F7_Industrial_Agriculture_Existing_Space Heating_Natural Gas_Condensing RTU_A_Achievable Economic TRC Potential | F7 | Industrial | Agriculture | Existing | Space Heating | Natural Gas | Condensing RTU | A | Cumulative Energy Savings (MWh or mTherms) | Achievable Economic TRC Potential | 0 | 0 | 0 | 0 | 0 | 0 | 0 | 0 | 0 | 0 | 0 | 0 | 0 | 0 | 0 | 0 | 0 | 0 | 0 | 0 | 0 | 0 | 0 | 0 | 0 | 0 | 0 | 0 | 0 | 0 | 0
F8_Industrial_Agriculture_Existing_Space Heating_Natural Gas_Condensing RTU_A_Achievable Economic TRC Potential | F8 | Industrial | Agriculture | Existing | Space Heating | Natural Gas | Condensing RTU | A | Cumulative Summer Peak Savings (MW) | Achievable Economic TRC Potential | 0 | 0 | 0 | 0 | 0 | 0 | 0 | 0 | 0 | 0 | 0 | 0 | 0 | 0 | 0 | 0 | 0 | 0 | 0 | 0 | 0 | 0 | 0 | 0 | 0 | 0 | 0 | 0 | 0 | 0 | 0
F9_Industrial_Agriculture_Existing_Space Heating_Natural Gas_Condensing RTU_A_Achievable Economic TRC Potential | F9 | Industrial | Agriculture | Existing | Space Heating | Natural Gas | Condensing RTU | A | Cumulative Winter Peak Savings (MW) | Achievable Economic TRC Potential | 0 | 0 | 0 | 0 | 0 | 0 | 0 | 0 | 0 | 0 | 0 | 0 | 0 | 0 | 0 | 0 | 0 | 0 | 0 | 0 | 0 | 0 | 0 | 0 | 0 | 0 | 0 | 0 | 0 | 0 | 0
F10_Industrial_Agriculture_Existing_Space Heating_Natural Gas_Condensing RTU_A_Achievable Economic TRC Potential | F10 | Industrial | Agriculture | Existing | Space Heating | Natural Gas | Condensing RTU | A | Purchases (Incremental) | Achievable Economic TRC Potential | 0 | 0 | 0 | 0 | 0 | 0 | 0 | 0 | 0 | 0 | 0 | 0 | 0 | 0 | 0 | 0 | 0 | 0 | 0 | 0 | 0 | 0 | 0 | 0 | 0 | 0 | 0 | 0 | 0 | 0 | 0
F11_Industrial_Agriculture_Existing_Space Heating_Natural Gas_Condensing RTU_A_Achievable Economic TRC Potential | F11 | Industrial | Agriculture | Existing | Space Heating | Natural Gas | Condensing RTU | A | Purchases (Cumulative) | Achievable Economic TRC Potential | 0 | 0 | 0 | 0 | 0 | 0 | 0 | 0 | 0 | 0 | 0 | 0 | 0 | 0 | 0 | 0 | 0 | 0 | 0 | 0 | 0 | 0 | 0 | 0 | 0 | 0 | 0 | 0 | 0 | 0 | 0
F1_Industrial_Agriculture_New_Space Heating_Natural Gas_Condensing RTU_A_Achievable Economic TRC Potential | F1 | Industrial | Agriculture | New | Space Heating | Natural Gas | Condensing RTU | A | Integrated Unit Energy Savings (kWh or therms) | Achievable Economic TRC Potential | 0 | 0 | 0 | 0 | 0 | 0 | 0 | 0 | 0 | 0 | 0 | 0 | 0 | 0 | 0 | 0 | 0 | 0 | 0 | 0 | 0 | 0 | 0 | 0 | 0 | 0 | 0 | 0 | 0 | 0 | 0
F2_Industrial_Agriculture_New_Space Heating_Natural Gas_Condensing RTU_A_Achievable Economic TRC Potential | F2 | Industrial | Agriculture | New | Space Heating | Natural Gas | Condensing RTU | A | Integrated Unit Summer Peak Savings (kW) | Achievable Economic TRC Potential | 0 | 0 | 0 | 0 | 0 | 0 | 0 | 0 | 0 | 0 | 0 | 0 | 0 | 0 | 0 | 0 | 0 | 0 | 0 | 0 | 0 | 0 | 0 | 0 | 0 | 0 | 0 | 0 | 0 | 0 | 0
F3_Industrial_Agriculture_New_Space Heating_Natural Gas_Condensing RTU_A_Achievable Economic TRC Potential | F3 | Industrial | Agriculture | New | Space Heating | Natural Gas | Condensing RTU | A | Integrated Unit Winter Peak Savings (kW) | Achievable Economic TRC Potential | 0 | 0 | 0 | 0 | 0 | 0 | 0 | 0 | 0 | 0 | 0 | 0 | 0 | 0 | 0 | 0 | 0 | 0 | 0 | 0 | 0 | 0 | 0 | 0 | 0 | 0 | 0 | 0 | 0 | 0 | 0
F4_Industrial_Agriculture_New_Space Heating_Natural Gas_Condensing RTU_A_Achievable Economic TRC Potential | F4 | Industrial | Agriculture | New | Space Heating | Natural Gas | Condensing RTU | A | Incremental Energy Savings (MWh or mTherms) | Achievable Economic TRC Potential | 0 | 0 | 0 | 0 | 0 | 0 | 0 | 0 | 0 | 0 | 0 | 0 | 0 | 0 | 0 | 0 | 0 | 0 | 0 | 0 | 0 | 0 | 0 | 0 | 0 | 0 | 0 | 0 | 0 | 0 | 0
F5_Industrial_Agriculture_New_Space Heating_Natural Gas_Condensing RTU_A_Achievable Economic TRC Potential | F5 | Industrial | Agriculture | New | Space Heating | Natural Gas | Condensing RTU | A | Incremental Summer Peak Savings (MW) | Achievable Economic TRC Potential | 0 | 0 | 0 | 0 | 0 | 0 | 0 | 0 | 0 | 0 | 0 | 0 | 0 | 0 | 0 | 0 | 0 | 0 | 0 | 0 | 0 | 0 | 0 | 0 | 0 | 0 | 0 | 0 | 0 | 0 | 0
F6_Industrial_Agriculture_New_Space Heating_Natural Gas_Condensing RTU_A_Achievable Economic TRC Potential | F6 | Industrial | Agriculture | New | Space Heating | Natural Gas | Condensing RTU | A | Incremental Winter Peak Savings (MW) | Achievable Economic TRC Potential | 0 | 0 | 0 | 0 | 0 | 0 | 0 | 0 | 0 | 0 | 0 | 0 | 0 | 0 | 0 | 0 | 0 | 0 | 0 | 0 | 0 | 0 | 0 | 0 | 0 | 0 | 0 | 0 | 0 | 0 | 0
F7_Industrial_Agriculture_New_Space Heating_Natural Gas_Condensing RTU_A_Achievable Economic TRC Potential | F7 | Industrial | Agriculture | New | Space Heating | Natural Gas | Condensing RTU | A | Cumulative Energy Savings (MWh or mTherms) | Achievable Economic TRC Potential | 0 | 0 | 0 | 0 | 0 | 0 | 0 | 0 | 0 | 0 | 0 | 0 | 0 | 0 | 0 | 0 | 0 | 0 | 0 | 0 | 0 | 0 | 0 | 0 | 0 | 0 | 0 | 0 | 0 | 0 | 0
F8_Industrial_Agriculture_New_Space Heating_Natural Gas_Condensing RTU_A_Achievable Economic TRC Potential | F8 | Industrial | Agriculture | New | Space Heating | Natural Gas | Condensing RTU | A | Cumulative Summer Peak Savings (MW) | Achievable Economic TRC Potential | 0 | 0 | 0 | 0 | 0 | 0 | 0 | 0 | 0 | 0 | 0 | 0 | 0 | 0 | 0 | 0 | 0 | 0 | 0 | 0 | 0 | 0 | 0 | 0 | 0 | 0 | 0 | 0 | 0 | 0 | 0
F9_Industrial_Agriculture_New_Space Heating_Natural Gas_Condensing RTU_A_Achievable Economic TRC Potential | F9 | Industrial | Agriculture | New | Space Heating | Natural Gas | Condensing RTU | A | Cumulative Winter Peak Savings (MW) | Achievable Economic TRC Potential | 0 | 0 | 0 | 0 | 0 | 0 | 0 | 0 | 0 | 0 | 0 | 0 | 0 | 0 | 0 | 0 | 0 | 0 | 0 | 0 | 0 | 0 | 0 | 0 | 0 | 0 | 0 | 0 | 0 | 0 | 0
F10_Industrial_Agriculture_New_Space Heating_Natural Gas_Condensing RTU_A_Achievable Economic TRC Potential | F10 | Industrial | Agriculture | New | Space Heating | Natural Gas | Condensing RTU | A | Purchases (Incremental) | Achievable Economic TRC Potential | 0 | 0 | 0 | 0 | 0 | 0 | 0 | 0 | 0 | 0 | 0 | 0 | 0 | 0 | 0 | 0 | 0 | 0 | 0 | 0 | 0 | 0 | 0 | 0 | 0 | 0 | 0 | 0 | 0 | 0 | 0
F11_Industrial_Agriculture_New_Space Heating_Natural Gas_Condensing RTU_A_Achievable Economic TRC Potential | F11 | Industrial | Agriculture | New | Space Heating | Natural Gas | Condensing RTU | A | Purchases (Cumulative) | Achievable Economic TRC Potential | 0 | 0 | 0 | 0 | 0 | 0 | 0 | 0 | 0 | 0 | 0 | 0 | 0 | 0 | 0 | 0 | 0 | 0 | 0 | 0 | 0 | 0 | 0 | 0 | 0 | 0 | 0 | 0 | 0 | 0 | 0
F1_Industrial_Primary Metals_Existing_Space Heating_Natural Gas_Condensing RTU_A_Achievable Economic TRC Potential | F1 | Industrial | Primary Metals | Existing | Space Heating | Natural Gas | Condensing RTU | A | Integrated Unit Energy Savings (kWh or therms) | Achievable Economic TRC Potential | 0 | 0 | 0 | 0 | 0 | 37.5347 | 37.1848 | 36.7369 | 36.2739 | 35.7981 | 35.3203 | 34.8361 | 34.3665 | 33.9063 | 33.4277 | 32.9882 | 32.5619 | 32.1582 | 31.7749 | 31.4017 | 31.0436 | 30.6886 | 30.3468 | 30.0241 | 29.7177 | 29.4331 | 29.1805 | 28.943 | 30.1542 | 29.9683 | 29.7941
F2_Industrial_Primary Metals_Existing_Space Heating_Natural Gas_Condensing RTU_A_Achievable Economic TRC Potential | F2 | Industrial | Primary Metals | Existing | Space Heating | Natural Gas | Condensing RTU | A | Integrated Unit Summer Peak Savings (kW) | Achievable Economic TRC Potential | 0 | 0 | 0 | 0 | 0 | 0 | 0 | 0 | 0 | 0 | 0 | 0 | 0 | 0 | 0 | 0 | 0 | 0 | 0 | 0 | 0 | 0 | 0 | 0 | 0 | 0 | 0 | 0 | 0 | 0 | 0
F3_Industrial_Primary Metals_Existing_Space Heating_Natural Gas_Condensing RTU_A_Achievable Economic TRC Potential | F3 | Industrial | Primary Metals | Existing | Space Heating | Natural Gas | Condensing RTU | A | Integrated Unit Winter Peak Savings (kW) | Achievable Economic TRC Potential | 0 | 0 | 0 | 0 | 0 | 0 | 0 | 0 | 0 | 0 | 0 | 0 | 0 | 0 | 0 | 0 | 0 | 0 | 0 | 0 | 0 | 0 | 0 | 0 | 0 | 0 | 0 | 0 | 0 | 0 | 0
F4_Industrial_Primary Metals_Existing_Space Heating_Natural Gas_Condensing RTU_A_Achievable Economic TRC Potential | F4 | Industrial | Primary Metals | Existing | Space Heating | Natural Gas | Condensing RTU | A | Incremental Energy Savings (MWh or mTherms) | Achievable Economic TRC Potential | 0 | 0 | 0 | 0 | 0 | 0 | 0 | 0 | 0 | 0 | 0 | 0 | 0 | 0 | 0 | 0 | 0 | 0 | 0 | 0 | 0 | 0 | 0 | 0 | 0 | 0 | 0 | 0 | 0 | 0 | 0
F5_Industrial_Primary Metals_Existing_Space Heating_Natural Gas_Condensing RTU_A_Achievable Economic TRC Potential | F5 | Industrial | Primary Metals | Existing | Space Heating | Natural Gas | Condensing RTU | A | Incremental Summer Peak Savings (MW) | Achievable Economic TRC Potential | 0 | 0 | 0 | 0 | 0 | 0 | 0 | 0 | 0 | 0 | 0 | 0 | 0 | 0 | 0 | 0 | 0 | 0 | 0 | 0 | 0 | 0 | 0 | 0 | 0 | 0 | 0 | 0 | 0 | 0 | 0
F6_Industrial_Primary Metals_Existing_Space Heating_Natural Gas_Condensing RTU_A_Achievable Economic TRC Potential | F6 | Industrial | Primary Metals | Existing | Space Heating | Natural Gas | Condensing RTU | A | Incremental Winter Peak Savings (MW) | Achievable Economic TRC Potential | 0 | 0 | 0 | 0 | 0 | 0 | 0 | 0 | 0 | 0 | 0 | 0 | 0 | 0 | 0 | 0 | 0 | 0 | 0 | 0 | 0 | 0 | 0 | 0 | 0 | 0 | 0 | 0 | 0 | 0 | 0
F7_Industrial_Primary Metals_Existing_Space Heating_Natural Gas_Condensing RTU_A_Achievable Economic TRC Potential | F7 | Industrial | Primary Metals | Existing | Space Heating | Natural Gas | Condensing RTU | A | Cumulative Energy Savings (MWh or mTherms) | Achievable Economic TRC Potential | 0 | 0 | 0 | 0 | 0 | 0 | 0 | 0 | 0 | 0 | 0 | 0 | 0 | 0 | 0 | 0 | 0 | 0 | 0 | 0 | 0 | 0 | 0 | 0 | 0 | 0 | 0 | 0 | 0 | 0 | 0
F8_Industrial_Primary Metals_Existing_Space Heating_Natural Gas_Condensing RTU_A_Achievable Economic TRC Potential | F8 | Industrial | Primary Metals | Existing | Space Heating | Natural Gas | Condensing RTU | A | Cumulative Summer Peak Savings (MW) | Achievable Economic TRC Potential | 0 | 0 | 0 | 0 | 0 | 0 | 0 | 0 | 0 | 0 | 0 | 0 | 0 | 0 | 0 | 0 | 0 | 0 | 0 | 0 | 0 | 0 | 0 | 0 | 0 | 0 | 0 | 0 | 0 | 0 | 0
F9_Industrial_Primary Metals_Existing_Space Heating_Natural Gas_Condensing RTU_A_Achievable Economic TRC Potential | F9 | Industrial | Primary Metals | Existing | Space Heating | Natural Gas | Condensing RTU | A | Cumulative Winter Peak Savings (MW) | Achievable Economic TRC Potential | 0 | 0 | 0 | 0 | 0 | 0 | 0 | 0 | 0 | 0 | 0 | 0 | 0 | 0 | 0 | 0 | 0 | 0 | 0 | 0 | 0 | 0 | 0 | 0 | 0 | 0 | 0 | 0 | 0 | 0 | 0
F10_Industrial_Primary Metals_Existing_Space Heating_Natural Gas_Condensing RTU_A_Achievable Economic TRC Potential | F10 | Industrial | Primary Metals | Existing | Space Heating | Natural Gas | Condensing RTU | A | Purchases (Incremental) | Achievable Economic TRC Potential | 0 | 0 | 0 | 0 | 0 | 0 | 0 | 0 | 0 | 0 | 0 | 0 | 0 | 0 | 0 | 0 | 0 | 0 | 0 | 0 | 0 | 0 | 0 | 0 | 0 | 0 | 0 | 0 | 0 | 0 | 0
F11_Industrial_Primary Metals_Existing_Space Heating_Natural Gas_Condensing RTU_A_Achievable Economic TRC Potential | F11 | Industrial | Primary Metals | Existing | Space Heating | Natural Gas | Condensing RTU | A | Purchases (Cumulative) | Achievable Economic TRC Potential | 0 | 0 | 0 | 0 | 0 | 0 | 0 | 0 | 0 | 0 | 0 | 0 | 0 | 0 | 0 | 0 | 0 | 0 | 0 | 0 | 0 | 0 | 0 | 0 | 0 | 0 | 0 | 0 | 0 | 0 | 0
F1_Industrial_Primary Metals_New_Space Heating_Natural Gas_Condensing RTU_A_Achievable Economic TRC Potential | F1 | Industrial | Primary Metals | New | Space Heating | Natural Gas | Condensing RTU | A | Integrated Unit Energy Savings (kWh or therms) | Achievable Economic TRC Potential | 0 | 0 | 0 | 0 | 0 | 0 | 0 | 0 | 0 | 0 | 0 | 0 | 0 | 0 | 0 | 0 | 0 | 0 | 0 | 0 | 0 | 0 | 0 | 0 | 0 | 0 | 0 | 0 | 0 | 0 | 0
F2_Industrial_Primary Metals_New_Space Heating_Natural Gas_Condensing RTU_A_Achievable Economic TRC Potential | F2 | Industrial | Primary Metals | New | Space Heating | Natural Gas | Condensing RTU | A | Integrated Unit Summer Peak Savings (kW) | Achievable Economic TRC Potential | 0 | 0 | 0 | 0 | 0 | 0 | 0 | 0 | 0 | 0 | 0 | 0 | 0 | 0 | 0 | 0 | 0 | 0 | 0 | 0 | 0 | 0 | 0 | 0 | 0 | 0 | 0 | 0 | 0 | 0 | 0
F3_Industrial_Primary Metals_New_Space Heating_Natural Gas_Condensing RTU_A_Achievable Economic TRC Potential | F3 | Industrial | Primary Metals | New | Space Heating | Natural Gas | Condensing RTU | A | Integrated Unit Winter Peak Savings (kW) | Achievable Economic TRC Potential | 0 | 0 | 0 | 0 | 0 | 0 | 0 | 0 | 0 | 0 | 0 | 0 | 0 | 0 | 0 | 0 | 0 | 0 | 0 | 0 | 0 | 0 | 0 | 0 | 0 | 0 | 0 | 0 | 0 | 0 | 0
F4_Industrial_Primary Metals_New_Space Heating_Natural Gas_Condensing RTU_A_Achievable Economic TRC Potential | F4 | Industrial | Primary Metals | New | Space Heating | Natural Gas | Condensing RTU | A | Incremental Energy Savings (MWh or mTherms) | Achievable Economic TRC Potential | 0 | 0 | 0 | 0 | 0 | 0 | 0 | 0 | 0 | 0 | 0 | 0 | 0 | 0 | 0 | 0 | 0 | 0 | 0 | 0 | 0 | 0 | 0 | 0 | 0 | 0 | 0 | 0 | 0 | 0 | 0
F5_Industrial_Primary Metals_New_Space Heating_Natural Gas_Condensing RTU_A_Achievable Economic TRC Potential | F5 | Industrial | Primary Metals | New | Space Heating | Natural Gas | Condensing RTU | A | Incremental Summer Peak Savings (MW) | Achievable Economic TRC Potential | 0 | 0 | 0 | 0 | 0 | 0 | 0 | 0 | 0 | 0 | 0 | 0 | 0 | 0 | 0 | 0 | 0 | 0 | 0 | 0 | 0 | 0 | 0 | 0 | 0 | 0 | 0 | 0 | 0 | 0 | 0
F6_Industrial_Primary Metals_New_Space Heating_Natural Gas_Condensing RTU_A_Achievable Economic TRC Potential | F6 | Industrial | Primary Metals | New | Space Heating | Natural Gas | Condensing RTU | A | Incremental Winter Peak Savings (MW) | Achievable Economic TRC Potential | 0 | 0 | 0 | 0 | 0 | 0 | 0 | 0 | 0 | 0 | 0 | 0 | 0 | 0 | 0 | 0 | 0 | 0 | 0 | 0 | 0 | 0 | 0 | 0 | 0 | 0 | 0 | 0 | 0 | 0 | 0
F7_Industrial_Primary Metals_New_Space Heating_Natural Gas_Condensing RTU_A_Achievable Economic TRC Potential | F7 | Industrial | Primary Metals | New | Space Heating | Natural Gas | Condensing RTU | A | Cumulative Energy Savings (MWh or mTherms) | Achievable Economic TRC Potential | 0 | 0 | 0 | 0 | 0 | 0 | 0 | 0 | 0 | 0 | 0 | 0 | 0 | 0 | 0 | 0 | 0 | 0 | 0 | 0 | 0 | 0 | 0 | 0 | 0 | 0 | 0 | 0 | 0 | 0 | 0
F8_Industrial_Primary Metals_New_Space Heating_Natural Gas_Condensing RTU_A_Achievable Economic TRC Potential | F8 | Industrial | Primary Metals | New | Space Heating | Natural Gas | Condensing RTU | A | Cumulative Summer Peak Savings (MW) | Achievable Economic TRC Potential | 0 | 0 | 0 | 0 | 0 | 0 | 0 | 0 | 0 | 0 | 0 | 0 | 0 | 0 | 0 | 0 | 0 | 0 | 0 | 0 | 0 | 0 | 0 | 0 | 0 | 0 | 0 | 0 | 0 | 0 | 0
F9_Industrial_Primary Metals_New_Space Heating_Natural Gas_Condensing RTU_A_Achievable Economic TRC Potential | F9 | Industrial | Primary Metals | New | Space Heating | Natural Gas | Condensing RTU | A | Cumulative Winter Peak Savings (MW) | Achievable Economic TRC Potential | 0 | 0 | 0 | 0 | 0 | 0 | 0 | 0 | 0 | 0 | 0 | 0 | 0 | 0 | 0 | 0 | 0 | 0 | 0 | 0 | 0 | 0 | 0 | 0 | 0 | 0 | 0 | 0 | 0 | 0 | 0
F10_Industrial_Primary Metals_New_Space Heating_Natural Gas_Condensing RTU_A_Achievable Economic TRC Potential | F10 | Industrial | Primary Metals | New | Space Heating | Natural Gas | Condensing RTU | A | Purchases (Incremental) | Achievable Economic TRC Potential | 0 | 0 | 0 | 0 | 0 | 0 | 0 | 0 | 0 | 0 | 0 | 0 | 0 | 0 | 0 | 0 | 0 | 0 | 0 | 0 | 0 | 0 | 0 | 0 | 0 | 0 | 0 | 0 | 0 | 0 | 0
F11_Industrial_Primary Metals_New_Space Heating_Natural Gas_Condensing RTU_A_Achievable Economic TRC Potential | F11 | Industrial | Primary Metals | New | Space Heating | Natural Gas | Condensing RTU | A | Purchases (Cumulative) | Achievable Economic TRC Potential | 0 | 0 | 0 | 0 | 0 | 0 | 0 | 0 | 0 | 0 | 0 | 0 | 0 | 0 | 0 | 0 | 0 | 0 | 0 | 0 | 0 | 0 | 0 | 0 | 0 | 0 | 0 | 0 | 0 | 0 | 0
F1_Industrial_Stone, Clay, and Glass_Existing_Space Heating_Natural Gas_Condensing RTU_A_Achievable Economic TRC Potential | F1 | Industrial | Stone, Clay, and Glass | Existing | Space Heating | Natural Gas | Condensing RTU | A | Integrated Unit Energy Savings (kWh or therms) | Achievable Economic TRC Potential | 0 | 0 | 0 | 0 | 0 | 44.1417 | 43.7303 | 43.2035 | 42.659 | 42.0995 | 41.5375 | 40.9682 | 40.4159 | 39.8747 | 39.3119 | 38.7949 | 38.2936 | 37.8188 | 37.3681 | 36.9292 | 36.508 | 36.0905 | 35.6886 | 35.3091 | 34.9488 | 34.6141 | 34.317 | 34.0377 | 35.4621 | 35.2435 | 35.0386
F2_Industrial_Stone, Clay, and Glass_Existing_Space Heating_Natural Gas_Condensing RTU_A_Achievable Economic TRC Potential | F2 | Industrial | Stone, Clay, and Glass | Existing | Space Heating | Natural Gas | Condensing RTU | A | Integrated Unit Summer Peak Savings (kW) | Achievable Economic TRC Potential | 0 | 0 | 0 | 0 | 0 | 0 | 0 | 0 | 0 | 0 | 0 | 0 | 0 | 0 | 0 | 0 | 0 | 0 | 0 | 0 | 0 | 0 | 0 | 0 | 0 | 0 | 0 | 0 | 0 | 0 | 0
F3_Industrial_Stone, Clay, and Glass_Existing_Space Heating_Natural Gas_Condensing RTU_A_Achievable Economic TRC Potential | F3 | Industrial | Stone, Clay, and Glass | Existing | Space Heating | Natural Gas | Condensing RTU | A | Integrated Unit Winter Peak Savings (kW) | Achievable Economic TRC Potential | 0 | 0 | 0 | 0 | 0 | 0 | 0 | 0 | 0 | 0 | 0 | 0 | 0 | 0 | 0 | 0 | 0 | 0 | 0 | 0 | 0 | 0 | 0 | 0 | 0 | 0 | 0 | 0 | 0 | 0 | 0
F4_Industrial_Stone, Clay, and Glass_Existing_Space Heating_Natural Gas_Condensing RTU_A_Achievable Economic TRC Potential | F4 | Industrial | Stone, Clay, and Glass | Existing | Space Heating | Natural Gas | Condensing RTU | A | Incremental Energy Savings (MWh or mTherms) | Achievable Economic TRC Potential | 0 | 0 | 0 | 0 | 0 | 0 | 0 | 0 | 0 | 0 | 0 | 0 | 0 | 0 | 0 | 0 | 0 | 0 | 0 | 0 | 0 | 0 | 0 | 0 | 0 | 0 | 0 | 0 | 0 | 0 | 0
F5_Industrial_Stone, Clay, and Glass_Existing_Space Heating_Natural Gas_Condensing RTU_A_Achievable Economic TRC Potential | F5 | Industrial | Stone, Clay, and Glass | Existing | Space Heating | Natural Gas | Condensing RTU | A | Incremental Summer Peak Savings (MW) | Achievable Economic TRC Potential | 0 | 0 | 0 | 0 | 0 | 0 | 0 | 0 | 0 | 0 | 0 | 0 | 0 | 0 | 0 | 0 | 0 | 0 | 0 | 0 | 0 | 0 | 0 | 0 | 0 | 0 | 0 | 0 | 0 | 0 | 0
F6_Industrial_Stone, Clay, and Glass_Existing_Space Heating_Natural Gas_Condensing RTU_A_Achievable Economic TRC Potential | F6 | Industrial | Stone, Clay, and Glass | Existing | Space Heating | Natural Gas | Condensing RTU | A | Incremental Winter Peak Savings (MW) | Achievable Economic TRC Potential | 0 | 0 | 0 | 0 | 0 | 0 | 0 | 0 | 0 | 0 | 0 | 0 | 0 | 0 | 0 | 0 | 0 | 0 | 0 | 0 | 0 | 0 | 0 | 0 | 0 | 0 | 0 | 0 | 0 | 0 | 0
F7_Industrial_Stone, Clay, and Glass_Existing_Space Heating_Natural Gas_Condensing RTU_A_Achievable Economic TRC Potential | F7 | Industrial | Stone, Clay, and Glass | Existing | Space Heating | Natural Gas | Condensing RTU | A | Cumulative Energy Savings (MWh or mTherms) | Achievable Economic TRC Potential | 0 | 0 | 0 | 0 | 0 | 0 | 0 | 0 | 0 | 0 | 0 | 0 | 0 | 0 | 0 | 0 | 0 | 0 | 0 | 0 | 0 | 0 | 0 | 0 | 0 | 0 | 0 | 0 | 0 | 0 | 0
F8_Industrial_Stone, Clay, and Glass_Existing_Space Heating_Natural Gas_Condensing RTU_A_Achievable Economic TRC Potential | F8 | Industrial | Stone, Clay, and Glass | Existing | Space Heating | Natural Gas | Condensing RTU | A | Cumulative Summer Peak Savings (MW) | Achievable Economic TRC Potential | 0 | 0 | 0 | 0 | 0 | 0 | 0 | 0 | 0 | 0 | 0 | 0 | 0 | 0 | 0 | 0 | 0 | 0 | 0 | 0 | 0 | 0 | 0 | 0 | 0 | 0 | 0 | 0 | 0 | 0 | 0
F9_Industrial_Stone, Clay, and Glass_Existing_Space Heating_Natural Gas_Condensing RTU_A_Achievable Economic TRC Potential | F9 | Industrial | Stone, Clay, and Glass | Existing | Space Heating | Natural Gas | Condensing RTU | A | Cumulative Winter Peak Savings (MW) | Achievable Economic TRC Potential | 0 | 0 | 0 | 0 | 0 | 0 | 0 | 0 | 0 | 0 | 0 | 0 | 0 | 0 | 0 | 0 | 0 | 0 | 0 | 0 | 0 | 0 | 0 | 0 | 0 | 0 | 0 | 0 | 0 | 0 | 0
F10_Industrial_Stone, Clay, and Glass_Existing_Space Heating_Natural Gas_Condensing RTU_A_Achievable Economic TRC Potential | F10 | Industrial | Stone, Clay, and Glass | Existing | Space Heating | Natural Gas | Condensing RTU | A | Purchases (Incremental) | Achievable Economic TRC Potential | 0 | 0 | 0 | 0 | 0 | 0 | 0 | 0 | 0 | 0 | 0 | 0 | 0 | 0 | 0 | 0 | 0 | 0 | 0 | 0 | 0 | 0 | 0 | 0 | 0 | 0 | 0 | 0 | 0 | 0 | 0
F11_Industrial_Stone, Clay, and Glass_Existing_Space Heating_Natural Gas_Condensing RTU_A_Achievable Economic TRC Potential | F11 | Industrial | Stone, Clay, and Glass | Existing | Space Heating | Natural Gas | Condensing RTU | A | Purchases (Cumulative) | Achievable Economic TRC Potential | 0 | 0 | 0 | 0 | 0 | 0 | 0 | 0 | 0 | 0 | 0 | 0 | 0 | 0 | 0 | 0 | 0 | 0 | 0 | 0 | 0 | 0 | 0 | 0 | 0 | 0 | 0 | 0 | 0 | 0 | 0
F1_Industrial_Stone, Clay, and Glass_New_Space Heating_Natural Gas_Condensing RTU_A_Achievable Economic TRC Potential | F1 | Industrial | Stone, Clay, and Glass | New | Space Heating | Natural Gas | Condensing RTU | A | Integrated Unit Energy Savings (kWh or therms) | Achievable Economic TRC Potential | 0 | 0 | 0 | 0 | 0 | 0 | 0 | 0 | 0 | 0 | 0 | 0 | 0 | 0 | 0 | 0 | 0 | 0 | 0 | 0 | 0 | 0 | 0 | 0 | 0 | 0 | 0 | 0 | 0 | 0 | 0
F2_Industrial_Stone, Clay, and Glass_New_Space Heating_Natural Gas_Condensing RTU_A_Achievable Economic TRC Potential | F2 | Industrial | Stone, Clay, and Glass | New | Space Heating | Natural Gas | Condensing RTU | A | Integrated Unit Summer Peak Savings (kW) | Achievable Economic TRC Potential | 0 | 0 | 0 | 0 | 0 | 0 | 0 | 0 | 0 | 0 | 0 | 0 | 0 | 0 | 0 | 0 | 0 | 0 | 0 | 0 | 0 | 0 | 0 | 0 | 0 | 0 | 0 | 0 | 0 | 0 | 0
F3_Industrial_Stone, Clay, and Glass_New_Space Heating_Natural Gas_Condensing RTU_A_Achievable Economic TRC Potential | F3 | Industrial | Stone, Clay, and Glass | New | Space Heating | Natural Gas | Condensing RTU | A | Integrated Unit Winter Peak Savings (kW) | Achievable Economic TRC Potential | 0 | 0 | 0 | 0 | 0 | 0 | 0 | 0 | 0 | 0 | 0 | 0 | 0 | 0 | 0 | 0 | 0 | 0 | 0 | 0 | 0 | 0 | 0 | 0 | 0 | 0 | 0 | 0 | 0 | 0 | 0
F4_Industrial_Stone, Clay, and Glass_New_Space Heating_Natural Gas_Condensing RTU_A_Achievable Economic TRC Potential | F4 | Industrial | Stone, Clay, and Glass | New | Space Heating | Natural Gas | Condensing RTU | A | Incremental Energy Savings (MWh or mTherms) | Achievable Economic TRC Potential | 0 | 0 | 0 | 0 | 0 | 0 | 0 | 0 | 0 | 0 | 0 | 0 | 0 | 0 | 0 | 0 | 0 | 0 | 0 | 0 | 0 | 0 | 0 | 0 | 0 | 0 | 0 | 0 | 0 | 0 | 0
F5_Industrial_Stone, Clay, and Glass_New_Space Heating_Natural Gas_Condensing RTU_A_Achievable Economic TRC Potential | F5 | Industrial | Stone, Clay, and Glass | New | Space Heating | Natural Gas | Condensing RTU | A | Incremental Summer Peak Savings (MW) | Achievable Economic TRC Potential | 0 | 0 | 0 | 0 | 0 | 0 | 0 | 0 | 0 | 0 | 0 | 0 | 0 | 0 | 0 | 0 | 0 | 0 | 0 | 0 | 0 | 0 | 0 | 0 | 0 | 0 | 0 | 0 | 0 | 0 | 0
F6_Industrial_Stone, Clay, and Glass_New_Space Heating_Natural Gas_Condensing RTU_A_Achievable Economic TRC Potential | F6 | Industrial | Stone, Clay, and Glass | New | Space Heating | Natural Gas | Condensing RTU | A | Incremental Winter Peak Savings (MW) | Achievable Economic TRC Potential | 0 | 0 | 0 | 0 | 0 | 0 | 0 | 0 | 0 | 0 | 0 | 0 | 0 | 0 | 0 | 0 | 0 | 0 | 0 | 0 | 0 | 0 | 0 | 0 | 0 | 0 | 0 | 0 | 0 | 0 | 0
F7_Industrial_Stone, Clay, and Glass_New_Space Heating_Natural Gas_Condensing RTU_A_Achievable Economic TRC Potential | F7 | Industrial | Stone, Clay, and Glass | New | Space Heating | Natural Gas | Condensing RTU | A | Cumulative Energy Savings (MWh or mTherms) | Achievable Economic TRC Potential | 0 | 0 | 0 | 0 | 0 | 0 | 0 | 0 | 0 | 0 | 0 | 0 | 0 | 0 | 0 | 0 | 0 | 0 | 0 | 0 | 0 | 0 | 0 | 0 | 0 | 0 | 0 | 0 | 0 | 0 | 0
F8_Industrial_Stone, Clay, and Glass_New_Space Heating_Natural Gas_Condensing RTU_A_Achievable Economic TRC Potential | F8 | Industrial | Stone, Clay, and Glass | New | Space Heating | Natural Gas | Condensing RTU | A | Cumulative Summer Peak Savings (MW) | Achievable Economic TRC Potential | 0 | 0 | 0 | 0 | 0 | 0 | 0 | 0 | 0 | 0 | 0 | 0 | 0 | 0 | 0 | 0 | 0 | 0 | 0 | 0 | 0 | 0 | 0 | 0 | 0 | 0 | 0 | 0 | 0 | 0 | 0
F9_Industrial_Stone, Clay, and Glass_New_Space Heating_Natural Gas_Condensing RTU_A_Achievable Economic TRC Potential | F9 | Industrial | Stone, Clay, and Glass | New | Space Heating | Natural Gas | Condensing RTU | A | Cumulative Winter Peak Savings (MW) | Achievable Economic TRC Potential | 0 | 0 | 0 | 0 | 0 | 0 | 0 | 0 | 0 | 0 | 0 | 0 | 0 | 0 | 0 | 0 | 0 | 0 | 0 | 0 | 0 | 0 | 0 | 0 | 0 | 0 | 0 | 0 | 0 | 0 | 0
F10_Industrial_Stone, Clay, and Glass_New_Space Heating_Natural Gas_Condensing RTU_A_Achievable Economic TRC Potential | F10 | Industrial | Stone, Clay, and Glass | New | Space Heating | Natural Gas | Condensing RTU | A | Purchases (Incremental) | Achievable Economic TRC Potential | 0 | 0 | 0 | 0 | 0 | 0 | 0 | 0 | 0 | 0 | 0 | 0 | 0 | 0 | 0 | 0 | 0 | 0 | 0 | 0 | 0 | 0 | 0 | 0 | 0 | 0 | 0 | 0 | 0 | 0 | 0
F11_Industrial_Stone, Clay, and Glass_New_Space Heating_Natural Gas_Condensing RTU_A_Achievable Economic TRC Potential | F11 | Industrial | Stone, Clay, and Glass | New | Space Heating | Natural Gas | Condensing RTU | A | Purchases (Cumulative) | Achievable Economic TRC Potential | 0 | 0 | 0 | 0 | 0 | 0 | 0 | 0 | 0 | 0 | 0 | 0 | 0 | 0 | 0 | 0 | 0 | 0 | 0 | 0 | 0 | 0 | 0 | 0 | 0 | 0 | 0 | 0 | 0 | 0 | 0
F1_Industrial_Petroleum_Existing_Space Heating_Natural Gas_Condensing RTU_A_Achievable Economic TRC Potential | F1 | Industrial | Petroleum | Existing | Space Heating | Natural Gas | Condensing RTU | A | Integrated Unit Energy Savings (kWh or therms) | Achievable Economic TRC Potential | 0 | 0 | 0 | 0 | 0 | 9323.2776 | 9236.8037 | 9127.5932 | 9016.8568 | 8905.6845 | 8796.889 | 8689.3546 | 8588.3065 | 8493.0995 | 8397.5013 | 8313.7219 | 8234.9203 | 8160.9048 | 8091.1999 | 8020.9536 | 7952.7915 | 7885.139 | 7815.414 | 7747.6017 | 7681.889 | 7619.9988 | 7561.749 | 7506.9524 | 7490.5897 | 7444.4046 | 7401.1322
F2_Industrial_Petroleum_Existing_Space Heating_Natural Gas_Condensing RTU_A_Achievable Economic TRC Potential | F2 | Industrial | Petroleum | Existing | Space Heating | Natural Gas | Condensing RTU | A | Integrated Unit Summer Peak Savings (kW) | Achievable Economic TRC Potential | 0 | 0 | 0 | 0 | 0 | 0 | 0 | 0 | 0 | 0 | 0 | 0 | 0 | 0 | 0 | 0 | 0 | 0 | 0 | 0 | 0 | 0 | 0 | 0 | 0 | 0 | 0 | 0 | 0 | 0 | 0
F3_Industrial_Petroleum_Existing_Space Heating_Natural Gas_Condensing RTU_A_Achievable Economic TRC Potential | F3 | Industrial | Petroleum | Existing | Space Heating | Natural Gas | Condensing RTU | A | Integrated Unit Winter Peak Savings (kW) | Achievable Economic TRC Potential | 0 | 0 | 0 | 0 | 0 | 0 | 0 | 0 | 0 | 0 | 0 | 0 | 0 | 0 | 0 | 0 | 0 | 0 | 0 | 0 | 0 | 0 | 0 | 0 | 0 | 0 | 0 | 0 | 0 | 0 | 0
F4_Industrial_Petroleum_Existing_Space Heating_Natural Gas_Condensing RTU_A_Achievable Economic TRC Potential | F4 | Industrial | Petroleum | Existing | Space Heating | Natural Gas | Condensing RTU | A | Incremental Energy Savings (MWh or mTherms) | Achievable Economic TRC Potential | 0 | 0 | 0 | 0 | 0 | 0 | 0 | 0 | 0 | 0 | 0 | 0 | 0 | 0 | 0 | 0 | 0 | 0 | 0 | 0 | 0 | 0 | 0 | 0 | 0 | 0 | 0 | 0 | 0 | 0 | 0
F5_Industrial_Petroleum_Existing_Space Heating_Natural Gas_Condensing RTU_A_Achievable Economic TRC Potential | F5 | Industrial | Petroleum | Existing | Space Heating | Natural Gas | Condensing RTU | A | Incremental Summer Peak Savings (MW) | Achievable Economic TRC Potential | 0 | 0 | 0 | 0 | 0 | 0 | 0 | 0 | 0 | 0 | 0 | 0 | 0 | 0 | 0 | 0 | 0 | 0 | 0 | 0 | 0 | 0 | 0 | 0 | 0 | 0 | 0 | 0 | 0 | 0 | 0
F6_Industrial_Petroleum_Existing_Space Heating_Natural Gas_Condensing RTU_A_Achievable Economic TRC Potential | F6 | Industrial | Petroleum | Existing | Space Heating | Natural Gas | Condensing RTU | A | Incremental Winter Peak Savings (MW) | Achievable Economic TRC Potential | 0 | 0 | 0 | 0 | 0 | 0 | 0 | 0 | 0 | 0 | 0 | 0 | 0 | 0 | 0 | 0 | 0 | 0 | 0 | 0 | 0 | 0 | 0 | 0 | 0 | 0 | 0 | 0 | 0 | 0 | 0
F7_Industrial_Petroleum_Existing_Space Heating_Natural Gas_Condensing RTU_A_Achievable Economic TRC Potential | F7 | Industrial | Petroleum | Existing | Space Heating | Natural Gas | Condensing RTU | A | Cumulative Energy Savings (MWh or mTherms) | Achievable Economic TRC Potential | 0 | 0 | 0 | 0 | 0 | 0 | 0 | 0 | 0 | 0 | 0 | 0 | 0 | 0 | 0 | 0 | 0 | 0 | 0 | 0 | 0 | 0 | 0 | 0 | 0 | 0 | 0 | 0 | 0 | 0 | 0
F8_Industrial_Petroleum_Existing_Space Heating_Natural Gas_Condensing RTU_A_Achievable Economic TRC Potential | F8 | Industrial | Petroleum | Existing | Space Heating | Natural Gas | Condensing RTU | A | Cumulative Summer Peak Savings (MW) | Achievable Economic TRC Potential | 0 | 0 | 0 | 0 | 0 | 0 | 0 | 0 | 0 | 0 | 0 | 0 | 0 | 0 | 0 | 0 | 0 | 0 | 0 | 0 | 0 | 0 | 0 | 0 | 0 | 0 | 0 | 0 | 0 | 0 | 0
F9_Industrial_Petroleum_Existing_Space Heating_Natural Gas_Condensing RTU_A_Achievable Economic TRC Potential | F9 | Industrial | Petroleum | Existing | Space Heating | Natural Gas | Condensing RTU | A | Cumulative Winter Peak Savings (MW) | Achievable Economic TRC Potential | 0 | 0 | 0 | 0 | 0 | 0 | 0 | 0 | 0 | 0 | 0 | 0 | 0 | 0 | 0 | 0 | 0 | 0 | 0 | 0 | 0 | 0 | 0 | 0 | 0 | 0 | 0 | 0 | 0 | 0 | 0
F10_Industrial_Petroleum_Existing_Space Heating_Natural Gas_Condensing RTU_A_Achievable Economic TRC Potential | F10 | Industrial | Petroleum | Existing | Space Heating | Natural Gas | Condensing RTU | A | Purchases (Incremental) | Achievable Economic TRC Potential | 0 | 0 | 0 | 0 | 0 | 0 | 0 | 0 | 0 | 0 | 0 | 0 | 0 | 0 | 0 | 0 | 0 | 0 | 0 | 0 | 0 | 0 | 0 | 0 | 0 | 0 | 0 | 0 | 0 | 0 | 0
F11_Industrial_Petroleum_Existing_Space Heating_Natural Gas_Condensing RTU_A_Achievable Economic TRC Potential | F11 | Industrial | Petroleum | Existing | Space Heating | Natural Gas | Condensing RTU | A | Purchases (Cumulative) | Achievable Economic TRC Potential | 0 | 0 | 0 | 0 | 0 | 0 | 0 | 0 | 0 | 0 | 0 | 0 | 0 | 0 | 0 | 0 | 0 | 0 | 0 | 0 | 0 | 0 | 0 | 0 | 0 | 0 | 0 | 0 | 0 | 0 | 0
F1_Industrial_Petroleum_New_Space Heating_Natural Gas_Condensing RTU_A_Achievable Economic TRC Potential | F1 | Industrial | Petroleum | New | Space Heating | Natural Gas | Condensing RTU | A | Integrated Unit Energy Savings (kWh or therms) | Achievable Economic TRC Potential | 0 | 0 | 0 | 0 | 0 | 0 | 0 | 0 | 0 | 0 | 0 | 0 | 0 | 0 | 0 | 0 | 0 | 0 | 0 | 0 | 0 | 0 | 0 | 0 | 0 | 0 | 0 | 0 | 0 | 0 | 0
F2_Industrial_Petroleum_New_Space Heating_Natural Gas_Condensing RTU_A_Achievable Economic TRC Potential | F2 | Industrial | Petroleum | New | Space Heating | Natural Gas | Condensing RTU | A | Integrated Unit Summer Peak Savings (kW) | Achievable Economic TRC Potential | 0 | 0 | 0 | 0 | 0 | 0 | 0 | 0 | 0 | 0 | 0 | 0 | 0 | 0 | 0 | 0 | 0 | 0 | 0 | 0 | 0 | 0 | 0 | 0 | 0 | 0 | 0 | 0 | 0 | 0 | 0
F3_Industrial_Petroleum_New_Space Heating_Natural Gas_Condensing RTU_A_Achievable Economic TRC Potential | F3 | Industrial | Petroleum | New | Space Heating | Natural Gas | Condensing RTU | A | Integrated Unit Winter Peak Savings (kW) | Achievable Economic TRC Potential | 0 | 0 | 0 | 0 | 0 | 0 | 0 | 0 | 0 | 0 | 0 | 0 | 0 | 0 | 0 | 0 | 0 | 0 | 0 | 0 | 0 | 0 | 0 | 0 | 0 | 0 | 0 | 0 | 0 | 0 | 0
F4_Industrial_Petroleum_New_Space Heating_Natural Gas_Condensing RTU_A_Achievable Economic TRC Potential | F4 | Industrial | Petroleum | New | Space Heating | Natural Gas | Condensing RTU | A | Incremental Energy Savings (MWh or mTherms) | Achievable Economic TRC Potential | 0 | 0 | 0 | 0 | 0 | 0 | 0 | 0 | 0 | 0 | 0 | 0 | 0 | 0 | 0 | 0 | 0 | 0 | 0 | 0 | 0 | 0 | 0 | 0 | 0 | 0 | 0 | 0 | 0 | 0 | 0
F5_Industrial_Petroleum_New_Space Heating_Natural Gas_Condensing RTU_A_Achievable Economic TRC Potential | F5 | Industrial | Petroleum | New | Space Heating | Natural Gas | Condensing RTU | A | Incremental Summer Peak Savings (MW) | Achievable Economic TRC Potential | 0 | 0 | 0 | 0 | 0 | 0 | 0 | 0 | 0 | 0 | 0 | 0 | 0 | 0 | 0 | 0 | 0 | 0 | 0 | 0 | 0 | 0 | 0 | 0 | 0 | 0 | 0 | 0 | 0 | 0 | 0
F6_Industrial_Petroleum_New_Space Heating_Natural Gas_Condensing RTU_A_Achievable Economic TRC Potential | F6 | Industrial | Petroleum | New | Space Heating | Natural Gas | Condensing RTU | A | Incremental Winter Peak Savings (MW) | Achievable Economic TRC Potential | 0 | 0 | 0 | 0 | 0 | 0 | 0 | 0 | 0 | 0 | 0 | 0 | 0 | 0 | 0 | 0 | 0 | 0 | 0 | 0 | 0 | 0 | 0 | 0 | 0 | 0 | 0 | 0 | 0 | 0 | 0
F7_Industrial_Petroleum_New_Space Heating_Natural Gas_Condensing RTU_A_Achievable Economic TRC Potential | F7 | Industrial | Petroleum | New | Space Heating | Natural Gas | Condensing RTU | A | Cumulative Energy Savings (MWh or mTherms) | Achievable Economic TRC Potential | 0 | 0 | 0 | 0 | 0 | 0 | 0 | 0 | 0 | 0 | 0 | 0 | 0 | 0 | 0 | 0 | 0 | 0 | 0 | 0 | 0 | 0 | 0 | 0 | 0 | 0 | 0 | 0 | 0 | 0 | 0
F8_Industrial_Petroleum_New_Space Heating_Natural Gas_Condensing RTU_A_Achievable Economic TRC Potential | F8 | Industrial | Petroleum | New | Space Heating | Natural Gas | Condensing RTU | A | Cumulative Summer Peak Savings (MW) | Achievable Economic TRC Potential | 0 | 0 | 0 | 0 | 0 | 0 | 0 | 0 | 0 | 0 | 0 | 0 | 0 | 0 | 0 | 0 | 0 | 0 | 0 | 0 | 0 | 0 | 0 | 0 | 0 | 0 | 0 | 0 | 0 | 0 | 0
F9_Industrial_Petroleum_New_Space Heating_Natural Gas_Condensing RTU_A_Achievable Economic TRC Potential | F9 | Industrial | Petroleum | New | Space Heating | Natural Gas | Condensing RTU | A | Cumulative Winter Peak Savings (MW) | Achievable Economic TRC Potential | 0 | 0 | 0 | 0 | 0 | 0 | 0 | 0 | 0 | 0 | 0 | 0 | 0 | 0 | 0 | 0 | 0 | 0 | 0 | 0 | 0 | 0 | 0 | 0 | 0 | 0 | 0 | 0 | 0 | 0 | 0
F10_Industrial_Petroleum_New_Space Heating_Natural Gas_Condensing RTU_A_Achievable Economic TRC Potential | F10 | Industrial | Petroleum | New | Space Heating | Natural Gas | Condensing RTU | A | Purchases (Incremental) | Achievable Economic TRC Potential | 0 | 0 | 0 | 0 | 0 | 0 | 0 | 0 | 0 | 0 | 0 | 0 | 0 | 0 | 0 | 0 | 0 | 0 | 0 | 0 | 0 | 0 | 0 | 0 | 0 | 0 | 0 | 0 | 0 | 0 | 0
F11_Industrial_Petroleum_New_Space Heating_Natural Gas_Condensing RTU_A_Achievable Economic TRC Potential | F11 | Industrial | Petroleum | New | Space Heating | Natural Gas | Condensing RTU | A | Purchases (Cumulative) | Achievable Economic TRC Potential | 0 | 0 | 0 | 0 | 0 | 0 | 0 | 0 | 0 | 0 | 0 | 0 | 0 | 0 | 0 | 0 | 0 | 0 | 0 | 0 | 0 | 0 | 0 | 0 | 0 | 0 | 0 | 0 | 0 | 0 | 0
F1_Industrial_Paper and Printing_Existing_Space Heating_Natural Gas_Condensing RTU_A_Achievable Economic TRC Potential | F1 | Industrial | Paper and Printing | Existing | Space Heating | Natural Gas | Condensing RTU | A | Integrated Unit Energy Savings (kWh or therms) | Achievable Economic TRC Potential | 0 | 0 | 0 | 0 | 0 | 132.2159 | 130.9834 | 129.4056 | 127.7749 | 126.0988 | 124.4156 | 122.7102 | 121.0561 | 119.435 | 117.7492 | 116.2008 | 114.6992 | 113.2771 | 111.9271 | 110.6126 | 109.351 | 108.1005 | 106.8966 | 105.76 | 104.6807 | 103.6781 | 102.7883 | 101.9517 | 106.2183 | 105.5633 | 104.9497
F2_Industrial_Paper and Printing_Existing_Space Heating_Natural Gas_Condensing RTU_A_Achievable Economic TRC Potential | F2 | Industrial | Paper and Printing | Existing | Space Heating | Natural Gas | Condensing RTU | A | Integrated Unit Summer Peak Savings (kW) | Achievable Economic TRC Potential | 0 | 0 | 0 | 0 | 0 | 0 | 0 | 0 | 0 | 0 | 0 | 0 | 0 | 0 | 0 | 0 | 0 | 0 | 0 | 0 | 0 | 0 | 0 | 0 | 0 | 0 | 0 | 0 | 0 | 0 | 0
F3_Industrial_Paper and Printing_Existing_Space Heating_Natural Gas_Condensing RTU_A_Achievable Economic TRC Potential | F3 | Industrial | Paper and Printing | Existing | Space Heating | Natural Gas | Condensing RTU | A | Integrated Unit Winter Peak Savings (kW) | Achievable Economic TRC Potential | 0 | 0 | 0 | 0 | 0 | 0 | 0 | 0 | 0 | 0 | 0 | 0 | 0 | 0 | 0 | 0 | 0 | 0 | 0 | 0 | 0 | 0 | 0 | 0 | 0 | 0 | 0 | 0 | 0 | 0 | 0
F4_Industrial_Paper and Printing_Existing_Space Heating_Natural Gas_Condensing RTU_A_Achievable Economic TRC Potential | F4 | Industrial | Paper and Printing | Existing | Space Heating | Natural Gas | Condensing RTU | A | Incremental Energy Savings (MWh or mTherms) | Achievable Economic TRC Potential | 0 | 0 | 0 | 0 | 0 | 0 | 0 | 0 | 0 | 0 | 0 | 0 | 0 | 0 | 0 | 0 | 0 | 0 | 0 | 0 | 0 | 0 | 0 | 0 | 0 | 0 | 0 | 0 | 0 | 0 | 0
F5_Industrial_Paper and Printing_Existing_Space Heating_Natural Gas_Condensing RTU_A_Achievable Economic TRC Potential | F5 | Industrial | Paper and Printing | Existing | Space Heating | Natural Gas | Condensing RTU | A | Incremental Summer Peak Savings (MW) | Achievable Economic TRC Potential | 0 | 0 | 0 | 0 | 0 | 0 | 0 | 0 | 0 | 0 | 0 | 0 | 0 | 0 | 0 | 0 | 0 | 0 | 0 | 0 | 0 | 0 | 0 | 0 | 0 | 0 | 0 | 0 | 0 | 0 | 0
F6_Industrial_Paper and Printing_Existing_Space Heating_Natural Gas_Condensing RTU_A_Achievable Economic TRC Potential | F6 | Industrial | Paper and Printing | Existing | Space Heating | Natural Gas | Condensing RTU | A | Incremental Winter Peak Savings (MW) | Achievable Economic TRC Potential | 0 | 0 | 0 | 0 | 0 | 0 | 0 | 0 | 0 | 0 | 0 | 0 | 0 | 0 | 0 | 0 | 0 | 0 | 0 | 0 | 0 | 0 | 0 | 0 | 0 | 0 | 0 | 0 | 0 | 0 | 0
F7_Industrial_Paper and Printing_Existing_Space Heating_Natural Gas_Condensing RTU_A_Achievable Economic TRC Potential | F7 | Industrial | Paper and Printing | Existing | Space Heating | Natural Gas | Condensing RTU | A | Cumulative Energy Savings (MWh or mTherms) | Achievable Economic TRC Potential | 0 | 0 | 0 | 0 | 0 | 0 | 0 | 0 | 0 | 0 | 0 | 0 | 0 | 0 | 0 | 0 | 0 | 0 | 0 | 0 | 0 | 0 | 0 | 0 | 0 | 0 | 0 | 0 | 0 | 0 | 0
F8_Industrial_Paper and Printing_Existing_Space Heating_Natural Gas_Condensing RTU_A_Achievable Economic TRC Potential | F8 | Industrial | Paper and Printing | Existing | Space Heating | Natural Gas | Condensing RTU | A | Cumulative Summer Peak Savings (MW) | Achievable Economic TRC Potential | 0 | 0 | 0 | 0 | 0 | 0 | 0 | 0 | 0 | 0 | 0 | 0 | 0 | 0 | 0 | 0 | 0 | 0 | 0 | 0 | 0 | 0 | 0 | 0 | 0 | 0 | 0 | 0 | 0 | 0 | 0
F9_Industrial_Paper and Printing_Existing_Space Heating_Natural Gas_Condensing RTU_A_Achievable Economic TRC Potential | F9 | Industrial | Paper and Printing | Existing | Space Heating | Natural Gas | Condensing RTU | A | Cumulative Winter Peak Savings (MW) | Achievable Economic TRC Potential | 0 | 0 | 0 | 0 | 0 | 0 | 0 | 0 | 0 | 0 | 0 | 0 | 0 | 0 | 0 | 0 | 0 | 0 | 0 | 0 | 0 | 0 | 0 | 0 | 0 | 0 | 0 | 0 | 0 | 0 | 0
F10_Industrial_Paper and Printing_Existing_Space Heating_Natural Gas_Condensing RTU_A_Achievable Economic TRC Potential | F10 | Industrial | Paper and Printing | Existing | Space Heating | Natural Gas | Condensing RTU | A | Purchases (Incremental) | Achievable Economic TRC Potential | 0 | 0 | 0 | 0 | 0 | 0 | 0 | 0 | 0 | 0 | 0 | 0 | 0 | 0 | 0 | 0 | 0 | 0 | 0 | 0 | 0 | 0 | 0 | 0 | 0 | 0 | 0 | 0 | 0 | 0 | 0
F11_Industrial_Paper and Printing_Existing_Space Heating_Natural Gas_Condensing RTU_A_Achievable Economic TRC Potential | F11 | Industrial | Paper and Printing | Existing | Space Heating | Natural Gas | Condensing RTU | A | Purchases (Cumulative) | Achievable Economic TRC Potential | 0 | 0 | 0 | 0 | 0 | 0 | 0 | 0 | 0 | 0 | 0 | 0 | 0 | 0 | 0 | 0 | 0 | 0 | 0 | 0 | 0 | 0 | 0 | 0 | 0 | 0 | 0 | 0 | 0 | 0 | 0
F1_Industrial_Paper and Printing_New_Space Heating_Natural Gas_Condensing RTU_A_Achievable Economic TRC Potential | F1 | Industrial | Paper and Printing | New | Space Heating | Natural Gas | Condensing RTU | A | Integrated Unit Energy Savings (kWh or therms) | Achievable Economic TRC Potential | 0 | 0 | 0 | 0 | 0 | 0 | 0 | 0 | 0 | 0 | 0 | 0 | 0 | 0 | 0 | 0 | 0 | 0 | 0 | 0 | 0 | 0 | 0 | 0 | 0 | 0 | 0 | 0 | 0 | 0 | 0
F2_Industrial_Paper and Printing_New_Space Heating_Natural Gas_Condensing RTU_A_Achievable Economic TRC Potential | F2 | Industrial | Paper and Printing | New | Space Heating | Natural Gas | Condensing RTU | A | Integrated Unit Summer Peak Savings (kW) | Achievable Economic TRC Potential | 0 | 0 | 0 | 0 | 0 | 0 | 0 | 0 | 0 | 0 | 0 | 0 | 0 | 0 | 0 | 0 | 0 | 0 | 0 | 0 | 0 | 0 | 0 | 0 | 0 | 0 | 0 | 0 | 0 | 0 | 0
F3_Industrial_Paper and Printing_New_Space Heating_Natural Gas_Condensing RTU_A_Achievable Economic TRC Potential | F3 | Industrial | Paper and Printing | New | Space Heating | Natural Gas | Condensing RTU | A | Integrated Unit Winter Peak Savings (kW) | Achievable Economic TRC Potential | 0 | 0 | 0 | 0 | 0 | 0 | 0 | 0 | 0 | 0 | 0 | 0 | 0 | 0 | 0 | 0 | 0 | 0 | 0 | 0 | 0 | 0 | 0 | 0 | 0 | 0 | 0 | 0 | 0 | 0 | 0
F4_Industrial_Paper and Printing_New_Space Heating_Natural Gas_Condensing RTU_A_Achievable Economic TRC Potential | F4 | Industrial | Paper and Printing | New | Space Heating | Natural Gas | Condensing RTU | A | Incremental Energy Savings (MWh or mTherms) | Achievable Economic TRC Potential | 0 | 0 | 0 | 0 | 0 | 0 | 0 | 0 | 0 | 0 | 0 | 0 | 0 | 0 | 0 | 0 | 0 | 0 | 0 | 0 | 0 | 0 | 0 | 0 | 0 | 0 | 0 | 0 | 0 | 0 | 0
F5_Industrial_Paper and Printing_New_Space Heating_Natural Gas_Condensing RTU_A_Achievable Economic TRC Potential | F5 | Industrial | Paper and Printing | New | Space Heating | Natural Gas | Condensing RTU | A | Incremental Summer Peak Savings (MW) | Achievable Economic TRC Potential | 0 | 0 | 0 | 0 | 0 | 0 | 0 | 0 | 0 | 0 | 0 | 0 | 0 | 0 | 0 | 0 | 0 | 0 | 0 | 0 | 0 | 0 | 0 | 0 | 0 | 0 | 0 | 0 | 0 | 0 | 0
F6_Industrial_Paper and Printing_New_Space Heating_Natural Gas_Condensing RTU_A_Achievable Economic TRC Potential | F6 | Industrial | Paper and Printing | New | Space Heating | Natural Gas | Condensing RTU | A | Incremental Winter Peak Savings (MW) | Achievable Economic TRC Potential | 0 | 0 | 0 | 0 | 0 | 0 | 0 | 0 | 0 | 0 | 0 | 0 | 0 | 0 | 0 | 0 | 0 | 0 | 0 | 0 | 0 | 0 | 0 | 0 | 0 | 0 | 0 | 0 | 0 | 0 | 0
F7_Industrial_Paper and Printing_New_Space Heating_Natural Gas_Condensing RTU_A_Achievable Economic TRC Potential | F7 | Industrial | Paper and Printing | New | Space Heating | Natural Gas | Condensing RTU | A | Cumulative Energy Savings (MWh or mTherms) | Achievable Economic TRC Potential | 0 | 0 | 0 | 0 | 0 | 0 | 0 | 0 | 0 | 0 | 0 | 0 | 0 | 0 | 0 | 0 | 0 | 0 | 0 | 0 | 0 | 0 | 0 | 0 | 0 | 0 | 0 | 0 | 0 | 0 | 0
F8_Industrial_Paper and Printing_New_Space Heating_Natural Gas_Condensing RTU_A_Achievable Economic TRC Potential | F8 | Industrial | Paper and Printing | New | Space Heating | Natural Gas | Condensing RTU | A | Cumulative Summer Peak Savings (MW) | Achievable Economic TRC Potential | 0 | 0 | 0 | 0 | 0 | 0 | 0 | 0 | 0 | 0 | 0 | 0 | 0 | 0 | 0 | 0 | 0 | 0 | 0 | 0 | 0 | 0 | 0 | 0 | 0 | 0 | 0 | 0 | 0 | 0 | 0
F9_Industrial_Paper and Printing_New_Space Heating_Natural Gas_Condensing RTU_A_Achievable Economic TRC Potential | F9 | Industrial | Paper and Printing | New | Space Heating | Natural Gas | Condensing RTU | A | Cumulative Winter Peak Savings (MW) | Achievable Economic TRC Potential | 0 | 0 | 0 | 0 | 0 | 0 | 0 | 0 | 0 | 0 | 0 | 0 | 0 | 0 | 0 | 0 | 0 | 0 | 0 | 0 | 0 | 0 | 0 | 0 | 0 | 0 | 0 | 0 | 0 | 0 | 0
F10_Industrial_Paper and Printing_New_Space Heating_Natural Gas_Condensing RTU_A_Achievable Economic TRC Potential | F10 | Industrial | Paper and Printing | New | Space Heating | Natural Gas | Condensing RTU | A | Purchases (Incremental) | Achievable Economic TRC Potential | 0 | 0 | 0 | 0 | 0 | 0 | 0 | 0 | 0 | 0 | 0 | 0 | 0 | 0 | 0 | 0 | 0 | 0 | 0 | 0 | 0 | 0 | 0 | 0 | 0 | 0 | 0 | 0 | 0 | 0 | 0
F11_Industrial_Paper and Printing_New_Space Heating_Natural Gas_Condensing RTU_A_Achievable Economic TRC Potential | F11 | Industrial | Paper and Printing | New | Space Heating | Natural Gas | Condensing RTU | A | Purchases (Cumulative) | Achievable Economic TRC Potential | 0 | 0 | 0 | 0 | 0 | 0 | 0 | 0 | 0 | 0 | 0 | 0 | 0 | 0 | 0 | 0 | 0 | 0 | 0 | 0 | 0 | 0 | 0 | 0 | 0 | 0 | 0 | 0 | 0 | 0 | 0
F1_Industrial_Instruments_Existing_Space Heating_Natural Gas_Condensing RTU_A_Achievable Economic TRC Potential | F1 | Industrial | Instruments | Existing | Space Heating | Natural Gas | Condensing RTU | A | Integrated Unit Energy Savings (kWh or therms) | Achievable Economic TRC Potential | 0 | 0 | 0 | 0 | 0 | 6.7972 | 6.7338 | 6.6527 | 6.5689 | 6.4827 | 6.3962 | 6.3085 | 6.2235 | 6.1401 | 6.0534 | 5.9738 | 5.8966 | 5.8235 | 5.7541 | 5.6866 | 5.6217 | 5.5574 | 5.4955 | 5.4371 | 5.3816 | 5.3301 | 5.2843 | 5.2413 | 5.4606 | 5.427 | 5.3954
F2_Industrial_Instruments_Existing_Space Heating_Natural Gas_Condensing RTU_A_Achievable Economic TRC Potential | F2 | Industrial | Instruments | Existing | Space Heating | Natural Gas | Condensing RTU | A | Integrated Unit Summer Peak Savings (kW) | Achievable Economic TRC Potential | 0 | 0 | 0 | 0 | 0 | 0 | 0 | 0 | 0 | 0 | 0 | 0 | 0 | 0 | 0 | 0 | 0 | 0 | 0 | 0 | 0 | 0 | 0 | 0 | 0 | 0 | 0 | 0 | 0 | 0 | 0
F3_Industrial_Instruments_Existing_Space Heating_Natural Gas_Condensing RTU_A_Achievable Economic TRC Potential | F3 | Industrial | Instruments | Existing | Space Heating | Natural Gas | Condensing RTU | A | Integrated Unit Winter Peak Savings (kW) | Achievable Economic TRC Potential | 0 | 0 | 0 | 0 | 0 | 0 | 0 | 0 | 0 | 0 | 0 | 0 | 0 | 0 | 0 | 0 | 0 | 0 | 0 | 0 | 0 | 0 | 0 | 0 | 0 | 0 | 0 | 0 | 0 | 0 | 0
F4_Industrial_Instruments_Existing_Space Heating_Natural Gas_Condensing RTU_A_Achievable Economic TRC Potential | F4 | Industrial | Instruments | Existing | Space Heating | Natural Gas | Condensing RTU | A | Incremental Energy Savings (MWh or mTherms) | Achievable Economic TRC Potential | 0 | 0 | 0 | 0 | 0 | 0 | 0 | 0 | 0 | 0 | 0 | 0 | 0 | 0 | 0 | 0 | 0 | 0 | 0 | 0 | 0 | 0 | 0 | 0 | 0 | 0 | 0 | 0 | 0 | 0 | 0
F5_Industrial_Instruments_Existing_Space Heating_Natural Gas_Condensing RTU_A_Achievable Economic TRC Potential | F5 | Industrial | Instruments | Existing | Space Heating | Natural Gas | Condensing RTU | A | Incremental Summer Peak Savings (MW) | Achievable Economic TRC Potential | 0 | 0 | 0 | 0 | 0 | 0 | 0 | 0 | 0 | 0 | 0 | 0 | 0 | 0 | 0 | 0 | 0 | 0 | 0 | 0 | 0 | 0 | 0 | 0 | 0 | 0 | 0 | 0 | 0 | 0 | 0
F6_Industrial_Instruments_Existing_Space Heating_Natural Gas_Condensing RTU_A_Achievable Economic TRC Potential | F6 | Industrial | Instruments | Existing | Space Heating | Natural Gas | Condensing RTU | A | Incremental Winter Peak Savings (MW) | Achievable Economic TRC Potential | 0 | 0 | 0 | 0 | 0 | 0 | 0 | 0 | 0 | 0 | 0 | 0 | 0 | 0 | 0 | 0 | 0 | 0 | 0 | 0 | 0 | 0 | 0 | 0 | 0 | 0 | 0 | 0 | 0 | 0 | 0
F7_Industrial_Instruments_Existing_Space Heating_Natural Gas_Condensing RTU_A_Achievable Economic TRC Potential | F7 | Industrial | Instruments | Existing | Space Heating | Natural Gas | Condensing RTU | A | Cumulative Energy Savings (MWh or mTherms) | Achievable Economic TRC Potential | 0 | 0 | 0 | 0 | 0 | 0 | 0 | 0 | 0 | 0 | 0 | 0 | 0 | 0 | 0 | 0 | 0 | 0 | 0 | 0 | 0 | 0 | 0 | 0 | 0 | 0 | 0 | 0 | 0 | 0 | 0
F8_Industrial_Instruments_Existing_Space Heating_Natural Gas_Condensing RTU_A_Achievable Economic TRC Potential | F8 | Industrial | Instruments | Existing | Space Heating | Natural Gas | Condensing RTU | A | Cumulative Summer Peak Savings (MW) | Achievable Economic TRC Potential | 0 | 0 | 0 | 0 | 0 | 0 | 0 | 0 | 0 | 0 | 0 | 0 | 0 | 0 | 0 | 0 | 0 | 0 | 0 | 0 | 0 | 0 | 0 | 0 | 0 | 0 | 0 | 0 | 0 | 0 | 0
F9_Industrial_Instruments_Existing_Space Heating_Natural Gas_Condensing RTU_A_Achievable Economic TRC Potential | F9 | Industrial | Instruments | Existing | Space Heating | Natural Gas | Condensing RTU | A | Cumulative Winter Peak Savings (MW) | Achievable Economic TRC Potential | 0 | 0 | 0 | 0 | 0 | 0 | 0 | 0 | 0 | 0 | 0 | 0 | 0 | 0 | 0 | 0 | 0 | 0 | 0 | 0 | 0 | 0 | 0 | 0 | 0 | 0 | 0 | 0 | 0 | 0 | 0
F10_Industrial_Instruments_Existing_Space Heating_Natural Gas_Condensing RTU_A_Achievable Economic TRC Potential | F10 | Industrial | Instruments | Existing | Space Heating | Natural Gas | Condensing RTU | A | Purchases (Incremental) | Achievable Economic TRC Potential | 0 | 0 | 0 | 0 | 0 | 0 | 0 | 0 | 0 | 0 | 0 | 0 | 0 | 0 | 0 | 0 | 0 | 0 | 0 | 0 | 0 | 0 | 0 | 0 | 0 | 0 | 0 | 0 | 0 | 0 | 0
F11_Industrial_Instruments_Existing_Space Heating_Natural Gas_Condensing RTU_A_Achievable Economic TRC Potential | F11 | Industrial | Instruments | Existing | Space Heating | Natural Gas | Condensing RTU | A | Purchases (Cumulative) | Achievable Economic TRC Potential | 0 | 0 | 0 | 0 | 0 | 0 | 0 | 0 | 0 | 0 | 0 | 0 | 0 | 0 | 0 | 0 | 0 | 0 | 0 | 0 | 0 | 0 | 0 | 0 | 0 | 0 | 0 | 0 | 0 | 0 | 0
F1_Industrial_Instruments_New_Space Heating_Natural Gas_Condensing RTU_A_Achievable Economic TRC Potential | F1 | Industrial | Instruments | New | Space Heating | Natural Gas | Condensing RTU | A | Integrated Unit Energy Savings (kWh or therms) | Achievable Economic TRC Potential | 0 | 0 | 0 | 0 | 0 | 0 | 0 | 0 | 0 | 0 | 0 | 0 | 0 | 0 | 0 | 0 | 0 | 0 | 0 | 0 | 0 | 0 | 0 | 0 | 0 | 0 | 0 | 0 | 0 | 0 | 0
F2_Industrial_Instruments_New_Space Heating_Natural Gas_Condensing RTU_A_Achievable Economic TRC Potential | F2 | Industrial | Instruments | New | Space Heating | Natural Gas | Condensing RTU | A | Integrated Unit Summer Peak Savings (kW) | Achievable Economic TRC Potential | 0 | 0 | 0 | 0 | 0 | 0 | 0 | 0 | 0 | 0 | 0 | 0 | 0 | 0 | 0 | 0 | 0 | 0 | 0 | 0 | 0 | 0 | 0 | 0 | 0 | 0 | 0 | 0 | 0 | 0 | 0
F3_Industrial_Instruments_New_Space Heating_Natural Gas_Condensing RTU_A_Achievable Economic TRC Potential | F3 | Industrial | Instruments | New | Space Heating | Natural Gas | Condensing RTU | A | Integrated Unit Winter Peak Savings (kW) | Achievable Economic TRC Potential | 0 | 0 | 0 | 0 | 0 | 0 | 0 | 0 | 0 | 0 | 0 | 0 | 0 | 0 | 0 | 0 | 0 | 0 | 0 | 0 | 0 | 0 | 0 | 0 | 0 | 0 | 0 | 0 | 0 | 0 | 0
F4_Industrial_Instruments_New_Space Heating_Natural Gas_Condensing RTU_A_Achievable Economic TRC Potential | F4 | Industrial | Instruments | New | Space Heating | Natural Gas | Condensing RTU | A | Incremental Energy Savings (MWh or mTherms) | Achievable Economic TRC Potential | 0 | 0 | 0 | 0 | 0 | 0 | 0 | 0 | 0 | 0 | 0 | 0 | 0 | 0 | 0 | 0 | 0 | 0 | 0 | 0 | 0 | 0 | 0 | 0 | 0 | 0 | 0 | 0 | 0 | 0 | 0
F5_Industrial_Instruments_New_Space Heating_Natural Gas_Condensing RTU_A_Achievable Economic TRC Potential | F5 | Industrial | Instruments | New | Space Heating | Natural Gas | Condensing RTU | A | Incremental Summer Peak Savings (MW) | Achievable Economic TRC Potential | 0 | 0 | 0 | 0 | 0 | 0 | 0 | 0 | 0 | 0 | 0 | 0 | 0 | 0 | 0 | 0 | 0 | 0 | 0 | 0 | 0 | 0 | 0 | 0 | 0 | 0 | 0 | 0 | 0 | 0 | 0
F6_Industrial_Instruments_New_Space Heating_Natural Gas_Condensing RTU_A_Achievable Economic TRC Potential | F6 | Industrial | Instruments | New | Space Heating | Natural Gas | Condensing RTU | A | Incremental Winter Peak Savings (MW) | Achievable Economic TRC Potential | 0 | 0 | 0 | 0 | 0 | 0 | 0 | 0 | 0 | 0 | 0 | 0 | 0 | 0 | 0 | 0 | 0 | 0 | 0 | 0 | 0 | 0 | 0 | 0 | 0 | 0 | 0 | 0 | 0 | 0 | 0
F7_Industrial_Instruments_New_Space Heating_Natural Gas_Condensing RTU_A_Achievable Economic TRC Potential | F7 | Industrial | Instruments | New | Space Heating | Natural Gas | Condensing RTU | A | Cumulative Energy Savings (MWh or mTherms) | Achievable Economic TRC Potential | 0 | 0 | 0 | 0 | 0 | 0 | 0 | 0 | 0 | 0 | 0 | 0 | 0 | 0 | 0 | 0 | 0 | 0 | 0 | 0 | 0 | 0 | 0 | 0 | 0 | 0 | 0 | 0 | 0 | 0 | 0
F8_Industrial_Instruments_New_Space Heating_Natural Gas_Condensing RTU_A_Achievable Economic TRC Potential | F8 | Industrial | Instruments | New | Space Heating | Natural Gas | Condensing RTU | A | Cumulative Summer Peak Savings (MW) | Achievable Economic TRC Potential | 0 | 0 | 0 | 0 | 0 | 0 | 0 | 0 | 0 | 0 | 0 | 0 | 0 | 0 | 0 | 0 | 0 | 0 | 0 | 0 | 0 | 0 | 0 | 0 | 0 | 0 | 0 | 0 | 0 | 0 | 0
F9_Industrial_Instruments_New_Space Heating_Natural Gas_Condensing RTU_A_Achievable Economic TRC Potential | F9 | Industrial | Instruments | New | Space Heating | Natural Gas | Condensing RTU | A | Cumulative Winter Peak Savings (MW) | Achievable Economic TRC Potential | 0 | 0 | 0 | 0 | 0 | 0 | 0 | 0 | 0 | 0 | 0 | 0 | 0 | 0 | 0 | 0 | 0 | 0 | 0 | 0 | 0 | 0 | 0 | 0 | 0 | 0 | 0 | 0 | 0 | 0 | 0
F10_Industrial_Instruments_New_Space Heating_Natural Gas_Condensing RTU_A_Achievable Economic TRC Potential | F10 | Industrial | Instruments | New | Space Heating | Natural Gas | Condensing RTU | A | Purchases (Incremental) | Achievable Economic TRC Potential | 0 | 0 | 0 | 0 | 0 | 0 | 0 | 0 | 0 | 0 | 0 | 0 | 0 | 0 | 0 | 0 | 0 | 0 | 0 | 0 | 0 | 0 | 0 | 0 | 0 | 0 | 0 | 0 | 0 | 0 | 0
F11_Industrial_Instruments_New_Space Heating_Natural Gas_Condensing RTU_A_Achievable Economic TRC Potential | F11 | Industrial | Instruments | New | Space Heating | Natural Gas | Condensing RTU | A | Purchases (Cumulative) | Achievable Economic TRC Potential | 0 | 0 | 0 | 0 | 0 | 0 | 0 | 0 | 0 | 0 | 0 | 0 | 0 | 0 | 0 | 0 | 0 | 0 | 0 | 0 | 0 | 0 | 0 | 0 | 0 | 0 | 0 | 0 | 0 | 0 | 0
F1_Industrial_Wood and Lumber Products_Existing_Space Heating_Natural Gas_Condensing RTU_A_Achievable Economic TRC Potential | F1 | Industrial | Wood and Lumber Products | Existing | Space Heating | Natural Gas | Condensing RTU | A | Integrated Unit Energy Savings (kWh or therms) | Achievable Economic TRC Potential | 0 | 0 | 0 | 0 | 0 | 10.5177 | 10.4196 | 10.2941 | 10.1644 | 10.0311 | 9.8972 | 9.7615 | 9.6299 | 9.5009 | 9.3668 | 9.2437 | 9.1242 | 9.0111 | 8.9037 | 8.7991 | 8.6988 | 8.5993 | 8.5035 | 8.4131 | 8.3273 | 8.2475 | 8.1767 | 8.1102 | 8.4496 | 8.3975 | 8.3487
F2_Industrial_Wood and Lumber Products_Existing_Space Heating_Natural Gas_Condensing RTU_A_Achievable Economic TRC Potential | F2 | Industrial | Wood and Lumber Products | Existing | Space Heating | Natural Gas | Condensing RTU | A | Integrated Unit Summer Peak Savings (kW) | Achievable Economic TRC Potential | 0 | 0 | 0 | 0 | 0 | 0 | 0 | 0 | 0 | 0 | 0 | 0 | 0 | 0 | 0 | 0 | 0 | 0 | 0 | 0 | 0 | 0 | 0 | 0 | 0 | 0 | 0 | 0 | 0 | 0 | 0
F3_Industrial_Wood and Lumber Products_Existing_Space Heating_Natural Gas_Condensing RTU_A_Achievable Economic TRC Potential | F3 | Industrial | Wood and Lumber Products | Existing | Space Heating | Natural Gas | Condensing RTU | A | Integrated Unit Winter Peak Savings (kW) | Achievable Economic TRC Potential | 0 | 0 | 0 | 0 | 0 | 0 | 0 | 0 | 0 | 0 | 0 | 0 | 0 | 0 | 0 | 0 | 0 | 0 | 0 | 0 | 0 | 0 | 0 | 0 | 0 | 0 | 0 | 0 | 0 | 0 | 0
F4_Industrial_Wood and Lumber Products_Existing_Space Heating_Natural Gas_Condensing RTU_A_Achievable Economic TRC Potential | F4 | Industrial | Wood and Lumber Products | Existing | Space Heating | Natural Gas | Condensing RTU | A | Incremental Energy Savings (MWh or mTherms) | Achievable Economic TRC Potential | 0 | 0 | 0 | 0 | 0 | 0 | 0 | 0 | 0 | 0 | 0 | 0 | 0 | 0 | 0 | 0 | 0 | 0 | 0 | 0 | 0 | 0 | 0 | 0 | 0 | 0 | 0 | 0 | 0 | 0 | 0
F5_Industrial_Wood and Lumber Products_Existing_Space Heating_Natural Gas_Condensing RTU_A_Achievable Economic TRC Potential | F5 | Industrial | Wood and Lumber Products | Existing | Space Heating | Natural Gas | Condensing RTU | A | Incremental Summer Peak Savings (MW) | Achievable Economic TRC Potential | 0 | 0 | 0 | 0 | 0 | 0 | 0 | 0 | 0 | 0 | 0 | 0 | 0 | 0 | 0 | 0 | 0 | 0 | 0 | 0 | 0 | 0 | 0 | 0 | 0 | 0 | 0 | 0 | 0 | 0 | 0
F6_Industrial_Wood and Lumber Products_Existing_Space Heating_Natural Gas_Condensing RTU_A_Achievable Economic TRC Potential | F6 | Industrial | Wood and Lumber Products | Existing | Space Heating | Natural Gas | Condensing RTU | A | Incremental Winter Peak Savings (MW) | Achievable Economic TRC Potential | 0 | 0 | 0 | 0 | 0 | 0 | 0 | 0 | 0 | 0 | 0 | 0 | 0 | 0 | 0 | 0 | 0 | 0 | 0 | 0 | 0 | 0 | 0 | 0 | 0 | 0 | 0 | 0 | 0 | 0 | 0
F7_Industrial_Wood and Lumber Products_Existing_Space Heating_Natural Gas_Condensing RTU_A_Achievable Economic TRC Potential | F7 | Industrial | Wood and Lumber Products | Existing | Space Heating | Natural Gas | Condensing RTU | A | Cumulative Energy Savings (MWh or mTherms) | Achievable Economic TRC Potential | 0 | 0 | 0 | 0 | 0 | 0 | 0 | 0 | 0 | 0 | 0 | 0 | 0 | 0 | 0 | 0 | 0 | 0 | 0 | 0 | 0 | 0 | 0 | 0 | 0 | 0 | 0 | 0 | 0 | 0 | 0
F8_Industrial_Wood and Lumber Products_Existing_Space Heating_Natural Gas_Condensing RTU_A_Achievable Economic TRC Potential | F8 | Industrial | Wood and Lumber Products | Existing | Space Heating | Natural Gas | Condensing RTU | A | Cumulative Summer Peak Savings (MW) | Achievable Economic TRC Potential | 0 | 0 | 0 | 0 | 0 | 0 | 0 | 0 | 0 | 0 | 0 | 0 | 0 | 0 | 0 | 0 | 0 | 0 | 0 | 0 | 0 | 0 | 0 | 0 | 0 | 0 | 0 | 0 | 0 | 0 | 0
F9_Industrial_Wood and Lumber Products_Existing_Space Heating_Natural Gas_Condensing RTU_A_Achievable Economic TRC Potential | F9 | Industrial | Wood and Lumber Products | Existing | Space Heating | Natural Gas | Condensing RTU | A | Cumulative Winter Peak Savings (MW) | Achievable Economic TRC Potential | 0 | 0 | 0 | 0 | 0 | 0 | 0 | 0 | 0 | 0 | 0 | 0 | 0 | 0 | 0 | 0 | 0 | 0 | 0 | 0 | 0 | 0 | 0 | 0 | 0 | 0 | 0 | 0 | 0 | 0 | 0
F10_Industrial_Wood and Lumber Products_Existing_Space Heating_Natural Gas_Condensing RTU_A_Achievable Economic TRC Potential | F10 | Industrial | Wood and Lumber Products | Existing | Space Heating | Natural Gas | Condensing RTU | A | Purchases (Incremental) | Achievable Economic TRC Potential | 0 | 0 | 0 | 0 | 0 | 0 | 0 | 0 | 0 | 0 | 0 | 0 | 0 | 0 | 0 | 0 | 0 | 0 | 0 | 0 | 0 | 0 | 0 | 0 | 0 | 0 | 0 | 0 | 0 | 0 | 0
F11_Industrial_Wood and Lumber Products_Existing_Space Heating_Natural Gas_Condensing RTU_A_Achievable Economic TRC Potential | F11 | Industrial | Wood and Lumber Products | Existing | Space Heating | Natural Gas | Condensing RTU | A | Purchases (Cumulative) | Achievable Economic TRC Potential | 0 | 0 | 0 | 0 | 0 | 0 | 0 | 0 | 0 | 0 | 0 | 0 | 0 | 0 | 0 | 0 | 0 | 0 | 0 | 0 | 0 | 0 | 0 | 0 | 0 | 0 | 0 | 0 | 0 | 0 | 0
F1_Industrial_Wood and Lumber Products_New_Space Heating_Natural Gas_Condensing RTU_A_Achievable Economic TRC Potential | F1 | Industrial | Wood and Lumber Products | New | Space Heating | Natural Gas | Condensing RTU | A | Integrated Unit Energy Savings (kWh or therms) | Achievable Economic TRC Potential | 0 | 0 | 0 | 0 | 0 | 0 | 0 | 0 | 0 | 0 | 0 | 0 | 0 | 0 | 0 | 0 | 0 | 0 | 0 | 0 | 0 | 0 | 0 | 0 | 0 | 0 | 0 | 0 | 0 | 0 | 0
F2_Industrial_Wood and Lumber Products_New_Space Heating_Natural Gas_Condensing RTU_A_Achievable Economic TRC Potential | F2 | Industrial | Wood and Lumber Products | New | Space Heating | Natural Gas | Condensing RTU | A | Integrated Unit Summer Peak Savings (kW) | Achievable Economic TRC Potential | 0 | 0 | 0 | 0 | 0 | 0 | 0 | 0 | 0 | 0 | 0 | 0 | 0 | 0 | 0 | 0 | 0 | 0 | 0 | 0 | 0 | 0 | 0 | 0 | 0 | 0 | 0 | 0 | 0 | 0 | 0
F3_Industrial_Wood and Lumber Products_New_Space Heating_Natural Gas_Condensing RTU_A_Achievable Economic TRC Potential | F3 | Industrial | Wood and Lumber Products | New | Space Heating | Natural Gas | Condensing RTU | A | Integrated Unit Winter Peak Savings (kW) | Achievable Economic TRC Potential | 0 | 0 | 0 | 0 | 0 | 0 | 0 | 0 | 0 | 0 | 0 | 0 | 0 | 0 | 0 | 0 | 0 | 0 | 0 | 0 | 0 | 0 | 0 | 0 | 0 | 0 | 0 | 0 | 0 | 0 | 0
F4_Industrial_Wood and Lumber Products_New_Space Heating_Natural Gas_Condensing RTU_A_Achievable Economic TRC Potential | F4 | Industrial | Wood and Lumber Products | New | Space Heating | Natural Gas | Condensing RTU | A | Incremental Energy Savings (MWh or mTherms) | Achievable Economic TRC Potential | 0 | 0 | 0 | 0 | 0 | 0 | 0 | 0 | 0 | 0 | 0 | 0 | 0 | 0 | 0 | 0 | 0 | 0 | 0 | 0 | 0 | 0 | 0 | 0 | 0 | 0 | 0 | 0 | 0 | 0 | 0
F5_Industrial_Wood and Lumber Products_New_Space Heating_Natural Gas_Condensing RTU_A_Achievable Economic TRC Potential | F5 | Industrial | Wood and Lumber Products | New | Space Heating | Natural Gas | Condensing RTU | A | Incremental Summer Peak Savings (MW) | Achievable Economic TRC Potential | 0 | 0 | 0 | 0 | 0 | 0 | 0 | 0 | 0 | 0 | 0 | 0 | 0 | 0 | 0 | 0 | 0 | 0 | 0 | 0 | 0 | 0 | 0 | 0 | 0 | 0 | 0 | 0 | 0 | 0 | 0
F6_Industrial_Wood and Lumber Products_New_Space Heating_Natural Gas_Condensing RTU_A_Achievable Economic TRC Potential | F6 | Industrial | Wood and Lumber Products | New | Space Heating | Natural Gas | Condensing RTU | A | Incremental Winter Peak Savings (MW) | Achievable Economic TRC Potential | 0 | 0 | 0 | 0 | 0 | 0 | 0 | 0 | 0 | 0 | 0 | 0 | 0 | 0 | 0 | 0 | 0 | 0 | 0 | 0 | 0 | 0 | 0 | 0 | 0 | 0 | 0 | 0 | 0 | 0 | 0
F7_Industrial_Wood and Lumber Products_New_Space Heating_Natural Gas_Condensing RTU_A_Achievable Economic TRC Potential | F7 | Industrial | Wood and Lumber Products | New | Space Heating | Natural Gas | Condensing RTU | A | Cumulative Energy Savings (MWh or mTherms) | Achievable Economic TRC Potential | 0 | 0 | 0 | 0 | 0 | 0 | 0 | 0 | 0 | 0 | 0 | 0 | 0 | 0 | 0 | 0 | 0 | 0 | 0 | 0 | 0 | 0 | 0 | 0 | 0 | 0 | 0 | 0 | 0 | 0 | 0
F8_Industrial_Wood and Lumber Products_New_Space Heating_Natural Gas_Condensing RTU_A_Achievable Economic TRC Potential | F8 | Industrial | Wood and Lumber Products | New | Space Heating | Natural Gas | Condensing RTU | A | Cumulative Summer Peak Savings (MW) | Achievable Economic TRC Potential | 0 | 0 | 0 | 0 | 0 | 0 | 0 | 0 | 0 | 0 | 0 | 0 | 0 | 0 | 0 | 0 | 0 | 0 | 0 | 0 | 0 | 0 | 0 | 0 | 0 | 0 | 0 | 0 | 0 | 0 | 0
F9_Industrial_Wood and Lumber Products_New_Space Heating_Natural Gas_Condensing RTU_A_Achievable Economic TRC Potential | F9 | Industrial | Wood and Lumber Products | New | Space Heating | Natural Gas | Condensing RTU | A | Cumulative Winter Peak Savings (MW) | Achievable Economic TRC Potential | 0 | 0 | 0 | 0 | 0 | 0 | 0 | 0 | 0 | 0 | 0 | 0 | 0 | 0 | 0 | 0 | 0 | 0 | 0 | 0 | 0 | 0 | 0 | 0 | 0 | 0 | 0 | 0 | 0 | 0 | 0
F10_Industrial_Wood and Lumber Products_New_Space Heating_Natural Gas_Condensing RTU_A_Achievable Economic TRC Potential | F10 | Industrial | Wood and Lumber Products | New | Space Heating | Natural Gas | Condensing RTU | A | Purchases (Incremental) | Achievable Economic TRC Potential | 0 | 0 | 0 | 0 | 0 | 0 | 0 | 0 | 0 | 0 | 0 | 0 | 0 | 0 | 0 | 0 | 0 | 0 | 0 | 0 | 0 | 0 | 0 | 0 | 0 | 0 | 0 | 0 | 0 | 0 | 0
F11_Industrial_Wood and Lumber Products_New_Space Heating_Natural Gas_Condensing RTU_A_Achievable Economic TRC Potential | F11 | Industrial | Wood and Lumber Products | New | Space Heating | Natural Gas | Condensing RTU | A | Purchases (Cumulative) | Achievable Economic TRC Potential | 0 | 0 | 0 | 0 | 0 | 0 | 0 | 0 | 0 | 0 | 0 | 0 | 0 | 0 | 0 | 0 | 0 | 0 | 0 | 0 | 0 | 0 | 0 | 0 | 0 | 0 | 0 | 0 | 0 | 0 | 0
F1_Industrial_Other Industrial_Existing_Space Heating_Natural Gas_Condensing RTU_A_Achievable Economic TRC Potential | F1 | Industrial | Other Industrial | Existing | Space Heating | Natural Gas | Condensing RTU | A | Integrated Unit Energy Savings (kWh or therms) | Achievable Economic TRC Potential | 0 | 0 | 0 | 0 | 0 | 6.0004 | 5.9444 | 5.8728 | 5.7988 | 5.7227 | 5.6464 | 5.569 | 5.4939 | 5.4203 | 5.3438 | 5.2735 | 5.2054 | 5.1409 | 5.0796 | 5.0199 | 4.9627 | 4.9059 | 4.8513 | 4.7997 | 4.7507 | 4.7052 | 4.6648 | 4.6269 | 4.8205 | 4.7908 | 4.7629
F2_Industrial_Other Industrial_Existing_Space Heating_Natural Gas_Condensing RTU_A_Achievable Economic TRC Potential | F2 | Industrial | Other Industrial | Existing | Space Heating | Natural Gas | Condensing RTU | A | Integrated Unit Summer Peak Savings (kW) | Achievable Economic TRC Potential | 0 | 0 | 0 | 0 | 0 | 0 | 0 | 0 | 0 | 0 | 0 | 0 | 0 | 0 | 0 | 0 | 0 | 0 | 0 | 0 | 0 | 0 | 0 | 0 | 0 | 0 | 0 | 0 | 0 | 0 | 0
F3_Industrial_Other Industrial_Existing_Space Heating_Natural Gas_Condensing RTU_A_Achievable Economic TRC Potential | F3 | Industrial | Other Industrial | Existing | Space Heating | Natural Gas | Condensing RTU | A | Integrated Unit Winter Peak Savings (kW) | Achievable Economic TRC Potential | 0 | 0 | 0 | 0 | 0 | 0 | 0 | 0 | 0 | 0 | 0 | 0 | 0 | 0 | 0 | 0 | 0 | 0 | 0 | 0 | 0 | 0 | 0 | 0 | 0 | 0 | 0 | 0 | 0 | 0 | 0
F4_Industrial_Other Industrial_Existing_Space Heating_Natural Gas_Condensing RTU_A_Achievable Economic TRC Potential | F4 | Industrial | Other Industrial | Existing | Space Heating | Natural Gas | Condensing RTU | A | Incremental Energy Savings (MWh or mTherms) | Achievable Economic TRC Potential | 0 | 0 | 0 | 0 | 0 | 0 | 0 | 0 | 0 | 0 | 0 | 0 | 0 | 0 | 0 | 0 | 0 | 0 | 0 | 0 | 0 | 0 | 0 | 0 | 0 | 0 | 0 | 0 | 0 | 0 | 0
F5_Industrial_Other Industrial_Existing_Space Heating_Natural Gas_Condensing RTU_A_Achievable Economic TRC Potential | F5 | Industrial | Other Industrial | Existing | Space Heating | Natural Gas | Condensing RTU | A | Incremental Summer Peak Savings (MW) | Achievable Economic TRC Potential | 0 | 0 | 0 | 0 | 0 | 0 | 0 | 0 | 0 | 0 | 0 | 0 | 0 | 0 | 0 | 0 | 0 | 0 | 0 | 0 | 0 | 0 | 0 | 0 | 0 | 0 | 0 | 0 | 0 | 0 | 0
F6_Industrial_Other Industrial_Existing_Space Heating_Natural Gas_Condensing RTU_A_Achievable Economic TRC Potential | F6 | Industrial | Other Industrial | Existing | Space Heating | Natural Gas | Condensing RTU | A | Incremental Winter Peak Savings (MW) | Achievable Economic TRC Potential | 0 | 0 | 0 | 0 | 0 | 0 | 0 | 0 | 0 | 0 | 0 | 0 | 0 | 0 | 0 | 0 | 0 | 0 | 0 | 0 | 0 | 0 | 0 | 0 | 0 | 0 | 0 | 0 | 0 | 0 | 0
F7_Industrial_Other Industrial_Existing_Space Heating_Natural Gas_Condensing RTU_A_Achievable Economic TRC Potential | F7 | Industrial | Other Industrial | Existing | Space Heating | Natural Gas | Condensing RTU | A | Cumulative Energy Savings (MWh or mTherms) | Achievable Economic TRC Potential | 0 | 0 | 0 | 0 | 0 | 0 | 0 | 0 | 0 | 0 | 0 | 0 | 0 | 0 | 0 | 0 | 0 | 0 | 0 | 0 | 0 | 0 | 0 | 0 | 0 | 0 | 0 | 0 | 0 | 0 | 0
F8_Industrial_Other Industrial_Existing_Space Heating_Natural Gas_Condensing RTU_A_Achievable Economic TRC Potential | F8 | Industrial | Other Industrial | Existing | Space Heating | Natural Gas | Condensing RTU | A | Cumulative Summer Peak Savings (MW) | Achievable Economic TRC Potential | 0 | 0 | 0 | 0 | 0 | 0 | 0 | 0 | 0 | 0 | 0 | 0 | 0 | 0 | 0 | 0 | 0 | 0 | 0 | 0 | 0 | 0 | 0 | 0 | 0 | 0 | 0 | 0 | 0 | 0 | 0
F9_Industrial_Other Industrial_Existing_Space Heating_Natural Gas_Condensing RTU_A_Achievable Economic TRC Potential | F9 | Industrial | Other Industrial | Existing | Space Heating | Natural Gas | Condensing RTU | A | Cumulative Winter Peak Savings (MW) | Achievable Economic TRC Potential | 0 | 0 | 0 | 0 | 0 | 0 | 0 | 0 | 0 | 0 | 0 | 0 | 0 | 0 | 0 | 0 | 0 | 0 | 0 | 0 | 0 | 0 | 0 | 0 | 0 | 0 | 0 | 0 | 0 | 0 | 0
F10_Industrial_Other Industrial_Existing_Space Heating_Natural Gas_Condensing RTU_A_Achievable Economic TRC Potential | F10 | Industrial | Other Industrial | Existing | Space Heating | Natural Gas | Condensing RTU | A | Purchases (Incremental) | Achievable Economic TRC Potential | 0 | 0 | 0 | 0 | 0 | 0 | 0 | 0 | 0 | 0 | 0 | 0 | 0 | 0 | 0 | 0 | 0 | 0 | 0 | 0 | 0 | 0 | 0 | 0 | 0 | 0 | 0 | 0 | 0 | 0 | 0
F11_Industrial_Other Industrial_Existing_Space Heating_Natural Gas_Condensing RTU_A_Achievable Economic TRC Potential | F11 | Industrial | Other Industrial | Existing | Space Heating | Natural Gas | Condensing RTU | A | Purchases (Cumulative) | Achievable Economic TRC Potential | 0 | 0 | 0 | 0 | 0 | 0 | 0 | 0 | 0 | 0 | 0 | 0 | 0 | 0 | 0 | 0 | 0 | 0 | 0 | 0 | 0 | 0 | 0 | 0 | 0 | 0 | 0 | 0 | 0 | 0 | 0
F1_Industrial_Other Industrial_New_Space Heating_Natural Gas_Condensing RTU_A_Achievable Economic TRC Potential | F1 | Industrial | Other Industrial | New | Space Heating | Natural Gas | Condensing RTU | A | Integrated Unit Energy Savings (kWh or therms) | Achievable Economic TRC Potential | 0 | 0 | 0 | 0 | 0 | 0 | 0 | 0 | 0 | 0 | 0 | 0 | 0 | 0 | 0 | 0 | 0 | 0 | 0 | 0 | 0 | 0 | 0 | 0 | 0 | 0 | 0 | 0 | 0 | 0 | 0
F2_Industrial_Other Industrial_New_Space Heating_Natural Gas_Condensing RTU_A_Achievable Economic TRC Potential | F2 | Industrial | Other Industrial | New | Space Heating | Natural Gas | Condensing RTU | A | Integrated Unit Summer Peak Savings (kW) | Achievable Economic TRC Potential | 0 | 0 | 0 | 0 | 0 | 0 | 0 | 0 | 0 | 0 | 0 | 0 | 0 | 0 | 0 | 0 | 0 | 0 | 0 | 0 | 0 | 0 | 0 | 0 | 0 | 0 | 0 | 0 | 0 | 0 | 0
F3_Industrial_Other Industrial_New_Space Heating_Natural Gas_Condensing RTU_A_Achievable Economic TRC Potential | F3 | Industrial | Other Industrial | New | Space Heating | Natural Gas | Condensing RTU | A | Integrated Unit Winter Peak Savings (kW) | Achievable Economic TRC Potential | 0 | 0 | 0 | 0 | 0 | 0 | 0 | 0 | 0 | 0 | 0 | 0 | 0 | 0 | 0 | 0 | 0 | 0 | 0 | 0 | 0 | 0 | 0 | 0 | 0 | 0 | 0 | 0 | 0 | 0 | 0
F4_Industrial_Other Industrial_New_Space Heating_Natural Gas_Condensing RTU_A_Achievable Economic TRC Potential | F4 | Industrial | Other Industrial | New | Space Heating | Natural Gas | Condensing RTU | A | Incremental Energy Savings (MWh or mTherms) | Achievable Economic TRC Potential | 0 | 0 | 0 | 0 | 0 | 0 | 0 | 0 | 0 | 0 | 0 | 0 | 0 | 0 | 0 | 0 | 0 | 0 | 0 | 0 | 0 | 0 | 0 | 0 | 0 | 0 | 0 | 0 | 0 | 0 | 0
F5_Industrial_Other Industrial_New_Space Heating_Natural Gas_Condensing RTU_A_Achievable Economic TRC Potential | F5 | Industrial | Other Industrial | New | Space Heating | Natural Gas | Condensing RTU | A | Incremental Summer Peak Savings (MW) | Achievable Economic TRC Potential | 0 | 0 | 0 | 0 | 0 | 0 | 0 | 0 | 0 | 0 | 0 | 0 | 0 | 0 | 0 | 0 | 0 | 0 | 0 | 0 | 0 | 0 | 0 | 0 | 0 | 0 | 0 | 0 | 0 | 0 | 0
F6_Industrial_Other Industrial_New_Space Heating_Natural Gas_Condensing RTU_A_Achievable Economic TRC Potential | F6 | Industrial | Other Industrial | New | Space Heating | Natural Gas | Condensing RTU | A | Incremental Winter Peak Savings (MW) | Achievable Economic TRC Potential | 0 | 0 | 0 | 0 | 0 | 0 | 0 | 0 | 0 | 0 | 0 | 0 | 0 | 0 | 0 | 0 | 0 | 0 | 0 | 0 | 0 | 0 | 0 | 0 | 0 | 0 | 0 | 0 | 0 | 0 | 0
F7_Industrial_Other Industrial_New_Space Heating_Natural Gas_Condensing RTU_A_Achievable Economic TRC Potential | F7 | Industrial | Other Industrial | New | Space Heating | Natural Gas | Condensing RTU | A | Cumulative Energy Savings (MWh or mTherms) | Achievable Economic TRC Potential | 0 | 0 | 0 | 0 | 0 | 0 | 0 | 0 | 0 | 0 | 0 | 0 | 0 | 0 | 0 | 0 | 0 | 0 | 0 | 0 | 0 | 0 | 0 | 0 | 0 | 0 | 0 | 0 | 0 | 0 | 0
F8_Industrial_Other Industrial_New_Space Heating_Natural Gas_Condensing RTU_A_Achievable Economic TRC Potential | F8 | Industrial | Other Industrial | New | Space Heating | Natural Gas | Condensing RTU | A | Cumulative Summer Peak Savings (MW) | Achievable Economic TRC Potential | 0 | 0 | 0 | 0 | 0 | 0 | 0 | 0 | 0 | 0 | 0 | 0 | 0 | 0 | 0 | 0 | 0 | 0 | 0 | 0 | 0 | 0 | 0 | 0 | 0 | 0 | 0 | 0 | 0 | 0 | 0
F9_Industrial_Other Industrial_New_Space Heating_Natural Gas_Condensing RTU_A_Achievable Economic TRC Potential | F9 | Industrial | Other Industrial | New | Space Heating | Natural Gas | Condensing RTU | A | Cumulative Winter Peak Savings (MW) | Achievable Economic TRC Potential | 0 | 0 | 0 | 0 | 0 | 0 | 0 | 0 | 0 | 0 | 0 | 0 | 0 | 0 | 0 | 0 | 0 | 0 | 0 | 0 | 0 | 0 | 0 | 0 | 0 | 0 | 0 | 0 | 0 | 0 | 0
F10_Industrial_Other Industrial_New_Space Heating_Natural Gas_Condensing RTU_A_Achievable Economic TRC Potential | F10 | Industrial | Other Industrial | New | Space Heating | Natural Gas | Condensing RTU | A | Purchases (Incremental) | Achievable Economic TRC Potential | 0 | 0 | 0 | 0 | 0 | 0 | 0 | 0 | 0 | 0 | 0 | 0 | 0 | 0 | 0 | 0 | 0 | 0 | 0 | 0 | 0 | 0 | 0 | 0 | 0 | 0 | 0 | 0 | 0 | 0 | 0
F11_Industrial_Other Industrial_New_Space Heating_Natural Gas_Condensing RTU_A_Achievable Economic TRC Potential | F11 | Industrial | Other Industrial | New | Space Heating | Natural Gas | Condensing RTU | A | Purchases (Cumulative) | Achievable Economic TRC Potential | 0 | 0 | 0 | 0 | 0 | 0 | 0 | 0 | 0 | 0 | 0 | 0 | 0 | 0 | 0 | 0 | 0 | 0 | 0 | 0 | 0 | 0 | 0 | 0 | 0 | 0 | 0 | 0 | 0 | 0 | 0
F1_Industrial_Food Products_Existing_Space Heating_Natural Gas_Furnace_A_Achievable Economic UCT Potential | F1 | Industrial | Food Products | Existing | Space Heating | Natural Gas | Furnace | A | Integrated Unit Energy Savings (kWh or therms) | Achievable Economic UCT Potential | 0 | 505.0924 | 505.0924 | 505.0924 | 505.0924 | 138.7616 | 138.7616 | 138.7616 | 138.7616 | 138.7616 | 138.7616 | 138.7616 | 138.7616 | 138.7616 | 138.7616 | 138.7616 | 138.7616 | 138.7616 | 138.7616 | 138.7616 | 138.7616 | 138.7616 | 138.7616 | 138.7616 | 138.7616 | 138.7616 | 138.7616 | 138.7616 | 138.7616 | 138.7616 | 138.7616
F2_Industrial_Food Products_Existing_Space Heating_Natural Gas_Furnace_A_Achievable Economic UCT Potential | F2 | Industrial | Food Products | Existing | Space Heating | Natural Gas | Furnace | A | Integrated Unit Summer Peak Savings (kW) | Achievable Economic UCT Potential | 0 | 0 | 0 | 0 | 0 | 0 | 0 | 0 | 0 | 0 | 0 | 0 | 0 | 0 | 0 | 0 | 0 | 0 | 0 | 0 | 0 | 0 | 0 | 0 | 0 | 0 | 0 | 0 | 0 | 0 | 0
F3_Industrial_Food Products_Existing_Space Heating_Natural Gas_Furnace_A_Achievable Economic UCT Potential | F3 | Industrial | Food Products | Existing | Space Heating | Natural Gas | Furnace | A | Integrated Unit Winter Peak Savings (kW) | Achievable Economic UCT Potential | 0 | 0 | 0 | 0 | 0 | 0 | 0 | 0 | 0 | 0 | 0 | 0 | 0 | 0 | 0 | 0 | 0 | 0 | 0 | 0 | 0 | 0 | 0 | 0 | 0 | 0 | 0 | 0 | 0 | 0 | 0
F4_Industrial_Food Products_Existing_Space Heating_Natural Gas_Furnace_A_Achievable Economic UCT Potential | F4 | Industrial | Food Products | Existing | Space Heating | Natural Gas | Furnace | A | Incremental Energy Savings (MWh or mTherms) | Achievable Economic UCT Potential | 0 | 0 | 0 | 0 | 0 | 0.0013982 | 0.0029116 | 0.003161 | 0.004425 | 0.0057449 | 0.0067319 | 0.0077288 | 0.0078911 | 0.007777 | 0.0085782 | 0.0074146 | 0.007209 | 0.0068684 | 0.0065173 | 0.007041 | 0.0069188 | 0.0070499 | 0.0075443 | 0.0076694 | 0.0078049 | 0.0079489 | 0.0081357 | 0.0083078 | 0.0084664 | 0.0097054 | 0.010537
F5_Industrial_Food Products_Existing_Space Heating_Natural Gas_Furnace_A_Achievable Economic UCT Potential | F5 | Industrial | Food Products | Existing | Space Heating | Natural Gas | Furnace | A | Incremental Summer Peak Savings (MW) | Achievable Economic UCT Potential | 0 | 0 | 0 | 0 | 0 | 0 | 0 | 0 | 0 | 0 | 0 | 0 | 0 | 0 | 0 | 0 | 0 | 0 | 0 | 0 | 0 | 0 | 0 | 0 | 0 | 0 | 0 | 0 | 0 | 0 | 0
F6_Industrial_Food Products_Existing_Space Heating_Natural Gas_Furnace_A_Achievable Economic UCT Potential | F6 | Industrial | Food Products | Existing | Space Heating | Natural Gas | Furnace | A | Incremental Winter Peak Savings (MW) | Achievable Economic UCT Potential | 0 | 0 | 0 | 0 | 0 | 0 | 0 | 0 | 0 | 0 | 0 | 0 | 0 | 0 | 0 | 0 | 0 | 0 | 0 | 0 | 0 | 0 | 0 | 0 | 0 | 0 | 0 | 0 | 0 | 0 | 0
F7_Industrial_Food Products_Existing_Space Heating_Natural Gas_Furnace_A_Achievable Economic UCT Potential | F7 | Industrial | Food Products | Existing | Space Heating | Natural Gas | Furnace | A | Cumulative Energy Savings (MWh or mTherms) | Achievable Economic UCT Potential | 0 | 0 | 0 | 0 | 0 | 0.0013982 | 0.0043098 | 0.0074708 | 0.011896 | 0.017641 | 0.024373 | 0.032101 | 0.039992 | 0.047769 | 0.056348 | 0.063762 | 0.070971 | 0.07784 | 0.084357 | 0.091398 | 0.098317 | 0.10537 | 0.11291 | 0.12058 | 0.12839 | 0.13633 | 0.14447 | 0.15278 | 0 | 0 | 0
F8_Industrial_Food Products_Existing_Space Heating_Natural Gas_Furnace_A_Achievable Economic UCT Potential | F8 | Industrial | Food Products | Existing | Space Heating | Natural Gas | Furnace | A | Cumulative Summer Peak Savings (MW) | Achievable Economic UCT Potential | 0 | 0 | 0 | 0 | 0 | 0 | 0 | 0 | 0 | 0 | 0 | 0 | 0 | 0 | 0 | 0 | 0 | 0 | 0 | 0 | 0 | 0 | 0 | 0 | 0 | 0 | 0 | 0 | 0 | 0 | 0
F9_Industrial_Food Products_Existing_Space Heating_Natural Gas_Furnace_A_Achievable Economic UCT Potential | F9 | Industrial | Food Products | Existing | Space Heating | Natural Gas | Furnace | A | Cumulative Winter Peak Savings (MW) | Achievable Economic UCT Potential | 0 | 0 | 0 | 0 | 0 | 0 | 0 | 0 | 0 | 0 | 0 | 0 | 0 | 0 | 0 | 0 | 0 | 0 | 0 | 0 | 0 | 0 | 0 | 0 | 0 | 0 | 0 | 0 | 0 | 0 | 0
F10_Industrial_Food Products_Existing_Space Heating_Natural Gas_Furnace_A_Achievable Economic UCT Potential | F10 | Industrial | Food Products | Existing | Space Heating | Natural Gas | Furnace | A | Purchases (Incremental) | Achievable Economic UCT Potential | 0 | 0 | 0 | 0 | 0 | 0.010076 | 0.020983 | 0.02278 | 0.031889 | 0.041401 | 0.048514 | 0.055699 | 0.056868 | 0.056046 | 0.06182 | 0.053434 | 0.051952 | 0.049498 | 0.046968 | 0.050741 | 0.049861 | 0.050806 | 0.054368 | 0.05527 | 0.056247 | 0.057285 | 0.058631 | 0.059871 | 0.061014 | 0.069943 | 0.075933
F11_Industrial_Food Products_Existing_Space Heating_Natural Gas_Furnace_A_Achievable Economic UCT Potential | F11 | Industrial | Food Products | Existing | Space Heating | Natural Gas | Furnace | A | Purchases (Cumulative) | Achievable Economic UCT Potential | 0 | 0 | 0 | 0 | 0 | 0.010076 | 0.031059 | 0.053839 | 0.085728 | 0.12713 | 0.17564 | 0.23134 | 0.28821 | 0.34426 | 0.40607 | 0.45951 | 0.51146 | 0.56096 | 0.60793 | 0.65867 | 0.70853 | 0.75934 | 0.8137 | 0.86897 | 0.92522 | 0.98251 | 1.0411 | 1.101 | 1.1284 | 1.1284 | 1.1284
F1_Industrial_Food Products_Existing_Space Heating_Natural Gas_Boiler_A_Achievable Economic UCT Potential | F1 | Industrial | Food Products | Existing | Space Heating | Natural Gas | Boiler | A | Integrated Unit Energy Savings (kWh or therms) | Achievable Economic UCT Potential | 0 | 8772.191 | 8772.191 | 8772.191 | 8772.191 | 5375.3 | 5375.3 | 5375.3 | 5375.3 | 5375.3 | 5375.3 | 5375.3 | 5375.3 | 5375.3 | 5375.3 | 5375.3 | 5375.3 | 5375.3 | 5375.3 | 5375.3 | 5375.3 | 5375.3 | 5375.3 | 792.2778 | 792.2778 | 792.2778 | 792.2778 | 792.2778 | 792.2778 | 792.2778 | 792.2778
F2_Industrial_Food Products_Existing_Space Heating_Natural Gas_Boiler_A_Achievable Economic UCT Potential | F2 | Industrial | Food Products | Existing | Space Heating | Natural Gas | Boiler | A | Integrated Unit Summer Peak Savings (kW) | Achievable Economic UCT Potential | 0 | 0 | 0 | 0 | 0 | 0 | 0 | 0 | 0 | 0 | 0 | 0 | 0 | 0 | 0 | 0 | 0 | 0 | 0 | 0 | 0 | 0 | 0 | 0 | 0 | 0 | 0 | 0 | 0 | 0 | 0
F3_Industrial_Food Products_Existing_Space Heating_Natural Gas_Boiler_A_Achievable Economic UCT Potential | F3 | Industrial | Food Products | Existing | Space Heating | Natural Gas | Boiler | A | Integrated Unit Winter Peak Savings (kW) | Achievable Economic UCT Potential | 0 | 0 | 0 | 0 | 0 | 0 | 0 | 0 | 0 | 0 | 0 | 0 | 0 | 0 | 0 | 0 | 0 | 0 | 0 | 0 | 0 | 0 | 0 | 0 | 0 | 0 | 0 | 0 | 0 | 0 | 0
F4_Industrial_Food Products_Existing_Space Heating_Natural Gas_Boiler_A_Achievable Economic UCT Potential | F4 | Industrial | Food Products | Existing | Space Heating | Natural Gas | Boiler | A | Incremental Energy Savings (MWh or mTherms) | Achievable Economic UCT Potential | 0 | 0 | 0 | 0 | 0 | 0.090173 | 0.13298 | 0.1611 | 0.18323 | 0.19811 | 0.19733 | 0.20018 | 0.2015 | 0.19927 | 0.22383 | 0.19844 | 0.1997 | 0.19829 | 0.19688 | 0.2045 | 0.19669 | 0.2101 | 0.20448 | 0.029431 | 0.030028 | 0.029424 | 0.028911 | 0.028476 | 0.028148 | 0.027896 | 0.027639
F5_Industrial_Food Products_Existing_Space Heating_Natural Gas_Boiler_A_Achievable Economic UCT Potential | F5 | Industrial | Food Products | Existing | Space Heating | Natural Gas | Boiler | A | Incremental Summer Peak Savings (MW) | Achievable Economic UCT Potential | 0 | 0 | 0 | 0 | 0 | 0 | 0 | 0 | 0 | 0 | 0 | 0 | 0 | 0 | 0 | 0 | 0 | 0 | 0 | 0 | 0 | 0 | 0 | 0 | 0 | 0 | 0 | 0 | 0 | 0 | 0
F6_Industrial_Food Products_Existing_Space Heating_Natural Gas_Boiler_A_Achievable Economic UCT Potential | F6 | Industrial | Food Products | Existing | Space Heating | Natural Gas | Boiler | A | Incremental Winter Peak Savings (MW) | Achievable Economic UCT Potential | 0 | 0 | 0 | 0 | 0 | 0 | 0 | 0 | 0 | 0 | 0 | 0 | 0 | 0 | 0 | 0 | 0 | 0 | 0 | 0 | 0 | 0 | 0 | 0 | 0 | 0 | 0 | 0 | 0 | 0 | 0
F7_Industrial_Food Products_Existing_Space Heating_Natural Gas_Boiler_A_Achievable Economic UCT Potential | F7 | Industrial | Food Products | Existing | Space Heating | Natural Gas | Boiler | A | Cumulative Energy Savings (MWh or mTherms) | Achievable Economic UCT Potential | 0 | 0 | 0 | 0 | 0 | 0.090173 | 0.22315 | 0.38425 | 0.56748 | 0.76559 | 0.96292 | 1.1631 | 1.3646 | 1.5639 | 1.7877 | 1.9861 | 2.1858 | 2.3841 | 2.581 | 2.7855 | 2.9822 | 3.1923 | 3.3968 | 3.4262 | 3.4562 | 3.4856 | 3.5146 | 3.543 | 0 | 0 | 0
F8_Industrial_Food Products_Existing_Space Heating_Natural Gas_Boiler_A_Achievable Economic UCT Potential | F8 | Industrial | Food Products | Existing | Space Heating | Natural Gas | Boiler | A | Cumulative Summer Peak Savings (MW) | Achievable Economic UCT Potential | 0 | 0 | 0 | 0 | 0 | 0 | 0 | 0 | 0 | 0 | 0 | 0 | 0 | 0 | 0 | 0 | 0 | 0 | 0 | 0 | 0 | 0 | 0 | 0 | 0 | 0 | 0 | 0 | 0 | 0 | 0
F9_Industrial_Food Products_Existing_Space Heating_Natural Gas_Boiler_A_Achievable Economic UCT Potential | F9 | Industrial | Food Products | Existing | Space Heating | Natural Gas | Boiler | A | Cumulative Winter Peak Savings (MW) | Achievable Economic UCT Potential | 0 | 0 | 0 | 0 | 0 | 0 | 0 | 0 | 0 | 0 | 0 | 0 | 0 | 0 | 0 | 0 | 0 | 0 | 0 | 0 | 0 | 0 | 0 | 0 | 0 | 0 | 0 | 0 | 0 | 0 | 0
F10_Industrial_Food Products_Existing_Space Heating_Natural Gas_Boiler_A_Achievable Economic UCT Potential | F10 | Industrial | Food Products | Existing | Space Heating | Natural Gas | Boiler | A | Purchases (Incremental) | Achievable Economic UCT Potential | 0 | 0 | 0 | 0 | 0 | 0.016775 | 0.024738 | 0.029971 | 0.034087 | 0.036855 | 0.03671 | 0.03724 | 0.037486 | 0.037072 | 0.04164 | 0.036918 | 0.037151 | 0.036888 | 0.036626 | 0.038044 | 0.036591 | 0.039086 | 0.03804 | 0.037148 | 0.0379 | 0.037139 | 0.036491 | 0.035942 | 0.035527 | 0.03521 | 0.034885
F11_Industrial_Food Products_Existing_Space Heating_Natural Gas_Boiler_A_Achievable Economic UCT Potential | F11 | Industrial | Food Products | Existing | Space Heating | Natural Gas | Boiler | A | Purchases (Cumulative) | Achievable Economic UCT Potential | 0 | 0 | 0 | 0 | 0 | 0.016775 | 0.041514 | 0.071485 | 0.10557 | 0.14243 | 0.17914 | 0.21638 | 0.25386 | 0.29094 | 0.33258 | 0.36949 | 0.40664 | 0.44353 | 0.48016 | 0.5182 | 0.55479 | 0.59388 | 0.63192 | 0.66907 | 0.70697 | 0.74411 | 0.7806 | 0.81654 | 0.85207 | 0.88728 | 0.90539
F1_Industrial_Food Products_Existing_Space Heating_Natural Gas_Unit Heater_A_Achievable Economic UCT Potential | F1 | Industrial | Food Products | Existing | Space Heating | Natural Gas | Unit Heater | A | Integrated Unit Energy Savings (kWh or therms) | Achievable Economic UCT Potential | 0 | 28641.12 | 28641.12 | 28641.12 | 28641.12 | 15772.4108 | 15772.4108 | 15772.4108 | 15772.4108 | 15772.4108 | 15772.4108 | 15772.4108 | 15772.4108 | 15772.4108 | 15772.4108 | 15772.4108 | 15772.4108 | 15772.4108 | 15772.4108 | 15772.4108 | 15772.4108 | 15772.4108 | 15772.4108 | 15772.4108 | 15772.4108 | 15772.4108 | 15772.4108 | 15772.4108 | 15772.4108 | 15772.4108 | 15772.4108
F2_Industrial_Food Products_Existing_Space Heating_Natural Gas_Unit Heater_A_Achievable Economic UCT Potential | F2 | Industrial | Food Products | Existing | Space Heating | Natural Gas | Unit Heater | A | Integrated Unit Summer Peak Savings (kW) | Achievable Economic UCT Potential | 0 | 0 | 0 | 0 | 0 | 0 | 0 | 0 | 0 | 0 | 0 | 0 | 0 | 0 | 0 | 0 | 0 | 0 | 0 | 0 | 0 | 0 | 0 | 0 | 0 | 0 | 0 | 0 | 0 | 0 | 0
F3_Industrial_Food Products_Existing_Space Heating_Natural Gas_Unit Heater_A_Achievable Economic UCT Potential | F3 | Industrial | Food Products | Existing | Space Heating | Natural Gas | Unit Heater | A | Integrated Unit Winter Peak Savings (kW) | Achievable Economic UCT Potential | 0 | 0 | 0 | 0 | 0 | 0 | 0 | 0 | 0 | 0 | 0 | 0 | 0 | 0 | 0 | 0 | 0 | 0 | 0 | 0 | 0 | 0 | 0 | 0 | 0 | 0 | 0 | 0 | 0 | 0 | 0
F4_Industrial_Food Products_Existing_Space Heating_Natural Gas_Unit Heater_A_Achievable Economic UCT Potential | F4 | Industrial | Food Products | Existing | Space Heating | Natural Gas | Unit Heater | A | Incremental Energy Savings (MWh or mTherms) | Achievable Economic UCT Potential | 0 | 0 | 0 | 0 | 0 | 0.021756 | 0.059151 | 0.11431 | 0.19481 | 0.2978 | 0.39199 | 0.49559 | 0.59685 | 0.68582 | 0.87919 | 0.90381 | 0.99679 | 0.95916 | 0.93418 | 0.95119 | 0.93309 | 1.0222 | 0.93649 | 0.95828 | 1.0014 | 1.0405 | 1.0855 | 1.1036 | 1.1151 | 1.123 | 1.1246
F5_Industrial_Food Products_Existing_Space Heating_Natural Gas_Unit Heater_A_Achievable Economic UCT Potential | F5 | Industrial | Food Products | Existing | Space Heating | Natural Gas | Unit Heater | A | Incremental Summer Peak Savings (MW) | Achievable Economic UCT Potential | 0 | 0 | 0 | 0 | 0 | 0 | 0 | 0 | 0 | 0 | 0 | 0 | 0 | 0 | 0 | 0 | 0 | 0 | 0 | 0 | 0 | 0 | 0 | 0 | 0 | 0 | 0 | 0 | 0 | 0 | 0
F6_Industrial_Food Products_Existing_Space Heating_Natural Gas_Unit Heater_A_Achievable Economic UCT Potential | F6 | Industrial | Food Products | Existing | Space Heating | Natural Gas | Unit Heater | A | Incremental Winter Peak Savings (MW) | Achievable Economic UCT Potential | 0 | 0 | 0 | 0 | 0 | 0 | 0 | 0 | 0 | 0 | 0 | 0 | 0 | 0 | 0 | 0 | 0 | 0 | 0 | 0 | 0 | 0 | 0 | 0 | 0 | 0 | 0 | 0 | 0 | 0 | 0
F7_Industrial_Food Products_Existing_Space Heating_Natural Gas_Unit Heater_A_Achievable Economic UCT Potential | F7 | Industrial | Food Products | Existing | Space Heating | Natural Gas | Unit Heater | A | Cumulative Energy Savings (MWh or mTherms) | Achievable Economic UCT Potential | 0 | 0 | 0 | 0 | 0 | 0.021756 | 0.080906 | 0.19522 | 0.39003 | 0.68783 | 1.0798 | 1.5754 | 2.1723 | 2.8581 | 3.7373 | 4.6411 | 5.6379 | 6.5753 | 7.4503 | 8.2872 | 9.0255 | 9.7499 | 10.2944 | 10.757 | 11.1616 | 11.5162 | 11.7225 | 11.9223 | 0 | 0 | 0
F8_Industrial_Food Products_Existing_Space Heating_Natural Gas_Unit Heater_A_Achievable Economic UCT Potential | F8 | Industrial | Food Products | Existing | Space Heating | Natural Gas | Unit Heater | A | Cumulative Summer Peak Savings (MW) | Achievable Economic UCT Potential | 0 | 0 | 0 | 0 | 0 | 0 | 0 | 0 | 0 | 0 | 0 | 0 | 0 | 0 | 0 | 0 | 0 | 0 | 0 | 0 | 0 | 0 | 0 | 0 | 0 | 0 | 0 | 0 | 0 | 0 | 0
F9_Industrial_Food Products_Existing_Space Heating_Natural Gas_Unit Heater_A_Achievable Economic UCT Potential | F9 | Industrial | Food Products | Existing | Space Heating | Natural Gas | Unit Heater | A | Cumulative Winter Peak Savings (MW) | Achievable Economic UCT Potential | 0 | 0 | 0 | 0 | 0 | 0 | 0 | 0 | 0 | 0 | 0 | 0 | 0 | 0 | 0 | 0 | 0 | 0 | 0 | 0 | 0 | 0 | 0 | 0 | 0 | 0 | 0 | 0 | 0 | 0 | 0
F10_Industrial_Food Products_Existing_Space Heating_Natural Gas_Unit Heater_A_Achievable Economic UCT Potential | F10 | Industrial | Food Products | Existing | Space Heating | Natural Gas | Unit Heater | A | Purchases (Incremental) | Achievable Economic UCT Potential | 0 | 0 | 0 | 0 | 0 | 0.0013794 | 0.0037503 | 0.0072475 | 0.012351 | 0.018881 | 0.024853 | 0.031422 | 0.037841 | 0.043483 | 0.055742 | 0.057303 | 0.063199 | 0.060812 | 0.059229 | 0.060307 | 0.05916 | 0.064809 | 0.059375 | 0.060757 | 0.063489 | 0.065968 | 0.068822 | 0.069971 | 0.070699 | 0.071202 | 0.071303
F11_Industrial_Food Products_Existing_Space Heating_Natural Gas_Unit Heater_A_Achievable Economic UCT Potential | F11 | Industrial | Food Products | Existing | Space Heating | Natural Gas | Unit Heater | A | Purchases (Cumulative) | Achievable Economic UCT Potential | 0 | 0 | 0 | 0 | 0 | 0.0013794 | 0.0051296 | 0.012377 | 0.024728 | 0.04361 | 0.068463 | 0.099884 | 0.13773 | 0.18121 | 0.23695 | 0.29425 | 0.35745 | 0.41689 | 0.47236 | 0.52542 | 0.57223 | 0.61816 | 0.65268 | 0.68202 | 0.70766 | 0.73015 | 0.74323 | 0.7559 | 0.7634 | 0.77379 | 0.78586
F1_Industrial_Food Products_New_Space Heating_Natural Gas_Furnace_A_Achievable Economic UCT Potential | F1 | Industrial | Food Products | New | Space Heating | Natural Gas | Furnace | A | Integrated Unit Energy Savings (kWh or therms) | Achievable Economic UCT Potential | 0 | 0 | 0 | 0 | 0 | 0 | 0 | 0 | 0 | 0 | 0 | 0 | 0 | 0 | 0 | 0 | 0 | 0 | 0 | 0 | 0 | 0 | 0 | 0 | 0 | 0 | 0 | 0 | 0 | 0 | 0
F2_Industrial_Food Products_New_Space Heating_Natural Gas_Furnace_A_Achievable Economic UCT Potential | F2 | Industrial | Food Products | New | Space Heating | Natural Gas | Furnace | A | Integrated Unit Summer Peak Savings (kW) | Achievable Economic UCT Potential | 0 | 0 | 0 | 0 | 0 | 0 | 0 | 0 | 0 | 0 | 0 | 0 | 0 | 0 | 0 | 0 | 0 | 0 | 0 | 0 | 0 | 0 | 0 | 0 | 0 | 0 | 0 | 0 | 0 | 0 | 0
F3_Industrial_Food Products_New_Space Heating_Natural Gas_Furnace_A_Achievable Economic UCT Potential | F3 | Industrial | Food Products | New | Space Heating | Natural Gas | Furnace | A | Integrated Unit Winter Peak Savings (kW) | Achievable Economic UCT Potential | 0 | 0 | 0 | 0 | 0 | 0 | 0 | 0 | 0 | 0 | 0 | 0 | 0 | 0 | 0 | 0 | 0 | 0 | 0 | 0 | 0 | 0 | 0 | 0 | 0 | 0 | 0 | 0 | 0 | 0 | 0
F4_Industrial_Food Products_New_Space Heating_Natural Gas_Furnace_A_Achievable Economic UCT Potential | F4 | Industrial | Food Products | New | Space Heating | Natural Gas | Furnace | A | Incremental Energy Savings (MWh or mTherms) | Achievable Economic UCT Potential | 0 | 0 | 0 | 0 | 0 | 0 | 0 | 0 | 0 | 0 | 0 | 0 | 0 | 0 | 0 | 0 | 0 | 0 | 0 | 0 | 0 | 0 | 0 | 0 | 0 | 0 | 0 | 0 | 0 | 0 | 0
F5_Industrial_Food Products_New_Space Heating_Natural Gas_Furnace_A_Achievable Economic UCT Potential | F5 | Industrial | Food Products | New | Space Heating | Natural Gas | Furnace | A | Incremental Summer Peak Savings (MW) | Achievable Economic UCT Potential | 0 | 0 | 0 | 0 | 0 | 0 | 0 | 0 | 0 | 0 | 0 | 0 | 0 | 0 | 0 | 0 | 0 | 0 | 0 | 0 | 0 | 0 | 0 | 0 | 0 | 0 | 0 | 0 | 0 | 0 | 0
F6_Industrial_Food Products_New_Space Heating_Natural Gas_Furnace_A_Achievable Economic UCT Potential | F6 | Industrial | Food Products | New | Space Heating | Natural Gas | Furnace | A | Incremental Winter Peak Savings (MW) | Achievable Economic UCT Potential | 0 | 0 | 0 | 0 | 0 | 0 | 0 | 0 | 0 | 0 | 0 | 0 | 0 | 0 | 0 | 0 | 0 | 0 | 0 | 0 | 0 | 0 | 0 | 0 | 0 | 0 | 0 | 0 | 0 | 0 | 0
F7_Industrial_Food Products_New_Space Heating_Natural Gas_Furnace_A_Achievable Economic UCT Potential | F7 | Industrial | Food Products | New | Space Heating | Natural Gas | Furnace | A | Cumulative Energy Savings (MWh or mTherms) | Achievable Economic UCT Potential | 0 | 0 | 0 | 0 | 0 | 0 | 0 | 0 | 0 | 0 | 0 | 0 | 0 | 0 | 0 | 0 | 0 | 0 | 0 | 0 | 0 | 0 | 0 | 0 | 0 | 0 | 0 | 0 | 0 | 0 | 0
F8_Industrial_Food Products_New_Space Heating_Natural Gas_Furnace_A_Achievable Economic UCT Potential | F8 | Industrial | Food Products | New | Space Heating | Natural Gas | Furnace | A | Cumulative Summer Peak Savings (MW) | Achievable Economic UCT Potential | 0 | 0 | 0 | 0 | 0 | 0 | 0 | 0 | 0 | 0 | 0 | 0 | 0 | 0 | 0 | 0 | 0 | 0 | 0 | 0 | 0 | 0 | 0 | 0 | 0 | 0 | 0 | 0 | 0 | 0 | 0
F9_Industrial_Food Products_New_Space Heating_Natural Gas_Furnace_A_Achievable Economic UCT Potential | F9 | Industrial | Food Products | New | Space Heating | Natural Gas | Furnace | A | Cumulative Winter Peak Savings (MW) | Achievable Economic UCT Potential | 0 | 0 | 0 | 0 | 0 | 0 | 0 | 0 | 0 | 0 | 0 | 0 | 0 | 0 | 0 | 0 | 0 | 0 | 0 | 0 | 0 | 0 | 0 | 0 | 0 | 0 | 0 | 0 | 0 | 0 | 0
F10_Industrial_Food Products_New_Space Heating_Natural Gas_Furnace_A_Achievable Economic UCT Potential | F10 | Industrial | Food Products | New | Space Heating | Natural Gas | Furnace | A | Purchases (Incremental) | Achievable Economic UCT Potential | 0 | 0 | 0 | 0 | 0 | 0 | 0 | 0 | 0 | 0 | 0 | 0 | 0 | 0 | 0 | 0 | 0 | 0 | 0 | 0 | 0 | 0 | 0 | 0 | 0 | 0 | 0 | 0 | 0 | 0 | 0
F11_Industrial_Food Products_New_Space Heating_Natural Gas_Furnace_A_Achievable Economic UCT Potential | F11 | Industrial | Food Products | New | Space Heating | Natural Gas | Furnace | A | Purchases (Cumulative) | Achievable Economic UCT Potential | 0 | 0 | 0 | 0 | 0 | 0 | 0 | 0 | 0 | 0 | 0 | 0 | 0 | 0 | 0 | 0 | 0 | 0 | 0 | 0 | 0 | 0 | 0 | 0 | 0 | 0 | 0 | 0 | 0 | 0 | 0
F1_Industrial_Food Products_New_Space Heating_Natural Gas_Boiler_A_Achievable Economic UCT Potential | F1 | Industrial | Food Products | New | Space Heating | Natural Gas | Boiler | A | Integrated Unit Energy Savings (kWh or therms) | Achievable Economic UCT Potential | 0 | 0 | 0 | 0 | 0 | 0 | 0 | 0 | 0 | 0 | 0 | 0 | 0 | 0 | 0 | 0 | 0 | 0 | 0 | 0 | 0 | 0 | 0 | 0 | 0 | 0 | 0 | 0 | 0 | 0 | 0
F2_Industrial_Food Products_New_Space Heating_Natural Gas_Boiler_A_Achievable Economic UCT Potential | F2 | Industrial | Food Products | New | Space Heating | Natural Gas | Boiler | A | Integrated Unit Summer Peak Savings (kW) | Achievable Economic UCT Potential | 0 | 0 | 0 | 0 | 0 | 0 | 0 | 0 | 0 | 0 | 0 | 0 | 0 | 0 | 0 | 0 | 0 | 0 | 0 | 0 | 0 | 0 | 0 | 0 | 0 | 0 | 0 | 0 | 0 | 0 | 0
F3_Industrial_Food Products_New_Space Heating_Natural Gas_Boiler_A_Achievable Economic UCT Potential | F3 | Industrial | Food Products | New | Space Heating | Natural Gas | Boiler | A | Integrated Unit Winter Peak Savings (kW) | Achievable Economic UCT Potential | 0 | 0 | 0 | 0 | 0 | 0 | 0 | 0 | 0 | 0 | 0 | 0 | 0 | 0 | 0 | 0 | 0 | 0 | 0 | 0 | 0 | 0 | 0 | 0 | 0 | 0 | 0 | 0 | 0 | 0 | 0
F4_Industrial_Food Products_New_Space Heating_Natural Gas_Boiler_A_Achievable Economic UCT Potential | F4 | Industrial | Food Products | New | Space Heating | Natural Gas | Boiler | A | Incremental Energy Savings (MWh or mTherms) | Achievable Economic UCT Potential | 0 | 0 | 0 | 0 | 0 | 0 | 0 | 0 | 0 | 0 | 0 | 0 | 0 | 0 | 0 | 0 | 0 | 0 | 0 | 0 | 0 | 0 | 0 | 0 | 0 | 0 | 0 | 0 | 0 | 0 | 0
F5_Industrial_Food Products_New_Space Heating_Natural Gas_Boiler_A_Achievable Economic UCT Potential | F5 | Industrial | Food Products | New | Space Heating | Natural Gas | Boiler | A | Incremental Summer Peak Savings (MW) | Achievable Economic UCT Potential | 0 | 0 | 0 | 0 | 0 | 0 | 0 | 0 | 0 | 0 | 0 | 0 | 0 | 0 | 0 | 0 | 0 | 0 | 0 | 0 | 0 | 0 | 0 | 0 | 0 | 0 | 0 | 0 | 0 | 0 | 0
F6_Industrial_Food Products_New_Space Heating_Natural Gas_Boiler_A_Achievable Economic UCT Potential | F6 | Industrial | Food Products | New | Space Heating | Natural Gas | Boiler | A | Incremental Winter Peak Savings (MW) | Achievable Economic UCT Potential | 0 | 0 | 0 | 0 | 0 | 0 | 0 | 0 | 0 | 0 | 0 | 0 | 0 | 0 | 0 | 0 | 0 | 0 | 0 | 0 | 0 | 0 | 0 | 0 | 0 | 0 | 0 | 0 | 0 | 0 | 0
F7_Industrial_Food Products_New_Space Heating_Natural Gas_Boiler_A_Achievable Economic UCT Potential | F7 | Industrial | Food Products | New | Space Heating | Natural Gas | Boiler | A | Cumulative Energy Savings (MWh or mTherms) | Achievable Economic UCT Potential | 0 | 0 | 0 | 0 | 0 | 0 | 0 | 0 | 0 | 0 | 0 | 0 | 0 | 0 | 0 | 0 | 0 | 0 | 0 | 0 | 0 | 0 | 0 | 0 | 0 | 0 | 0 | 0 | 0 | 0 | 0
F8_Industrial_Food Products_New_Space Heating_Natural Gas_Boiler_A_Achievable Economic UCT Potential | F8 | Industrial | Food Products | New | Space Heating | Natural Gas | Boiler | A | Cumulative Summer Peak Savings (MW) | Achievable Economic UCT Potential | 0 | 0 | 0 | 0 | 0 | 0 | 0 | 0 | 0 | 0 | 0 | 0 | 0 | 0 | 0 | 0 | 0 | 0 | 0 | 0 | 0 | 0 | 0 | 0 | 0 | 0 | 0 | 0 | 0 | 0 | 0
F9_Industrial_Food Products_New_Space Heating_Natural Gas_Boiler_A_Achievable Economic UCT Potential | F9 | Industrial | Food Products | New | Space Heating | Natural Gas | Boiler | A | Cumulative Winter Peak Savings (MW) | Achievable Economic UCT Potential | 0 | 0 | 0 | 0 | 0 | 0 | 0 | 0 | 0 | 0 | 0 | 0 | 0 | 0 | 0 | 0 | 0 | 0 | 0 | 0 | 0 | 0 | 0 | 0 | 0 | 0 | 0 | 0 | 0 | 0 | 0
F10_Industrial_Food Products_New_Space Heating_Natural Gas_Boiler_A_Achievable Economic UCT Potential | F10 | Industrial | Food Products | New | Space Heating | Natural Gas | Boiler | A | Purchases (Incremental) | Achievable Economic UCT Potential | 0 | 0 | 0 | 0 | 0 | 0 | 0 | 0 | 0 | 0 | 0 | 0 | 0 | 0 | 0 | 0 | 0 | 0 | 0 | 0 | 0 | 0 | 0 | 0 | 0 | 0 | 0 | 0 | 0 | 0 | 0
F11_Industrial_Food Products_New_Space Heating_Natural Gas_Boiler_A_Achievable Economic UCT Potential | F11 | Industrial | Food Products | New | Space Heating | Natural Gas | Boiler | A | Purchases (Cumulative) | Achievable Economic UCT Potential | 0 | 0 | 0 | 0 | 0 | 0 | 0 | 0 | 0 | 0 | 0 | 0 | 0 | 0 | 0 | 0 | 0 | 0 | 0 | 0 | 0 | 0 | 0 | 0 | 0 | 0 | 0 | 0 | 0 | 0 | 0
F1_Industrial_Food Products_New_Space Heating_Natural Gas_Unit Heater_A_Achievable Economic UCT Potential | F1 | Industrial | Food Products | New | Space Heating | Natural Gas | Unit Heater | A | Integrated Unit Energy Savings (kWh or therms) | Achievable Economic UCT Potential | 0 | 28641.12 | 28641.12 | 28641.12 | 28641.12 | 15772.4108 | 15772.4108 | 15772.4108 | 15772.4108 | 15772.4108 | 15772.4108 | 15772.4108 | 15772.4108 | 15772.4108 | 15772.4108 | 15772.4108 | 15772.4108 | 15772.4108 | 15772.4108 | 15772.4108 | 15772.4108 | 15772.4108 | 15772.4108 | 15772.4108 | 15772.4108 | 15772.4108 | 15772.4108 | 15772.4108 | 15772.4108 | 15772.4108 | 15772.4108
F2_Industrial_Food Products_New_Space Heating_Natural Gas_Unit Heater_A_Achievable Economic UCT Potential | F2 | Industrial | Food Products | New | Space Heating | Natural Gas | Unit Heater | A | Integrated Unit Summer Peak Savings (kW) | Achievable Economic UCT Potential | 0 | 0 | 0 | 0 | 0 | 0 | 0 | 0 | 0 | 0 | 0 | 0 | 0 | 0 | 0 | 0 | 0 | 0 | 0 | 0 | 0 | 0 | 0 | 0 | 0 | 0 | 0 | 0 | 0 | 0 | 0
F3_Industrial_Food Products_New_Space Heating_Natural Gas_Unit Heater_A_Achievable Economic UCT Potential | F3 | Industrial | Food Products | New | Space Heating | Natural Gas | Unit Heater | A | Integrated Unit Winter Peak Savings (kW) | Achievable Economic UCT Potential | 0 | 0 | 0 | 0 | 0 | 0 | 0 | 0 | 0 | 0 | 0 | 0 | 0 | 0 | 0 | 0 | 0 | 0 | 0 | 0 | 0 | 0 | 0 | 0 | 0 | 0 | 0 | 0 | 0 | 0 | 0
F4_Industrial_Food Products_New_Space Heating_Natural Gas_Unit Heater_A_Achievable Economic UCT Potential | F4 | Industrial | Food Products | New | Space Heating | Natural Gas | Unit Heater | A | Incremental Energy Savings (MWh or mTherms) | Achievable Economic UCT Potential | 0 | 0 | 0 | 0 | 0 | 0.0080497 | 0.015823 | 0.023721 | 0.031441 | 0.039323 | 0.04644 | 0.060888 | 0.073767 | 0.084313 | 0.092696 | 0.10123 | 0.10762 | 0.11362 | 0.14422 | 0.1418 | 0.14019 | 0.14153 | 0.14446 | 0.1472 | 0.15059 | 0.15416 | 0.15838 | 0.16212 | 0.17303 | 0.18102 | 0.18664
F5_Industrial_Food Products_New_Space Heating_Natural Gas_Unit Heater_A_Achievable Economic UCT Potential | F5 | Industrial | Food Products | New | Space Heating | Natural Gas | Unit Heater | A | Incremental Summer Peak Savings (MW) | Achievable Economic UCT Potential | 0 | 0 | 0 | 0 | 0 | 0 | 0 | 0 | 0 | 0 | 0 | 0 | 0 | 0 | 0 | 0 | 0 | 0 | 0 | 0 | 0 | 0 | 0 | 0 | 0 | 0 | 0 | 0 | 0 | 0 | 0
F6_Industrial_Food Products_New_Space Heating_Natural Gas_Unit Heater_A_Achievable Economic UCT Potential | F6 | Industrial | Food Products | New | Space Heating | Natural Gas | Unit Heater | A | Incremental Winter Peak Savings (MW) | Achievable Economic UCT Potential | 0 | 0 | 0 | 0 | 0 | 0 | 0 | 0 | 0 | 0 | 0 | 0 | 0 | 0 | 0 | 0 | 0 | 0 | 0 | 0 | 0 | 0 | 0 | 0 | 0 | 0 | 0 | 0 | 0 | 0 | 0
F7_Industrial_Food Products_New_Space Heating_Natural Gas_Unit Heater_A_Achievable Economic UCT Potential | F7 | Industrial | Food Products | New | Space Heating | Natural Gas | Unit Heater | A | Cumulative Energy Savings (MWh or mTherms) | Achievable Economic UCT Potential | 0 | 0 | 0 | 0 | 0 | 0.0080497 | 0.023872 | 0.047593 | 0.079035 | 0.11836 | 0.1648 | 0.22569 | 0.29945 | 0.38377 | 0.47646 | 0.57769 | 0.68531 | 0.79088 | 0.91927 | 1.0373 | 1.1461 | 1.2483 | 1.3463 | 1.4326 | 1.5095 | 1.5793 | 1.645 | 1.7059 | 0 | 0 | 0
F8_Industrial_Food Products_New_Space Heating_Natural Gas_Unit Heater_A_Achievable Economic UCT Potential | F8 | Industrial | Food Products | New | Space Heating | Natural Gas | Unit Heater | A | Cumulative Summer Peak Savings (MW) | Achievable Economic UCT Potential | 0 | 0 | 0 | 0 | 0 | 0 | 0 | 0 | 0 | 0 | 0 | 0 | 0 | 0 | 0 | 0 | 0 | 0 | 0 | 0 | 0 | 0 | 0 | 0 | 0 | 0 | 0 | 0 | 0 | 0 | 0
F9_Industrial_Food Products_New_Space Heating_Natural Gas_Unit Heater_A_Achievable Economic UCT Potential | F9 | Industrial | Food Products | New | Space Heating | Natural Gas | Unit Heater | A | Cumulative Winter Peak Savings (MW) | Achievable Economic UCT Potential | 0 | 0 | 0 | 0 | 0 | 0 | 0 | 0 | 0 | 0 | 0 | 0 | 0 | 0 | 0 | 0 | 0 | 0 | 0 | 0 | 0 | 0 | 0 | 0 | 0 | 0 | 0 | 0 | 0 | 0 | 0
F10_Industrial_Food Products_New_Space Heating_Natural Gas_Unit Heater_A_Achievable Economic UCT Potential | F10 | Industrial | Food Products | New | Space Heating | Natural Gas | Unit Heater | A | Purchases (Incremental) | Achievable Economic UCT Potential | 0 | 0 | 0 | 0 | 0 | 0.00051036 | 0.0010032 | 0.001504 | 0.0019934 | 0.0024932 | 0.0029444 | 0.0038604 | 0.004677 | 0.0053456 | 0.0058771 | 0.0064182 | 0.006823 | 0.0072035 | 0.0091437 | 0.0089902 | 0.0088885 | 0.0089731 | 0.0091591 | 0.0093327 | 0.0095475 | 0.0097743 | 0.010042 | 0.010279 | 0.010971 | 0.011477 | 0.011833
F11_Industrial_Food Products_New_Space Heating_Natural Gas_Unit Heater_A_Achievable Economic UCT Potential | F11 | Industrial | Food Products | New | Space Heating | Natural Gas | Unit Heater | A | Purchases (Cumulative) | Achievable Economic UCT Potential | 0 | 0 | 0 | 0 | 0 | 0.00051036 | 0.0015136 | 0.0030175 | 0.005011 | 0.0075041 | 0.010448 | 0.014309 | 0.018986 | 0.024331 | 0.030209 | 0.036627 | 0.04345 | 0.050143 | 0.058283 | 0.06577 | 0.072665 | 0.079145 | 0.085359 | 0.090832 | 0.095702 | 0.10013 | 0.1043 | 0.10816 | 0.1123 | 0.11658 | 0.11927
F1_Industrial_Agriculture_Existing_Space Heating_Natural Gas_Furnace_A_Achievable Economic UCT Potential | F1 | Industrial | Agriculture | Existing | Space Heating | Natural Gas | Furnace | A | Integrated Unit Energy Savings (kWh or therms) | Achievable Economic UCT Potential | 0 | 505.0924 | 505.0924 | 505.0924 | 505.0924 | 138.7616 | 138.7616 | 138.7616 | 138.7616 | 138.7616 | 138.7616 | 138.7616 | 138.7616 | 138.7616 | 138.7616 | 138.7616 | 138.7616 | 138.7616 | 138.7616 | 138.7616 | 138.7616 | 138.7616 | 138.7616 | 138.7616 | 138.7616 | 138.7616 | 138.7616 | 138.7616 | 138.7616 | 138.7616 | 138.7616
F2_Industrial_Agriculture_Existing_Space Heating_Natural Gas_Furnace_A_Achievable Economic UCT Potential | F2 | Industrial | Agriculture | Existing | Space Heating | Natural Gas | Furnace | A | Integrated Unit Summer Peak Savings (kW) | Achievable Economic UCT Potential | 0 | 0 | 0 | 0 | 0 | 0 | 0 | 0 | 0 | 0 | 0 | 0 | 0 | 0 | 0 | 0 | 0 | 0 | 0 | 0 | 0 | 0 | 0 | 0 | 0 | 0 | 0 | 0 | 0 | 0 | 0
F3_Industrial_Agriculture_Existing_Space Heating_Natural Gas_Furnace_A_Achievable Economic UCT Potential | F3 | Industrial | Agriculture | Existing | Space Heating | Natural Gas | Furnace | A | Integrated Unit Winter Peak Savings (kW) | Achievable Economic UCT Potential | 0 | 0 | 0 | 0 | 0 | 0 | 0 | 0 | 0 | 0 | 0 | 0 | 0 | 0 | 0 | 0 | 0 | 0 | 0 | 0 | 0 | 0 | 0 | 0 | 0 | 0 | 0 | 0 | 0 | 0 | 0
F4_Industrial_Agriculture_Existing_Space Heating_Natural Gas_Furnace_A_Achievable Economic UCT Potential | F4 | Industrial | Agriculture | Existing | Space Heating | Natural Gas | Furnace | A | Incremental Energy Savings (MWh or mTherms) | Achievable Economic UCT Potential | 0 | 0 | 0 | 0 | 0 | 0.0036005 | 0.007498 | 0.00814 | 0.011395 | 0.014794 | 0.017336 | 0.019903 | 0.020321 | 0.020027 | 0.02209 | 0.019094 | 0.018564 | 0.017687 | 0.016783 | 0.018132 | 0.017817 | 0.018155 | 0.019428 | 0.01975 | 0.020099 | 0.02047 | 0.020951 | 0.021394 | 0.021802 | 0.024993 | 0.027133
F5_Industrial_Agriculture_Existing_Space Heating_Natural Gas_Furnace_A_Achievable Economic UCT Potential | F5 | Industrial | Agriculture | Existing | Space Heating | Natural Gas | Furnace | A | Incremental Summer Peak Savings (MW) | Achievable Economic UCT Potential | 0 | 0 | 0 | 0 | 0 | 0 | 0 | 0 | 0 | 0 | 0 | 0 | 0 | 0 | 0 | 0 | 0 | 0 | 0 | 0 | 0 | 0 | 0 | 0 | 0 | 0 | 0 | 0 | 0 | 0 | 0
F6_Industrial_Agriculture_Existing_Space Heating_Natural Gas_Furnace_A_Achievable Economic UCT Potential | F6 | Industrial | Agriculture | Existing | Space Heating | Natural Gas | Furnace | A | Incremental Winter Peak Savings (MW) | Achievable Economic UCT Potential | 0 | 0 | 0 | 0 | 0 | 0 | 0 | 0 | 0 | 0 | 0 | 0 | 0 | 0 | 0 | 0 | 0 | 0 | 0 | 0 | 0 | 0 | 0 | 0 | 0 | 0 | 0 | 0 | 0 | 0 | 0
F7_Industrial_Agriculture_Existing_Space Heating_Natural Gas_Furnace_A_Achievable Economic UCT Potential | F7 | Industrial | Agriculture | Existing | Space Heating | Natural Gas | Furnace | A | Cumulative Energy Savings (MWh or mTherms) | Achievable Economic UCT Potential | 0 | 0 | 0 | 0 | 0 | 0.0036005 | 0.011098 | 0.019239 | 0.030634 | 0.045428 | 0.062763 | 0.082667 | 0.10299 | 0.12301 | 0.1451 | 0.1642 | 0.18276 | 0.20045 | 0.21723 | 0.23537 | 0.25318 | 0.27134 | 0.29076 | 0.31051 | 0.33061 | 0.35108 | 0.37203 | 0.39343 | 0 | 0 | 0
F8_Industrial_Agriculture_Existing_Space Heating_Natural Gas_Furnace_A_Achievable Economic UCT Potential | F8 | Industrial | Agriculture | Existing | Space Heating | Natural Gas | Furnace | A | Cumulative Summer Peak Savings (MW) | Achievable Economic UCT Potential | 0 | 0 | 0 | 0 | 0 | 0 | 0 | 0 | 0 | 0 | 0 | 0 | 0 | 0 | 0 | 0 | 0 | 0 | 0 | 0 | 0 | 0 | 0 | 0 | 0 | 0 | 0 | 0 | 0 | 0 | 0
F9_Industrial_Agriculture_Existing_Space Heating_Natural Gas_Furnace_A_Achievable Economic UCT Potential | F9 | Industrial | Agriculture | Existing | Space Heating | Natural Gas | Furnace | A | Cumulative Winter Peak Savings (MW) | Achievable Economic UCT Potential | 0 | 0 | 0 | 0 | 0 | 0 | 0 | 0 | 0 | 0 | 0 | 0 | 0 | 0 | 0 | 0 | 0 | 0 | 0 | 0 | 0 | 0 | 0 | 0 | 0 | 0 | 0 | 0 | 0 | 0 | 0
F10_Industrial_Agriculture_Existing_Space Heating_Natural Gas_Furnace_A_Achievable Economic UCT Potential | F10 | Industrial | Agriculture | Existing | Space Heating | Natural Gas | Furnace | A | Purchases (Incremental) | Achievable Economic UCT Potential | 0 | 0 | 0 | 0 | 0 | 0.025948 | 0.054035 | 0.058662 | 0.082121 | 0.10661 | 0.12493 | 0.14343 | 0.14644 | 0.14433 | 0.1592 | 0.1376 | 0.13379 | 0.12747 | 0.12095 | 0.13067 | 0.1284 | 0.13083 | 0.14001 | 0.14233 | 0.14485 | 0.14752 | 0.15098 | 0.15418 | 0.15712 | 0.18012 | 0.19554
F11_Industrial_Agriculture_Existing_Space Heating_Natural Gas_Furnace_A_Achievable Economic UCT Potential | F11 | Industrial | Agriculture | Existing | Space Heating | Natural Gas | Furnace | A | Purchases (Cumulative) | Achievable Economic UCT Potential | 0 | 0 | 0 | 0 | 0 | 0.025948 | 0.079982 | 0.13864 | 0.22077 | 0.32738 | 0.45231 | 0.59575 | 0.74219 | 0.88652 | 1.0457 | 1.1833 | 1.3171 | 1.4446 | 1.5655 | 1.6962 | 1.8246 | 1.9554 | 2.0954 | 2.2378 | 2.3826 | 2.5301 | 2.6811 | 2.8353 | 2.9059 | 2.9059 | 2.9059
F1_Industrial_Agriculture_Existing_Space Heating_Natural Gas_Boiler_A_Achievable Economic UCT Potential | F1 | Industrial | Agriculture | Existing | Space Heating | Natural Gas | Boiler | A | Integrated Unit Energy Savings (kWh or therms) | Achievable Economic UCT Potential | 0 | 8772.191 | 8772.191 | 8772.191 | 8772.191 | 5375.3 | 5375.3 | 5375.3 | 5375.3 | 5375.3 | 5375.3 | 5375.3 | 5375.3 | 5375.3 | 5375.3 | 5375.3 | 5375.3 | 5375.3 | 5375.3 | 5375.3 | 5375.3 | 5375.3 | 5375.3 | 792.2778 | 792.2778 | 792.2778 | 792.2778 | 792.2778 | 792.2778 | 792.2778 | 792.2778
F2_Industrial_Agriculture_Existing_Space Heating_Natural Gas_Boiler_A_Achievable Economic UCT Potential | F2 | Industrial | Agriculture | Existing | Space Heating | Natural Gas | Boiler | A | Integrated Unit Summer Peak Savings (kW) | Achievable Economic UCT Potential | 0 | 0 | 0 | 0 | 0 | 0 | 0 | 0 | 0 | 0 | 0 | 0 | 0 | 0 | 0 | 0 | 0 | 0 | 0 | 0 | 0 | 0 | 0 | 0 | 0 | 0 | 0 | 0 | 0 | 0 | 0
F3_Industrial_Agriculture_Existing_Space Heating_Natural Gas_Boiler_A_Achievable Economic UCT Potential | F3 | Industrial | Agriculture | Existing | Space Heating | Natural Gas | Boiler | A | Integrated Unit Winter Peak Savings (kW) | Achievable Economic UCT Potential | 0 | 0 | 0 | 0 | 0 | 0 | 0 | 0 | 0 | 0 | 0 | 0 | 0 | 0 | 0 | 0 | 0 | 0 | 0 | 0 | 0 | 0 | 0 | 0 | 0 | 0 | 0 | 0 | 0 | 0 | 0
F4_Industrial_Agriculture_Existing_Space Heating_Natural Gas_Boiler_A_Achievable Economic UCT Potential | F4 | Industrial | Agriculture | Existing | Space Heating | Natural Gas | Boiler | A | Incremental Energy Savings (MWh or mTherms) | Achievable Economic UCT Potential | 0 | 0 | 0 | 0 | 0 | 0.23221 | 0.34244 | 0.41487 | 0.47185 | 0.51016 | 0.50816 | 0.51549 | 0.51889 | 0.51317 | 0.5764 | 0.51103 | 0.51425 | 0.51062 | 0.50699 | 0.52661 | 0.5065 | 0.54104 | 0.52657 | 0.075791 | 0.077326 | 0.075773 | 0.074451 | 0.073331 | 0.072485 | 0.071837 | 0.071175
F5_Industrial_Agriculture_Existing_Space Heating_Natural Gas_Boiler_A_Achievable Economic UCT Potential | F5 | Industrial | Agriculture | Existing | Space Heating | Natural Gas | Boiler | A | Incremental Summer Peak Savings (MW) | Achievable Economic UCT Potential | 0 | 0 | 0 | 0 | 0 | 0 | 0 | 0 | 0 | 0 | 0 | 0 | 0 | 0 | 0 | 0 | 0 | 0 | 0 | 0 | 0 | 0 | 0 | 0 | 0 | 0 | 0 | 0 | 0 | 0 | 0
F6_Industrial_Agriculture_Existing_Space Heating_Natural Gas_Boiler_A_Achievable Economic UCT Potential | F6 | Industrial | Agriculture | Existing | Space Heating | Natural Gas | Boiler | A | Incremental Winter Peak Savings (MW) | Achievable Economic UCT Potential | 0 | 0 | 0 | 0 | 0 | 0 | 0 | 0 | 0 | 0 | 0 | 0 | 0 | 0 | 0 | 0 | 0 | 0 | 0 | 0 | 0 | 0 | 0 | 0 | 0 | 0 | 0 | 0 | 0 | 0 | 0
F7_Industrial_Agriculture_Existing_Space Heating_Natural Gas_Boiler_A_Achievable Economic UCT Potential | F7 | Industrial | Agriculture | Existing | Space Heating | Natural Gas | Boiler | A | Cumulative Energy Savings (MWh or mTherms) | Achievable Economic UCT Potential | 0 | 0 | 0 | 0 | 0 | 0.23221 | 0.57465 | 0.98952 | 1.4614 | 1.9715 | 2.4797 | 2.9952 | 3.5141 | 4.0272 | 4.6036 | 5.1147 | 5.6289 | 6.1395 | 6.6465 | 7.1731 | 7.6796 | 8.2207 | 8.7472 | 8.823 | 8.9004 | 8.9761 | 9.0506 | 9.1239 | 0 | 0 | 0
F8_Industrial_Agriculture_Existing_Space Heating_Natural Gas_Boiler_A_Achievable Economic UCT Potential | F8 | Industrial | Agriculture | Existing | Space Heating | Natural Gas | Boiler | A | Cumulative Summer Peak Savings (MW) | Achievable Economic UCT Potential | 0 | 0 | 0 | 0 | 0 | 0 | 0 | 0 | 0 | 0 | 0 | 0 | 0 | 0 | 0 | 0 | 0 | 0 | 0 | 0 | 0 | 0 | 0 | 0 | 0 | 0 | 0 | 0 | 0 | 0 | 0
F9_Industrial_Agriculture_Existing_Space Heating_Natural Gas_Boiler_A_Achievable Economic UCT Potential | F9 | Industrial | Agriculture | Existing | Space Heating | Natural Gas | Boiler | A | Cumulative Winter Peak Savings (MW) | Achievable Economic UCT Potential | 0 | 0 | 0 | 0 | 0 | 0 | 0 | 0 | 0 | 0 | 0 | 0 | 0 | 0 | 0 | 0 | 0 | 0 | 0 | 0 | 0 | 0 | 0 | 0 | 0 | 0 | 0 | 0 | 0 | 0 | 0
F10_Industrial_Agriculture_Existing_Space Heating_Natural Gas_Boiler_A_Achievable Economic UCT Potential | F10 | Industrial | Agriculture | Existing | Space Heating | Natural Gas | Boiler | A | Purchases (Incremental) | Achievable Economic UCT Potential | 0 | 0 | 0 | 0 | 0 | 0.0432 | 0.063706 | 0.077181 | 0.087781 | 0.094908 | 0.094535 | 0.095899 | 0.096532 | 0.095468 | 0.10723 | 0.09507 | 0.09567 | 0.094994 | 0.094319 | 0.097969 | 0.094228 | 0.10065 | 0.097961 | 0.095662 | 0.0976 | 0.095639 | 0.09397 | 0.092558 | 0.091489 | 0.090672 | 0.089835
F11_Industrial_Agriculture_Existing_Space Heating_Natural Gas_Boiler_A_Achievable Economic UCT Potential | F11 | Industrial | Agriculture | Existing | Space Heating | Natural Gas | Boiler | A | Purchases (Cumulative) | Achievable Economic UCT Potential | 0 | 0 | 0 | 0 | 0 | 0.0432 | 0.10691 | 0.18409 | 0.27187 | 0.36677 | 0.46131 | 0.55721 | 0.65374 | 0.74921 | 0.85644 | 0.95151 | 1.0472 | 1.1422 | 1.2365 | 1.3345 | 1.4287 | 1.5293 | 1.6273 | 1.723 | 1.8206 | 1.9162 | 2.0102 | 2.1027 | 2.1942 | 2.2849 | 2.3315
F1_Industrial_Agriculture_Existing_Space Heating_Natural Gas_Unit Heater_A_Achievable Economic UCT Potential | F1 | Industrial | Agriculture | Existing | Space Heating | Natural Gas | Unit Heater | A | Integrated Unit Energy Savings (kWh or therms) | Achievable Economic UCT Potential | 0 | 28641.12 | 28641.12 | 28641.12 | 28641.12 | 15772.4108 | 15772.4108 | 15772.4108 | 15772.4108 | 15772.4108 | 15772.4108 | 15772.4108 | 15772.4108 | 15772.4108 | 15772.4108 | 15772.4108 | 15772.4108 | 15772.4108 | 15772.4108 | 15772.4108 | 15772.4108 | 15772.4108 | 15772.4108 | 15772.4108 | 15772.4108 | 15772.4108 | 15772.4108 | 15772.4108 | 15772.4108 | 15772.4108 | 15772.4108
F2_Industrial_Agriculture_Existing_Space Heating_Natural Gas_Unit Heater_A_Achievable Economic UCT Potential | F2 | Industrial | Agriculture | Existing | Space Heating | Natural Gas | Unit Heater | A | Integrated Unit Summer Peak Savings (kW) | Achievable Economic UCT Potential | 0 | 0 | 0 | 0 | 0 | 0 | 0 | 0 | 0 | 0 | 0 | 0 | 0 | 0 | 0 | 0 | 0 | 0 | 0 | 0 | 0 | 0 | 0 | 0 | 0 | 0 | 0 | 0 | 0 | 0 | 0
F3_Industrial_Agriculture_Existing_Space Heating_Natural Gas_Unit Heater_A_Achievable Economic UCT Potential | F3 | Industrial | Agriculture | Existing | Space Heating | Natural Gas | Unit Heater | A | Integrated Unit Winter Peak Savings (kW) | Achievable Economic UCT Potential | 0 | 0 | 0 | 0 | 0 | 0 | 0 | 0 | 0 | 0 | 0 | 0 | 0 | 0 | 0 | 0 | 0 | 0 | 0 | 0 | 0 | 0 | 0 | 0 | 0 | 0 | 0 | 0 | 0 | 0 | 0
F4_Industrial_Agriculture_Existing_Space Heating_Natural Gas_Unit Heater_A_Achievable Economic UCT Potential | F4 | Industrial | Agriculture | Existing | Space Heating | Natural Gas | Unit Heater | A | Incremental Energy Savings (MWh or mTherms) | Achievable Economic UCT Potential | 0 | 0 | 0 | 0 | 0 | 0.056025 | 0.15232 | 0.29437 | 0.50167 | 0.76689 | 1.0094 | 1.2762 | 1.537 | 1.7661 | 2.2641 | 2.3275 | 2.5669 | 2.47 | 2.4057 | 2.4495 | 2.4029 | 2.6323 | 2.4116 | 2.4677 | 2.5787 | 2.6794 | 2.7953 | 2.842 | 2.8715 | 2.892 | 2.8961
F5_Industrial_Agriculture_Existing_Space Heating_Natural Gas_Unit Heater_A_Achievable Economic UCT Potential | F5 | Industrial | Agriculture | Existing | Space Heating | Natural Gas | Unit Heater | A | Incremental Summer Peak Savings (MW) | Achievable Economic UCT Potential | 0 | 0 | 0 | 0 | 0 | 0 | 0 | 0 | 0 | 0 | 0 | 0 | 0 | 0 | 0 | 0 | 0 | 0 | 0 | 0 | 0 | 0 | 0 | 0 | 0 | 0 | 0 | 0 | 0 | 0 | 0
F6_Industrial_Agriculture_Existing_Space Heating_Natural Gas_Unit Heater_A_Achievable Economic UCT Potential | F6 | Industrial | Agriculture | Existing | Space Heating | Natural Gas | Unit Heater | A | Incremental Winter Peak Savings (MW) | Achievable Economic UCT Potential | 0 | 0 | 0 | 0 | 0 | 0 | 0 | 0 | 0 | 0 | 0 | 0 | 0 | 0 | 0 | 0 | 0 | 0 | 0 | 0 | 0 | 0 | 0 | 0 | 0 | 0 | 0 | 0 | 0 | 0 | 0
F7_Industrial_Agriculture_Existing_Space Heating_Natural Gas_Unit Heater_A_Achievable Economic UCT Potential | F7 | Industrial | Agriculture | Existing | Space Heating | Natural Gas | Unit Heater | A | Cumulative Energy Savings (MWh or mTherms) | Achievable Economic UCT Potential | 0 | 0 | 0 | 0 | 0 | 0.056025 | 0.20835 | 0.50272 | 1.0044 | 1.7713 | 2.7807 | 4.057 | 5.594 | 7.3601 | 9.6241 | 11.9516 | 14.5185 | 16.9325 | 19.1858 | 21.3409 | 23.2421 | 25.1076 | 26.5098 | 27.7013 | 28.743 | 29.6562 | 30.1875 | 30.702 | 0 | 0 | 0
F8_Industrial_Agriculture_Existing_Space Heating_Natural Gas_Unit Heater_A_Achievable Economic UCT Potential | F8 | Industrial | Agriculture | Existing | Space Heating | Natural Gas | Unit Heater | A | Cumulative Summer Peak Savings (MW) | Achievable Economic UCT Potential | 0 | 0 | 0 | 0 | 0 | 0 | 0 | 0 | 0 | 0 | 0 | 0 | 0 | 0 | 0 | 0 | 0 | 0 | 0 | 0 | 0 | 0 | 0 | 0 | 0 | 0 | 0 | 0 | 0 | 0 | 0
F9_Industrial_Agriculture_Existing_Space Heating_Natural Gas_Unit Heater_A_Achievable Economic UCT Potential | F9 | Industrial | Agriculture | Existing | Space Heating | Natural Gas | Unit Heater | A | Cumulative Winter Peak Savings (MW) | Achievable Economic UCT Potential | 0 | 0 | 0 | 0 | 0 | 0 | 0 | 0 | 0 | 0 | 0 | 0 | 0 | 0 | 0 | 0 | 0 | 0 | 0 | 0 | 0 | 0 | 0 | 0 | 0 | 0 | 0 | 0 | 0 | 0 | 0
F10_Industrial_Agriculture_Existing_Space Heating_Natural Gas_Unit Heater_A_Achievable Economic UCT Potential | F10 | Industrial | Agriculture | Existing | Space Heating | Natural Gas | Unit Heater | A | Purchases (Incremental) | Achievable Economic UCT Potential | 0 | 0 | 0 | 0 | 0 | 0.0035521 | 0.0096576 | 0.018664 | 0.031807 | 0.048622 | 0.064001 | 0.080916 | 0.097448 | 0.11198 | 0.14355 | 0.14757 | 0.16275 | 0.1566 | 0.15252 | 0.1553 | 0.15235 | 0.16689 | 0.1529 | 0.15646 | 0.16349 | 0.16988 | 0.17723 | 0.18019 | 0.18206 | 0.18336 | 0.18362
F11_Industrial_Agriculture_Existing_Space Heating_Natural Gas_Unit Heater_A_Achievable Economic UCT Potential | F11 | Industrial | Agriculture | Existing | Space Heating | Natural Gas | Unit Heater | A | Purchases (Cumulative) | Achievable Economic UCT Potential | 0 | 0 | 0 | 0 | 0 | 0.0035521 | 0.01321 | 0.031873 | 0.06368 | 0.1123 | 0.1763 | 0.25722 | 0.35467 | 0.46664 | 0.61019 | 0.75775 | 0.9205 | 1.0736 | 1.2164 | 1.3531 | 1.4736 | 1.5919 | 1.6808 | 1.7563 | 1.8224 | 1.8803 | 1.9139 | 1.9466 | 1.9659 | 1.9926 | 2.0237
F1_Industrial_Agriculture_New_Space Heating_Natural Gas_Furnace_A_Achievable Economic UCT Potential | F1 | Industrial | Agriculture | New | Space Heating | Natural Gas | Furnace | A | Integrated Unit Energy Savings (kWh or therms) | Achievable Economic UCT Potential | 0 | 0 | 0 | 0 | 0 | 0 | 0 | 0 | 0 | 0 | 0 | 0 | 0 | 0 | 0 | 0 | 0 | 0 | 0 | 0 | 0 | 0 | 0 | 0 | 0 | 0 | 0 | 0 | 0 | 0 | 0
F2_Industrial_Agriculture_New_Space Heating_Natural Gas_Furnace_A_Achievable Economic UCT Potential | F2 | Industrial | Agriculture | New | Space Heating | Natural Gas | Furnace | A | Integrated Unit Summer Peak Savings (kW) | Achievable Economic UCT Potential | 0 | 0 | 0 | 0 | 0 | 0 | 0 | 0 | 0 | 0 | 0 | 0 | 0 | 0 | 0 | 0 | 0 | 0 | 0 | 0 | 0 | 0 | 0 | 0 | 0 | 0 | 0 | 0 | 0 | 0 | 0
F3_Industrial_Agriculture_New_Space Heating_Natural Gas_Furnace_A_Achievable Economic UCT Potential | F3 | Industrial | Agriculture | New | Space Heating | Natural Gas | Furnace | A | Integrated Unit Winter Peak Savings (kW) | Achievable Economic UCT Potential | 0 | 0 | 0 | 0 | 0 | 0 | 0 | 0 | 0 | 0 | 0 | 0 | 0 | 0 | 0 | 0 | 0 | 0 | 0 | 0 | 0 | 0 | 0 | 0 | 0 | 0 | 0 | 0 | 0 | 0 | 0
F4_Industrial_Agriculture_New_Space Heating_Natural Gas_Furnace_A_Achievable Economic UCT Potential | F4 | Industrial | Agriculture | New | Space Heating | Natural Gas | Furnace | A | Incremental Energy Savings (MWh or mTherms) | Achievable Economic UCT Potential | 0 | 0 | 0 | 0 | 0 | 0 | 0 | 0 | 0 | 0 | 0 | 0 | 0 | 0 | 0 | 0 | 0 | 0 | 0 | 0 | 0 | 0 | 0 | 0 | 0 | 0 | 0 | 0 | 0 | 0 | 0
F5_Industrial_Agriculture_New_Space Heating_Natural Gas_Furnace_A_Achievable Economic UCT Potential | F5 | Industrial | Agriculture | New | Space Heating | Natural Gas | Furnace | A | Incremental Summer Peak Savings (MW) | Achievable Economic UCT Potential | 0 | 0 | 0 | 0 | 0 | 0 | 0 | 0 | 0 | 0 | 0 | 0 | 0 | 0 | 0 | 0 | 0 | 0 | 0 | 0 | 0 | 0 | 0 | 0 | 0 | 0 | 0 | 0 | 0 | 0 | 0
F6_Industrial_Agriculture_New_Space Heating_Natural Gas_Furnace_A_Achievable Economic UCT Potential | F6 | Industrial | Agriculture | New | Space Heating | Natural Gas | Furnace | A | Incremental Winter Peak Savings (MW) | Achievable Economic UCT Potential | 0 | 0 | 0 | 0 | 0 | 0 | 0 | 0 | 0 | 0 | 0 | 0 | 0 | 0 | 0 | 0 | 0 | 0 | 0 | 0 | 0 | 0 | 0 | 0 | 0 | 0 | 0 | 0 | 0 | 0 | 0
F7_Industrial_Agriculture_New_Space Heating_Natural Gas_Furnace_A_Achievable Economic UCT Potential | F7 | Industrial | Agriculture | New | Space Heating | Natural Gas | Furnace | A | Cumulative Energy Savings (MWh or mTherms) | Achievable Economic UCT Potential | 0 | 0 | 0 | 0 | 0 | 0 | 0 | 0 | 0 | 0 | 0 | 0 | 0 | 0 | 0 | 0 | 0 | 0 | 0 | 0 | 0 | 0 | 0 | 0 | 0 | 0 | 0 | 0 | 0 | 0 | 0
F8_Industrial_Agriculture_New_Space Heating_Natural Gas_Furnace_A_Achievable Economic UCT Potential | F8 | Industrial | Agriculture | New | Space Heating | Natural Gas | Furnace | A | Cumulative Summer Peak Savings (MW) | Achievable Economic UCT Potential | 0 | 0 | 0 | 0 | 0 | 0 | 0 | 0 | 0 | 0 | 0 | 0 | 0 | 0 | 0 | 0 | 0 | 0 | 0 | 0 | 0 | 0 | 0 | 0 | 0 | 0 | 0 | 0 | 0 | 0 | 0
F9_Industrial_Agriculture_New_Space Heating_Natural Gas_Furnace_A_Achievable Economic UCT Potential | F9 | Industrial | Agriculture | New | Space Heating | Natural Gas | Furnace | A | Cumulative Winter Peak Savings (MW) | Achievable Economic UCT Potential | 0 | 0 | 0 | 0 | 0 | 0 | 0 | 0 | 0 | 0 | 0 | 0 | 0 | 0 | 0 | 0 | 0 | 0 | 0 | 0 | 0 | 0 | 0 | 0 | 0 | 0 | 0 | 0 | 0 | 0 | 0
F10_Industrial_Agriculture_New_Space Heating_Natural Gas_Furnace_A_Achievable Economic UCT Potential | F10 | Industrial | Agriculture | New | Space Heating | Natural Gas | Furnace | A | Purchases (Incremental) | Achievable Economic UCT Potential | 0 | 0 | 0 | 0 | 0 | 0 | 0 | 0 | 0 | 0 | 0 | 0 | 0 | 0 | 0 | 0 | 0 | 0 | 0 | 0 | 0 | 0 | 0 | 0 | 0 | 0 | 0 | 0 | 0 | 0 | 0
F11_Industrial_Agriculture_New_Space Heating_Natural Gas_Furnace_A_Achievable Economic UCT Potential | F11 | Industrial | Agriculture | New | Space Heating | Natural Gas | Furnace | A | Purchases (Cumulative) | Achievable Economic UCT Potential | 0 | 0 | 0 | 0 | 0 | 0 | 0 | 0 | 0 | 0 | 0 | 0 | 0 | 0 | 0 | 0 | 0 | 0 | 0 | 0 | 0 | 0 | 0 | 0 | 0 | 0 | 0 | 0 | 0 | 0 | 0
F1_Industrial_Agriculture_New_Space Heating_Natural Gas_Boiler_A_Achievable Economic UCT Potential | F1 | Industrial | Agriculture | New | Space Heating | Natural Gas | Boiler | A | Integrated Unit Energy Savings (kWh or therms) | Achievable Economic UCT Potential | 0 | 0 | 0 | 0 | 0 | 0 | 0 | 0 | 0 | 0 | 0 | 0 | 0 | 0 | 0 | 0 | 0 | 0 | 0 | 0 | 0 | 0 | 0 | 0 | 0 | 0 | 0 | 0 | 0 | 0 | 0
F2_Industrial_Agriculture_New_Space Heating_Natural Gas_Boiler_A_Achievable Economic UCT Potential | F2 | Industrial | Agriculture | New | Space Heating | Natural Gas | Boiler | A | Integrated Unit Summer Peak Savings (kW) | Achievable Economic UCT Potential | 0 | 0 | 0 | 0 | 0 | 0 | 0 | 0 | 0 | 0 | 0 | 0 | 0 | 0 | 0 | 0 | 0 | 0 | 0 | 0 | 0 | 0 | 0 | 0 | 0 | 0 | 0 | 0 | 0 | 0 | 0
F3_Industrial_Agriculture_New_Space Heating_Natural Gas_Boiler_A_Achievable Economic UCT Potential | F3 | Industrial | Agriculture | New | Space Heating | Natural Gas | Boiler | A | Integrated Unit Winter Peak Savings (kW) | Achievable Economic UCT Potential | 0 | 0 | 0 | 0 | 0 | 0 | 0 | 0 | 0 | 0 | 0 | 0 | 0 | 0 | 0 | 0 | 0 | 0 | 0 | 0 | 0 | 0 | 0 | 0 | 0 | 0 | 0 | 0 | 0 | 0 | 0
F4_Industrial_Agriculture_New_Space Heating_Natural Gas_Boiler_A_Achievable Economic UCT Potential | F4 | Industrial | Agriculture | New | Space Heating | Natural Gas | Boiler | A | Incremental Energy Savings (MWh or mTherms) | Achievable Economic UCT Potential | 0 | 0 | 0 | 0 | 0 | 0 | 0 | 0 | 0 | 0 | 0 | 0 | 0 | 0 | 0 | 0 | 0 | 0 | 0 | 0 | 0 | 0 | 0 | 0 | 0 | 0 | 0 | 0 | 0 | 0 | 0
F5_Industrial_Agriculture_New_Space Heating_Natural Gas_Boiler_A_Achievable Economic UCT Potential | F5 | Industrial | Agriculture | New | Space Heating | Natural Gas | Boiler | A | Incremental Summer Peak Savings (MW) | Achievable Economic UCT Potential | 0 | 0 | 0 | 0 | 0 | 0 | 0 | 0 | 0 | 0 | 0 | 0 | 0 | 0 | 0 | 0 | 0 | 0 | 0 | 0 | 0 | 0 | 0 | 0 | 0 | 0 | 0 | 0 | 0 | 0 | 0
F6_Industrial_Agriculture_New_Space Heating_Natural Gas_Boiler_A_Achievable Economic UCT Potential | F6 | Industrial | Agriculture | New | Space Heating | Natural Gas | Boiler | A | Incremental Winter Peak Savings (MW) | Achievable Economic UCT Potential | 0 | 0 | 0 | 0 | 0 | 0 | 0 | 0 | 0 | 0 | 0 | 0 | 0 | 0 | 0 | 0 | 0 | 0 | 0 | 0 | 0 | 0 | 0 | 0 | 0 | 0 | 0 | 0 | 0 | 0 | 0
F7_Industrial_Agriculture_New_Space Heating_Natural Gas_Boiler_A_Achievable Economic UCT Potential | F7 | Industrial | Agriculture | New | Space Heating | Natural Gas | Boiler | A | Cumulative Energy Savings (MWh or mTherms) | Achievable Economic UCT Potential | 0 | 0 | 0 | 0 | 0 | 0 | 0 | 0 | 0 | 0 | 0 | 0 | 0 | 0 | 0 | 0 | 0 | 0 | 0 | 0 | 0 | 0 | 0 | 0 | 0 | 0 | 0 | 0 | 0 | 0 | 0
F8_Industrial_Agriculture_New_Space Heating_Natural Gas_Boiler_A_Achievable Economic UCT Potential | F8 | Industrial | Agriculture | New | Space Heating | Natural Gas | Boiler | A | Cumulative Summer Peak Savings (MW) | Achievable Economic UCT Potential | 0 | 0 | 0 | 0 | 0 | 0 | 0 | 0 | 0 | 0 | 0 | 0 | 0 | 0 | 0 | 0 | 0 | 0 | 0 | 0 | 0 | 0 | 0 | 0 | 0 | 0 | 0 | 0 | 0 | 0 | 0
F9_Industrial_Agriculture_New_Space Heating_Natural Gas_Boiler_A_Achievable Economic UCT Potential | F9 | Industrial | Agriculture | New | Space Heating | Natural Gas | Boiler | A | Cumulative Winter Peak Savings (MW) | Achievable Economic UCT Potential | 0 | 0 | 0 | 0 | 0 | 0 | 0 | 0 | 0 | 0 | 0 | 0 | 0 | 0 | 0 | 0 | 0 | 0 | 0 | 0 | 0 | 0 | 0 | 0 | 0 | 0 | 0 | 0 | 0 | 0 | 0
F10_Industrial_Agriculture_New_Space Heating_Natural Gas_Boiler_A_Achievable Economic UCT Potential | F10 | Industrial | Agriculture | New | Space Heating | Natural Gas | Boiler | A | Purchases (Incremental) | Achievable Economic UCT Potential | 0 | 0 | 0 | 0 | 0 | 0 | 0 | 0 | 0 | 0 | 0 | 0 | 0 | 0 | 0 | 0 | 0 | 0 | 0 | 0 | 0 | 0 | 0 | 0 | 0 | 0 | 0 | 0 | 0 | 0 | 0
F11_Industrial_Agriculture_New_Space Heating_Natural Gas_Boiler_A_Achievable Economic UCT Potential | F11 | Industrial | Agriculture | New | Space Heating | Natural Gas | Boiler | A | Purchases (Cumulative) | Achievable Economic UCT Potential | 0 | 0 | 0 | 0 | 0 | 0 | 0 | 0 | 0 | 0 | 0 | 0 | 0 | 0 | 0 | 0 | 0 | 0 | 0 | 0 | 0 | 0 | 0 | 0 | 0 | 0 | 0 | 0 | 0 | 0 | 0
F1_Industrial_Agriculture_New_Space Heating_Natural Gas_Unit Heater_A_Achievable Economic UCT Potential | F1 | Industrial | Agriculture | New | Space Heating | Natural Gas | Unit Heater | A | Integrated Unit Energy Savings (kWh or therms) | Achievable Economic UCT Potential | 0 | 28641.12 | 28641.12 | 28641.12 | 28641.12 | 15772.4108 | 15772.4108 | 15772.4108 | 15772.4108 | 15772.4108 | 15772.4108 | 15772.4108 | 15772.4108 | 15772.4108 | 15772.4108 | 15772.4108 | 15772.4108 | 15772.4108 | 15772.4108 | 15772.4108 | 15772.4108 | 15772.4108 | 15772.4108 | 15772.4108 | 15772.4108 | 15772.4108 | 15772.4108 | 15772.4108 | 15772.4108 | 15772.4108 | 15772.4108
F2_Industrial_Agriculture_New_Space Heating_Natural Gas_Unit Heater_A_Achievable Economic UCT Potential | F2 | Industrial | Agriculture | New | Space Heating | Natural Gas | Unit Heater | A | Integrated Unit Summer Peak Savings (kW) | Achievable Economic UCT Potential | 0 | 0 | 0 | 0 | 0 | 0 | 0 | 0 | 0 | 0 | 0 | 0 | 0 | 0 | 0 | 0 | 0 | 0 | 0 | 0 | 0 | 0 | 0 | 0 | 0 | 0 | 0 | 0 | 0 | 0 | 0
F3_Industrial_Agriculture_New_Space Heating_Natural Gas_Unit Heater_A_Achievable Economic UCT Potential | F3 | Industrial | Agriculture | New | Space Heating | Natural Gas | Unit Heater | A | Integrated Unit Winter Peak Savings (kW) | Achievable Economic UCT Potential | 0 | 0 | 0 | 0 | 0 | 0 | 0 | 0 | 0 | 0 | 0 | 0 | 0 | 0 | 0 | 0 | 0 | 0 | 0 | 0 | 0 | 0 | 0 | 0 | 0 | 0 | 0 | 0 | 0 | 0 | 0
F4_Industrial_Agriculture_New_Space Heating_Natural Gas_Unit Heater_A_Achievable Economic UCT Potential | F4 | Industrial | Agriculture | New | Space Heating | Natural Gas | Unit Heater | A | Incremental Energy Savings (MWh or mTherms) | Achievable Economic UCT Potential | 0 | 0 | 0 | 0 | 0 | 0.020729 | 0.040746 | 0.061086 | 0.080967 | 0.10126 | 0.11959 | 0.1568 | 0.18996 | 0.21712 | 0.23871 | 0.26069 | 0.27713 | 0.29258 | 0.37139 | 0.36515 | 0.36102 | 0.36446 | 0.37201 | 0.37906 | 0.38779 | 0.397 | 0.40785 | 0.41748 | 0.44559 | 0.46616 | 0.48062
F5_Industrial_Agriculture_New_Space Heating_Natural Gas_Unit Heater_A_Achievable Economic UCT Potential | F5 | Industrial | Agriculture | New | Space Heating | Natural Gas | Unit Heater | A | Incremental Summer Peak Savings (MW) | Achievable Economic UCT Potential | 0 | 0 | 0 | 0 | 0 | 0 | 0 | 0 | 0 | 0 | 0 | 0 | 0 | 0 | 0 | 0 | 0 | 0 | 0 | 0 | 0 | 0 | 0 | 0 | 0 | 0 | 0 | 0 | 0 | 0 | 0
F6_Industrial_Agriculture_New_Space Heating_Natural Gas_Unit Heater_A_Achievable Economic UCT Potential | F6 | Industrial | Agriculture | New | Space Heating | Natural Gas | Unit Heater | A | Incremental Winter Peak Savings (MW) | Achievable Economic UCT Potential | 0 | 0 | 0 | 0 | 0 | 0 | 0 | 0 | 0 | 0 | 0 | 0 | 0 | 0 | 0 | 0 | 0 | 0 | 0 | 0 | 0 | 0 | 0 | 0 | 0 | 0 | 0 | 0 | 0 | 0 | 0
F7_Industrial_Agriculture_New_Space Heating_Natural Gas_Unit Heater_A_Achievable Economic UCT Potential | F7 | Industrial | Agriculture | New | Space Heating | Natural Gas | Unit Heater | A | Cumulative Energy Savings (MWh or mTherms) | Achievable Economic UCT Potential | 0 | 0 | 0 | 0 | 0 | 0.020729 | 0.061475 | 0.12256 | 0.20353 | 0.30479 | 0.42438 | 0.58118 | 0.77114 | 0.98826 | 1.227 | 1.4877 | 1.7648 | 2.0366 | 2.3673 | 2.6713 | 2.9514 | 3.2146 | 3.467 | 3.6893 | 3.8871 | 4.067 | 4.2361 | 4.3929 | 0 | 0 | 0
F8_Industrial_Agriculture_New_Space Heating_Natural Gas_Unit Heater_A_Achievable Economic UCT Potential | F8 | Industrial | Agriculture | New | Space Heating | Natural Gas | Unit Heater | A | Cumulative Summer Peak Savings (MW) | Achievable Economic UCT Potential | 0 | 0 | 0 | 0 | 0 | 0 | 0 | 0 | 0 | 0 | 0 | 0 | 0 | 0 | 0 | 0 | 0 | 0 | 0 | 0 | 0 | 0 | 0 | 0 | 0 | 0 | 0 | 0 | 0 | 0 | 0
F9_Industrial_Agriculture_New_Space Heating_Natural Gas_Unit Heater_A_Achievable Economic UCT Potential | F9 | Industrial | Agriculture | New | Space Heating | Natural Gas | Unit Heater | A | Cumulative Winter Peak Savings (MW) | Achievable Economic UCT Potential | 0 | 0 | 0 | 0 | 0 | 0 | 0 | 0 | 0 | 0 | 0 | 0 | 0 | 0 | 0 | 0 | 0 | 0 | 0 | 0 | 0 | 0 | 0 | 0 | 0 | 0 | 0 | 0 | 0 | 0 | 0
F10_Industrial_Agriculture_New_Space Heating_Natural Gas_Unit Heater_A_Achievable Economic UCT Potential | F10 | Industrial | Agriculture | New | Space Heating | Natural Gas | Unit Heater | A | Purchases (Incremental) | Achievable Economic UCT Potential | 0 | 0 | 0 | 0 | 0 | 0.0013143 | 0.0025834 | 0.0038729 | 0.0051335 | 0.0064203 | 0.0075822 | 0.0099413 | 0.012044 | 0.013766 | 0.015135 | 0.016528 | 0.01757 | 0.01855 | 0.023547 | 0.023151 | 0.022889 | 0.023107 | 0.023586 | 0.024033 | 0.024586 | 0.02517 | 0.025859 | 0.026469 | 0.028251 | 0.029556 | 0.030472
F11_Industrial_Agriculture_New_Space Heating_Natural Gas_Unit Heater_A_Achievable Economic UCT Potential | F11 | Industrial | Agriculture | New | Space Heating | Natural Gas | Unit Heater | A | Purchases (Cumulative) | Achievable Economic UCT Potential | 0 | 0 | 0 | 0 | 0 | 0.0013143 | 0.0038977 | 0.0077706 | 0.012904 | 0.019324 | 0.026907 | 0.036848 | 0.048892 | 0.062658 | 0.077792 | 0.09432 | 0.11189 | 0.12913 | 0.15009 | 0.16937 | 0.18712 | 0.20381 | 0.21982 | 0.23391 | 0.24645 | 0.25785 | 0.26858 | 0.27852 | 0.2892 | 0.30021 | 0.30713
F1_Industrial_Primary Metals_Existing_Space Heating_Natural Gas_Furnace_A_Achievable Economic UCT Potential | F1 | Industrial | Primary Metals | Existing | Space Heating | Natural Gas | Furnace | A | Integrated Unit Energy Savings (kWh or therms) | Achievable Economic UCT Potential | 0 | 505.0924 | 505.0924 | 505.0924 | 505.0924 | 138.7616 | 138.7616 | 138.7616 | 138.7616 | 138.7616 | 138.7616 | 138.7616 | 138.7616 | 138.7616 | 138.7616 | 138.7616 | 138.7616 | 138.7616 | 138.7616 | 138.7616 | 138.7616 | 138.7616 | 138.7616 | 138.7616 | 138.7616 | 138.7616 | 138.7616 | 138.7616 | 138.7616 | 138.7616 | 138.7616
F2_Industrial_Primary Metals_Existing_Space Heating_Natural Gas_Furnace_A_Achievable Economic UCT Potential | F2 | Industrial | Primary Metals | Existing | Space Heating | Natural Gas | Furnace | A | Integrated Unit Summer Peak Savings (kW) | Achievable Economic UCT Potential | 0 | 0 | 0 | 0 | 0 | 0 | 0 | 0 | 0 | 0 | 0 | 0 | 0 | 0 | 0 | 0 | 0 | 0 | 0 | 0 | 0 | 0 | 0 | 0 | 0 | 0 | 0 | 0 | 0 | 0 | 0
F3_Industrial_Primary Metals_Existing_Space Heating_Natural Gas_Furnace_A_Achievable Economic UCT Potential | F3 | Industrial | Primary Metals | Existing | Space Heating | Natural Gas | Furnace | A | Integrated Unit Winter Peak Savings (kW) | Achievable Economic UCT Potential | 0 | 0 | 0 | 0 | 0 | 0 | 0 | 0 | 0 | 0 | 0 | 0 | 0 | 0 | 0 | 0 | 0 | 0 | 0 | 0 | 0 | 0 | 0 | 0 | 0 | 0 | 0 | 0 | 0 | 0 | 0
F4_Industrial_Primary Metals_Existing_Space Heating_Natural Gas_Furnace_A_Achievable Economic UCT Potential | F4 | Industrial | Primary Metals | Existing | Space Heating | Natural Gas | Furnace | A | Incremental Energy Savings (MWh or mTherms) | Achievable Economic UCT Potential | 0 | 0 | 0 | 0 | 0 | 0.0003263 | 0.0006795 | 0.00073769 | 0.0010327 | 0.0013407 | 0.0015711 | 0.0018037 | 0.0018416 | 0.001815 | 0.0020019 | 0.0017304 | 0.0016824 | 0.0016029 | 0.001521 | 0.0016432 | 0.0016147 | 0.0016453 | 0.0017606 | 0.0017899 | 0.0018215 | 0.0018551 | 0.0018987 | 0.0019388 | 0.0019759 | 0.002265 | 0.002459
F5_Industrial_Primary Metals_Existing_Space Heating_Natural Gas_Furnace_A_Achievable Economic UCT Potential | F5 | Industrial | Primary Metals | Existing | Space Heating | Natural Gas | Furnace | A | Incremental Summer Peak Savings (MW) | Achievable Economic UCT Potential | 0 | 0 | 0 | 0 | 0 | 0 | 0 | 0 | 0 | 0 | 0 | 0 | 0 | 0 | 0 | 0 | 0 | 0 | 0 | 0 | 0 | 0 | 0 | 0 | 0 | 0 | 0 | 0 | 0 | 0 | 0
F6_Industrial_Primary Metals_Existing_Space Heating_Natural Gas_Furnace_A_Achievable Economic UCT Potential | F6 | Industrial | Primary Metals | Existing | Space Heating | Natural Gas | Furnace | A | Incremental Winter Peak Savings (MW) | Achievable Economic UCT Potential | 0 | 0 | 0 | 0 | 0 | 0 | 0 | 0 | 0 | 0 | 0 | 0 | 0 | 0 | 0 | 0 | 0 | 0 | 0 | 0 | 0 | 0 | 0 | 0 | 0 | 0 | 0 | 0 | 0 | 0 | 0
F7_Industrial_Primary Metals_Existing_Space Heating_Natural Gas_Furnace_A_Achievable Economic UCT Potential | F7 | Industrial | Primary Metals | Existing | Space Heating | Natural Gas | Furnace | A | Cumulative Energy Savings (MWh or mTherms) | Achievable Economic UCT Potential | 0 | 0 | 0 | 0 | 0 | 0.0003263 | 0.0010058 | 0.0017435 | 0.0027762 | 0.0041169 | 0.005688 | 0.0074917 | 0.0093333 | 0.011148 | 0.01315 | 0.014881 | 0.016563 | 0.018166 | 0.019687 | 0.02133 | 0.022945 | 0.02459 | 0.026351 | 0.028141 | 0.029962 | 0.031817 | 0.033716 | 0.035655 | 0 | 0 | 0
F8_Industrial_Primary Metals_Existing_Space Heating_Natural Gas_Furnace_A_Achievable Economic UCT Potential | F8 | Industrial | Primary Metals | Existing | Space Heating | Natural Gas | Furnace | A | Cumulative Summer Peak Savings (MW) | Achievable Economic UCT Potential | 0 | 0 | 0 | 0 | 0 | 0 | 0 | 0 | 0 | 0 | 0 | 0 | 0 | 0 | 0 | 0 | 0 | 0 | 0 | 0 | 0 | 0 | 0 | 0 | 0 | 0 | 0 | 0 | 0 | 0 | 0
F9_Industrial_Primary Metals_Existing_Space Heating_Natural Gas_Furnace_A_Achievable Economic UCT Potential | F9 | Industrial | Primary Metals | Existing | Space Heating | Natural Gas | Furnace | A | Cumulative Winter Peak Savings (MW) | Achievable Economic UCT Potential | 0 | 0 | 0 | 0 | 0 | 0 | 0 | 0 | 0 | 0 | 0 | 0 | 0 | 0 | 0 | 0 | 0 | 0 | 0 | 0 | 0 | 0 | 0 | 0 | 0 | 0 | 0 | 0 | 0 | 0 | 0
F10_Industrial_Primary Metals_Existing_Space Heating_Natural Gas_Furnace_A_Achievable Economic UCT Potential | F10 | Industrial | Primary Metals | Existing | Space Heating | Natural Gas | Furnace | A | Purchases (Incremental) | Achievable Economic UCT Potential | 0 | 0 | 0 | 0 | 0 | 0.0023515 | 0.0048969 | 0.0053163 | 0.0074422 | 0.009662 | 0.011322 | 0.012999 | 0.013272 | 0.01308 | 0.014427 | 0.01247 | 0.012124 | 0.011552 | 0.010961 | 0.011842 | 0.011636 | 0.011857 | 0.012688 | 0.012899 | 0.013127 | 0.013369 | 0.013683 | 0.013972 | 0.014239 | 0.016323 | 0.017721
F11_Industrial_Primary Metals_Existing_Space Heating_Natural Gas_Furnace_A_Achievable Economic UCT Potential | F11 | Industrial | Primary Metals | Existing | Space Heating | Natural Gas | Furnace | A | Purchases (Cumulative) | Achievable Economic UCT Potential | 0 | 0 | 0 | 0 | 0 | 0.0023515 | 0.0072484 | 0.012565 | 0.020007 | 0.029669 | 0.040991 | 0.05399 | 0.067261 | 0.080341 | 0.094768 | 0.10724 | 0.11936 | 0.13091 | 0.14188 | 0.15372 | 0.16535 | 0.17721 | 0.1899 | 0.2028 | 0.21592 | 0.22929 | 0.24298 | 0.25695 | 0.26335 | 0.26335 | 0.26335
F1_Industrial_Primary Metals_Existing_Space Heating_Natural Gas_Boiler_A_Achievable Economic UCT Potential | F1 | Industrial | Primary Metals | Existing | Space Heating | Natural Gas | Boiler | A | Integrated Unit Energy Savings (kWh or therms) | Achievable Economic UCT Potential | 0 | 8772.191 | 8772.191 | 8772.191 | 8772.191 | 5375.3 | 5375.3 | 5375.3 | 5375.3 | 5375.3 | 5375.3 | 5375.3 | 5375.3 | 5375.3 | 5375.3 | 5375.3 | 5375.3 | 5375.3 | 5375.3 | 5375.3 | 5375.3 | 5375.3 | 5375.3 | 792.2778 | 792.2778 | 792.2778 | 792.2778 | 792.2778 | 792.2778 | 792.2778 | 792.2778
F2_Industrial_Primary Metals_Existing_Space Heating_Natural Gas_Boiler_A_Achievable Economic UCT Potential | F2 | Industrial | Primary Metals | Existing | Space Heating | Natural Gas | Boiler | A | Integrated Unit Summer Peak Savings (kW) | Achievable Economic UCT Potential | 0 | 0 | 0 | 0 | 0 | 0 | 0 | 0 | 0 | 0 | 0 | 0 | 0 | 0 | 0 | 0 | 0 | 0 | 0 | 0 | 0 | 0 | 0 | 0 | 0 | 0 | 0 | 0 | 0 | 0 | 0
F3_Industrial_Primary Metals_Existing_Space Heating_Natural Gas_Boiler_A_Achievable Economic UCT Potential | F3 | Industrial | Primary Metals | Existing | Space Heating | Natural Gas | Boiler | A | Integrated Unit Winter Peak Savings (kW) | Achievable Economic UCT Potential | 0 | 0 | 0 | 0 | 0 | 0 | 0 | 0 | 0 | 0 | 0 | 0 | 0 | 0 | 0 | 0 | 0 | 0 | 0 | 0 | 0 | 0 | 0 | 0 | 0 | 0 | 0 | 0 | 0 | 0 | 0
F4_Industrial_Primary Metals_Existing_Space Heating_Natural Gas_Boiler_A_Achievable Economic UCT Potential | F4 | Industrial | Primary Metals | Existing | Space Heating | Natural Gas | Boiler | A | Incremental Energy Savings (MWh or mTherms) | Achievable Economic UCT Potential | 0 | 0 | 0 | 0 | 0 | 0.021044 | 0.031034 | 0.037598 | 0.042761 | 0.046233 | 0.046052 | 0.046716 | 0.047025 | 0.046506 | 0.052236 | 0.046312 | 0.046604 | 0.046275 | 0.045947 | 0.047724 | 0.045902 | 0.049032 | 0.04772 | 0.0068686 | 0.0070077 | 0.006867 | 0.0067471 | 0.0066457 | 0.006569 | 0.0065103 | 0.0064502
F5_Industrial_Primary Metals_Existing_Space Heating_Natural Gas_Boiler_A_Achievable Economic UCT Potential | F5 | Industrial | Primary Metals | Existing | Space Heating | Natural Gas | Boiler | A | Incremental Summer Peak Savings (MW) | Achievable Economic UCT Potential | 0 | 0 | 0 | 0 | 0 | 0 | 0 | 0 | 0 | 0 | 0 | 0 | 0 | 0 | 0 | 0 | 0 | 0 | 0 | 0 | 0 | 0 | 0 | 0 | 0 | 0 | 0 | 0 | 0 | 0 | 0
F6_Industrial_Primary Metals_Existing_Space Heating_Natural Gas_Boiler_A_Achievable Economic UCT Potential | F6 | Industrial | Primary Metals | Existing | Space Heating | Natural Gas | Boiler | A | Incremental Winter Peak Savings (MW) | Achievable Economic UCT Potential | 0 | 0 | 0 | 0 | 0 | 0 | 0 | 0 | 0 | 0 | 0 | 0 | 0 | 0 | 0 | 0 | 0 | 0 | 0 | 0 | 0 | 0 | 0 | 0 | 0 | 0 | 0 | 0 | 0 | 0 | 0
F7_Industrial_Primary Metals_Existing_Space Heating_Natural Gas_Boiler_A_Achievable Economic UCT Potential | F7 | Industrial | Primary Metals | Existing | Space Heating | Natural Gas | Boiler | A | Cumulative Energy Savings (MWh or mTherms) | Achievable Economic UCT Potential | 0 | 0 | 0 | 0 | 0 | 0.021044 | 0.052078 | 0.089676 | 0.13244 | 0.17867 | 0.22472 | 0.27144 | 0.31846 | 0.36497 | 0.4172 | 0.46352 | 0.51012 | 0.5564 | 0.60234 | 0.65007 | 0.69597 | 0.745 | 0.79272 | 0.79959 | 0.8066 | 0.81346 | 0.82021 | 0.82686 | 0 | 0 | 0
F8_Industrial_Primary Metals_Existing_Space Heating_Natural Gas_Boiler_A_Achievable Economic UCT Potential | F8 | Industrial | Primary Metals | Existing | Space Heating | Natural Gas | Boiler | A | Cumulative Summer Peak Savings (MW) | Achievable Economic UCT Potential | 0 | 0 | 0 | 0 | 0 | 0 | 0 | 0 | 0 | 0 | 0 | 0 | 0 | 0 | 0 | 0 | 0 | 0 | 0 | 0 | 0 | 0 | 0 | 0 | 0 | 0 | 0 | 0 | 0 | 0 | 0
F9_Industrial_Primary Metals_Existing_Space Heating_Natural Gas_Boiler_A_Achievable Economic UCT Potential | F9 | Industrial | Primary Metals | Existing | Space Heating | Natural Gas | Boiler | A | Cumulative Winter Peak Savings (MW) | Achievable Economic UCT Potential | 0 | 0 | 0 | 0 | 0 | 0 | 0 | 0 | 0 | 0 | 0 | 0 | 0 | 0 | 0 | 0 | 0 | 0 | 0 | 0 | 0 | 0 | 0 | 0 | 0 | 0 | 0 | 0 | 0 | 0 | 0
F10_Industrial_Primary Metals_Existing_Space Heating_Natural Gas_Boiler_A_Achievable Economic UCT Potential | F10 | Industrial | Primary Metals | Existing | Space Heating | Natural Gas | Boiler | A | Purchases (Incremental) | Achievable Economic UCT Potential | 0 | 0 | 0 | 0 | 0 | 0.003915 | 0.0057734 | 0.0069946 | 0.0079551 | 0.0086011 | 0.0085673 | 0.0086909 | 0.0087483 | 0.0086518 | 0.0097178 | 0.0086157 | 0.0086701 | 0.0086088 | 0.0085477 | 0.0088785 | 0.0085394 | 0.0091217 | 0.0088777 | 0.0086694 | 0.008845 | 0.0086674 | 0.0085161 | 0.0083881 | 0.0082912 | 0.0082172 | 0.0081414
F11_Industrial_Primary Metals_Existing_Space Heating_Natural Gas_Boiler_A_Achievable Economic UCT Potential | F11 | Industrial | Primary Metals | Existing | Space Heating | Natural Gas | Boiler | A | Purchases (Cumulative) | Achievable Economic UCT Potential | 0 | 0 | 0 | 0 | 0 | 0.003915 | 0.0096883 | 0.016683 | 0.024638 | 0.033239 | 0.041806 | 0.050497 | 0.059246 | 0.067897 | 0.077615 | 0.086231 | 0.094901 | 0.10351 | 0.11206 | 0.12094 | 0.12948 | 0.1386 | 0.14747 | 0.15614 | 0.16499 | 0.17366 | 0.18217 | 0.19056 | 0.19885 | 0.20707 | 0.2113
F1_Industrial_Primary Metals_Existing_Space Heating_Natural Gas_Unit Heater_A_Achievable Economic UCT Potential | F1 | Industrial | Primary Metals | Existing | Space Heating | Natural Gas | Unit Heater | A | Integrated Unit Energy Savings (kWh or therms) | Achievable Economic UCT Potential | 0 | 28641.12 | 28641.12 | 28641.12 | 28641.12 | 15772.4108 | 15772.4108 | 15772.4108 | 15772.4108 | 15772.4108 | 15772.4108 | 15772.4108 | 15772.4108 | 15772.4108 | 15772.4108 | 15772.4108 | 15772.4108 | 15772.4108 | 15772.4108 | 15772.4108 | 15772.4108 | 15772.4108 | 15772.4108 | 15772.4108 | 15772.4108 | 15772.4108 | 15772.4108 | 15772.4108 | 15772.4108 | 15772.4108 | 15772.4108
F2_Industrial_Primary Metals_Existing_Space Heating_Natural Gas_Unit Heater_A_Achievable Economic UCT Potential | F2 | Industrial | Primary Metals | Existing | Space Heating | Natural Gas | Unit Heater | A | Integrated Unit Summer Peak Savings (kW) | Achievable Economic UCT Potential | 0 | 0 | 0 | 0 | 0 | 0 | 0 | 0 | 0 | 0 | 0 | 0 | 0 | 0 | 0 | 0 | 0 | 0 | 0 | 0 | 0 | 0 | 0 | 0 | 0 | 0 | 0 | 0 | 0 | 0 | 0
F3_Industrial_Primary Metals_Existing_Space Heating_Natural Gas_Unit Heater_A_Achievable Economic UCT Potential | F3 | Industrial | Primary Metals | Existing | Space Heating | Natural Gas | Unit Heater | A | Integrated Unit Winter Peak Savings (kW) | Achievable Economic UCT Potential | 0 | 0 | 0 | 0 | 0 | 0 | 0 | 0 | 0 | 0 | 0 | 0 | 0 | 0 | 0 | 0 | 0 | 0 | 0 | 0 | 0 | 0 | 0 | 0 | 0 | 0 | 0 | 0 | 0 | 0 | 0
F4_Industrial_Primary Metals_Existing_Space Heating_Natural Gas_Unit Heater_A_Achievable Economic UCT Potential | F4 | Industrial | Primary Metals | Existing | Space Heating | Natural Gas | Unit Heater | A | Incremental Energy Savings (MWh or mTherms) | Achievable Economic UCT Potential | 0 | 0 | 0 | 0 | 0 | 0.0050773 | 0.013804 | 0.026677 | 0.045464 | 0.0695 | 0.091481 | 0.11566 | 0.13929 | 0.16005 | 0.20518 | 0.21093 | 0.23263 | 0.22384 | 0.21801 | 0.22198 | 0.21776 | 0.23856 | 0.21855 | 0.22364 | 0.2337 | 0.24282 | 0.25333 | 0.25756 | 0.26023 | 0.26209 | 0.26246
F5_Industrial_Primary Metals_Existing_Space Heating_Natural Gas_Unit Heater_A_Achievable Economic UCT Potential | F5 | Industrial | Primary Metals | Existing | Space Heating | Natural Gas | Unit Heater | A | Incremental Summer Peak Savings (MW) | Achievable Economic UCT Potential | 0 | 0 | 0 | 0 | 0 | 0 | 0 | 0 | 0 | 0 | 0 | 0 | 0 | 0 | 0 | 0 | 0 | 0 | 0 | 0 | 0 | 0 | 0 | 0 | 0 | 0 | 0 | 0 | 0 | 0 | 0
F6_Industrial_Primary Metals_Existing_Space Heating_Natural Gas_Unit Heater_A_Achievable Economic UCT Potential | F6 | Industrial | Primary Metals | Existing | Space Heating | Natural Gas | Unit Heater | A | Incremental Winter Peak Savings (MW) | Achievable Economic UCT Potential | 0 | 0 | 0 | 0 | 0 | 0 | 0 | 0 | 0 | 0 | 0 | 0 | 0 | 0 | 0 | 0 | 0 | 0 | 0 | 0 | 0 | 0 | 0 | 0 | 0 | 0 | 0 | 0 | 0 | 0 | 0
F7_Industrial_Primary Metals_Existing_Space Heating_Natural Gas_Unit Heater_A_Achievable Economic UCT Potential | F7 | Industrial | Primary Metals | Existing | Space Heating | Natural Gas | Unit Heater | A | Cumulative Energy Savings (MWh or mTherms) | Achievable Economic UCT Potential | 0 | 0 | 0 | 0 | 0 | 0.0050773 | 0.018882 | 0.045559 | 0.091023 | 0.16052 | 0.252 | 0.36766 | 0.50695 | 0.66701 | 0.87219 | 1.0831 | 1.3157 | 1.5345 | 1.7387 | 1.934 | 2.1063 | 2.2754 | 2.4025 | 2.5104 | 2.6048 | 2.6876 | 2.7358 | 2.7824 | 0 | 0 | 0
F8_Industrial_Primary Metals_Existing_Space Heating_Natural Gas_Unit Heater_A_Achievable Economic UCT Potential | F8 | Industrial | Primary Metals | Existing | Space Heating | Natural Gas | Unit Heater | A | Cumulative Summer Peak Savings (MW) | Achievable Economic UCT Potential | 0 | 0 | 0 | 0 | 0 | 0 | 0 | 0 | 0 | 0 | 0 | 0 | 0 | 0 | 0 | 0 | 0 | 0 | 0 | 0 | 0 | 0 | 0 | 0 | 0 | 0 | 0 | 0 | 0 | 0 | 0
F9_Industrial_Primary Metals_Existing_Space Heating_Natural Gas_Unit Heater_A_Achievable Economic UCT Potential | F9 | Industrial | Primary Metals | Existing | Space Heating | Natural Gas | Unit Heater | A | Cumulative Winter Peak Savings (MW) | Achievable Economic UCT Potential | 0 | 0 | 0 | 0 | 0 | 0 | 0 | 0 | 0 | 0 | 0 | 0 | 0 | 0 | 0 | 0 | 0 | 0 | 0 | 0 | 0 | 0 | 0 | 0 | 0 | 0 | 0 | 0 | 0 | 0 | 0
F10_Industrial_Primary Metals_Existing_Space Heating_Natural Gas_Unit Heater_A_Achievable Economic UCT Potential | F10 | Industrial | Primary Metals | Existing | Space Heating | Natural Gas | Unit Heater | A | Purchases (Incremental) | Achievable Economic UCT Potential | 0 | 0 | 0 | 0 | 0 | 0.00032191 | 0.00087522 | 0.0016914 | 0.0028825 | 0.0044064 | 0.0058001 | 0.007333 | 0.0088313 | 0.010148 | 0.013009 | 0.013373 | 0.014749 | 0.014192 | 0.013823 | 0.014074 | 0.013806 | 0.015125 | 0.013857 | 0.014179 | 0.014817 | 0.015395 | 0.016061 | 0.01633 | 0.016499 | 0.016617 | 0.01664
F11_Industrial_Primary Metals_Existing_Space Heating_Natural Gas_Unit Heater_A_Achievable Economic UCT Potential | F11 | Industrial | Primary Metals | Existing | Space Heating | Natural Gas | Unit Heater | A | Purchases (Cumulative) | Achievable Economic UCT Potential | 0 | 0 | 0 | 0 | 0 | 0.00032191 | 0.0011971 | 0.0028885 | 0.005771 | 0.010177 | 0.015978 | 0.023311 | 0.032142 | 0.04229 | 0.055298 | 0.068672 | 0.083421 | 0.097291 | 0.11024 | 0.12262 | 0.13355 | 0.14426 | 0.15232 | 0.15917 | 0.16515 | 0.1704 | 0.17345 | 0.17641 | 0.17816 | 0.18058 | 0.1834
F1_Industrial_Primary Metals_New_Space Heating_Natural Gas_Furnace_A_Achievable Economic UCT Potential | F1 | Industrial | Primary Metals | New | Space Heating | Natural Gas | Furnace | A | Integrated Unit Energy Savings (kWh or therms) | Achievable Economic UCT Potential | 0 | 0 | 0 | 0 | 0 | 0 | 0 | 0 | 0 | 0 | 0 | 0 | 0 | 0 | 0 | 0 | 0 | 0 | 0 | 0 | 0 | 0 | 0 | 0 | 0 | 0 | 0 | 0 | 0 | 0 | 0
F2_Industrial_Primary Metals_New_Space Heating_Natural Gas_Furnace_A_Achievable Economic UCT Potential | F2 | Industrial | Primary Metals | New | Space Heating | Natural Gas | Furnace | A | Integrated Unit Summer Peak Savings (kW) | Achievable Economic UCT Potential | 0 | 0 | 0 | 0 | 0 | 0 | 0 | 0 | 0 | 0 | 0 | 0 | 0 | 0 | 0 | 0 | 0 | 0 | 0 | 0 | 0 | 0 | 0 | 0 | 0 | 0 | 0 | 0 | 0 | 0 | 0
F3_Industrial_Primary Metals_New_Space Heating_Natural Gas_Furnace_A_Achievable Economic UCT Potential | F3 | Industrial | Primary Metals | New | Space Heating | Natural Gas | Furnace | A | Integrated Unit Winter Peak Savings (kW) | Achievable Economic UCT Potential | 0 | 0 | 0 | 0 | 0 | 0 | 0 | 0 | 0 | 0 | 0 | 0 | 0 | 0 | 0 | 0 | 0 | 0 | 0 | 0 | 0 | 0 | 0 | 0 | 0 | 0 | 0 | 0 | 0 | 0 | 0
F4_Industrial_Primary Metals_New_Space Heating_Natural Gas_Furnace_A_Achievable Economic UCT Potential | F4 | Industrial | Primary Metals | New | Space Heating | Natural Gas | Furnace | A | Incremental Energy Savings (MWh or mTherms) | Achievable Economic UCT Potential | 0 | 0 | 0 | 0 | 0 | 0 | 0 | 0 | 0 | 0 | 0 | 0 | 0 | 0 | 0 | 0 | 0 | 0 | 0 | 0 | 0 | 0 | 0 | 0 | 0 | 0 | 0 | 0 | 0 | 0 | 0
F5_Industrial_Primary Metals_New_Space Heating_Natural Gas_Furnace_A_Achievable Economic UCT Potential | F5 | Industrial | Primary Metals | New | Space Heating | Natural Gas | Furnace | A | Incremental Summer Peak Savings (MW) | Achievable Economic UCT Potential | 0 | 0 | 0 | 0 | 0 | 0 | 0 | 0 | 0 | 0 | 0 | 0 | 0 | 0 | 0 | 0 | 0 | 0 | 0 | 0 | 0 | 0 | 0 | 0 | 0 | 0 | 0 | 0 | 0 | 0 | 0
F6_Industrial_Primary Metals_New_Space Heating_Natural Gas_Furnace_A_Achievable Economic UCT Potential | F6 | Industrial | Primary Metals | New | Space Heating | Natural Gas | Furnace | A | Incremental Winter Peak Savings (MW) | Achievable Economic UCT Potential | 0 | 0 | 0 | 0 | 0 | 0 | 0 | 0 | 0 | 0 | 0 | 0 | 0 | 0 | 0 | 0 | 0 | 0 | 0 | 0 | 0 | 0 | 0 | 0 | 0 | 0 | 0 | 0 | 0 | 0 | 0
F7_Industrial_Primary Metals_New_Space Heating_Natural Gas_Furnace_A_Achievable Economic UCT Potential | F7 | Industrial | Primary Metals | New | Space Heating | Natural Gas | Furnace | A | Cumulative Energy Savings (MWh or mTherms) | Achievable Economic UCT Potential | 0 | 0 | 0 | 0 | 0 | 0 | 0 | 0 | 0 | 0 | 0 | 0 | 0 | 0 | 0 | 0 | 0 | 0 | 0 | 0 | 0 | 0 | 0 | 0 | 0 | 0 | 0 | 0 | 0 | 0 | 0
F8_Industrial_Primary Metals_New_Space Heating_Natural Gas_Furnace_A_Achievable Economic UCT Potential | F8 | Industrial | Primary Metals | New | Space Heating | Natural Gas | Furnace | A | Cumulative Summer Peak Savings (MW) | Achievable Economic UCT Potential | 0 | 0 | 0 | 0 | 0 | 0 | 0 | 0 | 0 | 0 | 0 | 0 | 0 | 0 | 0 | 0 | 0 | 0 | 0 | 0 | 0 | 0 | 0 | 0 | 0 | 0 | 0 | 0 | 0 | 0 | 0
F9_Industrial_Primary Metals_New_Space Heating_Natural Gas_Furnace_A_Achievable Economic UCT Potential | F9 | Industrial | Primary Metals | New | Space Heating | Natural Gas | Furnace | A | Cumulative Winter Peak Savings (MW) | Achievable Economic UCT Potential | 0 | 0 | 0 | 0 | 0 | 0 | 0 | 0 | 0 | 0 | 0 | 0 | 0 | 0 | 0 | 0 | 0 | 0 | 0 | 0 | 0 | 0 | 0 | 0 | 0 | 0 | 0 | 0 | 0 | 0 | 0
F10_Industrial_Primary Metals_New_Space Heating_Natural Gas_Furnace_A_Achievable Economic UCT Potential | F10 | Industrial | Primary Metals | New | Space Heating | Natural Gas | Furnace | A | Purchases (Incremental) | Achievable Economic UCT Potential | 0 | 0 | 0 | 0 | 0 | 0 | 0 | 0 | 0 | 0 | 0 | 0 | 0 | 0 | 0 | 0 | 0 | 0 | 0 | 0 | 0 | 0 | 0 | 0 | 0 | 0 | 0 | 0 | 0 | 0 | 0
F11_Industrial_Primary Metals_New_Space Heating_Natural Gas_Furnace_A_Achievable Economic UCT Potential | F11 | Industrial | Primary Metals | New | Space Heating | Natural Gas | Furnace | A | Purchases (Cumulative) | Achievable Economic UCT Potential | 0 | 0 | 0 | 0 | 0 | 0 | 0 | 0 | 0 | 0 | 0 | 0 | 0 | 0 | 0 | 0 | 0 | 0 | 0 | 0 | 0 | 0 | 0 | 0 | 0 | 0 | 0 | 0 | 0 | 0 | 0
F1_Industrial_Primary Metals_New_Space Heating_Natural Gas_Boiler_A_Achievable Economic UCT Potential | F1 | Industrial | Primary Metals | New | Space Heating | Natural Gas | Boiler | A | Integrated Unit Energy Savings (kWh or therms) | Achievable Economic UCT Potential | 0 | 0 | 0 | 0 | 0 | 0 | 0 | 0 | 0 | 0 | 0 | 0 | 0 | 0 | 0 | 0 | 0 | 0 | 0 | 0 | 0 | 0 | 0 | 0 | 0 | 0 | 0 | 0 | 0 | 0 | 0
F2_Industrial_Primary Metals_New_Space Heating_Natural Gas_Boiler_A_Achievable Economic UCT Potential | F2 | Industrial | Primary Metals | New | Space Heating | Natural Gas | Boiler | A | Integrated Unit Summer Peak Savings (kW) | Achievable Economic UCT Potential | 0 | 0 | 0 | 0 | 0 | 0 | 0 | 0 | 0 | 0 | 0 | 0 | 0 | 0 | 0 | 0 | 0 | 0 | 0 | 0 | 0 | 0 | 0 | 0 | 0 | 0 | 0 | 0 | 0 | 0 | 0
F3_Industrial_Primary Metals_New_Space Heating_Natural Gas_Boiler_A_Achievable Economic UCT Potential | F3 | Industrial | Primary Metals | New | Space Heating | Natural Gas | Boiler | A | Integrated Unit Winter Peak Savings (kW) | Achievable Economic UCT Potential | 0 | 0 | 0 | 0 | 0 | 0 | 0 | 0 | 0 | 0 | 0 | 0 | 0 | 0 | 0 | 0 | 0 | 0 | 0 | 0 | 0 | 0 | 0 | 0 | 0 | 0 | 0 | 0 | 0 | 0 | 0
F4_Industrial_Primary Metals_New_Space Heating_Natural Gas_Boiler_A_Achievable Economic UCT Potential | F4 | Industrial | Primary Metals | New | Space Heating | Natural Gas | Boiler | A | Incremental Energy Savings (MWh or mTherms) | Achievable Economic UCT Potential | 0 | 0 | 0 | 0 | 0 | 0 | 0 | 0 | 0 | 0 | 0 | 0 | 0 | 0 | 0 | 0 | 0 | 0 | 0 | 0 | 0 | 0 | 0 | 0 | 0 | 0 | 0 | 0 | 0 | 0 | 0
F5_Industrial_Primary Metals_New_Space Heating_Natural Gas_Boiler_A_Achievable Economic UCT Potential | F5 | Industrial | Primary Metals | New | Space Heating | Natural Gas | Boiler | A | Incremental Summer Peak Savings (MW) | Achievable Economic UCT Potential | 0 | 0 | 0 | 0 | 0 | 0 | 0 | 0 | 0 | 0 | 0 | 0 | 0 | 0 | 0 | 0 | 0 | 0 | 0 | 0 | 0 | 0 | 0 | 0 | 0 | 0 | 0 | 0 | 0 | 0 | 0
F6_Industrial_Primary Metals_New_Space Heating_Natural Gas_Boiler_A_Achievable Economic UCT Potential | F6 | Industrial | Primary Metals | New | Space Heating | Natural Gas | Boiler | A | Incremental Winter Peak Savings (MW) | Achievable Economic UCT Potential | 0 | 0 | 0 | 0 | 0 | 0 | 0 | 0 | 0 | 0 | 0 | 0 | 0 | 0 | 0 | 0 | 0 | 0 | 0 | 0 | 0 | 0 | 0 | 0 | 0 | 0 | 0 | 0 | 0 | 0 | 0
F7_Industrial_Primary Metals_New_Space Heating_Natural Gas_Boiler_A_Achievable Economic UCT Potential | F7 | Industrial | Primary Metals | New | Space Heating | Natural Gas | Boiler | A | Cumulative Energy Savings (MWh or mTherms) | Achievable Economic UCT Potential | 0 | 0 | 0 | 0 | 0 | 0 | 0 | 0 | 0 | 0 | 0 | 0 | 0 | 0 | 0 | 0 | 0 | 0 | 0 | 0 | 0 | 0 | 0 | 0 | 0 | 0 | 0 | 0 | 0 | 0 | 0
F8_Industrial_Primary Metals_New_Space Heating_Natural Gas_Boiler_A_Achievable Economic UCT Potential | F8 | Industrial | Primary Metals | New | Space Heating | Natural Gas | Boiler | A | Cumulative Summer Peak Savings (MW) | Achievable Economic UCT Potential | 0 | 0 | 0 | 0 | 0 | 0 | 0 | 0 | 0 | 0 | 0 | 0 | 0 | 0 | 0 | 0 | 0 | 0 | 0 | 0 | 0 | 0 | 0 | 0 | 0 | 0 | 0 | 0 | 0 | 0 | 0
F9_Industrial_Primary Metals_New_Space Heating_Natural Gas_Boiler_A_Achievable Economic UCT Potential | F9 | Industrial | Primary Metals | New | Space Heating | Natural Gas | Boiler | A | Cumulative Winter Peak Savings (MW) | Achievable Economic UCT Potential | 0 | 0 | 0 | 0 | 0 | 0 | 0 | 0 | 0 | 0 | 0 | 0 | 0 | 0 | 0 | 0 | 0 | 0 | 0 | 0 | 0 | 0 | 0 | 0 | 0 | 0 | 0 | 0 | 0 | 0 | 0
F10_Industrial_Primary Metals_New_Space Heating_Natural Gas_Boiler_A_Achievable Economic UCT Potential | F10 | Industrial | Primary Metals | New | Space Heating | Natural Gas | Boiler | A | Purchases (Incremental) | Achievable Economic UCT Potential | 0 | 0 | 0 | 0 | 0 | 0 | 0 | 0 | 0 | 0 | 0 | 0 | 0 | 0 | 0 | 0 | 0 | 0 | 0 | 0 | 0 | 0 | 0 | 0 | 0 | 0 | 0 | 0 | 0 | 0 | 0
F11_Industrial_Primary Metals_New_Space Heating_Natural Gas_Boiler_A_Achievable Economic UCT Potential | F11 | Industrial | Primary Metals | New | Space Heating | Natural Gas | Boiler | A | Purchases (Cumulative) | Achievable Economic UCT Potential | 0 | 0 | 0 | 0 | 0 | 0 | 0 | 0 | 0 | 0 | 0 | 0 | 0 | 0 | 0 | 0 | 0 | 0 | 0 | 0 | 0 | 0 | 0 | 0 | 0 | 0 | 0 | 0 | 0 | 0 | 0
F1_Industrial_Primary Metals_New_Space Heating_Natural Gas_Unit Heater_A_Achievable Economic UCT Potential | F1 | Industrial | Primary Metals | New | Space Heating | Natural Gas | Unit Heater | A | Integrated Unit Energy Savings (kWh or therms) | Achievable Economic UCT Potential | 0 | 28641.12 | 28641.12 | 28641.12 | 28641.12 | 15772.4108 | 15772.4108 | 15772.4108 | 15772.4108 | 15772.4108 | 15772.4108 | 15772.4108 | 15772.4108 | 15772.4108 | 15772.4108 | 15772.4108 | 15772.4108 | 15772.4108 | 15772.4108 | 15772.4108 | 15772.4108 | 15772.4108 | 15772.4108 | 15772.4108 | 15772.4108 | 15772.4108 | 15772.4108 | 15772.4108 | 15772.4108 | 15772.4108 | 15772.4108
F2_Industrial_Primary Metals_New_Space Heating_Natural Gas_Unit Heater_A_Achievable Economic UCT Potential | F2 | Industrial | Primary Metals | New | Space Heating | Natural Gas | Unit Heater | A | Integrated Unit Summer Peak Savings (kW) | Achievable Economic UCT Potential | 0 | 0 | 0 | 0 | 0 | 0 | 0 | 0 | 0 | 0 | 0 | 0 | 0 | 0 | 0 | 0 | 0 | 0 | 0 | 0 | 0 | 0 | 0 | 0 | 0 | 0 | 0 | 0 | 0 | 0 | 0
F3_Industrial_Primary Metals_New_Space Heating_Natural Gas_Unit Heater_A_Achievable Economic UCT Potential | F3 | Industrial | Primary Metals | New | Space Heating | Natural Gas | Unit Heater | A | Integrated Unit Winter Peak Savings (kW) | Achievable Economic UCT Potential | 0 | 0 | 0 | 0 | 0 | 0 | 0 | 0 | 0 | 0 | 0 | 0 | 0 | 0 | 0 | 0 | 0 | 0 | 0 | 0 | 0 | 0 | 0 | 0 | 0 | 0 | 0 | 0 | 0 | 0 | 0
F4_Industrial_Primary Metals_New_Space Heating_Natural Gas_Unit Heater_A_Achievable Economic UCT Potential | F4 | Industrial | Primary Metals | New | Space Heating | Natural Gas | Unit Heater | A | Incremental Energy Savings (MWh or mTherms) | Achievable Economic UCT Potential | 0 | 0 | 0 | 0 | 0 | 0.0018786 | 0.0036926 | 0.0055359 | 0.0073377 | 0.0091771 | 0.010838 | 0.01421 | 0.017215 | 0.019677 | 0.021633 | 0.023625 | 0.025115 | 0.026516 | 0.033657 | 0.033092 | 0.032718 | 0.033029 | 0.033714 | 0.034353 | 0.035143 | 0.035978 | 0.036962 | 0.037834 | 0.040382 | 0.042246 | 0.043557
F5_Industrial_Primary Metals_New_Space Heating_Natural Gas_Unit Heater_A_Achievable Economic UCT Potential | F5 | Industrial | Primary Metals | New | Space Heating | Natural Gas | Unit Heater | A | Incremental Summer Peak Savings (MW) | Achievable Economic UCT Potential | 0 | 0 | 0 | 0 | 0 | 0 | 0 | 0 | 0 | 0 | 0 | 0 | 0 | 0 | 0 | 0 | 0 | 0 | 0 | 0 | 0 | 0 | 0 | 0 | 0 | 0 | 0 | 0 | 0 | 0 | 0
F6_Industrial_Primary Metals_New_Space Heating_Natural Gas_Unit Heater_A_Achievable Economic UCT Potential | F6 | Industrial | Primary Metals | New | Space Heating | Natural Gas | Unit Heater | A | Incremental Winter Peak Savings (MW) | Achievable Economic UCT Potential | 0 | 0 | 0 | 0 | 0 | 0 | 0 | 0 | 0 | 0 | 0 | 0 | 0 | 0 | 0 | 0 | 0 | 0 | 0 | 0 | 0 | 0 | 0 | 0 | 0 | 0 | 0 | 0 | 0 | 0 | 0
F7_Industrial_Primary Metals_New_Space Heating_Natural Gas_Unit Heater_A_Achievable Economic UCT Potential | F7 | Industrial | Primary Metals | New | Space Heating | Natural Gas | Unit Heater | A | Cumulative Energy Savings (MWh or mTherms) | Achievable Economic UCT Potential | 0 | 0 | 0 | 0 | 0 | 0.0018786 | 0.0055712 | 0.011107 | 0.018445 | 0.027622 | 0.03846 | 0.05267 | 0.069885 | 0.089562 | 0.11119 | 0.13482 | 0.15993 | 0.18457 | 0.21454 | 0.24209 | 0.26747 | 0.29132 | 0.3142 | 0.33434 | 0.35227 | 0.36857 | 0.3839 | 0.39811 | 0 | 0 | 0
F8_Industrial_Primary Metals_New_Space Heating_Natural Gas_Unit Heater_A_Achievable Economic UCT Potential | F8 | Industrial | Primary Metals | New | Space Heating | Natural Gas | Unit Heater | A | Cumulative Summer Peak Savings (MW) | Achievable Economic UCT Potential | 0 | 0 | 0 | 0 | 0 | 0 | 0 | 0 | 0 | 0 | 0 | 0 | 0 | 0 | 0 | 0 | 0 | 0 | 0 | 0 | 0 | 0 | 0 | 0 | 0 | 0 | 0 | 0 | 0 | 0 | 0
F9_Industrial_Primary Metals_New_Space Heating_Natural Gas_Unit Heater_A_Achievable Economic UCT Potential | F9 | Industrial | Primary Metals | New | Space Heating | Natural Gas | Unit Heater | A | Cumulative Winter Peak Savings (MW) | Achievable Economic UCT Potential | 0 | 0 | 0 | 0 | 0 | 0 | 0 | 0 | 0 | 0 | 0 | 0 | 0 | 0 | 0 | 0 | 0 | 0 | 0 | 0 | 0 | 0 | 0 | 0 | 0 | 0 | 0 | 0 | 0 | 0 | 0
F10_Industrial_Primary Metals_New_Space Heating_Natural Gas_Unit Heater_A_Achievable Economic UCT Potential | F10 | Industrial | Primary Metals | New | Space Heating | Natural Gas | Unit Heater | A | Purchases (Incremental) | Achievable Economic UCT Potential | 0 | 0 | 0 | 0 | 0 | 0.00011911 | 0.00023412 | 0.00035099 | 0.00046522 | 0.00058184 | 0.00068714 | 0.00090093 | 0.0010915 | 0.0012475 | 0.0013716 | 0.0014979 | 0.0015923 | 0.0016811 | 0.0021339 | 0.0020981 | 0.0020744 | 0.0020941 | 0.0021375 | 0.002178 | 0.0022281 | 0.0022811 | 0.0023435 | 0.0023988 | 0.0025603 | 0.0026785 | 0.0027616
F11_Industrial_Primary Metals_New_Space Heating_Natural Gas_Unit Heater_A_Achievable Economic UCT Potential | F11 | Industrial | Primary Metals | New | Space Heating | Natural Gas | Unit Heater | A | Purchases (Cumulative) | Achievable Economic UCT Potential | 0 | 0 | 0 | 0 | 0 | 0.00011911 | 0.00035323 | 0.00070421 | 0.0011694 | 0.0017513 | 0.0024384 | 0.0033394 | 0.0044308 | 0.0056784 | 0.00705 | 0.0085478 | 0.01014 | 0.011702 | 0.013602 | 0.015349 | 0.016958 | 0.01847 | 0.019921 | 0.021198 | 0.022335 | 0.023368 | 0.02434 | 0.025241 | 0.026209 | 0.027206 | 0.027834
F1_Industrial_Stone, Clay, and Glass_Existing_Space Heating_Natural Gas_Furnace_A_Achievable Economic UCT Potential | F1 | Industrial | Stone, Clay, and Glass | Existing | Space Heating | Natural Gas | Furnace | A | Integrated Unit Energy Savings (kWh or therms) | Achievable Economic UCT Potential | 0 | 505.0924 | 505.0924 | 505.0924 | 505.0924 | 138.7616 | 138.7616 | 138.7616 | 138.7616 | 138.7616 | 138.7616 | 138.7616 | 138.7616 | 138.7616 | 138.7616 | 138.7616 | 138.7616 | 138.7616 | 138.7616 | 138.7616 | 138.7616 | 138.7616 | 138.7616 | 138.7616 | 138.7616 | 138.7616 | 138.7616 | 138.7616 | 138.7616 | 138.7616 | 138.7616
F2_Industrial_Stone, Clay, and Glass_Existing_Space Heating_Natural Gas_Furnace_A_Achievable Economic UCT Potential | F2 | Industrial | Stone, Clay, and Glass | Existing | Space Heating | Natural Gas | Furnace | A | Integrated Unit Summer Peak Savings (kW) | Achievable Economic UCT Potential | 0 | 0 | 0 | 0 | 0 | 0 | 0 | 0 | 0 | 0 | 0 | 0 | 0 | 0 | 0 | 0 | 0 | 0 | 0 | 0 | 0 | 0 | 0 | 0 | 0 | 0 | 0 | 0 | 0 | 0 | 0
F3_Industrial_Stone, Clay, and Glass_Existing_Space Heating_Natural Gas_Furnace_A_Achievable Economic UCT Potential | F3 | Industrial | Stone, Clay, and Glass | Existing | Space Heating | Natural Gas | Furnace | A | Integrated Unit Winter Peak Savings (kW) | Achievable Economic UCT Potential | 0 | 0 | 0 | 0 | 0 | 0 | 0 | 0 | 0 | 0 | 0 | 0 | 0 | 0 | 0 | 0 | 0 | 0 | 0 | 0 | 0 | 0 | 0 | 0 | 0 | 0 | 0 | 0 | 0 | 0 | 0
F4_Industrial_Stone, Clay, and Glass_Existing_Space Heating_Natural Gas_Furnace_A_Achievable Economic UCT Potential | F4 | Industrial | Stone, Clay, and Glass | Existing | Space Heating | Natural Gas | Furnace | A | Incremental Energy Savings (MWh or mTherms) | Achievable Economic UCT Potential | 0 | 0 | 0 | 0 | 0 | 0.0003339 | 0.00069533 | 0.00075488 | 0.0010567 | 0.0013719 | 0.0016076 | 0.0018457 | 0.0018845 | 0.0018572 | 0.0020486 | 0.0017707 | 0.0017216 | 0.0016403 | 0.0015564 | 0.0016815 | 0.0016523 | 0.0016836 | 0.0018017 | 0.0018315 | 0.0018639 | 0.0018983 | 0.0019429 | 0.001984 | 0.0020219 | 0.0023178 | 0.0025163
F5_Industrial_Stone, Clay, and Glass_Existing_Space Heating_Natural Gas_Furnace_A_Achievable Economic UCT Potential | F5 | Industrial | Stone, Clay, and Glass | Existing | Space Heating | Natural Gas | Furnace | A | Incremental Summer Peak Savings (MW) | Achievable Economic UCT Potential | 0 | 0 | 0 | 0 | 0 | 0 | 0 | 0 | 0 | 0 | 0 | 0 | 0 | 0 | 0 | 0 | 0 | 0 | 0 | 0 | 0 | 0 | 0 | 0 | 0 | 0 | 0 | 0 | 0 | 0 | 0
F6_Industrial_Stone, Clay, and Glass_Existing_Space Heating_Natural Gas_Furnace_A_Achievable Economic UCT Potential | F6 | Industrial | Stone, Clay, and Glass | Existing | Space Heating | Natural Gas | Furnace | A | Incremental Winter Peak Savings (MW) | Achievable Economic UCT Potential | 0 | 0 | 0 | 0 | 0 | 0 | 0 | 0 | 0 | 0 | 0 | 0 | 0 | 0 | 0 | 0 | 0 | 0 | 0 | 0 | 0 | 0 | 0 | 0 | 0 | 0 | 0 | 0 | 0 | 0 | 0
F7_Industrial_Stone, Clay, and Glass_Existing_Space Heating_Natural Gas_Furnace_A_Achievable Economic UCT Potential | F7 | Industrial | Stone, Clay, and Glass | Existing | Space Heating | Natural Gas | Furnace | A | Cumulative Energy Savings (MWh or mTherms) | Achievable Economic UCT Potential | 0 | 0 | 0 | 0 | 0 | 0.0003339 | 0.0010292 | 0.0017841 | 0.0028409 | 0.0042128 | 0.0058204 | 0.0076662 | 0.0095507 | 0.011408 | 0.013456 | 0.015227 | 0.016949 | 0.018589 | 0.020145 | 0.021827 | 0.023479 | 0.025163 | 0.026964 | 0.028796 | 0.03066 | 0.032558 | 0.034501 | 0.036485 | 0 | 0 | 0
F8_Industrial_Stone, Clay, and Glass_Existing_Space Heating_Natural Gas_Furnace_A_Achievable Economic UCT Potential | F8 | Industrial | Stone, Clay, and Glass | Existing | Space Heating | Natural Gas | Furnace | A | Cumulative Summer Peak Savings (MW) | Achievable Economic UCT Potential | 0 | 0 | 0 | 0 | 0 | 0 | 0 | 0 | 0 | 0 | 0 | 0 | 0 | 0 | 0 | 0 | 0 | 0 | 0 | 0 | 0 | 0 | 0 | 0 | 0 | 0 | 0 | 0 | 0 | 0 | 0
F9_Industrial_Stone, Clay, and Glass_Existing_Space Heating_Natural Gas_Furnace_A_Achievable Economic UCT Potential | F9 | Industrial | Stone, Clay, and Glass | Existing | Space Heating | Natural Gas | Furnace | A | Cumulative Winter Peak Savings (MW) | Achievable Economic UCT Potential | 0 | 0 | 0 | 0 | 0 | 0 | 0 | 0 | 0 | 0 | 0 | 0 | 0 | 0 | 0 | 0 | 0 | 0 | 0 | 0 | 0 | 0 | 0 | 0 | 0 | 0 | 0 | 0 | 0 | 0 | 0
F10_Industrial_Stone, Clay, and Glass_Existing_Space Heating_Natural Gas_Furnace_A_Achievable Economic UCT Potential | F10 | Industrial | Stone, Clay, and Glass | Existing | Space Heating | Natural Gas | Furnace | A | Purchases (Incremental) | Achievable Economic UCT Potential | 0 | 0 | 0 | 0 | 0 | 0.0024063 | 0.005011 | 0.0054401 | 0.0076156 | 0.0098871 | 0.011586 | 0.013301 | 0.013581 | 0.013384 | 0.014763 | 0.012761 | 0.012407 | 0.011821 | 0.011216 | 0.012118 | 0.011907 | 0.012133 | 0.012984 | 0.013199 | 0.013432 | 0.01368 | 0.014002 | 0.014298 | 0.014571 | 0.016703 | 0.018134
F11_Industrial_Stone, Clay, and Glass_Existing_Space Heating_Natural Gas_Furnace_A_Achievable Economic UCT Potential | F11 | Industrial | Stone, Clay, and Glass | Existing | Space Heating | Natural Gas | Furnace | A | Purchases (Cumulative) | Achievable Economic UCT Potential | 0 | 0 | 0 | 0 | 0 | 0.0024063 | 0.0074173 | 0.012857 | 0.020473 | 0.03036 | 0.041946 | 0.055247 | 0.068828 | 0.082212 | 0.096975 | 0.10974 | 0.12214 | 0.13396 | 0.14518 | 0.1573 | 0.16921 | 0.18134 | 0.19432 | 0.20752 | 0.22095 | 0.23463 | 0.24864 | 0.26293 | 0.26948 | 0.26948 | 0.26948
F1_Industrial_Stone, Clay, and Glass_Existing_Space Heating_Natural Gas_Boiler_A_Achievable Economic UCT Potential | F1 | Industrial | Stone, Clay, and Glass | Existing | Space Heating | Natural Gas | Boiler | A | Integrated Unit Energy Savings (kWh or therms) | Achievable Economic UCT Potential | 0 | 8772.191 | 8772.191 | 8772.191 | 8772.191 | 5375.3 | 5375.3 | 5375.3 | 5375.3 | 5375.3 | 5375.3 | 5375.3 | 5375.3 | 5375.3 | 5375.3 | 5375.3 | 5375.3 | 5375.3 | 5375.3 | 5375.3 | 5375.3 | 5375.3 | 5375.3 | 792.2778 | 792.2778 | 792.2778 | 792.2778 | 792.2778 | 792.2778 | 792.2778 | 792.2778
F2_Industrial_Stone, Clay, and Glass_Existing_Space Heating_Natural Gas_Boiler_A_Achievable Economic UCT Potential | F2 | Industrial | Stone, Clay, and Glass | Existing | Space Heating | Natural Gas | Boiler | A | Integrated Unit Summer Peak Savings (kW) | Achievable Economic UCT Potential | 0 | 0 | 0 | 0 | 0 | 0 | 0 | 0 | 0 | 0 | 0 | 0 | 0 | 0 | 0 | 0 | 0 | 0 | 0 | 0 | 0 | 0 | 0 | 0 | 0 | 0 | 0 | 0 | 0 | 0 | 0
F3_Industrial_Stone, Clay, and Glass_Existing_Space Heating_Natural Gas_Boiler_A_Achievable Economic UCT Potential | F3 | Industrial | Stone, Clay, and Glass | Existing | Space Heating | Natural Gas | Boiler | A | Integrated Unit Winter Peak Savings (kW) | Achievable Economic UCT Potential | 0 | 0 | 0 | 0 | 0 | 0 | 0 | 0 | 0 | 0 | 0 | 0 | 0 | 0 | 0 | 0 | 0 | 0 | 0 | 0 | 0 | 0 | 0 | 0 | 0 | 0 | 0 | 0 | 0 | 0 | 0
F4_Industrial_Stone, Clay, and Glass_Existing_Space Heating_Natural Gas_Boiler_A_Achievable Economic UCT Potential | F4 | Industrial | Stone, Clay, and Glass | Existing | Space Heating | Natural Gas | Boiler | A | Incremental Energy Savings (MWh or mTherms) | Achievable Economic UCT Potential | 0 | 0 | 0 | 0 | 0 | 0.021534 | 0.031756 | 0.038474 | 0.043757 | 0.04731 | 0.047124 | 0.047804 | 0.04812 | 0.047589 | 0.053453 | 0.047391 | 0.04769 | 0.047353 | 0.047017 | 0.048836 | 0.046971 | 0.050174 | 0.048832 | 0.0070286 | 0.0071709 | 0.0070269 | 0.0069043 | 0.0068005 | 0.006722 | 0.0066619 | 0.0066005
F5_Industrial_Stone, Clay, and Glass_Existing_Space Heating_Natural Gas_Boiler_A_Achievable Economic UCT Potential | F5 | Industrial | Stone, Clay, and Glass | Existing | Space Heating | Natural Gas | Boiler | A | Incremental Summer Peak Savings (MW) | Achievable Economic UCT Potential | 0 | 0 | 0 | 0 | 0 | 0 | 0 | 0 | 0 | 0 | 0 | 0 | 0 | 0 | 0 | 0 | 0 | 0 | 0 | 0 | 0 | 0 | 0 | 0 | 0 | 0 | 0 | 0 | 0 | 0 | 0
F6_Industrial_Stone, Clay, and Glass_Existing_Space Heating_Natural Gas_Boiler_A_Achievable Economic UCT Potential | F6 | Industrial | Stone, Clay, and Glass | Existing | Space Heating | Natural Gas | Boiler | A | Incremental Winter Peak Savings (MW) | Achievable Economic UCT Potential | 0 | 0 | 0 | 0 | 0 | 0 | 0 | 0 | 0 | 0 | 0 | 0 | 0 | 0 | 0 | 0 | 0 | 0 | 0 | 0 | 0 | 0 | 0 | 0 | 0 | 0 | 0 | 0 | 0 | 0 | 0
F7_Industrial_Stone, Clay, and Glass_Existing_Space Heating_Natural Gas_Boiler_A_Achievable Economic UCT Potential | F7 | Industrial | Stone, Clay, and Glass | Existing | Space Heating | Natural Gas | Boiler | A | Cumulative Energy Savings (MWh or mTherms) | Achievable Economic UCT Potential | 0 | 0 | 0 | 0 | 0 | 0.021534 | 0.053291 | 0.091764 | 0.13552 | 0.18283 | 0.22996 | 0.27776 | 0.32588 | 0.37347 | 0.42692 | 0.47431 | 0.522 | 0.56936 | 0.61637 | 0.66521 | 0.71218 | 0.76235 | 0.81119 | 0.81821 | 0.82539 | 0.83241 | 0.83932 | 0.84612 | 0 | 0 | 0
F8_Industrial_Stone, Clay, and Glass_Existing_Space Heating_Natural Gas_Boiler_A_Achievable Economic UCT Potential | F8 | Industrial | Stone, Clay, and Glass | Existing | Space Heating | Natural Gas | Boiler | A | Cumulative Summer Peak Savings (MW) | Achievable Economic UCT Potential | 0 | 0 | 0 | 0 | 0 | 0 | 0 | 0 | 0 | 0 | 0 | 0 | 0 | 0 | 0 | 0 | 0 | 0 | 0 | 0 | 0 | 0 | 0 | 0 | 0 | 0 | 0 | 0 | 0 | 0 | 0
F9_Industrial_Stone, Clay, and Glass_Existing_Space Heating_Natural Gas_Boiler_A_Achievable Economic UCT Potential | F9 | Industrial | Stone, Clay, and Glass | Existing | Space Heating | Natural Gas | Boiler | A | Cumulative Winter Peak Savings (MW) | Achievable Economic UCT Potential | 0 | 0 | 0 | 0 | 0 | 0 | 0 | 0 | 0 | 0 | 0 | 0 | 0 | 0 | 0 | 0 | 0 | 0 | 0 | 0 | 0 | 0 | 0 | 0 | 0 | 0 | 0 | 0 | 0 | 0 | 0
F10_Industrial_Stone, Clay, and Glass_Existing_Space Heating_Natural Gas_Boiler_A_Achievable Economic UCT Potential | F10 | Industrial | Stone, Clay, and Glass | Existing | Space Heating | Natural Gas | Boiler | A | Purchases (Incremental) | Achievable Economic UCT Potential | 0 | 0 | 0 | 0 | 0 | 0.0040062 | 0.0059078 | 0.0071575 | 0.0081404 | 0.0088014 | 0.0087669 | 0.0088933 | 0.0089521 | 0.0088533 | 0.0099441 | 0.0088164 | 0.008872 | 0.0088094 | 0.0087468 | 0.0090853 | 0.0087383 | 0.0093342 | 0.0090845 | 0.0088713 | 0.009051 | 0.0088692 | 0.0087145 | 0.0085834 | 0.0084843 | 0.0084086 | 0.008331
F11_Industrial_Stone, Clay, and Glass_Existing_Space Heating_Natural Gas_Boiler_A_Achievable Economic UCT Potential | F11 | Industrial | Stone, Clay, and Glass | Existing | Space Heating | Natural Gas | Boiler | A | Purchases (Cumulative) | Achievable Economic UCT Potential | 0 | 0 | 0 | 0 | 0 | 0.0040062 | 0.009914 | 0.017071 | 0.025212 | 0.034013 | 0.04278 | 0.051673 | 0.060626 | 0.069479 | 0.079423 | 0.088239 | 0.097111 | 0.10592 | 0.11467 | 0.12375 | 0.13249 | 0.14183 | 0.15091 | 0.15978 | 0.16883 | 0.1777 | 0.18642 | 0.195 | 0.20348 | 0.21189 | 0.21622
F1_Industrial_Stone, Clay, and Glass_Existing_Space Heating_Natural Gas_Unit Heater_A_Achievable Economic UCT Potential | F1 | Industrial | Stone, Clay, and Glass | Existing | Space Heating | Natural Gas | Unit Heater | A | Integrated Unit Energy Savings (kWh or therms) | Achievable Economic UCT Potential | 0 | 28641.12 | 28641.12 | 28641.12 | 28641.12 | 15772.4108 | 15772.4108 | 15772.4108 | 15772.4108 | 15772.4108 | 15772.4108 | 15772.4108 | 15772.4108 | 15772.4108 | 15772.4108 | 15772.4108 | 15772.4108 | 15772.4108 | 15772.4108 | 15772.4108 | 15772.4108 | 15772.4108 | 15772.4108 | 15772.4108 | 15772.4108 | 15772.4108 | 15772.4108 | 15772.4108 | 15772.4108 | 15772.4108 | 15772.4108
F2_Industrial_Stone, Clay, and Glass_Existing_Space Heating_Natural Gas_Unit Heater_A_Achievable Economic UCT Potential | F2 | Industrial | Stone, Clay, and Glass | Existing | Space Heating | Natural Gas | Unit Heater | A | Integrated Unit Summer Peak Savings (kW) | Achievable Economic UCT Potential | 0 | 0 | 0 | 0 | 0 | 0 | 0 | 0 | 0 | 0 | 0 | 0 | 0 | 0 | 0 | 0 | 0 | 0 | 0 | 0 | 0 | 0 | 0 | 0 | 0 | 0 | 0 | 0 | 0 | 0 | 0
F3_Industrial_Stone, Clay, and Glass_Existing_Space Heating_Natural Gas_Unit Heater_A_Achievable Economic UCT Potential | F3 | Industrial | Stone, Clay, and Glass | Existing | Space Heating | Natural Gas | Unit Heater | A | Integrated Unit Winter Peak Savings (kW) | Achievable Economic UCT Potential | 0 | 0 | 0 | 0 | 0 | 0 | 0 | 0 | 0 | 0 | 0 | 0 | 0 | 0 | 0 | 0 | 0 | 0 | 0 | 0 | 0 | 0 | 0 | 0 | 0 | 0 | 0 | 0 | 0 | 0 | 0
F4_Industrial_Stone, Clay, and Glass_Existing_Space Heating_Natural Gas_Unit Heater_A_Achievable Economic UCT Potential | F4 | Industrial | Stone, Clay, and Glass | Existing | Space Heating | Natural Gas | Unit Heater | A | Incremental Energy Savings (MWh or mTherms) | Achievable Economic UCT Potential | 0 | 0 | 0 | 0 | 0 | 0.0051955 | 0.014126 | 0.027299 | 0.046523 | 0.071119 | 0.093612 | 0.11835 | 0.14253 | 0.16378 | 0.20996 | 0.21584 | 0.23805 | 0.22906 | 0.22309 | 0.22715 | 0.22283 | 0.24411 | 0.22364 | 0.22885 | 0.23914 | 0.24848 | 0.25923 | 0.26356 | 0.2663 | 0.26819 | 0.26857
F5_Industrial_Stone, Clay, and Glass_Existing_Space Heating_Natural Gas_Unit Heater_A_Achievable Economic UCT Potential | F5 | Industrial | Stone, Clay, and Glass | Existing | Space Heating | Natural Gas | Unit Heater | A | Incremental Summer Peak Savings (MW) | Achievable Economic UCT Potential | 0 | 0 | 0 | 0 | 0 | 0 | 0 | 0 | 0 | 0 | 0 | 0 | 0 | 0 | 0 | 0 | 0 | 0 | 0 | 0 | 0 | 0 | 0 | 0 | 0 | 0 | 0 | 0 | 0 | 0 | 0
F6_Industrial_Stone, Clay, and Glass_Existing_Space Heating_Natural Gas_Unit Heater_A_Achievable Economic UCT Potential | F6 | Industrial | Stone, Clay, and Glass | Existing | Space Heating | Natural Gas | Unit Heater | A | Incremental Winter Peak Savings (MW) | Achievable Economic UCT Potential | 0 | 0 | 0 | 0 | 0 | 0 | 0 | 0 | 0 | 0 | 0 | 0 | 0 | 0 | 0 | 0 | 0 | 0 | 0 | 0 | 0 | 0 | 0 | 0 | 0 | 0 | 0 | 0 | 0 | 0 | 0
F7_Industrial_Stone, Clay, and Glass_Existing_Space Heating_Natural Gas_Unit Heater_A_Achievable Economic UCT Potential | F7 | Industrial | Stone, Clay, and Glass | Existing | Space Heating | Natural Gas | Unit Heater | A | Cumulative Energy Savings (MWh or mTherms) | Achievable Economic UCT Potential | 0 | 0 | 0 | 0 | 0 | 0.0051955 | 0.019321 | 0.04662 | 0.093143 | 0.16426 | 0.25787 | 0.37623 | 0.51876 | 0.68254 | 0.89251 | 1.1083 | 1.3464 | 1.5703 | 1.7792 | 1.9791 | 2.1554 | 2.3284 | 2.4584 | 2.5689 | 2.6655 | 2.7502 | 2.7995 | 2.8472 | 0 | 0 | 0
F8_Industrial_Stone, Clay, and Glass_Existing_Space Heating_Natural Gas_Unit Heater_A_Achievable Economic UCT Potential | F8 | Industrial | Stone, Clay, and Glass | Existing | Space Heating | Natural Gas | Unit Heater | A | Cumulative Summer Peak Savings (MW) | Achievable Economic UCT Potential | 0 | 0 | 0 | 0 | 0 | 0 | 0 | 0 | 0 | 0 | 0 | 0 | 0 | 0 | 0 | 0 | 0 | 0 | 0 | 0 | 0 | 0 | 0 | 0 | 0 | 0 | 0 | 0 | 0 | 0 | 0
F9_Industrial_Stone, Clay, and Glass_Existing_Space Heating_Natural Gas_Unit Heater_A_Achievable Economic UCT Potential | F9 | Industrial | Stone, Clay, and Glass | Existing | Space Heating | Natural Gas | Unit Heater | A | Cumulative Winter Peak Savings (MW) | Achievable Economic UCT Potential | 0 | 0 | 0 | 0 | 0 | 0 | 0 | 0 | 0 | 0 | 0 | 0 | 0 | 0 | 0 | 0 | 0 | 0 | 0 | 0 | 0 | 0 | 0 | 0 | 0 | 0 | 0 | 0 | 0 | 0 | 0
F10_Industrial_Stone, Clay, and Glass_Existing_Space Heating_Natural Gas_Unit Heater_A_Achievable Economic UCT Potential | F10 | Industrial | Stone, Clay, and Glass | Existing | Space Heating | Natural Gas | Unit Heater | A | Purchases (Incremental) | Achievable Economic UCT Potential | 0 | 0 | 0 | 0 | 0 | 0.00032941 | 0.00089561 | 0.0017308 | 0.0029496 | 0.0045091 | 0.0059352 | 0.0075038 | 0.009037 | 0.010384 | 0.013312 | 0.013685 | 0.015093 | 0.014523 | 0.014144 | 0.014402 | 0.014128 | 0.015477 | 0.014179 | 0.014509 | 0.015162 | 0.015754 | 0.016435 | 0.01671 | 0.016884 | 0.017004 | 0.017028
F11_Industrial_Stone, Clay, and Glass_Existing_Space Heating_Natural Gas_Unit Heater_A_Achievable Economic UCT Potential | F11 | Industrial | Stone, Clay, and Glass | Existing | Space Heating | Natural Gas | Unit Heater | A | Purchases (Cumulative) | Achievable Economic UCT Potential | 0 | 0 | 0 | 0 | 0 | 0.00032941 | 0.001225 | 0.0029558 | 0.0059054 | 0.010414 | 0.01635 | 0.023853 | 0.03289 | 0.043275 | 0.056586 | 0.070271 | 0.085364 | 0.099557 | 0.11281 | 0.12548 | 0.13666 | 0.14762 | 0.15587 | 0.16287 | 0.169 | 0.17437 | 0.17749 | 0.18052 | 0.18231 | 0.18479 | 0.18767
F1_Industrial_Stone, Clay, and Glass_New_Space Heating_Natural Gas_Furnace_A_Achievable Economic UCT Potential | F1 | Industrial | Stone, Clay, and Glass | New | Space Heating | Natural Gas | Furnace | A | Integrated Unit Energy Savings (kWh or therms) | Achievable Economic UCT Potential | 0 | 0 | 0 | 0 | 0 | 0 | 0 | 0 | 0 | 0 | 0 | 0 | 0 | 0 | 0 | 0 | 0 | 0 | 0 | 0 | 0 | 0 | 0 | 0 | 0 | 0 | 0 | 0 | 0 | 0 | 0
F2_Industrial_Stone, Clay, and Glass_New_Space Heating_Natural Gas_Furnace_A_Achievable Economic UCT Potential | F2 | Industrial | Stone, Clay, and Glass | New | Space Heating | Natural Gas | Furnace | A | Integrated Unit Summer Peak Savings (kW) | Achievable Economic UCT Potential | 0 | 0 | 0 | 0 | 0 | 0 | 0 | 0 | 0 | 0 | 0 | 0 | 0 | 0 | 0 | 0 | 0 | 0 | 0 | 0 | 0 | 0 | 0 | 0 | 0 | 0 | 0 | 0 | 0 | 0 | 0
F3_Industrial_Stone, Clay, and Glass_New_Space Heating_Natural Gas_Furnace_A_Achievable Economic UCT Potential | F3 | Industrial | Stone, Clay, and Glass | New | Space Heating | Natural Gas | Furnace | A | Integrated Unit Winter Peak Savings (kW) | Achievable Economic UCT Potential | 0 | 0 | 0 | 0 | 0 | 0 | 0 | 0 | 0 | 0 | 0 | 0 | 0 | 0 | 0 | 0 | 0 | 0 | 0 | 0 | 0 | 0 | 0 | 0 | 0 | 0 | 0 | 0 | 0 | 0 | 0
F4_Industrial_Stone, Clay, and Glass_New_Space Heating_Natural Gas_Furnace_A_Achievable Economic UCT Potential | F4 | Industrial | Stone, Clay, and Glass | New | Space Heating | Natural Gas | Furnace | A | Incremental Energy Savings (MWh or mTherms) | Achievable Economic UCT Potential | 0 | 0 | 0 | 0 | 0 | 0 | 0 | 0 | 0 | 0 | 0 | 0 | 0 | 0 | 0 | 0 | 0 | 0 | 0 | 0 | 0 | 0 | 0 | 0 | 0 | 0 | 0 | 0 | 0 | 0 | 0
F5_Industrial_Stone, Clay, and Glass_New_Space Heating_Natural Gas_Furnace_A_Achievable Economic UCT Potential | F5 | Industrial | Stone, Clay, and Glass | New | Space Heating | Natural Gas | Furnace | A | Incremental Summer Peak Savings (MW) | Achievable Economic UCT Potential | 0 | 0 | 0 | 0 | 0 | 0 | 0 | 0 | 0 | 0 | 0 | 0 | 0 | 0 | 0 | 0 | 0 | 0 | 0 | 0 | 0 | 0 | 0 | 0 | 0 | 0 | 0 | 0 | 0 | 0 | 0
F6_Industrial_Stone, Clay, and Glass_New_Space Heating_Natural Gas_Furnace_A_Achievable Economic UCT Potential | F6 | Industrial | Stone, Clay, and Glass | New | Space Heating | Natural Gas | Furnace | A | Incremental Winter Peak Savings (MW) | Achievable Economic UCT Potential | 0 | 0 | 0 | 0 | 0 | 0 | 0 | 0 | 0 | 0 | 0 | 0 | 0 | 0 | 0 | 0 | 0 | 0 | 0 | 0 | 0 | 0 | 0 | 0 | 0 | 0 | 0 | 0 | 0 | 0 | 0
F7_Industrial_Stone, Clay, and Glass_New_Space Heating_Natural Gas_Furnace_A_Achievable Economic UCT Potential | F7 | Industrial | Stone, Clay, and Glass | New | Space Heating | Natural Gas | Furnace | A | Cumulative Energy Savings (MWh or mTherms) | Achievable Economic UCT Potential | 0 | 0 | 0 | 0 | 0 | 0 | 0 | 0 | 0 | 0 | 0 | 0 | 0 | 0 | 0 | 0 | 0 | 0 | 0 | 0 | 0 | 0 | 0 | 0 | 0 | 0 | 0 | 0 | 0 | 0 | 0
F8_Industrial_Stone, Clay, and Glass_New_Space Heating_Natural Gas_Furnace_A_Achievable Economic UCT Potential | F8 | Industrial | Stone, Clay, and Glass | New | Space Heating | Natural Gas | Furnace | A | Cumulative Summer Peak Savings (MW) | Achievable Economic UCT Potential | 0 | 0 | 0 | 0 | 0 | 0 | 0 | 0 | 0 | 0 | 0 | 0 | 0 | 0 | 0 | 0 | 0 | 0 | 0 | 0 | 0 | 0 | 0 | 0 | 0 | 0 | 0 | 0 | 0 | 0 | 0
F9_Industrial_Stone, Clay, and Glass_New_Space Heating_Natural Gas_Furnace_A_Achievable Economic UCT Potential | F9 | Industrial | Stone, Clay, and Glass | New | Space Heating | Natural Gas | Furnace | A | Cumulative Winter Peak Savings (MW) | Achievable Economic UCT Potential | 0 | 0 | 0 | 0 | 0 | 0 | 0 | 0 | 0 | 0 | 0 | 0 | 0 | 0 | 0 | 0 | 0 | 0 | 0 | 0 | 0 | 0 | 0 | 0 | 0 | 0 | 0 | 0 | 0 | 0 | 0
F10_Industrial_Stone, Clay, and Glass_New_Space Heating_Natural Gas_Furnace_A_Achievable Economic UCT Potential | F10 | Industrial | Stone, Clay, and Glass | New | Space Heating | Natural Gas | Furnace | A | Purchases (Incremental) | Achievable Economic UCT Potential | 0 | 0 | 0 | 0 | 0 | 0 | 0 | 0 | 0 | 0 | 0 | 0 | 0 | 0 | 0 | 0 | 0 | 0 | 0 | 0 | 0 | 0 | 0 | 0 | 0 | 0 | 0 | 0 | 0 | 0 | 0
F11_Industrial_Stone, Clay, and Glass_New_Space Heating_Natural Gas_Furnace_A_Achievable Economic UCT Potential | F11 | Industrial | Stone, Clay, and Glass | New | Space Heating | Natural Gas | Furnace | A | Purchases (Cumulative) | Achievable Economic UCT Potential | 0 | 0 | 0 | 0 | 0 | 0 | 0 | 0 | 0 | 0 | 0 | 0 | 0 | 0 | 0 | 0 | 0 | 0 | 0 | 0 | 0 | 0 | 0 | 0 | 0 | 0 | 0 | 0 | 0 | 0 | 0
F1_Industrial_Stone, Clay, and Glass_New_Space Heating_Natural Gas_Boiler_A_Achievable Economic UCT Potential | F1 | Industrial | Stone, Clay, and Glass | New | Space Heating | Natural Gas | Boiler | A | Integrated Unit Energy Savings (kWh or therms) | Achievable Economic UCT Potential | 0 | 0 | 0 | 0 | 0 | 0 | 0 | 0 | 0 | 0 | 0 | 0 | 0 | 0 | 0 | 0 | 0 | 0 | 0 | 0 | 0 | 0 | 0 | 0 | 0 | 0 | 0 | 0 | 0 | 0 | 0
F2_Industrial_Stone, Clay, and Glass_New_Space Heating_Natural Gas_Boiler_A_Achievable Economic UCT Potential | F2 | Industrial | Stone, Clay, and Glass | New | Space Heating | Natural Gas | Boiler | A | Integrated Unit Summer Peak Savings (kW) | Achievable Economic UCT Potential | 0 | 0 | 0 | 0 | 0 | 0 | 0 | 0 | 0 | 0 | 0 | 0 | 0 | 0 | 0 | 0 | 0 | 0 | 0 | 0 | 0 | 0 | 0 | 0 | 0 | 0 | 0 | 0 | 0 | 0 | 0
F3_Industrial_Stone, Clay, and Glass_New_Space Heating_Natural Gas_Boiler_A_Achievable Economic UCT Potential | F3 | Industrial | Stone, Clay, and Glass | New | Space Heating | Natural Gas | Boiler | A | Integrated Unit Winter Peak Savings (kW) | Achievable Economic UCT Potential | 0 | 0 | 0 | 0 | 0 | 0 | 0 | 0 | 0 | 0 | 0 | 0 | 0 | 0 | 0 | 0 | 0 | 0 | 0 | 0 | 0 | 0 | 0 | 0 | 0 | 0 | 0 | 0 | 0 | 0 | 0
F4_Industrial_Stone, Clay, and Glass_New_Space Heating_Natural Gas_Boiler_A_Achievable Economic UCT Potential | F4 | Industrial | Stone, Clay, and Glass | New | Space Heating | Natural Gas | Boiler | A | Incremental Energy Savings (MWh or mTherms) | Achievable Economic UCT Potential | 0 | 0 | 0 | 0 | 0 | 0 | 0 | 0 | 0 | 0 | 0 | 0 | 0 | 0 | 0 | 0 | 0 | 0 | 0 | 0 | 0 | 0 | 0 | 0 | 0 | 0 | 0 | 0 | 0 | 0 | 0
F5_Industrial_Stone, Clay, and Glass_New_Space Heating_Natural Gas_Boiler_A_Achievable Economic UCT Potential | F5 | Industrial | Stone, Clay, and Glass | New | Space Heating | Natural Gas | Boiler | A | Incremental Summer Peak Savings (MW) | Achievable Economic UCT Potential | 0 | 0 | 0 | 0 | 0 | 0 | 0 | 0 | 0 | 0 | 0 | 0 | 0 | 0 | 0 | 0 | 0 | 0 | 0 | 0 | 0 | 0 | 0 | 0 | 0 | 0 | 0 | 0 | 0 | 0 | 0
F6_Industrial_Stone, Clay, and Glass_New_Space Heating_Natural Gas_Boiler_A_Achievable Economic UCT Potential | F6 | Industrial | Stone, Clay, and Glass | New | Space Heating | Natural Gas | Boiler | A | Incremental Winter Peak Savings (MW) | Achievable Economic UCT Potential | 0 | 0 | 0 | 0 | 0 | 0 | 0 | 0 | 0 | 0 | 0 | 0 | 0 | 0 | 0 | 0 | 0 | 0 | 0 | 0 | 0 | 0 | 0 | 0 | 0 | 0 | 0 | 0 | 0 | 0 | 0
F7_Industrial_Stone, Clay, and Glass_New_Space Heating_Natural Gas_Boiler_A_Achievable Economic UCT Potential | F7 | Industrial | Stone, Clay, and Glass | New | Space Heating | Natural Gas | Boiler | A | Cumulative Energy Savings (MWh or mTherms) | Achievable Economic UCT Potential | 0 | 0 | 0 | 0 | 0 | 0 | 0 | 0 | 0 | 0 | 0 | 0 | 0 | 0 | 0 | 0 | 0 | 0 | 0 | 0 | 0 | 0 | 0 | 0 | 0 | 0 | 0 | 0 | 0 | 0 | 0
F8_Industrial_Stone, Clay, and Glass_New_Space Heating_Natural Gas_Boiler_A_Achievable Economic UCT Potential | F8 | Industrial | Stone, Clay, and Glass | New | Space Heating | Natural Gas | Boiler | A | Cumulative Summer Peak Savings (MW) | Achievable Economic UCT Potential | 0 | 0 | 0 | 0 | 0 | 0 | 0 | 0 | 0 | 0 | 0 | 0 | 0 | 0 | 0 | 0 | 0 | 0 | 0 | 0 | 0 | 0 | 0 | 0 | 0 | 0 | 0 | 0 | 0 | 0 | 0
F9_Industrial_Stone, Clay, and Glass_New_Space Heating_Natural Gas_Boiler_A_Achievable Economic UCT Potential | F9 | Industrial | Stone, Clay, and Glass | New | Space Heating | Natural Gas | Boiler | A | Cumulative Winter Peak Savings (MW) | Achievable Economic UCT Potential | 0 | 0 | 0 | 0 | 0 | 0 | 0 | 0 | 0 | 0 | 0 | 0 | 0 | 0 | 0 | 0 | 0 | 0 | 0 | 0 | 0 | 0 | 0 | 0 | 0 | 0 | 0 | 0 | 0 | 0 | 0
F10_Industrial_Stone, Clay, and Glass_New_Space Heating_Natural Gas_Boiler_A_Achievable Economic UCT Potential | F10 | Industrial | Stone, Clay, and Glass | New | Space Heating | Natural Gas | Boiler | A | Purchases (Incremental) | Achievable Economic UCT Potential | 0 | 0 | 0 | 0 | 0 | 0 | 0 | 0 | 0 | 0 | 0 | 0 | 0 | 0 | 0 | 0 | 0 | 0 | 0 | 0 | 0 | 0 | 0 | 0 | 0 | 0 | 0 | 0 | 0 | 0 | 0
F11_Industrial_Stone, Clay, and Glass_New_Space Heating_Natural Gas_Boiler_A_Achievable Economic UCT Potential | F11 | Industrial | Stone, Clay, and Glass | New | Space Heating | Natural Gas | Boiler | A | Purchases (Cumulative) | Achievable Economic UCT Potential | 0 | 0 | 0 | 0 | 0 | 0 | 0 | 0 | 0 | 0 | 0 | 0 | 0 | 0 | 0 | 0 | 0 | 0 | 0 | 0 | 0 | 0 | 0 | 0 | 0 | 0 | 0 | 0 | 0 | 0 | 0
F1_Industrial_Stone, Clay, and Glass_New_Space Heating_Natural Gas_Unit Heater_A_Achievable Economic UCT Potential | F1 | Industrial | Stone, Clay, and Glass | New | Space Heating | Natural Gas | Unit Heater | A | Integrated Unit Energy Savings (kWh or therms) | Achievable Economic UCT Potential | 0 | 28641.12 | 28641.12 | 28641.12 | 28641.12 | 15772.4108 | 15772.4108 | 15772.4108 | 15772.4108 | 15772.4108 | 15772.4108 | 15772.4108 | 15772.4108 | 15772.4108 | 15772.4108 | 15772.4108 | 15772.4108 | 15772.4108 | 15772.4108 | 15772.4108 | 15772.4108 | 15772.4108 | 15772.4108 | 15772.4108 | 15772.4108 | 15772.4108 | 15772.4108 | 15772.4108 | 15772.4108 | 15772.4108 | 15772.4108
F2_Industrial_Stone, Clay, and Glass_New_Space Heating_Natural Gas_Unit Heater_A_Achievable Economic UCT Potential | F2 | Industrial | Stone, Clay, and Glass | New | Space Heating | Natural Gas | Unit Heater | A | Integrated Unit Summer Peak Savings (kW) | Achievable Economic UCT Potential | 0 | 0 | 0 | 0 | 0 | 0 | 0 | 0 | 0 | 0 | 0 | 0 | 0 | 0 | 0 | 0 | 0 | 0 | 0 | 0 | 0 | 0 | 0 | 0 | 0 | 0 | 0 | 0 | 0 | 0 | 0
F3_Industrial_Stone, Clay, and Glass_New_Space Heating_Natural Gas_Unit Heater_A_Achievable Economic UCT Potential | F3 | Industrial | Stone, Clay, and Glass | New | Space Heating | Natural Gas | Unit Heater | A | Integrated Unit Winter Peak Savings (kW) | Achievable Economic UCT Potential | 0 | 0 | 0 | 0 | 0 | 0 | 0 | 0 | 0 | 0 | 0 | 0 | 0 | 0 | 0 | 0 | 0 | 0 | 0 | 0 | 0 | 0 | 0 | 0 | 0 | 0 | 0 | 0 | 0 | 0 | 0
F4_Industrial_Stone, Clay, and Glass_New_Space Heating_Natural Gas_Unit Heater_A_Achievable Economic UCT Potential | F4 | Industrial | Stone, Clay, and Glass | New | Space Heating | Natural Gas | Unit Heater | A | Incremental Energy Savings (MWh or mTherms) | Achievable Economic UCT Potential | 0 | 0 | 0 | 0 | 0 | 0.0019224 | 0.0037786 | 0.0056648 | 0.0075086 | 0.0093908 | 0.01109 | 0.014541 | 0.017616 | 0.020135 | 0.022137 | 0.024175 | 0.0257 | 0.027133 | 0.034441 | 0.033863 | 0.03348 | 0.033798 | 0.034499 | 0.035153 | 0.035962 | 0.036816 | 0.037823 | 0.038716 | 0.041323 | 0.04323 | 0.044571
F5_Industrial_Stone, Clay, and Glass_New_Space Heating_Natural Gas_Unit Heater_A_Achievable Economic UCT Potential | F5 | Industrial | Stone, Clay, and Glass | New | Space Heating | Natural Gas | Unit Heater | A | Incremental Summer Peak Savings (MW) | Achievable Economic UCT Potential | 0 | 0 | 0 | 0 | 0 | 0 | 0 | 0 | 0 | 0 | 0 | 0 | 0 | 0 | 0 | 0 | 0 | 0 | 0 | 0 | 0 | 0 | 0 | 0 | 0 | 0 | 0 | 0 | 0 | 0 | 0
F6_Industrial_Stone, Clay, and Glass_New_Space Heating_Natural Gas_Unit Heater_A_Achievable Economic UCT Potential | F6 | Industrial | Stone, Clay, and Glass | New | Space Heating | Natural Gas | Unit Heater | A | Incremental Winter Peak Savings (MW) | Achievable Economic UCT Potential | 0 | 0 | 0 | 0 | 0 | 0 | 0 | 0 | 0 | 0 | 0 | 0 | 0 | 0 | 0 | 0 | 0 | 0 | 0 | 0 | 0 | 0 | 0 | 0 | 0 | 0 | 0 | 0 | 0 | 0 | 0
F7_Industrial_Stone, Clay, and Glass_New_Space Heating_Natural Gas_Unit Heater_A_Achievable Economic UCT Potential | F7 | Industrial | Stone, Clay, and Glass | New | Space Heating | Natural Gas | Unit Heater | A | Cumulative Energy Savings (MWh or mTherms) | Achievable Economic UCT Potential | 0 | 0 | 0 | 0 | 0 | 0.0019224 | 0.005701 | 0.011366 | 0.018874 | 0.028265 | 0.039356 | 0.053896 | 0.071513 | 0.091648 | 0.11378 | 0.13796 | 0.16366 | 0.18887 | 0.21953 | 0.24773 | 0.2737 | 0.29811 | 0.32152 | 0.34213 | 0.36048 | 0.37716 | 0.39284 | 0.40738 | 0 | 0 | 0
F8_Industrial_Stone, Clay, and Glass_New_Space Heating_Natural Gas_Unit Heater_A_Achievable Economic UCT Potential | F8 | Industrial | Stone, Clay, and Glass | New | Space Heating | Natural Gas | Unit Heater | A | Cumulative Summer Peak Savings (MW) | Achievable Economic UCT Potential | 0 | 0 | 0 | 0 | 0 | 0 | 0 | 0 | 0 | 0 | 0 | 0 | 0 | 0 | 0 | 0 | 0 | 0 | 0 | 0 | 0 | 0 | 0 | 0 | 0 | 0 | 0 | 0 | 0 | 0 | 0
F9_Industrial_Stone, Clay, and Glass_New_Space Heating_Natural Gas_Unit Heater_A_Achievable Economic UCT Potential | F9 | Industrial | Stone, Clay, and Glass | New | Space Heating | Natural Gas | Unit Heater | A | Cumulative Winter Peak Savings (MW) | Achievable Economic UCT Potential | 0 | 0 | 0 | 0 | 0 | 0 | 0 | 0 | 0 | 0 | 0 | 0 | 0 | 0 | 0 | 0 | 0 | 0 | 0 | 0 | 0 | 0 | 0 | 0 | 0 | 0 | 0 | 0 | 0 | 0 | 0
F10_Industrial_Stone, Clay, and Glass_New_Space Heating_Natural Gas_Unit Heater_A_Achievable Economic UCT Potential | F10 | Industrial | Stone, Clay, and Glass | New | Space Heating | Natural Gas | Unit Heater | A | Purchases (Incremental) | Achievable Economic UCT Potential | 0 | 0 | 0 | 0 | 0 | 0.00012188 | 0.00023957 | 0.00035916 | 0.00047606 | 0.00059539 | 0.00070315 | 0.00092192 | 0.0011169 | 0.0012766 | 0.0014035 | 0.0015327 | 0.0016294 | 0.0017203 | 0.0021836 | 0.002147 | 0.0021227 | 0.0021429 | 0.0021873 | 0.0022288 | 0.00228 | 0.0023342 | 0.002398 | 0.0024546 | 0.0026199 | 0.0027409 | 0.0028259
F11_Industrial_Stone, Clay, and Glass_New_Space Heating_Natural Gas_Unit Heater_A_Achievable Economic UCT Potential | F11 | Industrial | Stone, Clay, and Glass | New | Space Heating | Natural Gas | Unit Heater | A | Purchases (Cumulative) | Achievable Economic UCT Potential | 0 | 0 | 0 | 0 | 0 | 0.00012188 | 0.00036145 | 0.00072062 | 0.0011967 | 0.0017921 | 0.0024952 | 0.0034171 | 0.004534 | 0.0058106 | 0.0072142 | 0.0087469 | 0.010376 | 0.011975 | 0.013919 | 0.015707 | 0.017353 | 0.018901 | 0.020385 | 0.021692 | 0.022855 | 0.023912 | 0.024907 | 0.025829 | 0.026819 | 0.02784 | 0.028482
F1_Industrial_Petroleum_Existing_Space Heating_Natural Gas_Furnace_A_Achievable Economic UCT Potential | F1 | Industrial | Petroleum | Existing | Space Heating | Natural Gas | Furnace | A | Integrated Unit Energy Savings (kWh or therms) | Achievable Economic UCT Potential | 0 | 505.0924 | 505.0924 | 505.0924 | 505.0924 | 138.7616 | 138.7616 | 138.7616 | 138.7616 | 138.7616 | 138.7616 | 138.7616 | 138.7616 | 138.7616 | 138.7616 | 138.7616 | 138.7616 | 138.7616 | 138.7616 | 138.7616 | 138.7616 | 138.7616 | 138.7616 | 138.7616 | 138.7616 | 138.7616 | 138.7616 | 138.7616 | 138.7616 | 138.7616 | 138.7616
F2_Industrial_Petroleum_Existing_Space Heating_Natural Gas_Furnace_A_Achievable Economic UCT Potential | F2 | Industrial | Petroleum | Existing | Space Heating | Natural Gas | Furnace | A | Integrated Unit Summer Peak Savings (kW) | Achievable Economic UCT Potential | 0 | 0 | 0 | 0 | 0 | 0 | 0 | 0 | 0 | 0 | 0 | 0 | 0 | 0 | 0 | 0 | 0 | 0 | 0 | 0 | 0 | 0 | 0 | 0 | 0 | 0 | 0 | 0 | 0 | 0 | 0
F3_Industrial_Petroleum_Existing_Space Heating_Natural Gas_Furnace_A_Achievable Economic UCT Potential | F3 | Industrial | Petroleum | Existing | Space Heating | Natural Gas | Furnace | A | Integrated Unit Winter Peak Savings (kW) | Achievable Economic UCT Potential | 0 | 0 | 0 | 0 | 0 | 0 | 0 | 0 | 0 | 0 | 0 | 0 | 0 | 0 | 0 | 0 | 0 | 0 | 0 | 0 | 0 | 0 | 0 | 0 | 0 | 0 | 0 | 0 | 0 | 0 | 0
F4_Industrial_Petroleum_Existing_Space Heating_Natural Gas_Furnace_A_Achievable Economic UCT Potential | F4 | Industrial | Petroleum | Existing | Space Heating | Natural Gas | Furnace | A | Incremental Energy Savings (MWh or mTherms) | Achievable Economic UCT Potential | 0 | 0 | 0 | 0 | 0 | 3.8112e-05 | 7.9367e-05 | 8.6163e-05 | 0.00012062 | 0.0001566 | 0.0001835 | 0.00021068 | 0.0002151 | 0.00021199 | 0.00023383 | 0.00020211 | 0.00019651 | 0.00018722 | 0.00017765 | 0.00019193 | 0.0001886 | 0.00019217 | 0.00020565 | 0.00020906 | 0.00021275 | 0.00021668 | 0.00022177 | 0.00022646 | 0.00023078 | 0.00026456 | 0.00028721
F5_Industrial_Petroleum_Existing_Space Heating_Natural Gas_Furnace_A_Achievable Economic UCT Potential | F5 | Industrial | Petroleum | Existing | Space Heating | Natural Gas | Furnace | A | Incremental Summer Peak Savings (MW) | Achievable Economic UCT Potential | 0 | 0 | 0 | 0 | 0 | 0 | 0 | 0 | 0 | 0 | 0 | 0 | 0 | 0 | 0 | 0 | 0 | 0 | 0 | 0 | 0 | 0 | 0 | 0 | 0 | 0 | 0 | 0 | 0 | 0 | 0
F6_Industrial_Petroleum_Existing_Space Heating_Natural Gas_Furnace_A_Achievable Economic UCT Potential | F6 | Industrial | Petroleum | Existing | Space Heating | Natural Gas | Furnace | A | Incremental Winter Peak Savings (MW) | Achievable Economic UCT Potential | 0 | 0 | 0 | 0 | 0 | 0 | 0 | 0 | 0 | 0 | 0 | 0 | 0 | 0 | 0 | 0 | 0 | 0 | 0 | 0 | 0 | 0 | 0 | 0 | 0 | 0 | 0 | 0 | 0 | 0 | 0
F7_Industrial_Petroleum_Existing_Space Heating_Natural Gas_Furnace_A_Achievable Economic UCT Potential | F7 | Industrial | Petroleum | Existing | Space Heating | Natural Gas | Furnace | A | Cumulative Energy Savings (MWh or mTherms) | Achievable Economic UCT Potential | 0 | 0 | 0 | 0 | 0 | 3.8112e-05 | 0.00011748 | 0.00020364 | 0.00032426 | 0.00048086 | 0.00066436 | 0.00087503 | 0.0010901 | 0.0013021 | 0.001536 | 0.0017381 | 0.0019346 | 0.0021218 | 0.0022994 | 0.0024914 | 0.00268 | 0.0028721 | 0.0030778 | 0.0032868 | 0.0034996 | 0.0037163 | 0.003938 | 0.0041645 | 0 | 0 | 0
F8_Industrial_Petroleum_Existing_Space Heating_Natural Gas_Furnace_A_Achievable Economic UCT Potential | F8 | Industrial | Petroleum | Existing | Space Heating | Natural Gas | Furnace | A | Cumulative Summer Peak Savings (MW) | Achievable Economic UCT Potential | 0 | 0 | 0 | 0 | 0 | 0 | 0 | 0 | 0 | 0 | 0 | 0 | 0 | 0 | 0 | 0 | 0 | 0 | 0 | 0 | 0 | 0 | 0 | 0 | 0 | 0 | 0 | 0 | 0 | 0 | 0
F9_Industrial_Petroleum_Existing_Space Heating_Natural Gas_Furnace_A_Achievable Economic UCT Potential | F9 | Industrial | Petroleum | Existing | Space Heating | Natural Gas | Furnace | A | Cumulative Winter Peak Savings (MW) | Achievable Economic UCT Potential | 0 | 0 | 0 | 0 | 0 | 0 | 0 | 0 | 0 | 0 | 0 | 0 | 0 | 0 | 0 | 0 | 0 | 0 | 0 | 0 | 0 | 0 | 0 | 0 | 0 | 0 | 0 | 0 | 0 | 0 | 0
F10_Industrial_Petroleum_Existing_Space Heating_Natural Gas_Furnace_A_Achievable Economic UCT Potential | F10 | Industrial | Petroleum | Existing | Space Heating | Natural Gas | Furnace | A | Purchases (Incremental) | Achievable Economic UCT Potential | 0 | 0 | 0 | 0 | 0 | 0.00027466 | 0.00057196 | 0.00062094 | 0.00086926 | 0.0011285 | 0.0013224 | 0.0015183 | 0.0015501 | 0.0015277 | 0.0016851 | 0.0014565 | 0.0014161 | 0.0013492 | 0.0012803 | 0.0013831 | 0.0013591 | 0.0013849 | 0.001482 | 0.0015066 | 0.0015332 | 0.0015615 | 0.0015982 | 0.001632 | 0.0016631 | 0.0019065 | 0.0020698
F11_Industrial_Petroleum_Existing_Space Heating_Natural Gas_Furnace_A_Achievable Economic UCT Potential | F11 | Industrial | Petroleum | Existing | Space Heating | Natural Gas | Furnace | A | Purchases (Cumulative) | Achievable Economic UCT Potential | 0 | 0 | 0 | 0 | 0 | 0.00027466 | 0.00084662 | 0.0014676 | 0.0023368 | 0.0034654 | 0.0047878 | 0.006306 | 0.0078562 | 0.0093839 | 0.011069 | 0.012526 | 0.013942 | 0.015291 | 0.016571 | 0.017954 | 0.019313 | 0.020698 | 0.02218 | 0.023687 | 0.02522 | 0.026782 | 0.02838 | 0.030012 | 0.030759 | 0.030759 | 0.030759
F1_Industrial_Petroleum_Existing_Space Heating_Natural Gas_Boiler_A_Achievable Economic UCT Potential | F1 | Industrial | Petroleum | Existing | Space Heating | Natural Gas | Boiler | A | Integrated Unit Energy Savings (kWh or therms) | Achievable Economic UCT Potential | 0 | 8772.191 | 8772.191 | 8772.191 | 8772.191 | 5375.3 | 5375.3 | 5375.3 | 5375.3 | 5375.3 | 5375.3 | 5375.3 | 5375.3 | 5375.3 | 5375.3 | 5375.3 | 5375.3 | 5375.3 | 5375.3 | 5375.3 | 5375.3 | 5375.3 | 5375.3 | 792.2778 | 792.2778 | 792.2778 | 792.2778 | 792.2778 | 792.2778 | 792.2778 | 792.2778
F2_Industrial_Petroleum_Existing_Space Heating_Natural Gas_Boiler_A_Achievable Economic UCT Potential | F2 | Industrial | Petroleum | Existing | Space Heating | Natural Gas | Boiler | A | Integrated Unit Summer Peak Savings (kW) | Achievable Economic UCT Potential | 0 | 0 | 0 | 0 | 0 | 0 | 0 | 0 | 0 | 0 | 0 | 0 | 0 | 0 | 0 | 0 | 0 | 0 | 0 | 0 | 0 | 0 | 0 | 0 | 0 | 0 | 0 | 0 | 0 | 0 | 0
F3_Industrial_Petroleum_Existing_Space Heating_Natural Gas_Boiler_A_Achievable Economic UCT Potential | F3 | Industrial | Petroleum | Existing | Space Heating | Natural Gas | Boiler | A | Integrated Unit Winter Peak Savings (kW) | Achievable Economic UCT Potential | 0 | 0 | 0 | 0 | 0 | 0 | 0 | 0 | 0 | 0 | 0 | 0 | 0 | 0 | 0 | 0 | 0 | 0 | 0 | 0 | 0 | 0 | 0 | 0 | 0 | 0 | 0 | 0 | 0 | 0 | 0
F4_Industrial_Petroleum_Existing_Space Heating_Natural Gas_Boiler_A_Achievable Economic UCT Potential | F4 | Industrial | Petroleum | Existing | Space Heating | Natural Gas | Boiler | A | Incremental Energy Savings (MWh or mTherms) | Achievable Economic UCT Potential | 0 | 0 | 0 | 0 | 0 | 0.002458 | 0.0036247 | 0.0043915 | 0.0049945 | 0.0054001 | 0.0053789 | 0.0054565 | 0.0054925 | 0.0054319 | 0.0061012 | 0.0054093 | 0.0054434 | 0.005405 | 0.0053666 | 0.0055742 | 0.0053614 | 0.005727 | 0.0055738 | 0.00080226 | 0.0008185 | 0.00080206 | 0.00078807 | 0.00077622 | 0.00076726 | 0.00076041 | 0.00075339
F5_Industrial_Petroleum_Existing_Space Heating_Natural Gas_Boiler_A_Achievable Economic UCT Potential | F5 | Industrial | Petroleum | Existing | Space Heating | Natural Gas | Boiler | A | Incremental Summer Peak Savings (MW) | Achievable Economic UCT Potential | 0 | 0 | 0 | 0 | 0 | 0 | 0 | 0 | 0 | 0 | 0 | 0 | 0 | 0 | 0 | 0 | 0 | 0 | 0 | 0 | 0 | 0 | 0 | 0 | 0 | 0 | 0 | 0 | 0 | 0 | 0
F6_Industrial_Petroleum_Existing_Space Heating_Natural Gas_Boiler_A_Achievable Economic UCT Potential | F6 | Industrial | Petroleum | Existing | Space Heating | Natural Gas | Boiler | A | Incremental Winter Peak Savings (MW) | Achievable Economic UCT Potential | 0 | 0 | 0 | 0 | 0 | 0 | 0 | 0 | 0 | 0 | 0 | 0 | 0 | 0 | 0 | 0 | 0 | 0 | 0 | 0 | 0 | 0 | 0 | 0 | 0 | 0 | 0 | 0 | 0 | 0 | 0
F7_Industrial_Petroleum_Existing_Space Heating_Natural Gas_Boiler_A_Achievable Economic UCT Potential | F7 | Industrial | Petroleum | Existing | Space Heating | Natural Gas | Boiler | A | Cumulative Energy Savings (MWh or mTherms) | Achievable Economic UCT Potential | 0 | 0 | 0 | 0 | 0 | 0.002458 | 0.0060827 | 0.010474 | 0.015469 | 0.020869 | 0.026248 | 0.031704 | 0.037197 | 0.042629 | 0.04873 | 0.054139 | 0.059583 | 0.064987 | 0.070354 | 0.075928 | 0.08129 | 0.087017 | 0.09259 | 0.093393 | 0.094211 | 0.095013 | 0.095801 | 0.096578 | 0 | 0 | 0
F8_Industrial_Petroleum_Existing_Space Heating_Natural Gas_Boiler_A_Achievable Economic UCT Potential | F8 | Industrial | Petroleum | Existing | Space Heating | Natural Gas | Boiler | A | Cumulative Summer Peak Savings (MW) | Achievable Economic UCT Potential | 0 | 0 | 0 | 0 | 0 | 0 | 0 | 0 | 0 | 0 | 0 | 0 | 0 | 0 | 0 | 0 | 0 | 0 | 0 | 0 | 0 | 0 | 0 | 0 | 0 | 0 | 0 | 0 | 0 | 0 | 0
F9_Industrial_Petroleum_Existing_Space Heating_Natural Gas_Boiler_A_Achievable Economic UCT Potential | F9 | Industrial | Petroleum | Existing | Space Heating | Natural Gas | Boiler | A | Cumulative Winter Peak Savings (MW) | Achievable Economic UCT Potential | 0 | 0 | 0 | 0 | 0 | 0 | 0 | 0 | 0 | 0 | 0 | 0 | 0 | 0 | 0 | 0 | 0 | 0 | 0 | 0 | 0 | 0 | 0 | 0 | 0 | 0 | 0 | 0 | 0 | 0 | 0
F10_Industrial_Petroleum_Existing_Space Heating_Natural Gas_Boiler_A_Achievable Economic UCT Potential | F10 | Industrial | Petroleum | Existing | Space Heating | Natural Gas | Boiler | A | Purchases (Incremental) | Achievable Economic UCT Potential | 0 | 0 | 0 | 0 | 0 | 0.00045727 | 0.00067433 | 0.00081697 | 0.00092917 | 0.0010046 | 0.0010007 | 0.0010151 | 0.0010218 | 0.0010105 | 0.001135 | 0.0010063 | 0.0010127 | 0.0010055 | 0.00099838 | 0.001037 | 0.00099741 | 0.0010654 | 0.0010369 | 0.0010126 | 0.0010331 | 0.0010124 | 0.00099469 | 0.00097973 | 0.00096842 | 0.00095977 | 0.00095092
F11_Industrial_Petroleum_Existing_Space Heating_Natural Gas_Boiler_A_Achievable Economic UCT Potential | F11 | Industrial | Petroleum | Existing | Space Heating | Natural Gas | Boiler | A | Purchases (Cumulative) | Achievable Economic UCT Potential | 0 | 0 | 0 | 0 | 0 | 0.00045727 | 0.0011316 | 0.0019486 | 0.0028777 | 0.0038824 | 0.004883 | 0.0058981 | 0.0069199 | 0.0079305 | 0.0090655 | 0.010072 | 0.011085 | 0.01209 | 0.013088 | 0.014125 | 0.015123 | 0.016188 | 0.017225 | 0.018238 | 0.019271 | 0.020283 | 0.021278 | 0.022258 | 0.023226 | 0.024186 | 0.024679
F1_Industrial_Petroleum_Existing_Space Heating_Natural Gas_Unit Heater_A_Achievable Economic UCT Potential | F1 | Industrial | Petroleum | Existing | Space Heating | Natural Gas | Unit Heater | A | Integrated Unit Energy Savings (kWh or therms) | Achievable Economic UCT Potential | 0 | 0 | 0 | 0 | 0 | 0 | 0 | 0 | 0 | 0 | 0 | 0 | 0 | 0 | 0 | 0 | 0 | 0 | 0 | 0 | 0 | 0 | 0 | 0 | 0 | 0 | 0 | 0 | 0 | 0 | 0
F2_Industrial_Petroleum_Existing_Space Heating_Natural Gas_Unit Heater_A_Achievable Economic UCT Potential | F2 | Industrial | Petroleum | Existing | Space Heating | Natural Gas | Unit Heater | A | Integrated Unit Summer Peak Savings (kW) | Achievable Economic UCT Potential | 0 | 0 | 0 | 0 | 0 | 0 | 0 | 0 | 0 | 0 | 0 | 0 | 0 | 0 | 0 | 0 | 0 | 0 | 0 | 0 | 0 | 0 | 0 | 0 | 0 | 0 | 0 | 0 | 0 | 0 | 0
F3_Industrial_Petroleum_Existing_Space Heating_Natural Gas_Unit Heater_A_Achievable Economic UCT Potential | F3 | Industrial | Petroleum | Existing | Space Heating | Natural Gas | Unit Heater | A | Integrated Unit Winter Peak Savings (kW) | Achievable Economic UCT Potential | 0 | 0 | 0 | 0 | 0 | 0 | 0 | 0 | 0 | 0 | 0 | 0 | 0 | 0 | 0 | 0 | 0 | 0 | 0 | 0 | 0 | 0 | 0 | 0 | 0 | 0 | 0 | 0 | 0 | 0 | 0
F4_Industrial_Petroleum_Existing_Space Heating_Natural Gas_Unit Heater_A_Achievable Economic UCT Potential | F4 | Industrial | Petroleum | Existing | Space Heating | Natural Gas | Unit Heater | A | Incremental Energy Savings (MWh or mTherms) | Achievable Economic UCT Potential | 0 | 0 | 0 | 0 | 0 | 0 | 0 | 0 | 0 | 0 | 0 | 0 | 0 | 0 | 0 | 0 | 0 | 0 | 0 | 0 | 0 | 0 | 0 | 0 | 0 | 0 | 0 | 0 | 0 | 0 | 0
F5_Industrial_Petroleum_Existing_Space Heating_Natural Gas_Unit Heater_A_Achievable Economic UCT Potential | F5 | Industrial | Petroleum | Existing | Space Heating | Natural Gas | Unit Heater | A | Incremental Summer Peak Savings (MW) | Achievable Economic UCT Potential | 0 | 0 | 0 | 0 | 0 | 0 | 0 | 0 | 0 | 0 | 0 | 0 | 0 | 0 | 0 | 0 | 0 | 0 | 0 | 0 | 0 | 0 | 0 | 0 | 0 | 0 | 0 | 0 | 0 | 0 | 0
F6_Industrial_Petroleum_Existing_Space Heating_Natural Gas_Unit Heater_A_Achievable Economic UCT Potential | F6 | Industrial | Petroleum | Existing | Space Heating | Natural Gas | Unit Heater | A | Incremental Winter Peak Savings (MW) | Achievable Economic UCT Potential | 0 | 0 | 0 | 0 | 0 | 0 | 0 | 0 | 0 | 0 | 0 | 0 | 0 | 0 | 0 | 0 | 0 | 0 | 0 | 0 | 0 | 0 | 0 | 0 | 0 | 0 | 0 | 0 | 0 | 0 | 0
F7_Industrial_Petroleum_Existing_Space Heating_Natural Gas_Unit Heater_A_Achievable Economic UCT Potential | F7 | Industrial | Petroleum | Existing | Space Heating | Natural Gas | Unit Heater | A | Cumulative Energy Savings (MWh or mTherms) | Achievable Economic UCT Potential | 0 | 0 | 0 | 0 | 0 | 0 | 0 | 0 | 0 | 0 | 0 | 0 | 0 | 0 | 0 | 0 | 0 | 0 | 0 | 0 | 0 | 0 | 0 | 0 | 0 | 0 | 0 | 0 | 0 | 0 | 0
F8_Industrial_Petroleum_Existing_Space Heating_Natural Gas_Unit Heater_A_Achievable Economic UCT Potential | F8 | Industrial | Petroleum | Existing | Space Heating | Natural Gas | Unit Heater | A | Cumulative Summer Peak Savings (MW) | Achievable Economic UCT Potential | 0 | 0 | 0 | 0 | 0 | 0 | 0 | 0 | 0 | 0 | 0 | 0 | 0 | 0 | 0 | 0 | 0 | 0 | 0 | 0 | 0 | 0 | 0 | 0 | 0 | 0 | 0 | 0 | 0 | 0 | 0
F9_Industrial_Petroleum_Existing_Space Heating_Natural Gas_Unit Heater_A_Achievable Economic UCT Potential | F9 | Industrial | Petroleum | Existing | Space Heating | Natural Gas | Unit Heater | A | Cumulative Winter Peak Savings (MW) | Achievable Economic UCT Potential | 0 | 0 | 0 | 0 | 0 | 0 | 0 | 0 | 0 | 0 | 0 | 0 | 0 | 0 | 0 | 0 | 0 | 0 | 0 | 0 | 0 | 0 | 0 | 0 | 0 | 0 | 0 | 0 | 0 | 0 | 0
F10_Industrial_Petroleum_Existing_Space Heating_Natural Gas_Unit Heater_A_Achievable Economic UCT Potential | F10 | Industrial | Petroleum | Existing | Space Heating | Natural Gas | Unit Heater | A | Purchases (Incremental) | Achievable Economic UCT Potential | 0 | 0 | 0 | 0 | 0 | 0 | 0 | 0 | 0 | 0 | 0 | 0 | 0 | 0 | 0 | 0 | 0 | 0 | 0 | 0 | 0 | 0 | 0 | 0 | 0 | 0 | 0 | 0 | 0 | 0 | 0
F11_Industrial_Petroleum_Existing_Space Heating_Natural Gas_Unit Heater_A_Achievable Economic UCT Potential | F11 | Industrial | Petroleum | Existing | Space Heating | Natural Gas | Unit Heater | A | Purchases (Cumulative) | Achievable Economic UCT Potential | 0 | 0 | 0 | 0 | 0 | 0 | 0 | 0 | 0 | 0 | 0 | 0 | 0 | 0 | 0 | 0 | 0 | 0 | 0 | 0 | 0 | 0 | 0 | 0 | 0 | 0 | 0 | 0 | 0 | 0 | 0
F1_Industrial_Petroleum_New_Space Heating_Natural Gas_Furnace_A_Achievable Economic UCT Potential | F1 | Industrial | Petroleum | New | Space Heating | Natural Gas | Furnace | A | Integrated Unit Energy Savings (kWh or therms) | Achievable Economic UCT Potential | 0 | 0 | 0 | 0 | 0 | 0 | 0 | 0 | 0 | 0 | 0 | 0 | 0 | 0 | 0 | 0 | 0 | 0 | 0 | 0 | 0 | 0 | 0 | 0 | 0 | 0 | 0 | 0 | 0 | 0 | 0
F2_Industrial_Petroleum_New_Space Heating_Natural Gas_Furnace_A_Achievable Economic UCT Potential | F2 | Industrial | Petroleum | New | Space Heating | Natural Gas | Furnace | A | Integrated Unit Summer Peak Savings (kW) | Achievable Economic UCT Potential | 0 | 0 | 0 | 0 | 0 | 0 | 0 | 0 | 0 | 0 | 0 | 0 | 0 | 0 | 0 | 0 | 0 | 0 | 0 | 0 | 0 | 0 | 0 | 0 | 0 | 0 | 0 | 0 | 0 | 0 | 0
F3_Industrial_Petroleum_New_Space Heating_Natural Gas_Furnace_A_Achievable Economic UCT Potential | F3 | Industrial | Petroleum | New | Space Heating | Natural Gas | Furnace | A | Integrated Unit Winter Peak Savings (kW) | Achievable Economic UCT Potential | 0 | 0 | 0 | 0 | 0 | 0 | 0 | 0 | 0 | 0 | 0 | 0 | 0 | 0 | 0 | 0 | 0 | 0 | 0 | 0 | 0 | 0 | 0 | 0 | 0 | 0 | 0 | 0 | 0 | 0 | 0
F4_Industrial_Petroleum_New_Space Heating_Natural Gas_Furnace_A_Achievable Economic UCT Potential | F4 | Industrial | Petroleum | New | Space Heating | Natural Gas | Furnace | A | Incremental Energy Savings (MWh or mTherms) | Achievable Economic UCT Potential | 0 | 0 | 0 | 0 | 0 | 0 | 0 | 0 | 0 | 0 | 0 | 0 | 0 | 0 | 0 | 0 | 0 | 0 | 0 | 0 | 0 | 0 | 0 | 0 | 0 | 0 | 0 | 0 | 0 | 0 | 0
F5_Industrial_Petroleum_New_Space Heating_Natural Gas_Furnace_A_Achievable Economic UCT Potential | F5 | Industrial | Petroleum | New | Space Heating | Natural Gas | Furnace | A | Incremental Summer Peak Savings (MW) | Achievable Economic UCT Potential | 0 | 0 | 0 | 0 | 0 | 0 | 0 | 0 | 0 | 0 | 0 | 0 | 0 | 0 | 0 | 0 | 0 | 0 | 0 | 0 | 0 | 0 | 0 | 0 | 0 | 0 | 0 | 0 | 0 | 0 | 0
F6_Industrial_Petroleum_New_Space Heating_Natural Gas_Furnace_A_Achievable Economic UCT Potential | F6 | Industrial | Petroleum | New | Space Heating | Natural Gas | Furnace | A | Incremental Winter Peak Savings (MW) | Achievable Economic UCT Potential | 0 | 0 | 0 | 0 | 0 | 0 | 0 | 0 | 0 | 0 | 0 | 0 | 0 | 0 | 0 | 0 | 0 | 0 | 0 | 0 | 0 | 0 | 0 | 0 | 0 | 0 | 0 | 0 | 0 | 0 | 0
F7_Industrial_Petroleum_New_Space Heating_Natural Gas_Furnace_A_Achievable Economic UCT Potential | F7 | Industrial | Petroleum | New | Space Heating | Natural Gas | Furnace | A | Cumulative Energy Savings (MWh or mTherms) | Achievable Economic UCT Potential | 0 | 0 | 0 | 0 | 0 | 0 | 0 | 0 | 0 | 0 | 0 | 0 | 0 | 0 | 0 | 0 | 0 | 0 | 0 | 0 | 0 | 0 | 0 | 0 | 0 | 0 | 0 | 0 | 0 | 0 | 0
F8_Industrial_Petroleum_New_Space Heating_Natural Gas_Furnace_A_Achievable Economic UCT Potential | F8 | Industrial | Petroleum | New | Space Heating | Natural Gas | Furnace | A | Cumulative Summer Peak Savings (MW) | Achievable Economic UCT Potential | 0 | 0 | 0 | 0 | 0 | 0 | 0 | 0 | 0 | 0 | 0 | 0 | 0 | 0 | 0 | 0 | 0 | 0 | 0 | 0 | 0 | 0 | 0 | 0 | 0 | 0 | 0 | 0 | 0 | 0 | 0
F9_Industrial_Petroleum_New_Space Heating_Natural Gas_Furnace_A_Achievable Economic UCT Potential | F9 | Industrial | Petroleum | New | Space Heating | Natural Gas | Furnace | A | Cumulative Winter Peak Savings (MW) | Achievable Economic UCT Potential | 0 | 0 | 0 | 0 | 0 | 0 | 0 | 0 | 0 | 0 | 0 | 0 | 0 | 0 | 0 | 0 | 0 | 0 | 0 | 0 | 0 | 0 | 0 | 0 | 0 | 0 | 0 | 0 | 0 | 0 | 0
F10_Industrial_Petroleum_New_Space Heating_Natural Gas_Furnace_A_Achievable Economic UCT Potential | F10 | Industrial | Petroleum | New | Space Heating | Natural Gas | Furnace | A | Purchases (Incremental) | Achievable Economic UCT Potential | 0 | 0 | 0 | 0 | 0 | 0 | 0 | 0 | 0 | 0 | 0 | 0 | 0 | 0 | 0 | 0 | 0 | 0 | 0 | 0 | 0 | 0 | 0 | 0 | 0 | 0 | 0 | 0 | 0 | 0 | 0
F11_Industrial_Petroleum_New_Space Heating_Natural Gas_Furnace_A_Achievable Economic UCT Potential | F11 | Industrial | Petroleum | New | Space Heating | Natural Gas | Furnace | A | Purchases (Cumulative) | Achievable Economic UCT Potential | 0 | 0 | 0 | 0 | 0 | 0 | 0 | 0 | 0 | 0 | 0 | 0 | 0 | 0 | 0 | 0 | 0 | 0 | 0 | 0 | 0 | 0 | 0 | 0 | 0 | 0 | 0 | 0 | 0 | 0 | 0
F1_Industrial_Petroleum_New_Space Heating_Natural Gas_Boiler_A_Achievable Economic UCT Potential | F1 | Industrial | Petroleum | New | Space Heating | Natural Gas | Boiler | A | Integrated Unit Energy Savings (kWh or therms) | Achievable Economic UCT Potential | 0 | 0 | 0 | 0 | 0 | 0 | 0 | 0 | 0 | 0 | 0 | 0 | 0 | 0 | 0 | 0 | 0 | 0 | 0 | 0 | 0 | 0 | 0 | 0 | 0 | 0 | 0 | 0 | 0 | 0 | 0
F2_Industrial_Petroleum_New_Space Heating_Natural Gas_Boiler_A_Achievable Economic UCT Potential | F2 | Industrial | Petroleum | New | Space Heating | Natural Gas | Boiler | A | Integrated Unit Summer Peak Savings (kW) | Achievable Economic UCT Potential | 0 | 0 | 0 | 0 | 0 | 0 | 0 | 0 | 0 | 0 | 0 | 0 | 0 | 0 | 0 | 0 | 0 | 0 | 0 | 0 | 0 | 0 | 0 | 0 | 0 | 0 | 0 | 0 | 0 | 0 | 0
F3_Industrial_Petroleum_New_Space Heating_Natural Gas_Boiler_A_Achievable Economic UCT Potential | F3 | Industrial | Petroleum | New | Space Heating | Natural Gas | Boiler | A | Integrated Unit Winter Peak Savings (kW) | Achievable Economic UCT Potential | 0 | 0 | 0 | 0 | 0 | 0 | 0 | 0 | 0 | 0 | 0 | 0 | 0 | 0 | 0 | 0 | 0 | 0 | 0 | 0 | 0 | 0 | 0 | 0 | 0 | 0 | 0 | 0 | 0 | 0 | 0
F4_Industrial_Petroleum_New_Space Heating_Natural Gas_Boiler_A_Achievable Economic UCT Potential | F4 | Industrial | Petroleum | New | Space Heating | Natural Gas | Boiler | A | Incremental Energy Savings (MWh or mTherms) | Achievable Economic UCT Potential | 0 | 0 | 0 | 0 | 0 | 0 | 0 | 0 | 0 | 0 | 0 | 0 | 0 | 0 | 0 | 0 | 0 | 0 | 0 | 0 | 0 | 0 | 0 | 0 | 0 | 0 | 0 | 0 | 0 | 0 | 0
F5_Industrial_Petroleum_New_Space Heating_Natural Gas_Boiler_A_Achievable Economic UCT Potential | F5 | Industrial | Petroleum | New | Space Heating | Natural Gas | Boiler | A | Incremental Summer Peak Savings (MW) | Achievable Economic UCT Potential | 0 | 0 | 0 | 0 | 0 | 0 | 0 | 0 | 0 | 0 | 0 | 0 | 0 | 0 | 0 | 0 | 0 | 0 | 0 | 0 | 0 | 0 | 0 | 0 | 0 | 0 | 0 | 0 | 0 | 0 | 0
F6_Industrial_Petroleum_New_Space Heating_Natural Gas_Boiler_A_Achievable Economic UCT Potential | F6 | Industrial | Petroleum | New | Space Heating | Natural Gas | Boiler | A | Incremental Winter Peak Savings (MW) | Achievable Economic UCT Potential | 0 | 0 | 0 | 0 | 0 | 0 | 0 | 0 | 0 | 0 | 0 | 0 | 0 | 0 | 0 | 0 | 0 | 0 | 0 | 0 | 0 | 0 | 0 | 0 | 0 | 0 | 0 | 0 | 0 | 0 | 0
F7_Industrial_Petroleum_New_Space Heating_Natural Gas_Boiler_A_Achievable Economic UCT Potential | F7 | Industrial | Petroleum | New | Space Heating | Natural Gas | Boiler | A | Cumulative Energy Savings (MWh or mTherms) | Achievable Economic UCT Potential | 0 | 0 | 0 | 0 | 0 | 0 | 0 | 0 | 0 | 0 | 0 | 0 | 0 | 0 | 0 | 0 | 0 | 0 | 0 | 0 | 0 | 0 | 0 | 0 | 0 | 0 | 0 | 0 | 0 | 0 | 0
F8_Industrial_Petroleum_New_Space Heating_Natural Gas_Boiler_A_Achievable Economic UCT Potential | F8 | Industrial | Petroleum | New | Space Heating | Natural Gas | Boiler | A | Cumulative Summer Peak Savings (MW) | Achievable Economic UCT Potential | 0 | 0 | 0 | 0 | 0 | 0 | 0 | 0 | 0 | 0 | 0 | 0 | 0 | 0 | 0 | 0 | 0 | 0 | 0 | 0 | 0 | 0 | 0 | 0 | 0 | 0 | 0 | 0 | 0 | 0 | 0
F9_Industrial_Petroleum_New_Space Heating_Natural Gas_Boiler_A_Achievable Economic UCT Potential | F9 | Industrial | Petroleum | New | Space Heating | Natural Gas | Boiler | A | Cumulative Winter Peak Savings (MW) | Achievable Economic UCT Potential | 0 | 0 | 0 | 0 | 0 | 0 | 0 | 0 | 0 | 0 | 0 | 0 | 0 | 0 | 0 | 0 | 0 | 0 | 0 | 0 | 0 | 0 | 0 | 0 | 0 | 0 | 0 | 0 | 0 | 0 | 0
F10_Industrial_Petroleum_New_Space Heating_Natural Gas_Boiler_A_Achievable Economic UCT Potential | F10 | Industrial | Petroleum | New | Space Heating | Natural Gas | Boiler | A | Purchases (Incremental) | Achievable Economic UCT Potential | 0 | 0 | 0 | 0 | 0 | 0 | 0 | 0 | 0 | 0 | 0 | 0 | 0 | 0 | 0 | 0 | 0 | 0 | 0 | 0 | 0 | 0 | 0 | 0 | 0 | 0 | 0 | 0 | 0 | 0 | 0
F11_Industrial_Petroleum_New_Space Heating_Natural Gas_Boiler_A_Achievable Economic UCT Potential | F11 | Industrial | Petroleum | New | Space Heating | Natural Gas | Boiler | A | Purchases (Cumulative) | Achievable Economic UCT Potential | 0 | 0 | 0 | 0 | 0 | 0 | 0 | 0 | 0 | 0 | 0 | 0 | 0 | 0 | 0 | 0 | 0 | 0 | 0 | 0 | 0 | 0 | 0 | 0 | 0 | 0 | 0 | 0 | 0 | 0 | 0
F1_Industrial_Petroleum_New_Space Heating_Natural Gas_Unit Heater_A_Achievable Economic UCT Potential | F1 | Industrial | Petroleum | New | Space Heating | Natural Gas | Unit Heater | A | Integrated Unit Energy Savings (kWh or therms) | Achievable Economic UCT Potential | 0 | 0 | 0 | 0 | 0 | 0 | 0 | 0 | 0 | 0 | 0 | 0 | 0 | 0 | 0 | 0 | 0 | 0 | 0 | 0 | 0 | 0 | 0 | 0 | 0 | 0 | 0 | 0 | 0 | 0 | 0
F2_Industrial_Petroleum_New_Space Heating_Natural Gas_Unit Heater_A_Achievable Economic UCT Potential | F2 | Industrial | Petroleum | New | Space Heating | Natural Gas | Unit Heater | A | Integrated Unit Summer Peak Savings (kW) | Achievable Economic UCT Potential | 0 | 0 | 0 | 0 | 0 | 0 | 0 | 0 | 0 | 0 | 0 | 0 | 0 | 0 | 0 | 0 | 0 | 0 | 0 | 0 | 0 | 0 | 0 | 0 | 0 | 0 | 0 | 0 | 0 | 0 | 0
F3_Industrial_Petroleum_New_Space Heating_Natural Gas_Unit Heater_A_Achievable Economic UCT Potential | F3 | Industrial | Petroleum | New | Space Heating | Natural Gas | Unit Heater | A | Integrated Unit Winter Peak Savings (kW) | Achievable Economic UCT Potential | 0 | 0 | 0 | 0 | 0 | 0 | 0 | 0 | 0 | 0 | 0 | 0 | 0 | 0 | 0 | 0 | 0 | 0 | 0 | 0 | 0 | 0 | 0 | 0 | 0 | 0 | 0 | 0 | 0 | 0 | 0
F4_Industrial_Petroleum_New_Space Heating_Natural Gas_Unit Heater_A_Achievable Economic UCT Potential | F4 | Industrial | Petroleum | New | Space Heating | Natural Gas | Unit Heater | A | Incremental Energy Savings (MWh or mTherms) | Achievable Economic UCT Potential | 0 | 0 | 0 | 0 | 0 | 0 | 0 | 0 | 0 | 0 | 0 | 0 | 0 | 0 | 0 | 0 | 0 | 0 | 0 | 0 | 0 | 0 | 0 | 0 | 0 | 0 | 0 | 0 | 0 | 0 | 0
F5_Industrial_Petroleum_New_Space Heating_Natural Gas_Unit Heater_A_Achievable Economic UCT Potential | F5 | Industrial | Petroleum | New | Space Heating | Natural Gas | Unit Heater | A | Incremental Summer Peak Savings (MW) | Achievable Economic UCT Potential | 0 | 0 | 0 | 0 | 0 | 0 | 0 | 0 | 0 | 0 | 0 | 0 | 0 | 0 | 0 | 0 | 0 | 0 | 0 | 0 | 0 | 0 | 0 | 0 | 0 | 0 | 0 | 0 | 0 | 0 | 0
F6_Industrial_Petroleum_New_Space Heating_Natural Gas_Unit Heater_A_Achievable Economic UCT Potential | F6 | Industrial | Petroleum | New | Space Heating | Natural Gas | Unit Heater | A | Incremental Winter Peak Savings (MW) | Achievable Economic UCT Potential | 0 | 0 | 0 | 0 | 0 | 0 | 0 | 0 | 0 | 0 | 0 | 0 | 0 | 0 | 0 | 0 | 0 | 0 | 0 | 0 | 0 | 0 | 0 | 0 | 0 | 0 | 0 | 0 | 0 | 0 | 0
F7_Industrial_Petroleum_New_Space Heating_Natural Gas_Unit Heater_A_Achievable Economic UCT Potential | F7 | Industrial | Petroleum | New | Space Heating | Natural Gas | Unit Heater | A | Cumulative Energy Savings (MWh or mTherms) | Achievable Economic UCT Potential | 0 | 0 | 0 | 0 | 0 | 0 | 0 | 0 | 0 | 0 | 0 | 0 | 0 | 0 | 0 | 0 | 0 | 0 | 0 | 0 | 0 | 0 | 0 | 0 | 0 | 0 | 0 | 0 | 0 | 0 | 0
F8_Industrial_Petroleum_New_Space Heating_Natural Gas_Unit Heater_A_Achievable Economic UCT Potential | F8 | Industrial | Petroleum | New | Space Heating | Natural Gas | Unit Heater | A | Cumulative Summer Peak Savings (MW) | Achievable Economic UCT Potential | 0 | 0 | 0 | 0 | 0 | 0 | 0 | 0 | 0 | 0 | 0 | 0 | 0 | 0 | 0 | 0 | 0 | 0 | 0 | 0 | 0 | 0 | 0 | 0 | 0 | 0 | 0 | 0 | 0 | 0 | 0
F9_Industrial_Petroleum_New_Space Heating_Natural Gas_Unit Heater_A_Achievable Economic UCT Potential | F9 | Industrial | Petroleum | New | Space Heating | Natural Gas | Unit Heater | A | Cumulative Winter Peak Savings (MW) | Achievable Economic UCT Potential | 0 | 0 | 0 | 0 | 0 | 0 | 0 | 0 | 0 | 0 | 0 | 0 | 0 | 0 | 0 | 0 | 0 | 0 | 0 | 0 | 0 | 0 | 0 | 0 | 0 | 0 | 0 | 0 | 0 | 0 | 0
F10_Industrial_Petroleum_New_Space Heating_Natural Gas_Unit Heater_A_Achievable Economic UCT Potential | F10 | Industrial | Petroleum | New | Space Heating | Natural Gas | Unit Heater | A | Purchases (Incremental) | Achievable Economic UCT Potential | 0 | 0 | 0 | 0 | 0 | 0 | 0 | 0 | 0 | 0 | 0 | 0 | 0 | 0 | 0 | 0 | 0 | 0 | 0 | 0 | 0 | 0 | 0 | 0 | 0 | 0 | 0 | 0 | 0 | 0 | 0
F11_Industrial_Petroleum_New_Space Heating_Natural Gas_Unit Heater_A_Achievable Economic UCT Potential | F11 | Industrial | Petroleum | New | Space Heating | Natural Gas | Unit Heater | A | Purchases (Cumulative) | Achievable Economic UCT Potential | 0 | 0 | 0 | 0 | 0 | 0 | 0 | 0 | 0 | 0 | 0 | 0 | 0 | 0 | 0 | 0 | 0 | 0 | 0 | 0 | 0 | 0 | 0 | 0 | 0 | 0 | 0 | 0 | 0 | 0 | 0
F1_Industrial_Paper and Printing_Existing_Space Heating_Natural Gas_Furnace_A_Achievable Economic UCT Potential | F1 | Industrial | Paper and Printing | Existing | Space Heating | Natural Gas | Furnace | A | Integrated Unit Energy Savings (kWh or therms) | Achievable Economic UCT Potential | 0 | 505.0924 | 505.0924 | 505.0924 | 505.0924 | 138.7616 | 138.7616 | 138.7616 | 138.7616 | 138.7616 | 138.7616 | 138.7616 | 138.7616 | 138.7616 | 138.7616 | 138.7616 | 138.7616 | 138.7616 | 138.7616 | 138.7616 | 138.7616 | 138.7616 | 138.7616 | 138.7616 | 138.7616 | 138.7616 | 138.7616 | 138.7616 | 138.7616 | 138.7616 | 138.7616
F2_Industrial_Paper and Printing_Existing_Space Heating_Natural Gas_Furnace_A_Achievable Economic UCT Potential | F2 | Industrial | Paper and Printing | Existing | Space Heating | Natural Gas | Furnace | A | Integrated Unit Summer Peak Savings (kW) | Achievable Economic UCT Potential | 0 | 0 | 0 | 0 | 0 | 0 | 0 | 0 | 0 | 0 | 0 | 0 | 0 | 0 | 0 | 0 | 0 | 0 | 0 | 0 | 0 | 0 | 0 | 0 | 0 | 0 | 0 | 0 | 0 | 0 | 0
F3_Industrial_Paper and Printing_Existing_Space Heating_Natural Gas_Furnace_A_Achievable Economic UCT Potential | F3 | Industrial | Paper and Printing | Existing | Space Heating | Natural Gas | Furnace | A | Integrated Unit Winter Peak Savings (kW) | Achievable Economic UCT Potential | 0 | 0 | 0 | 0 | 0 | 0 | 0 | 0 | 0 | 0 | 0 | 0 | 0 | 0 | 0 | 0 | 0 | 0 | 0 | 0 | 0 | 0 | 0 | 0 | 0 | 0 | 0 | 0 | 0 | 0 | 0
F4_Industrial_Paper and Printing_Existing_Space Heating_Natural Gas_Furnace_A_Achievable Economic UCT Potential | F4 | Industrial | Paper and Printing | Existing | Space Heating | Natural Gas | Furnace | A | Incremental Energy Savings (MWh or mTherms) | Achievable Economic UCT Potential | 0 | 0 | 0 | 0 | 0 | 0.00023439 | 0.0004881 | 0.0005299 | 0.0007418 | 0.00096306 | 0.0011285 | 0.0012956 | 0.0013228 | 0.0013037 | 0.001438 | 0.001243 | 0.0012085 | 0.0011514 | 0.0010926 | 0.0011803 | 0.0011599 | 0.0011818 | 0.0012647 | 0.0012857 | 0.0013084 | 0.0013325 | 0.0013639 | 0.0013927 | 0.0014193 | 0.001627 | 0.0017663
F5_Industrial_Paper and Printing_Existing_Space Heating_Natural Gas_Furnace_A_Achievable Economic UCT Potential | F5 | Industrial | Paper and Printing | Existing | Space Heating | Natural Gas | Furnace | A | Incremental Summer Peak Savings (MW) | Achievable Economic UCT Potential | 0 | 0 | 0 | 0 | 0 | 0 | 0 | 0 | 0 | 0 | 0 | 0 | 0 | 0 | 0 | 0 | 0 | 0 | 0 | 0 | 0 | 0 | 0 | 0 | 0 | 0 | 0 | 0 | 0 | 0 | 0
F6_Industrial_Paper and Printing_Existing_Space Heating_Natural Gas_Furnace_A_Achievable Economic UCT Potential | F6 | Industrial | Paper and Printing | Existing | Space Heating | Natural Gas | Furnace | A | Incremental Winter Peak Savings (MW) | Achievable Economic UCT Potential | 0 | 0 | 0 | 0 | 0 | 0 | 0 | 0 | 0 | 0 | 0 | 0 | 0 | 0 | 0 | 0 | 0 | 0 | 0 | 0 | 0 | 0 | 0 | 0 | 0 | 0 | 0 | 0 | 0 | 0 | 0
F7_Industrial_Paper and Printing_Existing_Space Heating_Natural Gas_Furnace_A_Achievable Economic UCT Potential | F7 | Industrial | Paper and Printing | Existing | Space Heating | Natural Gas | Furnace | A | Cumulative Energy Savings (MWh or mTherms) | Achievable Economic UCT Potential | 0 | 0 | 0 | 0 | 0 | 0.00023439 | 0.00072249 | 0.0012524 | 0.0019942 | 0.0029572 | 0.0040858 | 0.0053814 | 0.0067042 | 0.008008 | 0.009446 | 0.010689 | 0.011897 | 0.013049 | 0.014141 | 0.015322 | 0.016482 | 0.017663 | 0.018928 | 0.020214 | 0.021522 | 0.022855 | 0.024219 | 0.025611 | 0 | 0 | 0
F8_Industrial_Paper and Printing_Existing_Space Heating_Natural Gas_Furnace_A_Achievable Economic UCT Potential | F8 | Industrial | Paper and Printing | Existing | Space Heating | Natural Gas | Furnace | A | Cumulative Summer Peak Savings (MW) | Achievable Economic UCT Potential | 0 | 0 | 0 | 0 | 0 | 0 | 0 | 0 | 0 | 0 | 0 | 0 | 0 | 0 | 0 | 0 | 0 | 0 | 0 | 0 | 0 | 0 | 0 | 0 | 0 | 0 | 0 | 0 | 0 | 0 | 0
F9_Industrial_Paper and Printing_Existing_Space Heating_Natural Gas_Furnace_A_Achievable Economic UCT Potential | F9 | Industrial | Paper and Printing | Existing | Space Heating | Natural Gas | Furnace | A | Cumulative Winter Peak Savings (MW) | Achievable Economic UCT Potential | 0 | 0 | 0 | 0 | 0 | 0 | 0 | 0 | 0 | 0 | 0 | 0 | 0 | 0 | 0 | 0 | 0 | 0 | 0 | 0 | 0 | 0 | 0 | 0 | 0 | 0 | 0 | 0 | 0 | 0 | 0
F10_Industrial_Paper and Printing_Existing_Space Heating_Natural Gas_Furnace_A_Achievable Economic UCT Potential | F10 | Industrial | Paper and Printing | Existing | Space Heating | Natural Gas | Furnace | A | Purchases (Incremental) | Achievable Economic UCT Potential | 0 | 0 | 0 | 0 | 0 | 0.0016891 | 0.0035175 | 0.0038188 | 0.0053459 | 0.0069404 | 0.0081328 | 0.0093372 | 0.0095332 | 0.0093954 | 0.010363 | 0.0089575 | 0.0087091 | 0.0082977 | 0.0078736 | 0.0085062 | 0.0083586 | 0.008517 | 0.0091142 | 0.0092654 | 0.0094291 | 0.0096031 | 0.0098287 | 0.010037 | 0.010228 | 0.011725 | 0.012729
F11_Industrial_Paper and Printing_Existing_Space Heating_Natural Gas_Furnace_A_Achievable Economic UCT Potential | F11 | Industrial | Paper and Printing | Existing | Space Heating | Natural Gas | Furnace | A | Purchases (Cumulative) | Achievable Economic UCT Potential | 0 | 0 | 0 | 0 | 0 | 0.0016891 | 0.0052067 | 0.0090254 | 0.014371 | 0.021312 | 0.029444 | 0.038782 | 0.048315 | 0.05771 | 0.068073 | 0.077031 | 0.08574 | 0.094038 | 0.10191 | 0.11042 | 0.11878 | 0.12729 | 0.13641 | 0.14567 | 0.1551 | 0.16471 | 0.17453 | 0.18457 | 0.18917 | 0.18917 | 0.18917
F1_Industrial_Paper and Printing_Existing_Space Heating_Natural Gas_Boiler_A_Achievable Economic UCT Potential | F1 | Industrial | Paper and Printing | Existing | Space Heating | Natural Gas | Boiler | A | Integrated Unit Energy Savings (kWh or therms) | Achievable Economic UCT Potential | 0 | 8772.191 | 8772.191 | 8772.191 | 8772.191 | 5375.3 | 5375.3 | 5375.3 | 5375.3 | 5375.3 | 5375.3 | 5375.3 | 5375.3 | 5375.3 | 5375.3 | 5375.3 | 5375.3 | 5375.3 | 5375.3 | 5375.3 | 5375.3 | 5375.3 | 5375.3 | 792.2778 | 792.2778 | 792.2778 | 792.2778 | 792.2778 | 792.2778 | 792.2778 | 792.2778
F2_Industrial_Paper and Printing_Existing_Space Heating_Natural Gas_Boiler_A_Achievable Economic UCT Potential | F2 | Industrial | Paper and Printing | Existing | Space Heating | Natural Gas | Boiler | A | Integrated Unit Summer Peak Savings (kW) | Achievable Economic UCT Potential | 0 | 0 | 0 | 0 | 0 | 0 | 0 | 0 | 0 | 0 | 0 | 0 | 0 | 0 | 0 | 0 | 0 | 0 | 0 | 0 | 0 | 0 | 0 | 0 | 0 | 0 | 0 | 0 | 0 | 0 | 0
F3_Industrial_Paper and Printing_Existing_Space Heating_Natural Gas_Boiler_A_Achievable Economic UCT Potential | F3 | Industrial | Paper and Printing | Existing | Space Heating | Natural Gas | Boiler | A | Integrated Unit Winter Peak Savings (kW) | Achievable Economic UCT Potential | 0 | 0 | 0 | 0 | 0 | 0 | 0 | 0 | 0 | 0 | 0 | 0 | 0 | 0 | 0 | 0 | 0 | 0 | 0 | 0 | 0 | 0 | 0 | 0 | 0 | 0 | 0 | 0 | 0 | 0 | 0
F4_Industrial_Paper and Printing_Existing_Space Heating_Natural Gas_Boiler_A_Achievable Economic UCT Potential | F4 | Industrial | Paper and Printing | Existing | Space Heating | Natural Gas | Boiler | A | Incremental Energy Savings (MWh or mTherms) | Achievable Economic UCT Potential | 0 | 0 | 0 | 0 | 0 | 0.015116 | 0.022292 | 0.027007 | 0.030716 | 0.03321 | 0.03308 | 0.033557 | 0.033779 | 0.033406 | 0.037522 | 0.033267 | 0.033477 | 0.03324 | 0.033004 | 0.034281 | 0.032972 | 0.03522 | 0.034278 | 0.0049338 | 0.0050337 | 0.0049326 | 0.0048466 | 0.0047737 | 0.0047186 | 0.0046765 | 0.0046333
F5_Industrial_Paper and Printing_Existing_Space Heating_Natural Gas_Boiler_A_Achievable Economic UCT Potential | F5 | Industrial | Paper and Printing | Existing | Space Heating | Natural Gas | Boiler | A | Incremental Summer Peak Savings (MW) | Achievable Economic UCT Potential | 0 | 0 | 0 | 0 | 0 | 0 | 0 | 0 | 0 | 0 | 0 | 0 | 0 | 0 | 0 | 0 | 0 | 0 | 0 | 0 | 0 | 0 | 0 | 0 | 0 | 0 | 0 | 0 | 0 | 0 | 0
F6_Industrial_Paper and Printing_Existing_Space Heating_Natural Gas_Boiler_A_Achievable Economic UCT Potential | F6 | Industrial | Paper and Printing | Existing | Space Heating | Natural Gas | Boiler | A | Incremental Winter Peak Savings (MW) | Achievable Economic UCT Potential | 0 | 0 | 0 | 0 | 0 | 0 | 0 | 0 | 0 | 0 | 0 | 0 | 0 | 0 | 0 | 0 | 0 | 0 | 0 | 0 | 0 | 0 | 0 | 0 | 0 | 0 | 0 | 0 | 0 | 0 | 0
F7_Industrial_Paper and Printing_Existing_Space Heating_Natural Gas_Boiler_A_Achievable Economic UCT Potential | F7 | Industrial | Paper and Printing | Existing | Space Heating | Natural Gas | Boiler | A | Cumulative Energy Savings (MWh or mTherms) | Achievable Economic UCT Potential | 0 | 0 | 0 | 0 | 0 | 0.015116 | 0.037408 | 0.064415 | 0.095132 | 0.12834 | 0.16142 | 0.19498 | 0.22876 | 0.26216 | 0.29969 | 0.33295 | 0.36643 | 0.39967 | 0.43267 | 0.46695 | 0.49993 | 0.53515 | 0.56943 | 0.57436 | 0.57939 | 0.58433 | 0.58917 | 0.59395 | 0 | 0 | 0
F8_Industrial_Paper and Printing_Existing_Space Heating_Natural Gas_Boiler_A_Achievable Economic UCT Potential | F8 | Industrial | Paper and Printing | Existing | Space Heating | Natural Gas | Boiler | A | Cumulative Summer Peak Savings (MW) | Achievable Economic UCT Potential | 0 | 0 | 0 | 0 | 0 | 0 | 0 | 0 | 0 | 0 | 0 | 0 | 0 | 0 | 0 | 0 | 0 | 0 | 0 | 0 | 0 | 0 | 0 | 0 | 0 | 0 | 0 | 0 | 0 | 0 | 0
F9_Industrial_Paper and Printing_Existing_Space Heating_Natural Gas_Boiler_A_Achievable Economic UCT Potential | F9 | Industrial | Paper and Printing | Existing | Space Heating | Natural Gas | Boiler | A | Cumulative Winter Peak Savings (MW) | Achievable Economic UCT Potential | 0 | 0 | 0 | 0 | 0 | 0 | 0 | 0 | 0 | 0 | 0 | 0 | 0 | 0 | 0 | 0 | 0 | 0 | 0 | 0 | 0 | 0 | 0 | 0 | 0 | 0 | 0 | 0 | 0 | 0 | 0
F10_Industrial_Paper and Printing_Existing_Space Heating_Natural Gas_Boiler_A_Achievable Economic UCT Potential | F10 | Industrial | Paper and Printing | Existing | Space Heating | Natural Gas | Boiler | A | Purchases (Incremental) | Achievable Economic UCT Potential | 0 | 0 | 0 | 0 | 0 | 0.0028122 | 0.0041471 | 0.0050243 | 0.0057143 | 0.0061783 | 0.006154 | 0.0062428 | 0.006284 | 0.0062147 | 0.0069805 | 0.0061888 | 0.0062279 | 0.0061839 | 0.00614 | 0.0063776 | 0.006134 | 0.0065523 | 0.006377 | 0.0062274 | 0.0063535 | 0.0062259 | 0.0061173 | 0.0060253 | 0.0059557 | 0.0059025 | 0.0058481
F11_Industrial_Paper and Printing_Existing_Space Heating_Natural Gas_Boiler_A_Achievable Economic UCT Potential | F11 | Industrial | Paper and Printing | Existing | Space Heating | Natural Gas | Boiler | A | Purchases (Cumulative) | Achievable Economic UCT Potential | 0 | 0 | 0 | 0 | 0 | 0.0028122 | 0.0069593 | 0.011984 | 0.017698 | 0.023876 | 0.03003 | 0.036273 | 0.042557 | 0.048772 | 0.055752 | 0.061941 | 0.068169 | 0.074353 | 0.080493 | 0.08687 | 0.093004 | 0.099557 | 0.10593 | 0.11216 | 0.11851 | 0.12474 | 0.13086 | 0.13688 | 0.14284 | 0.14874 | 0.15178
F1_Industrial_Paper and Printing_Existing_Space Heating_Natural Gas_Unit Heater_A_Achievable Economic UCT Potential | F1 | Industrial | Paper and Printing | Existing | Space Heating | Natural Gas | Unit Heater | A | Integrated Unit Energy Savings (kWh or therms) | Achievable Economic UCT Potential | 0 | 28641.12 | 28641.12 | 28641.12 | 28641.12 | 15772.4108 | 15772.4108 | 15772.4108 | 15772.4108 | 15772.4108 | 15772.4108 | 15772.4108 | 15772.4108 | 15772.4108 | 15772.4108 | 15772.4108 | 15772.4108 | 15772.4108 | 15772.4108 | 15772.4108 | 15772.4108 | 15772.4108 | 15772.4108 | 15772.4108 | 15772.4108 | 15772.4108 | 15772.4108 | 15772.4108 | 15772.4108 | 15772.4108 | 15772.4108
F2_Industrial_Paper and Printing_Existing_Space Heating_Natural Gas_Unit Heater_A_Achievable Economic UCT Potential | F2 | Industrial | Paper and Printing | Existing | Space Heating | Natural Gas | Unit Heater | A | Integrated Unit Summer Peak Savings (kW) | Achievable Economic UCT Potential | 0 | 0 | 0 | 0 | 0 | 0 | 0 | 0 | 0 | 0 | 0 | 0 | 0 | 0 | 0 | 0 | 0 | 0 | 0 | 0 | 0 | 0 | 0 | 0 | 0 | 0 | 0 | 0 | 0 | 0 | 0
F3_Industrial_Paper and Printing_Existing_Space Heating_Natural Gas_Unit Heater_A_Achievable Economic UCT Potential | F3 | Industrial | Paper and Printing | Existing | Space Heating | Natural Gas | Unit Heater | A | Integrated Unit Winter Peak Savings (kW) | Achievable Economic UCT Potential | 0 | 0 | 0 | 0 | 0 | 0 | 0 | 0 | 0 | 0 | 0 | 0 | 0 | 0 | 0 | 0 | 0 | 0 | 0 | 0 | 0 | 0 | 0 | 0 | 0 | 0 | 0 | 0 | 0 | 0 | 0
F4_Industrial_Paper and Printing_Existing_Space Heating_Natural Gas_Unit Heater_A_Achievable Economic UCT Potential | F4 | Industrial | Paper and Printing | Existing | Space Heating | Natural Gas | Unit Heater | A | Incremental Energy Savings (MWh or mTherms) | Achievable Economic UCT Potential | 0 | 0 | 0 | 0 | 0 | 0.0036471 | 0.0099159 | 0.019163 | 0.032658 | 0.049923 | 0.065712 | 0.08308 | 0.10005 | 0.11497 | 0.14739 | 0.15151 | 0.1671 | 0.16079 | 0.1566 | 0.15946 | 0.15642 | 0.17136 | 0.15699 | 0.16064 | 0.16787 | 0.17442 | 0.18197 | 0.18501 | 0.18693 | 0.18826 | 0.18853
F5_Industrial_Paper and Printing_Existing_Space Heating_Natural Gas_Unit Heater_A_Achievable Economic UCT Potential | F5 | Industrial | Paper and Printing | Existing | Space Heating | Natural Gas | Unit Heater | A | Incremental Summer Peak Savings (MW) | Achievable Economic UCT Potential | 0 | 0 | 0 | 0 | 0 | 0 | 0 | 0 | 0 | 0 | 0 | 0 | 0 | 0 | 0 | 0 | 0 | 0 | 0 | 0 | 0 | 0 | 0 | 0 | 0 | 0 | 0 | 0 | 0 | 0 | 0
F6_Industrial_Paper and Printing_Existing_Space Heating_Natural Gas_Unit Heater_A_Achievable Economic UCT Potential | F6 | Industrial | Paper and Printing | Existing | Space Heating | Natural Gas | Unit Heater | A | Incremental Winter Peak Savings (MW) | Achievable Economic UCT Potential | 0 | 0 | 0 | 0 | 0 | 0 | 0 | 0 | 0 | 0 | 0 | 0 | 0 | 0 | 0 | 0 | 0 | 0 | 0 | 0 | 0 | 0 | 0 | 0 | 0 | 0 | 0 | 0 | 0 | 0 | 0
F7_Industrial_Paper and Printing_Existing_Space Heating_Natural Gas_Unit Heater_A_Achievable Economic UCT Potential | F7 | Industrial | Paper and Printing | Existing | Space Heating | Natural Gas | Unit Heater | A | Cumulative Energy Savings (MWh or mTherms) | Achievable Economic UCT Potential | 0 | 0 | 0 | 0 | 0 | 0.0036471 | 0.013563 | 0.032726 | 0.065383 | 0.11531 | 0.18102 | 0.2641 | 0.36415 | 0.47912 | 0.62651 | 0.77802 | 0.94512 | 1.1023 | 1.249 | 1.3892 | 1.513 | 1.6344 | 1.7257 | 1.8033 | 1.8711 | 1.9306 | 1.9651 | 1.9986 | 0 | 0 | 0
F8_Industrial_Paper and Printing_Existing_Space Heating_Natural Gas_Unit Heater_A_Achievable Economic UCT Potential | F8 | Industrial | Paper and Printing | Existing | Space Heating | Natural Gas | Unit Heater | A | Cumulative Summer Peak Savings (MW) | Achievable Economic UCT Potential | 0 | 0 | 0 | 0 | 0 | 0 | 0 | 0 | 0 | 0 | 0 | 0 | 0 | 0 | 0 | 0 | 0 | 0 | 0 | 0 | 0 | 0 | 0 | 0 | 0 | 0 | 0 | 0 | 0 | 0 | 0
F9_Industrial_Paper and Printing_Existing_Space Heating_Natural Gas_Unit Heater_A_Achievable Economic UCT Potential | F9 | Industrial | Paper and Printing | Existing | Space Heating | Natural Gas | Unit Heater | A | Cumulative Winter Peak Savings (MW) | Achievable Economic UCT Potential | 0 | 0 | 0 | 0 | 0 | 0 | 0 | 0 | 0 | 0 | 0 | 0 | 0 | 0 | 0 | 0 | 0 | 0 | 0 | 0 | 0 | 0 | 0 | 0 | 0 | 0 | 0 | 0 | 0 | 0 | 0
F10_Industrial_Paper and Printing_Existing_Space Heating_Natural Gas_Unit Heater_A_Achievable Economic UCT Potential | F10 | Industrial | Paper and Printing | Existing | Space Heating | Natural Gas | Unit Heater | A | Purchases (Incremental) | Achievable Economic UCT Potential | 0 | 0 | 0 | 0 | 0 | 0.00023123 | 0.00062869 | 0.001215 | 0.0020705 | 0.0031652 | 0.0041663 | 0.0052674 | 0.0063437 | 0.0072893 | 0.0093445 | 0.0096062 | 0.010594 | 0.010194 | 0.0099289 | 0.01011 | 0.0099174 | 0.010864 | 0.0099535 | 0.010185 | 0.010643 | 0.011059 | 0.011537 | 0.01173 | 0.011852 | 0.011936 | 0.011953
F11_Industrial_Paper and Printing_Existing_Space Heating_Natural Gas_Unit Heater_A_Achievable Economic UCT Potential | F11 | Industrial | Paper and Printing | Existing | Space Heating | Natural Gas | Unit Heater | A | Purchases (Cumulative) | Achievable Economic UCT Potential | 0 | 0 | 0 | 0 | 0 | 0.00023123 | 0.00085992 | 0.0020749 | 0.0041454 | 0.0073106 | 0.011477 | 0.016744 | 0.023088 | 0.030377 | 0.039722 | 0.049328 | 0.059922 | 0.069886 | 0.079186 | 0.088081 | 0.095928 | 0.10363 | 0.10941 | 0.11433 | 0.11863 | 0.1224 | 0.12459 | 0.12672 | 0.12797 | 0.12972 | 0.13174
F1_Industrial_Paper and Printing_New_Space Heating_Natural Gas_Furnace_A_Achievable Economic UCT Potential | F1 | Industrial | Paper and Printing | New | Space Heating | Natural Gas | Furnace | A | Integrated Unit Energy Savings (kWh or therms) | Achievable Economic UCT Potential | 0 | 0 | 0 | 0 | 0 | 0 | 0 | 0 | 0 | 0 | 0 | 0 | 0 | 0 | 0 | 0 | 0 | 0 | 0 | 0 | 0 | 0 | 0 | 0 | 0 | 0 | 0 | 0 | 0 | 0 | 0
F2_Industrial_Paper and Printing_New_Space Heating_Natural Gas_Furnace_A_Achievable Economic UCT Potential | F2 | Industrial | Paper and Printing | New | Space Heating | Natural Gas | Furnace | A | Integrated Unit Summer Peak Savings (kW) | Achievable Economic UCT Potential | 0 | 0 | 0 | 0 | 0 | 0 | 0 | 0 | 0 | 0 | 0 | 0 | 0 | 0 | 0 | 0 | 0 | 0 | 0 | 0 | 0 | 0 | 0 | 0 | 0 | 0 | 0 | 0 | 0 | 0 | 0
F3_Industrial_Paper and Printing_New_Space Heating_Natural Gas_Furnace_A_Achievable Economic UCT Potential | F3 | Industrial | Paper and Printing | New | Space Heating | Natural Gas | Furnace | A | Integrated Unit Winter Peak Savings (kW) | Achievable Economic UCT Potential | 0 | 0 | 0 | 0 | 0 | 0 | 0 | 0 | 0 | 0 | 0 | 0 | 0 | 0 | 0 | 0 | 0 | 0 | 0 | 0 | 0 | 0 | 0 | 0 | 0 | 0 | 0 | 0 | 0 | 0 | 0
F4_Industrial_Paper and Printing_New_Space Heating_Natural Gas_Furnace_A_Achievable Economic UCT Potential | F4 | Industrial | Paper and Printing | New | Space Heating | Natural Gas | Furnace | A | Incremental Energy Savings (MWh or mTherms) | Achievable Economic UCT Potential | 0 | 0 | 0 | 0 | 0 | 0 | 0 | 0 | 0 | 0 | 0 | 0 | 0 | 0 | 0 | 0 | 0 | 0 | 0 | 0 | 0 | 0 | 0 | 0 | 0 | 0 | 0 | 0 | 0 | 0 | 0
F5_Industrial_Paper and Printing_New_Space Heating_Natural Gas_Furnace_A_Achievable Economic UCT Potential | F5 | Industrial | Paper and Printing | New | Space Heating | Natural Gas | Furnace | A | Incremental Summer Peak Savings (MW) | Achievable Economic UCT Potential | 0 | 0 | 0 | 0 | 0 | 0 | 0 | 0 | 0 | 0 | 0 | 0 | 0 | 0 | 0 | 0 | 0 | 0 | 0 | 0 | 0 | 0 | 0 | 0 | 0 | 0 | 0 | 0 | 0 | 0 | 0
F6_Industrial_Paper and Printing_New_Space Heating_Natural Gas_Furnace_A_Achievable Economic UCT Potential | F6 | Industrial | Paper and Printing | New | Space Heating | Natural Gas | Furnace | A | Incremental Winter Peak Savings (MW) | Achievable Economic UCT Potential | 0 | 0 | 0 | 0 | 0 | 0 | 0 | 0 | 0 | 0 | 0 | 0 | 0 | 0 | 0 | 0 | 0 | 0 | 0 | 0 | 0 | 0 | 0 | 0 | 0 | 0 | 0 | 0 | 0 | 0 | 0
F7_Industrial_Paper and Printing_New_Space Heating_Natural Gas_Furnace_A_Achievable Economic UCT Potential | F7 | Industrial | Paper and Printing | New | Space Heating | Natural Gas | Furnace | A | Cumulative Energy Savings (MWh or mTherms) | Achievable Economic UCT Potential | 0 | 0 | 0 | 0 | 0 | 0 | 0 | 0 | 0 | 0 | 0 | 0 | 0 | 0 | 0 | 0 | 0 | 0 | 0 | 0 | 0 | 0 | 0 | 0 | 0 | 0 | 0 | 0 | 0 | 0 | 0
F8_Industrial_Paper and Printing_New_Space Heating_Natural Gas_Furnace_A_Achievable Economic UCT Potential | F8 | Industrial | Paper and Printing | New | Space Heating | Natural Gas | Furnace | A | Cumulative Summer Peak Savings (MW) | Achievable Economic UCT Potential | 0 | 0 | 0 | 0 | 0 | 0 | 0 | 0 | 0 | 0 | 0 | 0 | 0 | 0 | 0 | 0 | 0 | 0 | 0 | 0 | 0 | 0 | 0 | 0 | 0 | 0 | 0 | 0 | 0 | 0 | 0
F9_Industrial_Paper and Printing_New_Space Heating_Natural Gas_Furnace_A_Achievable Economic UCT Potential | F9 | Industrial | Paper and Printing | New | Space Heating | Natural Gas | Furnace | A | Cumulative Winter Peak Savings (MW) | Achievable Economic UCT Potential | 0 | 0 | 0 | 0 | 0 | 0 | 0 | 0 | 0 | 0 | 0 | 0 | 0 | 0 | 0 | 0 | 0 | 0 | 0 | 0 | 0 | 0 | 0 | 0 | 0 | 0 | 0 | 0 | 0 | 0 | 0
F10_Industrial_Paper and Printing_New_Space Heating_Natural Gas_Furnace_A_Achievable Economic UCT Potential | F10 | Industrial | Paper and Printing | New | Space Heating | Natural Gas | Furnace | A | Purchases (Incremental) | Achievable Economic UCT Potential | 0 | 0 | 0 | 0 | 0 | 0 | 0 | 0 | 0 | 0 | 0 | 0 | 0 | 0 | 0 | 0 | 0 | 0 | 0 | 0 | 0 | 0 | 0 | 0 | 0 | 0 | 0 | 0 | 0 | 0 | 0
F11_Industrial_Paper and Printing_New_Space Heating_Natural Gas_Furnace_A_Achievable Economic UCT Potential | F11 | Industrial | Paper and Printing | New | Space Heating | Natural Gas | Furnace | A | Purchases (Cumulative) | Achievable Economic UCT Potential | 0 | 0 | 0 | 0 | 0 | 0 | 0 | 0 | 0 | 0 | 0 | 0 | 0 | 0 | 0 | 0 | 0 | 0 | 0 | 0 | 0 | 0 | 0 | 0 | 0 | 0 | 0 | 0 | 0 | 0 | 0
F1_Industrial_Paper and Printing_New_Space Heating_Natural Gas_Boiler_A_Achievable Economic UCT Potential | F1 | Industrial | Paper and Printing | New | Space Heating | Natural Gas | Boiler | A | Integrated Unit Energy Savings (kWh or therms) | Achievable Economic UCT Potential | 0 | 0 | 0 | 0 | 0 | 0 | 0 | 0 | 0 | 0 | 0 | 0 | 0 | 0 | 0 | 0 | 0 | 0 | 0 | 0 | 0 | 0 | 0 | 0 | 0 | 0 | 0 | 0 | 0 | 0 | 0
F2_Industrial_Paper and Printing_New_Space Heating_Natural Gas_Boiler_A_Achievable Economic UCT Potential | F2 | Industrial | Paper and Printing | New | Space Heating | Natural Gas | Boiler | A | Integrated Unit Summer Peak Savings (kW) | Achievable Economic UCT Potential | 0 | 0 | 0 | 0 | 0 | 0 | 0 | 0 | 0 | 0 | 0 | 0 | 0 | 0 | 0 | 0 | 0 | 0 | 0 | 0 | 0 | 0 | 0 | 0 | 0 | 0 | 0 | 0 | 0 | 0 | 0
F3_Industrial_Paper and Printing_New_Space Heating_Natural Gas_Boiler_A_Achievable Economic UCT Potential | F3 | Industrial | Paper and Printing | New | Space Heating | Natural Gas | Boiler | A | Integrated Unit Winter Peak Savings (kW) | Achievable Economic UCT Potential | 0 | 0 | 0 | 0 | 0 | 0 | 0 | 0 | 0 | 0 | 0 | 0 | 0 | 0 | 0 | 0 | 0 | 0 | 0 | 0 | 0 | 0 | 0 | 0 | 0 | 0 | 0 | 0 | 0 | 0 | 0
F4_Industrial_Paper and Printing_New_Space Heating_Natural Gas_Boiler_A_Achievable Economic UCT Potential | F4 | Industrial | Paper and Printing | New | Space Heating | Natural Gas | Boiler | A | Incremental Energy Savings (MWh or mTherms) | Achievable Economic UCT Potential | 0 | 0 | 0 | 0 | 0 | 0 | 0 | 0 | 0 | 0 | 0 | 0 | 0 | 0 | 0 | 0 | 0 | 0 | 0 | 0 | 0 | 0 | 0 | 0 | 0 | 0 | 0 | 0 | 0 | 0 | 0
F5_Industrial_Paper and Printing_New_Space Heating_Natural Gas_Boiler_A_Achievable Economic UCT Potential | F5 | Industrial | Paper and Printing | New | Space Heating | Natural Gas | Boiler | A | Incremental Summer Peak Savings (MW) | Achievable Economic UCT Potential | 0 | 0 | 0 | 0 | 0 | 0 | 0 | 0 | 0 | 0 | 0 | 0 | 0 | 0 | 0 | 0 | 0 | 0 | 0 | 0 | 0 | 0 | 0 | 0 | 0 | 0 | 0 | 0 | 0 | 0 | 0
F6_Industrial_Paper and Printing_New_Space Heating_Natural Gas_Boiler_A_Achievable Economic UCT Potential | F6 | Industrial | Paper and Printing | New | Space Heating | Natural Gas | Boiler | A | Incremental Winter Peak Savings (MW) | Achievable Economic UCT Potential | 0 | 0 | 0 | 0 | 0 | 0 | 0 | 0 | 0 | 0 | 0 | 0 | 0 | 0 | 0 | 0 | 0 | 0 | 0 | 0 | 0 | 0 | 0 | 0 | 0 | 0 | 0 | 0 | 0 | 0 | 0
F7_Industrial_Paper and Printing_New_Space Heating_Natural Gas_Boiler_A_Achievable Economic UCT Potential | F7 | Industrial | Paper and Printing | New | Space Heating | Natural Gas | Boiler | A | Cumulative Energy Savings (MWh or mTherms) | Achievable Economic UCT Potential | 0 | 0 | 0 | 0 | 0 | 0 | 0 | 0 | 0 | 0 | 0 | 0 | 0 | 0 | 0 | 0 | 0 | 0 | 0 | 0 | 0 | 0 | 0 | 0 | 0 | 0 | 0 | 0 | 0 | 0 | 0
F8_Industrial_Paper and Printing_New_Space Heating_Natural Gas_Boiler_A_Achievable Economic UCT Potential | F8 | Industrial | Paper and Printing | New | Space Heating | Natural Gas | Boiler | A | Cumulative Summer Peak Savings (MW) | Achievable Economic UCT Potential | 0 | 0 | 0 | 0 | 0 | 0 | 0 | 0 | 0 | 0 | 0 | 0 | 0 | 0 | 0 | 0 | 0 | 0 | 0 | 0 | 0 | 0 | 0 | 0 | 0 | 0 | 0 | 0 | 0 | 0 | 0
F9_Industrial_Paper and Printing_New_Space Heating_Natural Gas_Boiler_A_Achievable Economic UCT Potential | F9 | Industrial | Paper and Printing | New | Space Heating | Natural Gas | Boiler | A | Cumulative Winter Peak Savings (MW) | Achievable Economic UCT Potential | 0 | 0 | 0 | 0 | 0 | 0 | 0 | 0 | 0 | 0 | 0 | 0 | 0 | 0 | 0 | 0 | 0 | 0 | 0 | 0 | 0 | 0 | 0 | 0 | 0 | 0 | 0 | 0 | 0 | 0 | 0
F10_Industrial_Paper and Printing_New_Space Heating_Natural Gas_Boiler_A_Achievable Economic UCT Potential | F10 | Industrial | Paper and Printing | New | Space Heating | Natural Gas | Boiler | A | Purchases (Incremental) | Achievable Economic UCT Potential | 0 | 0 | 0 | 0 | 0 | 0 | 0 | 0 | 0 | 0 | 0 | 0 | 0 | 0 | 0 | 0 | 0 | 0 | 0 | 0 | 0 | 0 | 0 | 0 | 0 | 0 | 0 | 0 | 0 | 0 | 0
F11_Industrial_Paper and Printing_New_Space Heating_Natural Gas_Boiler_A_Achievable Economic UCT Potential | F11 | Industrial | Paper and Printing | New | Space Heating | Natural Gas | Boiler | A | Purchases (Cumulative) | Achievable Economic UCT Potential | 0 | 0 | 0 | 0 | 0 | 0 | 0 | 0 | 0 | 0 | 0 | 0 | 0 | 0 | 0 | 0 | 0 | 0 | 0 | 0 | 0 | 0 | 0 | 0 | 0 | 0 | 0 | 0 | 0 | 0 | 0
F1_Industrial_Paper and Printing_New_Space Heating_Natural Gas_Unit Heater_A_Achievable Economic UCT Potential | F1 | Industrial | Paper and Printing | New | Space Heating | Natural Gas | Unit Heater | A | Integrated Unit Energy Savings (kWh or therms) | Achievable Economic UCT Potential | 0 | 28641.12 | 28641.12 | 28641.12 | 28641.12 | 15772.4108 | 15772.4108 | 15772.4108 | 15772.4108 | 15772.4108 | 15772.4108 | 15772.4108 | 15772.4108 | 15772.4108 | 15772.4108 | 15772.4108 | 15772.4108 | 15772.4108 | 15772.4108 | 15772.4108 | 15772.4108 | 15772.4108 | 15772.4108 | 15772.4108 | 15772.4108 | 15772.4108 | 15772.4108 | 15772.4108 | 15772.4108 | 15772.4108 | 15772.4108
F2_Industrial_Paper and Printing_New_Space Heating_Natural Gas_Unit Heater_A_Achievable Economic UCT Potential | F2 | Industrial | Paper and Printing | New | Space Heating | Natural Gas | Unit Heater | A | Integrated Unit Summer Peak Savings (kW) | Achievable Economic UCT Potential | 0 | 0 | 0 | 0 | 0 | 0 | 0 | 0 | 0 | 0 | 0 | 0 | 0 | 0 | 0 | 0 | 0 | 0 | 0 | 0 | 0 | 0 | 0 | 0 | 0 | 0 | 0 | 0 | 0 | 0 | 0
F3_Industrial_Paper and Printing_New_Space Heating_Natural Gas_Unit Heater_A_Achievable Economic UCT Potential | F3 | Industrial | Paper and Printing | New | Space Heating | Natural Gas | Unit Heater | A | Integrated Unit Winter Peak Savings (kW) | Achievable Economic UCT Potential | 0 | 0 | 0 | 0 | 0 | 0 | 0 | 0 | 0 | 0 | 0 | 0 | 0 | 0 | 0 | 0 | 0 | 0 | 0 | 0 | 0 | 0 | 0 | 0 | 0 | 0 | 0 | 0 | 0 | 0 | 0
F4_Industrial_Paper and Printing_New_Space Heating_Natural Gas_Unit Heater_A_Achievable Economic UCT Potential | F4 | Industrial | Paper and Printing | New | Space Heating | Natural Gas | Unit Heater | A | Incremental Energy Savings (MWh or mTherms) | Achievable Economic UCT Potential | 0 | 0 | 0 | 0 | 0 | 0.0013494 | 0.0026525 | 0.0039765 | 0.0052708 | 0.006592 | 0.007785 | 0.010207 | 0.012366 | 0.014134 | 0.015539 | 0.01697 | 0.01804 | 0.019047 | 0.024176 | 0.023771 | 0.023502 | 0.023725 | 0.024217 | 0.024676 | 0.025244 | 0.025844 | 0.02655 | 0.027177 | 0.029007 | 0.030346 | 0.031287
F5_Industrial_Paper and Printing_New_Space Heating_Natural Gas_Unit Heater_A_Achievable Economic UCT Potential | F5 | Industrial | Paper and Printing | New | Space Heating | Natural Gas | Unit Heater | A | Incremental Summer Peak Savings (MW) | Achievable Economic UCT Potential | 0 | 0 | 0 | 0 | 0 | 0 | 0 | 0 | 0 | 0 | 0 | 0 | 0 | 0 | 0 | 0 | 0 | 0 | 0 | 0 | 0 | 0 | 0 | 0 | 0 | 0 | 0 | 0 | 0 | 0 | 0
F6_Industrial_Paper and Printing_New_Space Heating_Natural Gas_Unit Heater_A_Achievable Economic UCT Potential | F6 | Industrial | Paper and Printing | New | Space Heating | Natural Gas | Unit Heater | A | Incremental Winter Peak Savings (MW) | Achievable Economic UCT Potential | 0 | 0 | 0 | 0 | 0 | 0 | 0 | 0 | 0 | 0 | 0 | 0 | 0 | 0 | 0 | 0 | 0 | 0 | 0 | 0 | 0 | 0 | 0 | 0 | 0 | 0 | 0 | 0 | 0 | 0 | 0
F7_Industrial_Paper and Printing_New_Space Heating_Natural Gas_Unit Heater_A_Achievable Economic UCT Potential | F7 | Industrial | Paper and Printing | New | Space Heating | Natural Gas | Unit Heater | A | Cumulative Energy Savings (MWh or mTherms) | Achievable Economic UCT Potential | 0 | 0 | 0 | 0 | 0 | 0.0013494 | 0.0040019 | 0.0079784 | 0.013249 | 0.019841 | 0.027626 | 0.037833 | 0.0502 | 0.064334 | 0.079873 | 0.096843 | 0.11488 | 0.13258 | 0.1541 | 0.1739 | 0.19213 | 0.20926 | 0.22569 | 0.24016 | 0.25304 | 0.26475 | 0.27576 | 0.28597 | 0 | 0 | 0
F8_Industrial_Paper and Printing_New_Space Heating_Natural Gas_Unit Heater_A_Achievable Economic UCT Potential | F8 | Industrial | Paper and Printing | New | Space Heating | Natural Gas | Unit Heater | A | Cumulative Summer Peak Savings (MW) | Achievable Economic UCT Potential | 0 | 0 | 0 | 0 | 0 | 0 | 0 | 0 | 0 | 0 | 0 | 0 | 0 | 0 | 0 | 0 | 0 | 0 | 0 | 0 | 0 | 0 | 0 | 0 | 0 | 0 | 0 | 0 | 0 | 0 | 0
F9_Industrial_Paper and Printing_New_Space Heating_Natural Gas_Unit Heater_A_Achievable Economic UCT Potential | F9 | Industrial | Paper and Printing | New | Space Heating | Natural Gas | Unit Heater | A | Cumulative Winter Peak Savings (MW) | Achievable Economic UCT Potential | 0 | 0 | 0 | 0 | 0 | 0 | 0 | 0 | 0 | 0 | 0 | 0 | 0 | 0 | 0 | 0 | 0 | 0 | 0 | 0 | 0 | 0 | 0 | 0 | 0 | 0 | 0 | 0 | 0 | 0 | 0
F10_Industrial_Paper and Printing_New_Space Heating_Natural Gas_Unit Heater_A_Achievable Economic UCT Potential | F10 | Industrial | Paper and Printing | New | Space Heating | Natural Gas | Unit Heater | A | Purchases (Incremental) | Achievable Economic UCT Potential | 0 | 0 | 0 | 0 | 0 | 8.5556e-05 | 0.00016817 | 0.00025212 | 0.00033418 | 0.00041795 | 0.00049359 | 0.00064716 | 0.00078404 | 0.00089613 | 0.00098523 | 0.0010759 | 0.0011438 | 0.0012076 | 0.0015328 | 0.0015071 | 0.00149 | 0.0015042 | 0.0015354 | 0.0015645 | 0.0016005 | 0.0016385 | 0.0016833 | 0.0017231 | 0.0018391 | 0.001924 | 0.0019837
F11_Industrial_Paper and Printing_New_Space Heating_Natural Gas_Unit Heater_A_Achievable Economic UCT Potential | F11 | Industrial | Paper and Printing | New | Space Heating | Natural Gas | Unit Heater | A | Purchases (Cumulative) | Achievable Economic UCT Potential | 0 | 0 | 0 | 0 | 0 | 8.5556e-05 | 0.00025373 | 0.00050585 | 0.00084002 | 0.001258 | 0.0017516 | 0.0023987 | 0.0031828 | 0.0040789 | 0.0050641 | 0.00614 | 0.0072838 | 0.0084059 | 0.0097705 | 0.011025 | 0.012181 | 0.013268 | 0.014309 | 0.015227 | 0.016043 | 0.016786 | 0.017484 | 0.018131 | 0.018826 | 0.019543 | 0.019994
F1_Industrial_Instruments_Existing_Space Heating_Natural Gas_Furnace_A_Achievable Economic UCT Potential | F1 | Industrial | Instruments | Existing | Space Heating | Natural Gas | Furnace | A | Integrated Unit Energy Savings (kWh or therms) | Achievable Economic UCT Potential | 0 | 505.0924 | 505.0924 | 505.0924 | 505.0924 | 138.7616 | 138.7616 | 138.7616 | 138.7616 | 138.7616 | 138.7616 | 138.7616 | 138.7616 | 138.7616 | 138.7616 | 138.7616 | 138.7616 | 138.7616 | 138.7616 | 138.7616 | 138.7616 | 138.7616 | 138.7616 | 138.7616 | 138.7616 | 138.7616 | 138.7616 | 138.7616 | 138.7616 | 138.7616 | 138.7616
F2_Industrial_Instruments_Existing_Space Heating_Natural Gas_Furnace_A_Achievable Economic UCT Potential | F2 | Industrial | Instruments | Existing | Space Heating | Natural Gas | Furnace | A | Integrated Unit Summer Peak Savings (kW) | Achievable Economic UCT Potential | 0 | 0 | 0 | 0 | 0 | 0 | 0 | 0 | 0 | 0 | 0 | 0 | 0 | 0 | 0 | 0 | 0 | 0 | 0 | 0 | 0 | 0 | 0 | 0 | 0 | 0 | 0 | 0 | 0 | 0 | 0
F3_Industrial_Instruments_Existing_Space Heating_Natural Gas_Furnace_A_Achievable Economic UCT Potential | F3 | Industrial | Instruments | Existing | Space Heating | Natural Gas | Furnace | A | Integrated Unit Winter Peak Savings (kW) | Achievable Economic UCT Potential | 0 | 0 | 0 | 0 | 0 | 0 | 0 | 0 | 0 | 0 | 0 | 0 | 0 | 0 | 0 | 0 | 0 | 0 | 0 | 0 | 0 | 0 | 0 | 0 | 0 | 0 | 0 | 0 | 0 | 0 | 0
F4_Industrial_Instruments_Existing_Space Heating_Natural Gas_Furnace_A_Achievable Economic UCT Potential | F4 | Industrial | Instruments | Existing | Space Heating | Natural Gas | Furnace | A | Incremental Energy Savings (MWh or mTherms) | Achievable Economic UCT Potential | 0 | 0 | 0 | 0 | 0 | 0.0015001 | 0.0031238 | 0.0033913 | 0.0047475 | 0.0061636 | 0.0072225 | 0.0082921 | 0.0084662 | 0.0083438 | 0.0092034 | 0.0079549 | 0.0077343 | 0.007369 | 0.0069923 | 0.0075541 | 0.007423 | 0.0075637 | 0.0080941 | 0.0082283 | 0.0083738 | 0.0085282 | 0.0087286 | 0.0089133 | 0.0090834 | 0.010413 | 0.011304
F5_Industrial_Instruments_Existing_Space Heating_Natural Gas_Furnace_A_Achievable Economic UCT Potential | F5 | Industrial | Instruments | Existing | Space Heating | Natural Gas | Furnace | A | Incremental Summer Peak Savings (MW) | Achievable Economic UCT Potential | 0 | 0 | 0 | 0 | 0 | 0 | 0 | 0 | 0 | 0 | 0 | 0 | 0 | 0 | 0 | 0 | 0 | 0 | 0 | 0 | 0 | 0 | 0 | 0 | 0 | 0 | 0 | 0 | 0 | 0 | 0
F6_Industrial_Instruments_Existing_Space Heating_Natural Gas_Furnace_A_Achievable Economic UCT Potential | F6 | Industrial | Instruments | Existing | Space Heating | Natural Gas | Furnace | A | Incremental Winter Peak Savings (MW) | Achievable Economic UCT Potential | 0 | 0 | 0 | 0 | 0 | 0 | 0 | 0 | 0 | 0 | 0 | 0 | 0 | 0 | 0 | 0 | 0 | 0 | 0 | 0 | 0 | 0 | 0 | 0 | 0 | 0 | 0 | 0 | 0 | 0 | 0
F7_Industrial_Instruments_Existing_Space Heating_Natural Gas_Furnace_A_Achievable Economic UCT Potential | F7 | Industrial | Instruments | Existing | Space Heating | Natural Gas | Furnace | A | Cumulative Energy Savings (MWh or mTherms) | Achievable Economic UCT Potential | 0 | 0 | 0 | 0 | 0 | 0.0015001 | 0.0046239 | 0.0080152 | 0.012763 | 0.018926 | 0.026149 | 0.034441 | 0.042907 | 0.051251 | 0.060454 | 0.068409 | 0.076143 | 0.083512 | 0.090505 | 0.098059 | 0.10548 | 0.11305 | 0.12114 | 0.12937 | 0.13774 | 0.14627 | 0.155 | 0.16391 | 0 | 0 | 0
F8_Industrial_Instruments_Existing_Space Heating_Natural Gas_Furnace_A_Achievable Economic UCT Potential | F8 | Industrial | Instruments | Existing | Space Heating | Natural Gas | Furnace | A | Cumulative Summer Peak Savings (MW) | Achievable Economic UCT Potential | 0 | 0 | 0 | 0 | 0 | 0 | 0 | 0 | 0 | 0 | 0 | 0 | 0 | 0 | 0 | 0 | 0 | 0 | 0 | 0 | 0 | 0 | 0 | 0 | 0 | 0 | 0 | 0 | 0 | 0 | 0
F9_Industrial_Instruments_Existing_Space Heating_Natural Gas_Furnace_A_Achievable Economic UCT Potential | F9 | Industrial | Instruments | Existing | Space Heating | Natural Gas | Furnace | A | Cumulative Winter Peak Savings (MW) | Achievable Economic UCT Potential | 0 | 0 | 0 | 0 | 0 | 0 | 0 | 0 | 0 | 0 | 0 | 0 | 0 | 0 | 0 | 0 | 0 | 0 | 0 | 0 | 0 | 0 | 0 | 0 | 0 | 0 | 0 | 0 | 0 | 0 | 0
F10_Industrial_Instruments_Existing_Space Heating_Natural Gas_Furnace_A_Achievable Economic UCT Potential | F10 | Industrial | Instruments | Existing | Space Heating | Natural Gas | Furnace | A | Purchases (Incremental) | Achievable Economic UCT Potential | 0 | 0 | 0 | 0 | 0 | 0.01081 | 0.022512 | 0.02444 | 0.034213 | 0.044418 | 0.05205 | 0.059758 | 0.061012 | 0.06013 | 0.066325 | 0.057328 | 0.055738 | 0.053105 | 0.050391 | 0.054439 | 0.053495 | 0.054509 | 0.058331 | 0.059298 | 0.060346 | 0.06146 | 0.062904 | 0.064234 | 0.065461 | 0.075041 | 0.081467
F11_Industrial_Instruments_Existing_Space Heating_Natural Gas_Furnace_A_Achievable Economic UCT Potential | F11 | Industrial | Instruments | Existing | Space Heating | Natural Gas | Furnace | A | Purchases (Cumulative) | Achievable Economic UCT Potential | 0 | 0 | 0 | 0 | 0 | 0.01081 | 0.033323 | 0.057763 | 0.091976 | 0.13639 | 0.18844 | 0.2482 | 0.30921 | 0.36934 | 0.43567 | 0.493 | 0.54874 | 0.60184 | 0.65223 | 0.70667 | 0.76017 | 0.81467 | 0.87301 | 0.9323 | 0.99265 | 1.0541 | 1.117 | 1.1812 | 1.2107 | 1.2107 | 1.2107
F1_Industrial_Instruments_Existing_Space Heating_Natural Gas_Boiler_A_Achievable Economic UCT Potential | F1 | Industrial | Instruments | Existing | Space Heating | Natural Gas | Boiler | A | Integrated Unit Energy Savings (kWh or therms) | Achievable Economic UCT Potential | 0 | 8772.191 | 8772.191 | 8772.191 | 8772.191 | 5375.3 | 5375.3 | 5375.3 | 5375.3 | 5375.3 | 5375.3 | 5375.3 | 5375.3 | 5375.3 | 5375.3 | 5375.3 | 5375.3 | 5375.3 | 5375.3 | 5375.3 | 5375.3 | 5375.3 | 5375.3 | 792.2778 | 792.2778 | 792.2778 | 792.2778 | 792.2778 | 792.2778 | 792.2778 | 792.2778
F2_Industrial_Instruments_Existing_Space Heating_Natural Gas_Boiler_A_Achievable Economic UCT Potential | F2 | Industrial | Instruments | Existing | Space Heating | Natural Gas | Boiler | A | Integrated Unit Summer Peak Savings (kW) | Achievable Economic UCT Potential | 0 | 0 | 0 | 0 | 0 | 0 | 0 | 0 | 0 | 0 | 0 | 0 | 0 | 0 | 0 | 0 | 0 | 0 | 0 | 0 | 0 | 0 | 0 | 0 | 0 | 0 | 0 | 0 | 0 | 0 | 0
F3_Industrial_Instruments_Existing_Space Heating_Natural Gas_Boiler_A_Achievable Economic UCT Potential | F3 | Industrial | Instruments | Existing | Space Heating | Natural Gas | Boiler | A | Integrated Unit Winter Peak Savings (kW) | Achievable Economic UCT Potential | 0 | 0 | 0 | 0 | 0 | 0 | 0 | 0 | 0 | 0 | 0 | 0 | 0 | 0 | 0 | 0 | 0 | 0 | 0 | 0 | 0 | 0 | 0 | 0 | 0 | 0 | 0 | 0 | 0 | 0 | 0
F4_Industrial_Instruments_Existing_Space Heating_Natural Gas_Boiler_A_Achievable Economic UCT Potential | F4 | Industrial | Instruments | Existing | Space Heating | Natural Gas | Boiler | A | Incremental Energy Savings (MWh or mTherms) | Achievable Economic UCT Potential | 0 | 0 | 0 | 0 | 0 | 0.096745 | 0.14267 | 0.17285 | 0.19658 | 0.21254 | 0.21171 | 0.21476 | 0.21618 | 0.2138 | 0.24014 | 0.21291 | 0.21425 | 0.21274 | 0.21123 | 0.2194 | 0.21102 | 0.22541 | 0.21938 | 0.031576 | 0.032216 | 0.031569 | 0.031018 | 0.030552 | 0.030199 | 0.029929 | 0.029653
F5_Industrial_Instruments_Existing_Space Heating_Natural Gas_Boiler_A_Achievable Economic UCT Potential | F5 | Industrial | Instruments | Existing | Space Heating | Natural Gas | Boiler | A | Incremental Summer Peak Savings (MW) | Achievable Economic UCT Potential | 0 | 0 | 0 | 0 | 0 | 0 | 0 | 0 | 0 | 0 | 0 | 0 | 0 | 0 | 0 | 0 | 0 | 0 | 0 | 0 | 0 | 0 | 0 | 0 | 0 | 0 | 0 | 0 | 0 | 0 | 0
F6_Industrial_Instruments_Existing_Space Heating_Natural Gas_Boiler_A_Achievable Economic UCT Potential | F6 | Industrial | Instruments | Existing | Space Heating | Natural Gas | Boiler | A | Incremental Winter Peak Savings (MW) | Achievable Economic UCT Potential | 0 | 0 | 0 | 0 | 0 | 0 | 0 | 0 | 0 | 0 | 0 | 0 | 0 | 0 | 0 | 0 | 0 | 0 | 0 | 0 | 0 | 0 | 0 | 0 | 0 | 0 | 0 | 0 | 0 | 0 | 0
F7_Industrial_Instruments_Existing_Space Heating_Natural Gas_Boiler_A_Achievable Economic UCT Potential | F7 | Industrial | Instruments | Existing | Space Heating | Natural Gas | Boiler | A | Cumulative Energy Savings (MWh or mTherms) | Achievable Economic UCT Potential | 0 | 0 | 0 | 0 | 0 | 0.096745 | 0.23941 | 0.41226 | 0.60884 | 0.82139 | 1.0331 | 1.2479 | 1.464 | 1.6778 | 1.918 | 2.1309 | 2.3451 | 2.5579 | 2.7691 | 2.9885 | 3.1995 | 3.4249 | 3.6443 | 3.6759 | 3.7081 | 3.7397 | 3.7707 | 3.8012 | 0 | 0 | 0
F8_Industrial_Instruments_Existing_Space Heating_Natural Gas_Boiler_A_Achievable Economic UCT Potential | F8 | Industrial | Instruments | Existing | Space Heating | Natural Gas | Boiler | A | Cumulative Summer Peak Savings (MW) | Achievable Economic UCT Potential | 0 | 0 | 0 | 0 | 0 | 0 | 0 | 0 | 0 | 0 | 0 | 0 | 0 | 0 | 0 | 0 | 0 | 0 | 0 | 0 | 0 | 0 | 0 | 0 | 0 | 0 | 0 | 0 | 0 | 0 | 0
F9_Industrial_Instruments_Existing_Space Heating_Natural Gas_Boiler_A_Achievable Economic UCT Potential | F9 | Industrial | Instruments | Existing | Space Heating | Natural Gas | Boiler | A | Cumulative Winter Peak Savings (MW) | Achievable Economic UCT Potential | 0 | 0 | 0 | 0 | 0 | 0 | 0 | 0 | 0 | 0 | 0 | 0 | 0 | 0 | 0 | 0 | 0 | 0 | 0 | 0 | 0 | 0 | 0 | 0 | 0 | 0 | 0 | 0 | 0 | 0 | 0
F10_Industrial_Instruments_Existing_Space Heating_Natural Gas_Boiler_A_Achievable Economic UCT Potential | F10 | Industrial | Instruments | Existing | Space Heating | Natural Gas | Boiler | A | Purchases (Incremental) | Achievable Economic UCT Potential | 0 | 0 | 0 | 0 | 0 | 0.017998 | 0.026541 | 0.032156 | 0.036571 | 0.039541 | 0.039386 | 0.039954 | 0.040218 | 0.039774 | 0.044675 | 0.039608 | 0.039858 | 0.039577 | 0.039296 | 0.040816 | 0.039258 | 0.041934 | 0.040813 | 0.039855 | 0.040662 | 0.039846 | 0.03915 | 0.038562 | 0.038117 | 0.037776 | 0.037428
F11_Industrial_Instruments_Existing_Space Heating_Natural Gas_Boiler_A_Achievable Economic UCT Potential | F11 | Industrial | Instruments | Existing | Space Heating | Natural Gas | Boiler | A | Purchases (Cumulative) | Achievable Economic UCT Potential | 0 | 0 | 0 | 0 | 0 | 0.017998 | 0.044539 | 0.076695 | 0.11327 | 0.15281 | 0.19219 | 0.23215 | 0.27236 | 0.31214 | 0.35681 | 0.39642 | 0.43628 | 0.47586 | 0.51515 | 0.55597 | 0.59523 | 0.63716 | 0.67797 | 0.71783 | 0.75849 | 0.79834 | 0.83749 | 0.87605 | 0.91417 | 0.95194 | 0.97137
F1_Industrial_Instruments_Existing_Space Heating_Natural Gas_Unit Heater_A_Achievable Economic UCT Potential | F1 | Industrial | Instruments | Existing | Space Heating | Natural Gas | Unit Heater | A | Integrated Unit Energy Savings (kWh or therms) | Achievable Economic UCT Potential | 0 | 28641.12 | 28641.12 | 28641.12 | 28641.12 | 15772.4108 | 15772.4108 | 15772.4108 | 15772.4108 | 15772.4108 | 15772.4108 | 15772.4108 | 15772.4108 | 15772.4108 | 15772.4108 | 15772.4108 | 15772.4108 | 15772.4108 | 15772.4108 | 15772.4108 | 15772.4108 | 15772.4108 | 15772.4108 | 15772.4108 | 15772.4108 | 15772.4108 | 15772.4108 | 15772.4108 | 15772.4108 | 15772.4108 | 15772.4108
F2_Industrial_Instruments_Existing_Space Heating_Natural Gas_Unit Heater_A_Achievable Economic UCT Potential | F2 | Industrial | Instruments | Existing | Space Heating | Natural Gas | Unit Heater | A | Integrated Unit Summer Peak Savings (kW) | Achievable Economic UCT Potential | 0 | 0 | 0 | 0 | 0 | 0 | 0 | 0 | 0 | 0 | 0 | 0 | 0 | 0 | 0 | 0 | 0 | 0 | 0 | 0 | 0 | 0 | 0 | 0 | 0 | 0 | 0 | 0 | 0 | 0 | 0
F3_Industrial_Instruments_Existing_Space Heating_Natural Gas_Unit Heater_A_Achievable Economic UCT Potential | F3 | Industrial | Instruments | Existing | Space Heating | Natural Gas | Unit Heater | A | Integrated Unit Winter Peak Savings (kW) | Achievable Economic UCT Potential | 0 | 0 | 0 | 0 | 0 | 0 | 0 | 0 | 0 | 0 | 0 | 0 | 0 | 0 | 0 | 0 | 0 | 0 | 0 | 0 | 0 | 0 | 0 | 0 | 0 | 0 | 0 | 0 | 0 | 0 | 0
F4_Industrial_Instruments_Existing_Space Heating_Natural Gas_Unit Heater_A_Achievable Economic UCT Potential | F4 | Industrial | Instruments | Existing | Space Heating | Natural Gas | Unit Heater | A | Incremental Energy Savings (MWh or mTherms) | Achievable Economic UCT Potential | 0 | 0 | 0 | 0 | 0 | 0.023341 | 0.063461 | 0.12264 | 0.20901 | 0.31951 | 0.42056 | 0.53171 | 0.64035 | 0.73581 | 0.94326 | 0.96968 | 1.0694 | 1.0291 | 1.0023 | 1.0205 | 1.0011 | 1.0967 | 1.0047 | 1.0281 | 1.0744 | 1.1163 | 1.1646 | 1.184 | 1.1964 | 1.2049 | 1.2066
F5_Industrial_Instruments_Existing_Space Heating_Natural Gas_Unit Heater_A_Achievable Economic UCT Potential | F5 | Industrial | Instruments | Existing | Space Heating | Natural Gas | Unit Heater | A | Incremental Summer Peak Savings (MW) | Achievable Economic UCT Potential | 0 | 0 | 0 | 0 | 0 | 0 | 0 | 0 | 0 | 0 | 0 | 0 | 0 | 0 | 0 | 0 | 0 | 0 | 0 | 0 | 0 | 0 | 0 | 0 | 0 | 0 | 0 | 0 | 0 | 0 | 0
F6_Industrial_Instruments_Existing_Space Heating_Natural Gas_Unit Heater_A_Achievable Economic UCT Potential | F6 | Industrial | Instruments | Existing | Space Heating | Natural Gas | Unit Heater | A | Incremental Winter Peak Savings (MW) | Achievable Economic UCT Potential | 0 | 0 | 0 | 0 | 0 | 0 | 0 | 0 | 0 | 0 | 0 | 0 | 0 | 0 | 0 | 0 | 0 | 0 | 0 | 0 | 0 | 0 | 0 | 0 | 0 | 0 | 0 | 0 | 0 | 0 | 0
F7_Industrial_Instruments_Existing_Space Heating_Natural Gas_Unit Heater_A_Achievable Economic UCT Potential | F7 | Industrial | Instruments | Existing | Space Heating | Natural Gas | Unit Heater | A | Cumulative Energy Savings (MWh or mTherms) | Achievable Economic UCT Potential | 0 | 0 | 0 | 0 | 0 | 0.023341 | 0.086803 | 0.20944 | 0.41845 | 0.73796 | 1.1585 | 1.6902 | 2.3306 | 3.0664 | 4.0096 | 4.9793 | 6.0488 | 7.0545 | 7.9933 | 8.8912 | 9.6832 | 10.4604 | 11.0446 | 11.541 | 11.975 | 12.3555 | 12.5768 | 12.7912 | 0 | 0 | 0
F8_Industrial_Instruments_Existing_Space Heating_Natural Gas_Unit Heater_A_Achievable Economic UCT Potential | F8 | Industrial | Instruments | Existing | Space Heating | Natural Gas | Unit Heater | A | Cumulative Summer Peak Savings (MW) | Achievable Economic UCT Potential | 0 | 0 | 0 | 0 | 0 | 0 | 0 | 0 | 0 | 0 | 0 | 0 | 0 | 0 | 0 | 0 | 0 | 0 | 0 | 0 | 0 | 0 | 0 | 0 | 0 | 0 | 0 | 0 | 0 | 0 | 0
F9_Industrial_Instruments_Existing_Space Heating_Natural Gas_Unit Heater_A_Achievable Economic UCT Potential | F9 | Industrial | Instruments | Existing | Space Heating | Natural Gas | Unit Heater | A | Cumulative Winter Peak Savings (MW) | Achievable Economic UCT Potential | 0 | 0 | 0 | 0 | 0 | 0 | 0 | 0 | 0 | 0 | 0 | 0 | 0 | 0 | 0 | 0 | 0 | 0 | 0 | 0 | 0 | 0 | 0 | 0 | 0 | 0 | 0 | 0 | 0 | 0 | 0
F10_Industrial_Instruments_Existing_Space Heating_Natural Gas_Unit Heater_A_Achievable Economic UCT Potential | F10 | Industrial | Instruments | Existing | Space Heating | Natural Gas | Unit Heater | A | Purchases (Incremental) | Achievable Economic UCT Potential | 0 | 0 | 0 | 0 | 0 | 0.0014799 | 0.0040236 | 0.0077757 | 0.013251 | 0.020257 | 0.026664 | 0.033711 | 0.040599 | 0.046652 | 0.059805 | 0.06148 | 0.067804 | 0.065244 | 0.063545 | 0.064702 | 0.063471 | 0.069532 | 0.063702 | 0.065185 | 0.068116 | 0.070775 | 0.073837 | 0.075071 | 0.075851 | 0.076391 | 0.076499
F11_Industrial_Instruments_Existing_Space Heating_Natural Gas_Unit Heater_A_Achievable Economic UCT Potential | F11 | Industrial | Instruments | Existing | Space Heating | Natural Gas | Unit Heater | A | Purchases (Cumulative) | Achievable Economic UCT Potential | 0 | 0 | 0 | 0 | 0 | 0.0014799 | 0.0055035 | 0.013279 | 0.026531 | 0.046788 | 0.073452 | 0.10716 | 0.14776 | 0.19441 | 0.25422 | 0.3157 | 0.3835 | 0.44727 | 0.50679 | 0.56372 | 0.61394 | 0.66321 | 0.70025 | 0.73172 | 0.75924 | 0.78336 | 0.79739 | 0.81099 | 0.81903 | 0.83018 | 0.84313
F1_Industrial_Instruments_New_Space Heating_Natural Gas_Furnace_A_Achievable Economic UCT Potential | F1 | Industrial | Instruments | New | Space Heating | Natural Gas | Furnace | A | Integrated Unit Energy Savings (kWh or therms) | Achievable Economic UCT Potential | 0 | 0 | 0 | 0 | 0 | 0 | 0 | 0 | 0 | 0 | 0 | 0 | 0 | 0 | 0 | 0 | 0 | 0 | 0 | 0 | 0 | 0 | 0 | 0 | 0 | 0 | 0 | 0 | 0 | 0 | 0
F2_Industrial_Instruments_New_Space Heating_Natural Gas_Furnace_A_Achievable Economic UCT Potential | F2 | Industrial | Instruments | New | Space Heating | Natural Gas | Furnace | A | Integrated Unit Summer Peak Savings (kW) | Achievable Economic UCT Potential | 0 | 0 | 0 | 0 | 0 | 0 | 0 | 0 | 0 | 0 | 0 | 0 | 0 | 0 | 0 | 0 | 0 | 0 | 0 | 0 | 0 | 0 | 0 | 0 | 0 | 0 | 0 | 0 | 0 | 0 | 0
F3_Industrial_Instruments_New_Space Heating_Natural Gas_Furnace_A_Achievable Economic UCT Potential | F3 | Industrial | Instruments | New | Space Heating | Natural Gas | Furnace | A | Integrated Unit Winter Peak Savings (kW) | Achievable Economic UCT Potential | 0 | 0 | 0 | 0 | 0 | 0 | 0 | 0 | 0 | 0 | 0 | 0 | 0 | 0 | 0 | 0 | 0 | 0 | 0 | 0 | 0 | 0 | 0 | 0 | 0 | 0 | 0 | 0 | 0 | 0 | 0
F4_Industrial_Instruments_New_Space Heating_Natural Gas_Furnace_A_Achievable Economic UCT Potential | F4 | Industrial | Instruments | New | Space Heating | Natural Gas | Furnace | A | Incremental Energy Savings (MWh or mTherms) | Achievable Economic UCT Potential | 0 | 0 | 0 | 0 | 0 | 0 | 0 | 0 | 0 | 0 | 0 | 0 | 0 | 0 | 0 | 0 | 0 | 0 | 0 | 0 | 0 | 0 | 0 | 0 | 0 | 0 | 0 | 0 | 0 | 0 | 0
F5_Industrial_Instruments_New_Space Heating_Natural Gas_Furnace_A_Achievable Economic UCT Potential | F5 | Industrial | Instruments | New | Space Heating | Natural Gas | Furnace | A | Incremental Summer Peak Savings (MW) | Achievable Economic UCT Potential | 0 | 0 | 0 | 0 | 0 | 0 | 0 | 0 | 0 | 0 | 0 | 0 | 0 | 0 | 0 | 0 | 0 | 0 | 0 | 0 | 0 | 0 | 0 | 0 | 0 | 0 | 0 | 0 | 0 | 0 | 0
F6_Industrial_Instruments_New_Space Heating_Natural Gas_Furnace_A_Achievable Economic UCT Potential | F6 | Industrial | Instruments | New | Space Heating | Natural Gas | Furnace | A | Incremental Winter Peak Savings (MW) | Achievable Economic UCT Potential | 0 | 0 | 0 | 0 | 0 | 0 | 0 | 0 | 0 | 0 | 0 | 0 | 0 | 0 | 0 | 0 | 0 | 0 | 0 | 0 | 0 | 0 | 0 | 0 | 0 | 0 | 0 | 0 | 0 | 0 | 0
F7_Industrial_Instruments_New_Space Heating_Natural Gas_Furnace_A_Achievable Economic UCT Potential | F7 | Industrial | Instruments | New | Space Heating | Natural Gas | Furnace | A | Cumulative Energy Savings (MWh or mTherms) | Achievable Economic UCT Potential | 0 | 0 | 0 | 0 | 0 | 0 | 0 | 0 | 0 | 0 | 0 | 0 | 0 | 0 | 0 | 0 | 0 | 0 | 0 | 0 | 0 | 0 | 0 | 0 | 0 | 0 | 0 | 0 | 0 | 0 | 0
F8_Industrial_Instruments_New_Space Heating_Natural Gas_Furnace_A_Achievable Economic UCT Potential | F8 | Industrial | Instruments | New | Space Heating | Natural Gas | Furnace | A | Cumulative Summer Peak Savings (MW) | Achievable Economic UCT Potential | 0 | 0 | 0 | 0 | 0 | 0 | 0 | 0 | 0 | 0 | 0 | 0 | 0 | 0 | 0 | 0 | 0 | 0 | 0 | 0 | 0 | 0 | 0 | 0 | 0 | 0 | 0 | 0 | 0 | 0 | 0
F9_Industrial_Instruments_New_Space Heating_Natural Gas_Furnace_A_Achievable Economic UCT Potential | F9 | Industrial | Instruments | New | Space Heating | Natural Gas | Furnace | A | Cumulative Winter Peak Savings (MW) | Achievable Economic UCT Potential | 0 | 0 | 0 | 0 | 0 | 0 | 0 | 0 | 0 | 0 | 0 | 0 | 0 | 0 | 0 | 0 | 0 | 0 | 0 | 0 | 0 | 0 | 0 | 0 | 0 | 0 | 0 | 0 | 0 | 0 | 0
F10_Industrial_Instruments_New_Space Heating_Natural Gas_Furnace_A_Achievable Economic UCT Potential | F10 | Industrial | Instruments | New | Space Heating | Natural Gas | Furnace | A | Purchases (Incremental) | Achievable Economic UCT Potential | 0 | 0 | 0 | 0 | 0 | 0 | 0 | 0 | 0 | 0 | 0 | 0 | 0 | 0 | 0 | 0 | 0 | 0 | 0 | 0 | 0 | 0 | 0 | 0 | 0 | 0 | 0 | 0 | 0 | 0 | 0
F11_Industrial_Instruments_New_Space Heating_Natural Gas_Furnace_A_Achievable Economic UCT Potential | F11 | Industrial | Instruments | New | Space Heating | Natural Gas | Furnace | A | Purchases (Cumulative) | Achievable Economic UCT Potential | 0 | 0 | 0 | 0 | 0 | 0 | 0 | 0 | 0 | 0 | 0 | 0 | 0 | 0 | 0 | 0 | 0 | 0 | 0 | 0 | 0 | 0 | 0 | 0 | 0 | 0 | 0 | 0 | 0 | 0 | 0
F1_Industrial_Instruments_New_Space Heating_Natural Gas_Boiler_A_Achievable Economic UCT Potential | F1 | Industrial | Instruments | New | Space Heating | Natural Gas | Boiler | A | Integrated Unit Energy Savings (kWh or therms) | Achievable Economic UCT Potential | 0 | 0 | 0 | 0 | 0 | 0 | 0 | 0 | 0 | 0 | 0 | 0 | 0 | 0 | 0 | 0 | 0 | 0 | 0 | 0 | 0 | 0 | 0 | 0 | 0 | 0 | 0 | 0 | 0 | 0 | 0
F2_Industrial_Instruments_New_Space Heating_Natural Gas_Boiler_A_Achievable Economic UCT Potential | F2 | Industrial | Instruments | New | Space Heating | Natural Gas | Boiler | A | Integrated Unit Summer Peak Savings (kW) | Achievable Economic UCT Potential | 0 | 0 | 0 | 0 | 0 | 0 | 0 | 0 | 0 | 0 | 0 | 0 | 0 | 0 | 0 | 0 | 0 | 0 | 0 | 0 | 0 | 0 | 0 | 0 | 0 | 0 | 0 | 0 | 0 | 0 | 0
F3_Industrial_Instruments_New_Space Heating_Natural Gas_Boiler_A_Achievable Economic UCT Potential | F3 | Industrial | Instruments | New | Space Heating | Natural Gas | Boiler | A | Integrated Unit Winter Peak Savings (kW) | Achievable Economic UCT Potential | 0 | 0 | 0 | 0 | 0 | 0 | 0 | 0 | 0 | 0 | 0 | 0 | 0 | 0 | 0 | 0 | 0 | 0 | 0 | 0 | 0 | 0 | 0 | 0 | 0 | 0 | 0 | 0 | 0 | 0 | 0
F4_Industrial_Instruments_New_Space Heating_Natural Gas_Boiler_A_Achievable Economic UCT Potential | F4 | Industrial | Instruments | New | Space Heating | Natural Gas | Boiler | A | Incremental Energy Savings (MWh or mTherms) | Achievable Economic UCT Potential | 0 | 0 | 0 | 0 | 0 | 0 | 0 | 0 | 0 | 0 | 0 | 0 | 0 | 0 | 0 | 0 | 0 | 0 | 0 | 0 | 0 | 0 | 0 | 0 | 0 | 0 | 0 | 0 | 0 | 0 | 0
F5_Industrial_Instruments_New_Space Heating_Natural Gas_Boiler_A_Achievable Economic UCT Potential | F5 | Industrial | Instruments | New | Space Heating | Natural Gas | Boiler | A | Incremental Summer Peak Savings (MW) | Achievable Economic UCT Potential | 0 | 0 | 0 | 0 | 0 | 0 | 0 | 0 | 0 | 0 | 0 | 0 | 0 | 0 | 0 | 0 | 0 | 0 | 0 | 0 | 0 | 0 | 0 | 0 | 0 | 0 | 0 | 0 | 0 | 0 | 0
F6_Industrial_Instruments_New_Space Heating_Natural Gas_Boiler_A_Achievable Economic UCT Potential | F6 | Industrial | Instruments | New | Space Heating | Natural Gas | Boiler | A | Incremental Winter Peak Savings (MW) | Achievable Economic UCT Potential | 0 | 0 | 0 | 0 | 0 | 0 | 0 | 0 | 0 | 0 | 0 | 0 | 0 | 0 | 0 | 0 | 0 | 0 | 0 | 0 | 0 | 0 | 0 | 0 | 0 | 0 | 0 | 0 | 0 | 0 | 0
F7_Industrial_Instruments_New_Space Heating_Natural Gas_Boiler_A_Achievable Economic UCT Potential | F7 | Industrial | Instruments | New | Space Heating | Natural Gas | Boiler | A | Cumulative Energy Savings (MWh or mTherms) | Achievable Economic UCT Potential | 0 | 0 | 0 | 0 | 0 | 0 | 0 | 0 | 0 | 0 | 0 | 0 | 0 | 0 | 0 | 0 | 0 | 0 | 0 | 0 | 0 | 0 | 0 | 0 | 0 | 0 | 0 | 0 | 0 | 0 | 0
F8_Industrial_Instruments_New_Space Heating_Natural Gas_Boiler_A_Achievable Economic UCT Potential | F8 | Industrial | Instruments | New | Space Heating | Natural Gas | Boiler | A | Cumulative Summer Peak Savings (MW) | Achievable Economic UCT Potential | 0 | 0 | 0 | 0 | 0 | 0 | 0 | 0 | 0 | 0 | 0 | 0 | 0 | 0 | 0 | 0 | 0 | 0 | 0 | 0 | 0 | 0 | 0 | 0 | 0 | 0 | 0 | 0 | 0 | 0 | 0
F9_Industrial_Instruments_New_Space Heating_Natural Gas_Boiler_A_Achievable Economic UCT Potential | F9 | Industrial | Instruments | New | Space Heating | Natural Gas | Boiler | A | Cumulative Winter Peak Savings (MW) | Achievable Economic UCT Potential | 0 | 0 | 0 | 0 | 0 | 0 | 0 | 0 | 0 | 0 | 0 | 0 | 0 | 0 | 0 | 0 | 0 | 0 | 0 | 0 | 0 | 0 | 0 | 0 | 0 | 0 | 0 | 0 | 0 | 0 | 0
F10_Industrial_Instruments_New_Space Heating_Natural Gas_Boiler_A_Achievable Economic UCT Potential | F10 | Industrial | Instruments | New | Space Heating | Natural Gas | Boiler | A | Purchases (Incremental) | Achievable Economic UCT Potential | 0 | 0 | 0 | 0 | 0 | 0 | 0 | 0 | 0 | 0 | 0 | 0 | 0 | 0 | 0 | 0 | 0 | 0 | 0 | 0 | 0 | 0 | 0 | 0 | 0 | 0 | 0 | 0 | 0 | 0 | 0
F11_Industrial_Instruments_New_Space Heating_Natural Gas_Boiler_A_Achievable Economic UCT Potential | F11 | Industrial | Instruments | New | Space Heating | Natural Gas | Boiler | A | Purchases (Cumulative) | Achievable Economic UCT Potential | 0 | 0 | 0 | 0 | 0 | 0 | 0 | 0 | 0 | 0 | 0 | 0 | 0 | 0 | 0 | 0 | 0 | 0 | 0 | 0 | 0 | 0 | 0 | 0 | 0 | 0 | 0 | 0 | 0 | 0 | 0
F1_Industrial_Instruments_New_Space Heating_Natural Gas_Unit Heater_A_Achievable Economic UCT Potential | F1 | Industrial | Instruments | New | Space Heating | Natural Gas | Unit Heater | A | Integrated Unit Energy Savings (kWh or therms) | Achievable Economic UCT Potential | 0 | 28641.12 | 28641.12 | 28641.12 | 28641.12 | 15772.4108 | 15772.4108 | 15772.4108 | 15772.4108 | 15772.4108 | 15772.4108 | 15772.4108 | 15772.4108 | 15772.4108 | 15772.4108 | 15772.4108 | 15772.4108 | 15772.4108 | 15772.4108 | 15772.4108 | 15772.4108 | 15772.4108 | 15772.4108 | 15772.4108 | 15772.4108 | 15772.4108 | 15772.4108 | 15772.4108 | 15772.4108 | 15772.4108 | 15772.4108
F2_Industrial_Instruments_New_Space Heating_Natural Gas_Unit Heater_A_Achievable Economic UCT Potential | F2 | Industrial | Instruments | New | Space Heating | Natural Gas | Unit Heater | A | Integrated Unit Summer Peak Savings (kW) | Achievable Economic UCT Potential | 0 | 0 | 0 | 0 | 0 | 0 | 0 | 0 | 0 | 0 | 0 | 0 | 0 | 0 | 0 | 0 | 0 | 0 | 0 | 0 | 0 | 0 | 0 | 0 | 0 | 0 | 0 | 0 | 0 | 0 | 0
F3_Industrial_Instruments_New_Space Heating_Natural Gas_Unit Heater_A_Achievable Economic UCT Potential | F3 | Industrial | Instruments | New | Space Heating | Natural Gas | Unit Heater | A | Integrated Unit Winter Peak Savings (kW) | Achievable Economic UCT Potential | 0 | 0 | 0 | 0 | 0 | 0 | 0 | 0 | 0 | 0 | 0 | 0 | 0 | 0 | 0 | 0 | 0 | 0 | 0 | 0 | 0 | 0 | 0 | 0 | 0 | 0 | 0 | 0 | 0 | 0 | 0
F4_Industrial_Instruments_New_Space Heating_Natural Gas_Unit Heater_A_Achievable Economic UCT Potential | F4 | Industrial | Instruments | New | Space Heating | Natural Gas | Unit Heater | A | Incremental Energy Savings (MWh or mTherms) | Achievable Economic UCT Potential | 0 | 0 | 0 | 0 | 0 | 0.0086363 | 0.016976 | 0.02545 | 0.033733 | 0.042189 | 0.049824 | 0.065326 | 0.079143 | 0.090458 | 0.099452 | 0.10861 | 0.11546 | 0.1219 | 0.15473 | 0.15213 | 0.15041 | 0.15184 | 0.15499 | 0.15793 | 0.16156 | 0.1654 | 0.16992 | 0.17393 | 0.18564 | 0.19422 | 0.20024
F5_Industrial_Instruments_New_Space Heating_Natural Gas_Unit Heater_A_Achievable Economic UCT Potential | F5 | Industrial | Instruments | New | Space Heating | Natural Gas | Unit Heater | A | Incremental Summer Peak Savings (MW) | Achievable Economic UCT Potential | 0 | 0 | 0 | 0 | 0 | 0 | 0 | 0 | 0 | 0 | 0 | 0 | 0 | 0 | 0 | 0 | 0 | 0 | 0 | 0 | 0 | 0 | 0 | 0 | 0 | 0 | 0 | 0 | 0 | 0 | 0
F6_Industrial_Instruments_New_Space Heating_Natural Gas_Unit Heater_A_Achievable Economic UCT Potential | F6 | Industrial | Instruments | New | Space Heating | Natural Gas | Unit Heater | A | Incremental Winter Peak Savings (MW) | Achievable Economic UCT Potential | 0 | 0 | 0 | 0 | 0 | 0 | 0 | 0 | 0 | 0 | 0 | 0 | 0 | 0 | 0 | 0 | 0 | 0 | 0 | 0 | 0 | 0 | 0 | 0 | 0 | 0 | 0 | 0 | 0 | 0 | 0
F7_Industrial_Instruments_New_Space Heating_Natural Gas_Unit Heater_A_Achievable Economic UCT Potential | F7 | Industrial | Instruments | New | Space Heating | Natural Gas | Unit Heater | A | Cumulative Energy Savings (MWh or mTherms) | Achievable Economic UCT Potential | 0 | 0 | 0 | 0 | 0 | 0.0086363 | 0.025612 | 0.051062 | 0.084795 | 0.12698 | 0.17681 | 0.24213 | 0.32128 | 0.41173 | 0.51119 | 0.61979 | 0.73525 | 0.84851 | 0.98627 | 1.1129 | 1.2296 | 1.3393 | 1.4444 | 1.537 | 1.6195 | 1.6944 | 1.7649 | 1.8302 | 0 | 0 | 0
F8_Industrial_Instruments_New_Space Heating_Natural Gas_Unit Heater_A_Achievable Economic UCT Potential | F8 | Industrial | Instruments | New | Space Heating | Natural Gas | Unit Heater | A | Cumulative Summer Peak Savings (MW) | Achievable Economic UCT Potential | 0 | 0 | 0 | 0 | 0 | 0 | 0 | 0 | 0 | 0 | 0 | 0 | 0 | 0 | 0 | 0 | 0 | 0 | 0 | 0 | 0 | 0 | 0 | 0 | 0 | 0 | 0 | 0 | 0 | 0 | 0
F9_Industrial_Instruments_New_Space Heating_Natural Gas_Unit Heater_A_Achievable Economic UCT Potential | F9 | Industrial | Instruments | New | Space Heating | Natural Gas | Unit Heater | A | Cumulative Winter Peak Savings (MW) | Achievable Economic UCT Potential | 0 | 0 | 0 | 0 | 0 | 0 | 0 | 0 | 0 | 0 | 0 | 0 | 0 | 0 | 0 | 0 | 0 | 0 | 0 | 0 | 0 | 0 | 0 | 0 | 0 | 0 | 0 | 0 | 0 | 0 | 0
F10_Industrial_Instruments_New_Space Heating_Natural Gas_Unit Heater_A_Achievable Economic UCT Potential | F10 | Industrial | Instruments | New | Space Heating | Natural Gas | Unit Heater | A | Purchases (Incremental) | Achievable Economic UCT Potential | 0 | 0 | 0 | 0 | 0 | 0.00054756 | 0.0010763 | 0.0016136 | 0.0021387 | 0.0026749 | 0.0031589 | 0.0041418 | 0.0050178 | 0.0057352 | 0.0063054 | 0.0068859 | 0.0073203 | 0.0077285 | 0.0098101 | 0.0096454 | 0.0095362 | 0.0096271 | 0.0098266 | 0.010013 | 0.010243 | 0.010487 | 0.010773 | 0.011028 | 0.01177 | 0.012314 | 0.012696
F11_Industrial_Instruments_New_Space Heating_Natural Gas_Unit Heater_A_Achievable Economic UCT Potential | F11 | Industrial | Instruments | New | Space Heating | Natural Gas | Unit Heater | A | Purchases (Cumulative) | Achievable Economic UCT Potential | 0 | 0 | 0 | 0 | 0 | 0.00054756 | 0.0016239 | 0.0032374 | 0.0053761 | 0.008051 | 0.01121 | 0.015352 | 0.02037 | 0.026105 | 0.03241 | 0.039296 | 0.046616 | 0.053797 | 0.062531 | 0.070563 | 0.077961 | 0.084913 | 0.09158 | 0.097451 | 0.10268 | 0.10743 | 0.1119 | 0.11604 | 0.12049 | 0.12507 | 0.12796
F1_Industrial_Wood and Lumber Products_Existing_Space Heating_Natural Gas_Furnace_A_Achievable Economic UCT Potential | F1 | Industrial | Wood and Lumber Products | Existing | Space Heating | Natural Gas | Furnace | A | Integrated Unit Energy Savings (kWh or therms) | Achievable Economic UCT Potential | 0 | 505.0924 | 505.0924 | 505.0924 | 505.0924 | 138.7616 | 138.7616 | 138.7616 | 138.7616 | 138.7616 | 138.7616 | 138.7616 | 138.7616 | 138.7616 | 138.7616 | 138.7616 | 138.7616 | 138.7616 | 138.7616 | 138.7616 | 138.7616 | 138.7616 | 138.7616 | 138.7616 | 138.7616 | 138.7616 | 138.7616 | 138.7616 | 138.7616 | 138.7616 | 138.7616
F2_Industrial_Wood and Lumber Products_Existing_Space Heating_Natural Gas_Furnace_A_Achievable Economic UCT Potential | F2 | Industrial | Wood and Lumber Products | Existing | Space Heating | Natural Gas | Furnace | A | Integrated Unit Summer Peak Savings (kW) | Achievable Economic UCT Potential | 0 | 0 | 0 | 0 | 0 | 0 | 0 | 0 | 0 | 0 | 0 | 0 | 0 | 0 | 0 | 0 | 0 | 0 | 0 | 0 | 0 | 0 | 0 | 0 | 0 | 0 | 0 | 0 | 0 | 0 | 0
F3_Industrial_Wood and Lumber Products_Existing_Space Heating_Natural Gas_Furnace_A_Achievable Economic UCT Potential | F3 | Industrial | Wood and Lumber Products | Existing | Space Heating | Natural Gas | Furnace | A | Integrated Unit Winter Peak Savings (kW) | Achievable Economic UCT Potential | 0 | 0 | 0 | 0 | 0 | 0 | 0 | 0 | 0 | 0 | 0 | 0 | 0 | 0 | 0 | 0 | 0 | 0 | 0 | 0 | 0 | 0 | 0 | 0 | 0 | 0 | 0 | 0 | 0 | 0 | 0
F4_Industrial_Wood and Lumber Products_Existing_Space Heating_Natural Gas_Furnace_A_Achievable Economic UCT Potential | F4 | Industrial | Wood and Lumber Products | Existing | Space Heating | Natural Gas | Furnace | A | Incremental Energy Savings (MWh or mTherms) | Achievable Economic UCT Potential | 0 | 0 | 0 | 0 | 0 | 0.00031904 | 0.00066438 | 0.00072127 | 0.0010097 | 0.0013109 | 0.0015361 | 0.0017636 | 0.0018006 | 0.0017746 | 0.0019574 | 0.0016919 | 0.001645 | 0.0015672 | 0.0014871 | 0.0016066 | 0.0015787 | 0.0016087 | 0.0017215 | 0.00175 | 0.0017809 | 0.0018138 | 0.0018564 | 0.0018957 | 0.0019319 | 0.0022146 | 0.0024042
F5_Industrial_Wood and Lumber Products_Existing_Space Heating_Natural Gas_Furnace_A_Achievable Economic UCT Potential | F5 | Industrial | Wood and Lumber Products | Existing | Space Heating | Natural Gas | Furnace | A | Incremental Summer Peak Savings (MW) | Achievable Economic UCT Potential | 0 | 0 | 0 | 0 | 0 | 0 | 0 | 0 | 0 | 0 | 0 | 0 | 0 | 0 | 0 | 0 | 0 | 0 | 0 | 0 | 0 | 0 | 0 | 0 | 0 | 0 | 0 | 0 | 0 | 0 | 0
F6_Industrial_Wood and Lumber Products_Existing_Space Heating_Natural Gas_Furnace_A_Achievable Economic UCT Potential | F6 | Industrial | Wood and Lumber Products | Existing | Space Heating | Natural Gas | Furnace | A | Incremental Winter Peak Savings (MW) | Achievable Economic UCT Potential | 0 | 0 | 0 | 0 | 0 | 0 | 0 | 0 | 0 | 0 | 0 | 0 | 0 | 0 | 0 | 0 | 0 | 0 | 0 | 0 | 0 | 0 | 0 | 0 | 0 | 0 | 0 | 0 | 0 | 0 | 0
F7_Industrial_Wood and Lumber Products_Existing_Space Heating_Natural Gas_Furnace_A_Achievable Economic UCT Potential | F7 | Industrial | Wood and Lumber Products | Existing | Space Heating | Natural Gas | Furnace | A | Cumulative Energy Savings (MWh or mTherms) | Achievable Economic UCT Potential | 0 | 0 | 0 | 0 | 0 | 0.00031904 | 0.00098342 | 0.0017047 | 0.0027144 | 0.0040253 | 0.0055614 | 0.0073249 | 0.0091255 | 0.0109 | 0.012857 | 0.014549 | 0.016194 | 0.017762 | 0.019249 | 0.020855 | 0.022434 | 0.024043 | 0.025764 | 0.027514 | 0.029295 | 0.031109 | 0.032965 | 0.034861 | 0 | 0 | 0
F8_Industrial_Wood and Lumber Products_Existing_Space Heating_Natural Gas_Furnace_A_Achievable Economic UCT Potential | F8 | Industrial | Wood and Lumber Products | Existing | Space Heating | Natural Gas | Furnace | A | Cumulative Summer Peak Savings (MW) | Achievable Economic UCT Potential | 0 | 0 | 0 | 0 | 0 | 0 | 0 | 0 | 0 | 0 | 0 | 0 | 0 | 0 | 0 | 0 | 0 | 0 | 0 | 0 | 0 | 0 | 0 | 0 | 0 | 0 | 0 | 0 | 0 | 0 | 0
F9_Industrial_Wood and Lumber Products_Existing_Space Heating_Natural Gas_Furnace_A_Achievable Economic UCT Potential | F9 | Industrial | Wood and Lumber Products | Existing | Space Heating | Natural Gas | Furnace | A | Cumulative Winter Peak Savings (MW) | Achievable Economic UCT Potential | 0 | 0 | 0 | 0 | 0 | 0 | 0 | 0 | 0 | 0 | 0 | 0 | 0 | 0 | 0 | 0 | 0 | 0 | 0 | 0 | 0 | 0 | 0 | 0 | 0 | 0 | 0 | 0 | 0 | 0 | 0
F10_Industrial_Wood and Lumber Products_Existing_Space Heating_Natural Gas_Furnace_A_Achievable Economic UCT Potential | F10 | Industrial | Wood and Lumber Products | Existing | Space Heating | Natural Gas | Furnace | A | Purchases (Incremental) | Achievable Economic UCT Potential | 0 | 0 | 0 | 0 | 0 | 0.0022992 | 0.0047879 | 0.0051979 | 0.0072766 | 0.009447 | 0.01107 | 0.012709 | 0.012976 | 0.012789 | 0.014106 | 0.012193 | 0.011855 | 0.011295 | 0.010717 | 0.011578 | 0.011377 | 0.011593 | 0.012406 | 0.012612 | 0.012835 | 0.013071 | 0.013378 | 0.013661 | 0.013922 | 0.01596 | 0.017326
F11_Industrial_Wood and Lumber Products_Existing_Space Heating_Natural Gas_Furnace_A_Achievable Economic UCT Potential | F11 | Industrial | Wood and Lumber Products | Existing | Space Heating | Natural Gas | Furnace | A | Purchases (Cumulative) | Achievable Economic UCT Potential | 0 | 0 | 0 | 0 | 0 | 0.0022992 | 0.0070871 | 0.012285 | 0.019562 | 0.029009 | 0.040079 | 0.052788 | 0.065764 | 0.078553 | 0.092659 | 0.10485 | 0.11671 | 0.128 | 0.13872 | 0.1503 | 0.16167 | 0.17327 | 0.18567 | 0.19828 | 0.21112 | 0.22419 | 0.23757 | 0.25123 | 0.25749 | 0.25749 | 0.25749
F1_Industrial_Wood and Lumber Products_Existing_Space Heating_Natural Gas_Boiler_A_Achievable Economic UCT Potential | F1 | Industrial | Wood and Lumber Products | Existing | Space Heating | Natural Gas | Boiler | A | Integrated Unit Energy Savings (kWh or therms) | Achievable Economic UCT Potential | 0 | 8772.191 | 8772.191 | 8772.191 | 8772.191 | 5375.3 | 5375.3 | 5375.3 | 5375.3 | 5375.3 | 5375.3 | 5375.3 | 5375.3 | 5375.3 | 5375.3 | 5375.3 | 5375.3 | 5375.3 | 5375.3 | 5375.3 | 5375.3 | 5375.3 | 5375.3 | 792.2778 | 792.2778 | 792.2778 | 792.2778 | 792.2778 | 792.2778 | 792.2778 | 792.2778
F2_Industrial_Wood and Lumber Products_Existing_Space Heating_Natural Gas_Boiler_A_Achievable Economic UCT Potential | F2 | Industrial | Wood and Lumber Products | Existing | Space Heating | Natural Gas | Boiler | A | Integrated Unit Summer Peak Savings (kW) | Achievable Economic UCT Potential | 0 | 0 | 0 | 0 | 0 | 0 | 0 | 0 | 0 | 0 | 0 | 0 | 0 | 0 | 0 | 0 | 0 | 0 | 0 | 0 | 0 | 0 | 0 | 0 | 0 | 0 | 0 | 0 | 0 | 0 | 0
F3_Industrial_Wood and Lumber Products_Existing_Space Heating_Natural Gas_Boiler_A_Achievable Economic UCT Potential | F3 | Industrial | Wood and Lumber Products | Existing | Space Heating | Natural Gas | Boiler | A | Integrated Unit Winter Peak Savings (kW) | Achievable Economic UCT Potential | 0 | 0 | 0 | 0 | 0 | 0 | 0 | 0 | 0 | 0 | 0 | 0 | 0 | 0 | 0 | 0 | 0 | 0 | 0 | 0 | 0 | 0 | 0 | 0 | 0 | 0 | 0 | 0 | 0 | 0 | 0
F4_Industrial_Wood and Lumber Products_Existing_Space Heating_Natural Gas_Boiler_A_Achievable Economic UCT Potential | F4 | Industrial | Wood and Lumber Products | Existing | Space Heating | Natural Gas | Boiler | A | Incremental Energy Savings (MWh or mTherms) | Achievable Economic UCT Potential | 0 | 0 | 0 | 0 | 0 | 0.020576 | 0.030343 | 0.036761 | 0.04181 | 0.045204 | 0.045027 | 0.045676 | 0.045978 | 0.045471 | 0.051073 | 0.045281 | 0.045567 | 0.045245 | 0.044924 | 0.046662 | 0.04488 | 0.047941 | 0.046658 | 0.0067157 | 0.0068517 | 0.0067141 | 0.0065969 | 0.0064978 | 0.0064227 | 0.0063654 | 0.0063067
F5_Industrial_Wood and Lumber Products_Existing_Space Heating_Natural Gas_Boiler_A_Achievable Economic UCT Potential | F5 | Industrial | Wood and Lumber Products | Existing | Space Heating | Natural Gas | Boiler | A | Incremental Summer Peak Savings (MW) | Achievable Economic UCT Potential | 0 | 0 | 0 | 0 | 0 | 0 | 0 | 0 | 0 | 0 | 0 | 0 | 0 | 0 | 0 | 0 | 0 | 0 | 0 | 0 | 0 | 0 | 0 | 0 | 0 | 0 | 0 | 0 | 0 | 0 | 0
F6_Industrial_Wood and Lumber Products_Existing_Space Heating_Natural Gas_Boiler_A_Achievable Economic UCT Potential | F6 | Industrial | Wood and Lumber Products | Existing | Space Heating | Natural Gas | Boiler | A | Incremental Winter Peak Savings (MW) | Achievable Economic UCT Potential | 0 | 0 | 0 | 0 | 0 | 0 | 0 | 0 | 0 | 0 | 0 | 0 | 0 | 0 | 0 | 0 | 0 | 0 | 0 | 0 | 0 | 0 | 0 | 0 | 0 | 0 | 0 | 0 | 0 | 0 | 0
F7_Industrial_Wood and Lumber Products_Existing_Space Heating_Natural Gas_Boiler_A_Achievable Economic UCT Potential | F7 | Industrial | Wood and Lumber Products | Existing | Space Heating | Natural Gas | Boiler | A | Cumulative Energy Savings (MWh or mTherms) | Achievable Economic UCT Potential | 0 | 0 | 0 | 0 | 0 | 0.020576 | 0.050919 | 0.08768 | 0.12949 | 0.17469 | 0.21972 | 0.2654 | 0.31137 | 0.35685 | 0.40792 | 0.4532 | 0.49877 | 0.54401 | 0.58894 | 0.6356 | 0.68048 | 0.72842 | 0.77508 | 0.78179 | 0.78865 | 0.79536 | 0.80196 | 0.80845 | 0 | 0 | 0
F8_Industrial_Wood and Lumber Products_Existing_Space Heating_Natural Gas_Boiler_A_Achievable Economic UCT Potential | F8 | Industrial | Wood and Lumber Products | Existing | Space Heating | Natural Gas | Boiler | A | Cumulative Summer Peak Savings (MW) | Achievable Economic UCT Potential | 0 | 0 | 0 | 0 | 0 | 0 | 0 | 0 | 0 | 0 | 0 | 0 | 0 | 0 | 0 | 0 | 0 | 0 | 0 | 0 | 0 | 0 | 0 | 0 | 0 | 0 | 0 | 0 | 0 | 0 | 0
F9_Industrial_Wood and Lumber Products_Existing_Space Heating_Natural Gas_Boiler_A_Achievable Economic UCT Potential | F9 | Industrial | Wood and Lumber Products | Existing | Space Heating | Natural Gas | Boiler | A | Cumulative Winter Peak Savings (MW) | Achievable Economic UCT Potential | 0 | 0 | 0 | 0 | 0 | 0 | 0 | 0 | 0 | 0 | 0 | 0 | 0 | 0 | 0 | 0 | 0 | 0 | 0 | 0 | 0 | 0 | 0 | 0 | 0 | 0 | 0 | 0 | 0 | 0 | 0
F10_Industrial_Wood and Lumber Products_Existing_Space Heating_Natural Gas_Boiler_A_Achievable Economic UCT Potential | F10 | Industrial | Wood and Lumber Products | Existing | Space Heating | Natural Gas | Boiler | A | Purchases (Incremental) | Achievable Economic UCT Potential | 0 | 0 | 0 | 0 | 0 | 0.0038278 | 0.0056449 | 0.0068389 | 0.0077781 | 0.0084096 | 0.0083766 | 0.0084975 | 0.0085536 | 0.0084592 | 0.0095015 | 0.008424 | 0.0084771 | 0.0084172 | 0.0083575 | 0.0086809 | 0.0083494 | 0.0089187 | 0.0086801 | 0.0084765 | 0.0086481 | 0.0084744 | 0.0083266 | 0.0082014 | 0.0081067 | 0.0080343 | 0.0079602
F11_Industrial_Wood and Lumber Products_Existing_Space Heating_Natural Gas_Boiler_A_Achievable Economic UCT Potential | F11 | Industrial | Wood and Lumber Products | Existing | Space Heating | Natural Gas | Boiler | A | Purchases (Cumulative) | Achievable Economic UCT Potential | 0 | 0 | 0 | 0 | 0 | 0.0038278 | 0.0094727 | 0.016312 | 0.02409 | 0.032499 | 0.040876 | 0.049373 | 0.057927 | 0.066386 | 0.075888 | 0.084312 | 0.092789 | 0.10121 | 0.10956 | 0.11824 | 0.12659 | 0.13551 | 0.14419 | 0.15267 | 0.16132 | 0.16979 | 0.17812 | 0.18632 | 0.19443 | 0.20246 | 0.20659
F1_Industrial_Wood and Lumber Products_Existing_Space Heating_Natural Gas_Unit Heater_A_Achievable Economic UCT Potential | F1 | Industrial | Wood and Lumber Products | Existing | Space Heating | Natural Gas | Unit Heater | A | Integrated Unit Energy Savings (kWh or therms) | Achievable Economic UCT Potential | 0 | 28641.12 | 28641.12 | 28641.12 | 28641.12 | 15772.4108 | 15772.4108 | 15772.4108 | 15772.4108 | 15772.4108 | 15772.4108 | 15772.4108 | 15772.4108 | 15772.4108 | 15772.4108 | 15772.4108 | 15772.4108 | 15772.4108 | 15772.4108 | 15772.4108 | 15772.4108 | 15772.4108 | 15772.4108 | 15772.4108 | 15772.4108 | 15772.4108 | 15772.4108 | 15772.4108 | 15772.4108 | 15772.4108 | 15772.4108
F2_Industrial_Wood and Lumber Products_Existing_Space Heating_Natural Gas_Unit Heater_A_Achievable Economic UCT Potential | F2 | Industrial | Wood and Lumber Products | Existing | Space Heating | Natural Gas | Unit Heater | A | Integrated Unit Summer Peak Savings (kW) | Achievable Economic UCT Potential | 0 | 0 | 0 | 0 | 0 | 0 | 0 | 0 | 0 | 0 | 0 | 0 | 0 | 0 | 0 | 0 | 0 | 0 | 0 | 0 | 0 | 0 | 0 | 0 | 0 | 0 | 0 | 0 | 0 | 0 | 0
F3_Industrial_Wood and Lumber Products_Existing_Space Heating_Natural Gas_Unit Heater_A_Achievable Economic UCT Potential | F3 | Industrial | Wood and Lumber Products | Existing | Space Heating | Natural Gas | Unit Heater | A | Integrated Unit Winter Peak Savings (kW) | Achievable Economic UCT Potential | 0 | 0 | 0 | 0 | 0 | 0 | 0 | 0 | 0 | 0 | 0 | 0 | 0 | 0 | 0 | 0 | 0 | 0 | 0 | 0 | 0 | 0 | 0 | 0 | 0 | 0 | 0 | 0 | 0 | 0 | 0
F4_Industrial_Wood and Lumber Products_Existing_Space Heating_Natural Gas_Unit Heater_A_Achievable Economic UCT Potential | F4 | Industrial | Wood and Lumber Products | Existing | Space Heating | Natural Gas | Unit Heater | A | Incremental Energy Savings (MWh or mTherms) | Achievable Economic UCT Potential | 0 | 0 | 0 | 0 | 0 | 0.0049643 | 0.013497 | 0.026084 | 0.044452 | 0.067953 | 0.089445 | 0.11309 | 0.13619 | 0.15649 | 0.20061 | 0.20623 | 0.22745 | 0.21886 | 0.21316 | 0.21704 | 0.21292 | 0.23325 | 0.21369 | 0.21866 | 0.22849 | 0.23742 | 0.24769 | 0.25182 | 0.25444 | 0.25625 | 0.25662
F5_Industrial_Wood and Lumber Products_Existing_Space Heating_Natural Gas_Unit Heater_A_Achievable Economic UCT Potential | F5 | Industrial | Wood and Lumber Products | Existing | Space Heating | Natural Gas | Unit Heater | A | Incremental Summer Peak Savings (MW) | Achievable Economic UCT Potential | 0 | 0 | 0 | 0 | 0 | 0 | 0 | 0 | 0 | 0 | 0 | 0 | 0 | 0 | 0 | 0 | 0 | 0 | 0 | 0 | 0 | 0 | 0 | 0 | 0 | 0 | 0 | 0 | 0 | 0 | 0
F6_Industrial_Wood and Lumber Products_Existing_Space Heating_Natural Gas_Unit Heater_A_Achievable Economic UCT Potential | F6 | Industrial | Wood and Lumber Products | Existing | Space Heating | Natural Gas | Unit Heater | A | Incremental Winter Peak Savings (MW) | Achievable Economic UCT Potential | 0 | 0 | 0 | 0 | 0 | 0 | 0 | 0 | 0 | 0 | 0 | 0 | 0 | 0 | 0 | 0 | 0 | 0 | 0 | 0 | 0 | 0 | 0 | 0 | 0 | 0 | 0 | 0 | 0 | 0 | 0
F7_Industrial_Wood and Lumber Products_Existing_Space Heating_Natural Gas_Unit Heater_A_Achievable Economic UCT Potential | F7 | Industrial | Wood and Lumber Products | Existing | Space Heating | Natural Gas | Unit Heater | A | Cumulative Energy Savings (MWh or mTherms) | Achievable Economic UCT Potential | 0 | 0 | 0 | 0 | 0 | 0.0049643 | 0.018461 | 0.044545 | 0.088997 | 0.15695 | 0.2464 | 0.35948 | 0.49567 | 0.65216 | 0.85278 | 1.059 | 1.2865 | 1.5004 | 1.7 | 1.891 | 2.0594 | 2.2247 | 2.349 | 2.4546 | 2.5469 | 2.6278 | 2.6749 | 2.7205 | 0 | 0 | 0
F8_Industrial_Wood and Lumber Products_Existing_Space Heating_Natural Gas_Unit Heater_A_Achievable Economic UCT Potential | F8 | Industrial | Wood and Lumber Products | Existing | Space Heating | Natural Gas | Unit Heater | A | Cumulative Summer Peak Savings (MW) | Achievable Economic UCT Potential | 0 | 0 | 0 | 0 | 0 | 0 | 0 | 0 | 0 | 0 | 0 | 0 | 0 | 0 | 0 | 0 | 0 | 0 | 0 | 0 | 0 | 0 | 0 | 0 | 0 | 0 | 0 | 0 | 0 | 0 | 0
F9_Industrial_Wood and Lumber Products_Existing_Space Heating_Natural Gas_Unit Heater_A_Achievable Economic UCT Potential | F9 | Industrial | Wood and Lumber Products | Existing | Space Heating | Natural Gas | Unit Heater | A | Cumulative Winter Peak Savings (MW) | Achievable Economic UCT Potential | 0 | 0 | 0 | 0 | 0 | 0 | 0 | 0 | 0 | 0 | 0 | 0 | 0 | 0 | 0 | 0 | 0 | 0 | 0 | 0 | 0 | 0 | 0 | 0 | 0 | 0 | 0 | 0 | 0 | 0 | 0
F10_Industrial_Wood and Lumber Products_Existing_Space Heating_Natural Gas_Unit Heater_A_Achievable Economic UCT Potential | F10 | Industrial | Wood and Lumber Products | Existing | Space Heating | Natural Gas | Unit Heater | A | Purchases (Incremental) | Achievable Economic UCT Potential | 0 | 0 | 0 | 0 | 0 | 0.00031474 | 0.00085574 | 0.0016537 | 0.0028183 | 0.0043084 | 0.005671 | 0.0071698 | 0.0086347 | 0.0099219 | 0.012719 | 0.013076 | 0.014421 | 0.013876 | 0.013515 | 0.013761 | 0.013499 | 0.014788 | 0.013548 | 0.013864 | 0.014487 | 0.015053 | 0.015704 | 0.015966 | 0.016132 | 0.016247 | 0.01627
F11_Industrial_Wood and Lumber Products_Existing_Space Heating_Natural Gas_Unit Heater_A_Achievable Economic UCT Potential | F11 | Industrial | Wood and Lumber Products | Existing | Space Heating | Natural Gas | Unit Heater | A | Purchases (Cumulative) | Achievable Economic UCT Potential | 0 | 0 | 0 | 0 | 0 | 0.00031474 | 0.0011705 | 0.0028242 | 0.0056426 | 0.0099509 | 0.015622 | 0.022792 | 0.031426 | 0.041348 | 0.054068 | 0.067143 | 0.081564 | 0.095126 | 0.10778 | 0.11989 | 0.13057 | 0.14105 | 0.14893 | 0.15562 | 0.16148 | 0.16661 | 0.16959 | 0.17248 | 0.17419 | 0.17656 | 0.17932
F1_Industrial_Wood and Lumber Products_New_Space Heating_Natural Gas_Furnace_A_Achievable Economic UCT Potential | F1 | Industrial | Wood and Lumber Products | New | Space Heating | Natural Gas | Furnace | A | Integrated Unit Energy Savings (kWh or therms) | Achievable Economic UCT Potential | 0 | 0 | 0 | 0 | 0 | 0 | 0 | 0 | 0 | 0 | 0 | 0 | 0 | 0 | 0 | 0 | 0 | 0 | 0 | 0 | 0 | 0 | 0 | 0 | 0 | 0 | 0 | 0 | 0 | 0 | 0
F2_Industrial_Wood and Lumber Products_New_Space Heating_Natural Gas_Furnace_A_Achievable Economic UCT Potential | F2 | Industrial | Wood and Lumber Products | New | Space Heating | Natural Gas | Furnace | A | Integrated Unit Summer Peak Savings (kW) | Achievable Economic UCT Potential | 0 | 0 | 0 | 0 | 0 | 0 | 0 | 0 | 0 | 0 | 0 | 0 | 0 | 0 | 0 | 0 | 0 | 0 | 0 | 0 | 0 | 0 | 0 | 0 | 0 | 0 | 0 | 0 | 0 | 0 | 0
F3_Industrial_Wood and Lumber Products_New_Space Heating_Natural Gas_Furnace_A_Achievable Economic UCT Potential | F3 | Industrial | Wood and Lumber Products | New | Space Heating | Natural Gas | Furnace | A | Integrated Unit Winter Peak Savings (kW) | Achievable Economic UCT Potential | 0 | 0 | 0 | 0 | 0 | 0 | 0 | 0 | 0 | 0 | 0 | 0 | 0 | 0 | 0 | 0 | 0 | 0 | 0 | 0 | 0 | 0 | 0 | 0 | 0 | 0 | 0 | 0 | 0 | 0 | 0
F4_Industrial_Wood and Lumber Products_New_Space Heating_Natural Gas_Furnace_A_Achievable Economic UCT Potential | F4 | Industrial | Wood and Lumber Products | New | Space Heating | Natural Gas | Furnace | A | Incremental Energy Savings (MWh or mTherms) | Achievable Economic UCT Potential | 0 | 0 | 0 | 0 | 0 | 0 | 0 | 0 | 0 | 0 | 0 | 0 | 0 | 0 | 0 | 0 | 0 | 0 | 0 | 0 | 0 | 0 | 0 | 0 | 0 | 0 | 0 | 0 | 0 | 0 | 0
F5_Industrial_Wood and Lumber Products_New_Space Heating_Natural Gas_Furnace_A_Achievable Economic UCT Potential | F5 | Industrial | Wood and Lumber Products | New | Space Heating | Natural Gas | Furnace | A | Incremental Summer Peak Savings (MW) | Achievable Economic UCT Potential | 0 | 0 | 0 | 0 | 0 | 0 | 0 | 0 | 0 | 0 | 0 | 0 | 0 | 0 | 0 | 0 | 0 | 0 | 0 | 0 | 0 | 0 | 0 | 0 | 0 | 0 | 0 | 0 | 0 | 0 | 0
F6_Industrial_Wood and Lumber Products_New_Space Heating_Natural Gas_Furnace_A_Achievable Economic UCT Potential | F6 | Industrial | Wood and Lumber Products | New | Space Heating | Natural Gas | Furnace | A | Incremental Winter Peak Savings (MW) | Achievable Economic UCT Potential | 0 | 0 | 0 | 0 | 0 | 0 | 0 | 0 | 0 | 0 | 0 | 0 | 0 | 0 | 0 | 0 | 0 | 0 | 0 | 0 | 0 | 0 | 0 | 0 | 0 | 0 | 0 | 0 | 0 | 0 | 0
F7_Industrial_Wood and Lumber Products_New_Space Heating_Natural Gas_Furnace_A_Achievable Economic UCT Potential | F7 | Industrial | Wood and Lumber Products | New | Space Heating | Natural Gas | Furnace | A | Cumulative Energy Savings (MWh or mTherms) | Achievable Economic UCT Potential | 0 | 0 | 0 | 0 | 0 | 0 | 0 | 0 | 0 | 0 | 0 | 0 | 0 | 0 | 0 | 0 | 0 | 0 | 0 | 0 | 0 | 0 | 0 | 0 | 0 | 0 | 0 | 0 | 0 | 0 | 0
F8_Industrial_Wood and Lumber Products_New_Space Heating_Natural Gas_Furnace_A_Achievable Economic UCT Potential | F8 | Industrial | Wood and Lumber Products | New | Space Heating | Natural Gas | Furnace | A | Cumulative Summer Peak Savings (MW) | Achievable Economic UCT Potential | 0 | 0 | 0 | 0 | 0 | 0 | 0 | 0 | 0 | 0 | 0 | 0 | 0 | 0 | 0 | 0 | 0 | 0 | 0 | 0 | 0 | 0 | 0 | 0 | 0 | 0 | 0 | 0 | 0 | 0 | 0
F9_Industrial_Wood and Lumber Products_New_Space Heating_Natural Gas_Furnace_A_Achievable Economic UCT Potential | F9 | Industrial | Wood and Lumber Products | New | Space Heating | Natural Gas | Furnace | A | Cumulative Winter Peak Savings (MW) | Achievable Economic UCT Potential | 0 | 0 | 0 | 0 | 0 | 0 | 0 | 0 | 0 | 0 | 0 | 0 | 0 | 0 | 0 | 0 | 0 | 0 | 0 | 0 | 0 | 0 | 0 | 0 | 0 | 0 | 0 | 0 | 0 | 0 | 0
F10_Industrial_Wood and Lumber Products_New_Space Heating_Natural Gas_Furnace_A_Achievable Economic UCT Potential | F10 | Industrial | Wood and Lumber Products | New | Space Heating | Natural Gas | Furnace | A | Purchases (Incremental) | Achievable Economic UCT Potential | 0 | 0 | 0 | 0 | 0 | 0 | 0 | 0 | 0 | 0 | 0 | 0 | 0 | 0 | 0 | 0 | 0 | 0 | 0 | 0 | 0 | 0 | 0 | 0 | 0 | 0 | 0 | 0 | 0 | 0 | 0
F11_Industrial_Wood and Lumber Products_New_Space Heating_Natural Gas_Furnace_A_Achievable Economic UCT Potential | F11 | Industrial | Wood and Lumber Products | New | Space Heating | Natural Gas | Furnace | A | Purchases (Cumulative) | Achievable Economic UCT Potential | 0 | 0 | 0 | 0 | 0 | 0 | 0 | 0 | 0 | 0 | 0 | 0 | 0 | 0 | 0 | 0 | 0 | 0 | 0 | 0 | 0 | 0 | 0 | 0 | 0 | 0 | 0 | 0 | 0 | 0 | 0
F1_Industrial_Wood and Lumber Products_New_Space Heating_Natural Gas_Boiler_A_Achievable Economic UCT Potential | F1 | Industrial | Wood and Lumber Products | New | Space Heating | Natural Gas | Boiler | A | Integrated Unit Energy Savings (kWh or therms) | Achievable Economic UCT Potential | 0 | 0 | 0 | 0 | 0 | 0 | 0 | 0 | 0 | 0 | 0 | 0 | 0 | 0 | 0 | 0 | 0 | 0 | 0 | 0 | 0 | 0 | 0 | 0 | 0 | 0 | 0 | 0 | 0 | 0 | 0
F2_Industrial_Wood and Lumber Products_New_Space Heating_Natural Gas_Boiler_A_Achievable Economic UCT Potential | F2 | Industrial | Wood and Lumber Products | New | Space Heating | Natural Gas | Boiler | A | Integrated Unit Summer Peak Savings (kW) | Achievable Economic UCT Potential | 0 | 0 | 0 | 0 | 0 | 0 | 0 | 0 | 0 | 0 | 0 | 0 | 0 | 0 | 0 | 0 | 0 | 0 | 0 | 0 | 0 | 0 | 0 | 0 | 0 | 0 | 0 | 0 | 0 | 0 | 0
F3_Industrial_Wood and Lumber Products_New_Space Heating_Natural Gas_Boiler_A_Achievable Economic UCT Potential | F3 | Industrial | Wood and Lumber Products | New | Space Heating | Natural Gas | Boiler | A | Integrated Unit Winter Peak Savings (kW) | Achievable Economic UCT Potential | 0 | 0 | 0 | 0 | 0 | 0 | 0 | 0 | 0 | 0 | 0 | 0 | 0 | 0 | 0 | 0 | 0 | 0 | 0 | 0 | 0 | 0 | 0 | 0 | 0 | 0 | 0 | 0 | 0 | 0 | 0
F4_Industrial_Wood and Lumber Products_New_Space Heating_Natural Gas_Boiler_A_Achievable Economic UCT Potential | F4 | Industrial | Wood and Lumber Products | New | Space Heating | Natural Gas | Boiler | A | Incremental Energy Savings (MWh or mTherms) | Achievable Economic UCT Potential | 0 | 0 | 0 | 0 | 0 | 0 | 0 | 0 | 0 | 0 | 0 | 0 | 0 | 0 | 0 | 0 | 0 | 0 | 0 | 0 | 0 | 0 | 0 | 0 | 0 | 0 | 0 | 0 | 0 | 0 | 0
F5_Industrial_Wood and Lumber Products_New_Space Heating_Natural Gas_Boiler_A_Achievable Economic UCT Potential | F5 | Industrial | Wood and Lumber Products | New | Space Heating | Natural Gas | Boiler | A | Incremental Summer Peak Savings (MW) | Achievable Economic UCT Potential | 0 | 0 | 0 | 0 | 0 | 0 | 0 | 0 | 0 | 0 | 0 | 0 | 0 | 0 | 0 | 0 | 0 | 0 | 0 | 0 | 0 | 0 | 0 | 0 | 0 | 0 | 0 | 0 | 0 | 0 | 0
F6_Industrial_Wood and Lumber Products_New_Space Heating_Natural Gas_Boiler_A_Achievable Economic UCT Potential | F6 | Industrial | Wood and Lumber Products | New | Space Heating | Natural Gas | Boiler | A | Incremental Winter Peak Savings (MW) | Achievable Economic UCT Potential | 0 | 0 | 0 | 0 | 0 | 0 | 0 | 0 | 0 | 0 | 0 | 0 | 0 | 0 | 0 | 0 | 0 | 0 | 0 | 0 | 0 | 0 | 0 | 0 | 0 | 0 | 0 | 0 | 0 | 0 | 0
F7_Industrial_Wood and Lumber Products_New_Space Heating_Natural Gas_Boiler_A_Achievable Economic UCT Potential | F7 | Industrial | Wood and Lumber Products | New | Space Heating | Natural Gas | Boiler | A | Cumulative Energy Savings (MWh or mTherms) | Achievable Economic UCT Potential | 0 | 0 | 0 | 0 | 0 | 0 | 0 | 0 | 0 | 0 | 0 | 0 | 0 | 0 | 0 | 0 | 0 | 0 | 0 | 0 | 0 | 0 | 0 | 0 | 0 | 0 | 0 | 0 | 0 | 0 | 0
F8_Industrial_Wood and Lumber Products_New_Space Heating_Natural Gas_Boiler_A_Achievable Economic UCT Potential | F8 | Industrial | Wood and Lumber Products | New | Space Heating | Natural Gas | Boiler | A | Cumulative Summer Peak Savings (MW) | Achievable Economic UCT Potential | 0 | 0 | 0 | 0 | 0 | 0 | 0 | 0 | 0 | 0 | 0 | 0 | 0 | 0 | 0 | 0 | 0 | 0 | 0 | 0 | 0 | 0 | 0 | 0 | 0 | 0 | 0 | 0 | 0 | 0 | 0
F9_Industrial_Wood and Lumber Products_New_Space Heating_Natural Gas_Boiler_A_Achievable Economic UCT Potential | F9 | Industrial | Wood and Lumber Products | New | Space Heating | Natural Gas | Boiler | A | Cumulative Winter Peak Savings (MW) | Achievable Economic UCT Potential | 0 | 0 | 0 | 0 | 0 | 0 | 0 | 0 | 0 | 0 | 0 | 0 | 0 | 0 | 0 | 0 | 0 | 0 | 0 | 0 | 0 | 0 | 0 | 0 | 0 | 0 | 0 | 0 | 0 | 0 | 0
F10_Industrial_Wood and Lumber Products_New_Space Heating_Natural Gas_Boiler_A_Achievable Economic UCT Potential | F10 | Industrial | Wood and Lumber Products | New | Space Heating | Natural Gas | Boiler | A | Purchases (Incremental) | Achievable Economic UCT Potential | 0 | 0 | 0 | 0 | 0 | 0 | 0 | 0 | 0 | 0 | 0 | 0 | 0 | 0 | 0 | 0 | 0 | 0 | 0 | 0 | 0 | 0 | 0 | 0 | 0 | 0 | 0 | 0 | 0 | 0 | 0
F11_Industrial_Wood and Lumber Products_New_Space Heating_Natural Gas_Boiler_A_Achievable Economic UCT Potential | F11 | Industrial | Wood and Lumber Products | New | Space Heating | Natural Gas | Boiler | A | Purchases (Cumulative) | Achievable Economic UCT Potential | 0 | 0 | 0 | 0 | 0 | 0 | 0 | 0 | 0 | 0 | 0 | 0 | 0 | 0 | 0 | 0 | 0 | 0 | 0 | 0 | 0 | 0 | 0 | 0 | 0 | 0 | 0 | 0 | 0 | 0 | 0
F1_Industrial_Wood and Lumber Products_New_Space Heating_Natural Gas_Unit Heater_A_Achievable Economic UCT Potential | F1 | Industrial | Wood and Lumber Products | New | Space Heating | Natural Gas | Unit Heater | A | Integrated Unit Energy Savings (kWh or therms) | Achievable Economic UCT Potential | 0 | 28641.12 | 28641.12 | 28641.12 | 28641.12 | 15772.4108 | 15772.4108 | 15772.4108 | 15772.4108 | 15772.4108 | 15772.4108 | 15772.4108 | 15772.4108 | 15772.4108 | 15772.4108 | 15772.4108 | 15772.4108 | 15772.4108 | 15772.4108 | 15772.4108 | 15772.4108 | 15772.4108 | 15772.4108 | 15772.4108 | 15772.4108 | 15772.4108 | 15772.4108 | 15772.4108 | 15772.4108 | 15772.4108 | 15772.4108
F2_Industrial_Wood and Lumber Products_New_Space Heating_Natural Gas_Unit Heater_A_Achievable Economic UCT Potential | F2 | Industrial | Wood and Lumber Products | New | Space Heating | Natural Gas | Unit Heater | A | Integrated Unit Summer Peak Savings (kW) | Achievable Economic UCT Potential | 0 | 0 | 0 | 0 | 0 | 0 | 0 | 0 | 0 | 0 | 0 | 0 | 0 | 0 | 0 | 0 | 0 | 0 | 0 | 0 | 0 | 0 | 0 | 0 | 0 | 0 | 0 | 0 | 0 | 0 | 0
F3_Industrial_Wood and Lumber Products_New_Space Heating_Natural Gas_Unit Heater_A_Achievable Economic UCT Potential | F3 | Industrial | Wood and Lumber Products | New | Space Heating | Natural Gas | Unit Heater | A | Integrated Unit Winter Peak Savings (kW) | Achievable Economic UCT Potential | 0 | 0 | 0 | 0 | 0 | 0 | 0 | 0 | 0 | 0 | 0 | 0 | 0 | 0 | 0 | 0 | 0 | 0 | 0 | 0 | 0 | 0 | 0 | 0 | 0 | 0 | 0 | 0 | 0 | 0 | 0
F4_Industrial_Wood and Lumber Products_New_Space Heating_Natural Gas_Unit Heater_A_Achievable Economic UCT Potential | F4 | Industrial | Wood and Lumber Products | New | Space Heating | Natural Gas | Unit Heater | A | Incremental Energy Savings (MWh or mTherms) | Achievable Economic UCT Potential | 0 | 0 | 0 | 0 | 0 | 0.0018368 | 0.0036104 | 0.0054127 | 0.0071744 | 0.0089728 | 0.010597 | 0.013894 | 0.016832 | 0.019239 | 0.021152 | 0.023099 | 0.024556 | 0.025925 | 0.032908 | 0.032356 | 0.031989 | 0.032294 | 0.032963 | 0.033588 | 0.034361 | 0.035177 | 0.036139 | 0.036992 | 0.039483 | 0.041306 | 0.042587
F5_Industrial_Wood and Lumber Products_New_Space Heating_Natural Gas_Unit Heater_A_Achievable Economic UCT Potential | F5 | Industrial | Wood and Lumber Products | New | Space Heating | Natural Gas | Unit Heater | A | Incremental Summer Peak Savings (MW) | Achievable Economic UCT Potential | 0 | 0 | 0 | 0 | 0 | 0 | 0 | 0 | 0 | 0 | 0 | 0 | 0 | 0 | 0 | 0 | 0 | 0 | 0 | 0 | 0 | 0 | 0 | 0 | 0 | 0 | 0 | 0 | 0 | 0 | 0
F6_Industrial_Wood and Lumber Products_New_Space Heating_Natural Gas_Unit Heater_A_Achievable Economic UCT Potential | F6 | Industrial | Wood and Lumber Products | New | Space Heating | Natural Gas | Unit Heater | A | Incremental Winter Peak Savings (MW) | Achievable Economic UCT Potential | 0 | 0 | 0 | 0 | 0 | 0 | 0 | 0 | 0 | 0 | 0 | 0 | 0 | 0 | 0 | 0 | 0 | 0 | 0 | 0 | 0 | 0 | 0 | 0 | 0 | 0 | 0 | 0 | 0 | 0 | 0
F7_Industrial_Wood and Lumber Products_New_Space Heating_Natural Gas_Unit Heater_A_Achievable Economic UCT Potential | F7 | Industrial | Wood and Lumber Products | New | Space Heating | Natural Gas | Unit Heater | A | Cumulative Energy Savings (MWh or mTherms) | Achievable Economic UCT Potential | 0 | 0 | 0 | 0 | 0 | 0.0018368 | 0.0054472 | 0.01086 | 0.018034 | 0.027007 | 0.037604 | 0.051497 | 0.06833 | 0.087568 | 0.10872 | 0.13182 | 0.15637 | 0.18046 | 0.20976 | 0.2367 | 0.26152 | 0.28484 | 0.30721 | 0.3269 | 0.34443 | 0.36037 | 0.37536 | 0.38925 | 0 | 0 | 0
F8_Industrial_Wood and Lumber Products_New_Space Heating_Natural Gas_Unit Heater_A_Achievable Economic UCT Potential | F8 | Industrial | Wood and Lumber Products | New | Space Heating | Natural Gas | Unit Heater | A | Cumulative Summer Peak Savings (MW) | Achievable Economic UCT Potential | 0 | 0 | 0 | 0 | 0 | 0 | 0 | 0 | 0 | 0 | 0 | 0 | 0 | 0 | 0 | 0 | 0 | 0 | 0 | 0 | 0 | 0 | 0 | 0 | 0 | 0 | 0 | 0 | 0 | 0 | 0
F9_Industrial_Wood and Lumber Products_New_Space Heating_Natural Gas_Unit Heater_A_Achievable Economic UCT Potential | F9 | Industrial | Wood and Lumber Products | New | Space Heating | Natural Gas | Unit Heater | A | Cumulative Winter Peak Savings (MW) | Achievable Economic UCT Potential | 0 | 0 | 0 | 0 | 0 | 0 | 0 | 0 | 0 | 0 | 0 | 0 | 0 | 0 | 0 | 0 | 0 | 0 | 0 | 0 | 0 | 0 | 0 | 0 | 0 | 0 | 0 | 0 | 0 | 0 | 0
F10_Industrial_Wood and Lumber Products_New_Space Heating_Natural Gas_Unit Heater_A_Achievable Economic UCT Potential | F10 | Industrial | Wood and Lumber Products | New | Space Heating | Natural Gas | Unit Heater | A | Purchases (Incremental) | Achievable Economic UCT Potential | 0 | 0 | 0 | 0 | 0 | 0.00011646 | 0.00022891 | 0.00034317 | 0.00045487 | 0.00056889 | 0.00067185 | 0.00088088 | 0.0010672 | 0.0012198 | 0.001341 | 0.0014645 | 0.0015569 | 0.0016437 | 0.0020864 | 0.0020514 | 0.0020282 | 0.0020475 | 0.0020899 | 0.0021296 | 0.0021786 | 0.0022303 | 0.0022913 | 0.0023454 | 0.0025033 | 0.0026189 | 0.0027001
F11_Industrial_Wood and Lumber Products_New_Space Heating_Natural Gas_Unit Heater_A_Achievable Economic UCT Potential | F11 | Industrial | Wood and Lumber Products | New | Space Heating | Natural Gas | Unit Heater | A | Purchases (Cumulative) | Achievable Economic UCT Potential | 0 | 0 | 0 | 0 | 0 | 0.00011646 | 0.00034536 | 0.00068854 | 0.0011434 | 0.0017123 | 0.0023841 | 0.003265 | 0.0043322 | 0.005552 | 0.006893 | 0.0083576 | 0.0099144 | 0.011442 | 0.013299 | 0.015007 | 0.016581 | 0.018059 | 0.019477 | 0.020726 | 0.021837 | 0.022848 | 0.023798 | 0.024679 | 0.025626 | 0.026601 | 0.027214
F1_Industrial_Other Industrial_Existing_Space Heating_Natural Gas_Furnace_A_Achievable Economic UCT Potential | F1 | Industrial | Other Industrial | Existing | Space Heating | Natural Gas | Furnace | A | Integrated Unit Energy Savings (kWh or therms) | Achievable Economic UCT Potential | 0 | 505.0924 | 505.0924 | 505.0924 | 505.0924 | 138.7616 | 138.7616 | 138.7616 | 138.7616 | 138.7616 | 138.7616 | 138.7616 | 138.7616 | 138.7616 | 138.7616 | 138.7616 | 138.7616 | 138.7616 | 138.7616 | 138.7616 | 138.7616 | 138.7616 | 138.7616 | 138.7616 | 138.7616 | 138.7616 | 138.7616 | 138.7616 | 138.7616 | 138.7616 | 138.7616
F2_Industrial_Other Industrial_Existing_Space Heating_Natural Gas_Furnace_A_Achievable Economic UCT Potential | F2 | Industrial | Other Industrial | Existing | Space Heating | Natural Gas | Furnace | A | Integrated Unit Summer Peak Savings (kW) | Achievable Economic UCT Potential | 0 | 0 | 0 | 0 | 0 | 0 | 0 | 0 | 0 | 0 | 0 | 0 | 0 | 0 | 0 | 0 | 0 | 0 | 0 | 0 | 0 | 0 | 0 | 0 | 0 | 0 | 0 | 0 | 0 | 0 | 0
F3_Industrial_Other Industrial_Existing_Space Heating_Natural Gas_Furnace_A_Achievable Economic UCT Potential | F3 | Industrial | Other Industrial | Existing | Space Heating | Natural Gas | Furnace | A | Integrated Unit Winter Peak Savings (kW) | Achievable Economic UCT Potential | 0 | 0 | 0 | 0 | 0 | 0 | 0 | 0 | 0 | 0 | 0 | 0 | 0 | 0 | 0 | 0 | 0 | 0 | 0 | 0 | 0 | 0 | 0 | 0 | 0 | 0 | 0 | 0 | 0 | 0 | 0
F4_Industrial_Other Industrial_Existing_Space Heating_Natural Gas_Furnace_A_Achievable Economic UCT Potential | F4 | Industrial | Other Industrial | Existing | Space Heating | Natural Gas | Furnace | A | Incremental Energy Savings (MWh or mTherms) | Achievable Economic UCT Potential | 0 | 0 | 0 | 0 | 0 | 0.0031719 | 0.0066053 | 0.0071709 | 0.010039 | 0.013033 | 0.015272 | 0.017534 | 0.017902 | 0.017643 | 0.01946 | 0.016821 | 0.016354 | 0.015582 | 0.014785 | 0.015973 | 0.015696 | 0.015993 | 0.017115 | 0.017399 | 0.017706 | 0.018033 | 0.018457 | 0.018847 | 0.019207 | 0.022018 | 0.023903
F5_Industrial_Other Industrial_Existing_Space Heating_Natural Gas_Furnace_A_Achievable Economic UCT Potential | F5 | Industrial | Other Industrial | Existing | Space Heating | Natural Gas | Furnace | A | Incremental Summer Peak Savings (MW) | Achievable Economic UCT Potential | 0 | 0 | 0 | 0 | 0 | 0 | 0 | 0 | 0 | 0 | 0 | 0 | 0 | 0 | 0 | 0 | 0 | 0 | 0 | 0 | 0 | 0 | 0 | 0 | 0 | 0 | 0 | 0 | 0 | 0 | 0
F6_Industrial_Other Industrial_Existing_Space Heating_Natural Gas_Furnace_A_Achievable Economic UCT Potential | F6 | Industrial | Other Industrial | Existing | Space Heating | Natural Gas | Furnace | A | Incremental Winter Peak Savings (MW) | Achievable Economic UCT Potential | 0 | 0 | 0 | 0 | 0 | 0 | 0 | 0 | 0 | 0 | 0 | 0 | 0 | 0 | 0 | 0 | 0 | 0 | 0 | 0 | 0 | 0 | 0 | 0 | 0 | 0 | 0 | 0 | 0 | 0 | 0
F7_Industrial_Other Industrial_Existing_Space Heating_Natural Gas_Furnace_A_Achievable Economic UCT Potential | F7 | Industrial | Other Industrial | Existing | Space Heating | Natural Gas | Furnace | A | Cumulative Energy Savings (MWh or mTherms) | Achievable Economic UCT Potential | 0 | 0 | 0 | 0 | 0 | 0.0031719 | 0.0097772 | 0.016948 | 0.026987 | 0.040019 | 0.055291 | 0.072825 | 0.090726 | 0.10837 | 0.12783 | 0.14465 | 0.161 | 0.17659 | 0.19137 | 0.20734 | 0.22304 | 0.23903 | 0.25615 | 0.27355 | 0.29125 | 0.30929 | 0.32774 | 0.34659 | 0 | 0 | 0
F8_Industrial_Other Industrial_Existing_Space Heating_Natural Gas_Furnace_A_Achievable Economic UCT Potential | F8 | Industrial | Other Industrial | Existing | Space Heating | Natural Gas | Furnace | A | Cumulative Summer Peak Savings (MW) | Achievable Economic UCT Potential | 0 | 0 | 0 | 0 | 0 | 0 | 0 | 0 | 0 | 0 | 0 | 0 | 0 | 0 | 0 | 0 | 0 | 0 | 0 | 0 | 0 | 0 | 0 | 0 | 0 | 0 | 0 | 0 | 0 | 0 | 0
F9_Industrial_Other Industrial_Existing_Space Heating_Natural Gas_Furnace_A_Achievable Economic UCT Potential | F9 | Industrial | Other Industrial | Existing | Space Heating | Natural Gas | Furnace | A | Cumulative Winter Peak Savings (MW) | Achievable Economic UCT Potential | 0 | 0 | 0 | 0 | 0 | 0 | 0 | 0 | 0 | 0 | 0 | 0 | 0 | 0 | 0 | 0 | 0 | 0 | 0 | 0 | 0 | 0 | 0 | 0 | 0 | 0 | 0 | 0 | 0 | 0 | 0
F10_Industrial_Other Industrial_Existing_Space Heating_Natural Gas_Furnace_A_Achievable Economic UCT Potential | F10 | Industrial | Other Industrial | Existing | Space Heating | Natural Gas | Furnace | A | Purchases (Incremental) | Achievable Economic UCT Potential | 0 | 0 | 0 | 0 | 0 | 0.022858 | 0.047602 | 0.051678 | 0.072344 | 0.093922 | 0.11006 | 0.12636 | 0.12901 | 0.12714 | 0.14024 | 0.12122 | 0.11786 | 0.11229 | 0.10655 | 0.11511 | 0.11311 | 0.11526 | 0.12334 | 0.12539 | 0.1276 | 0.12996 | 0.13301 | 0.13582 | 0.13842 | 0.15867 | 0.17226
F11_Industrial_Other Industrial_Existing_Space Heating_Natural Gas_Furnace_A_Achievable Economic UCT Potential | F11 | Industrial | Other Industrial | Existing | Space Heating | Natural Gas | Furnace | A | Purchases (Cumulative) | Achievable Economic UCT Potential | 0 | 0 | 0 | 0 | 0 | 0.022858 | 0.07046 | 0.12214 | 0.19448 | 0.2884 | 0.39846 | 0.52482 | 0.65383 | 0.78097 | 0.92122 | 1.0424 | 1.1603 | 1.2726 | 1.3791 | 1.4942 | 1.6074 | 1.7226 | 1.846 | 1.9713 | 2.0989 | 2.2289 | 2.3619 | 2.4977 | 2.56 | 2.56 | 2.56
F1_Industrial_Other Industrial_Existing_Space Heating_Natural Gas_Boiler_A_Achievable Economic UCT Potential | F1 | Industrial | Other Industrial | Existing | Space Heating | Natural Gas | Boiler | A | Integrated Unit Energy Savings (kWh or therms) | Achievable Economic UCT Potential | 0 | 8772.191 | 8772.191 | 8772.191 | 8772.191 | 5375.3 | 5375.3 | 5375.3 | 5375.3 | 5375.3 | 5375.3 | 5375.3 | 5375.3 | 5375.3 | 5375.3 | 5375.3 | 5375.3 | 5375.3 | 5375.3 | 5375.3 | 5375.3 | 5375.3 | 5375.3 | 792.2778 | 792.2778 | 792.2778 | 792.2778 | 792.2778 | 792.2778 | 792.2778 | 792.2778
F2_Industrial_Other Industrial_Existing_Space Heating_Natural Gas_Boiler_A_Achievable Economic UCT Potential | F2 | Industrial | Other Industrial | Existing | Space Heating | Natural Gas | Boiler | A | Integrated Unit Summer Peak Savings (kW) | Achievable Economic UCT Potential | 0 | 0 | 0 | 0 | 0 | 0 | 0 | 0 | 0 | 0 | 0 | 0 | 0 | 0 | 0 | 0 | 0 | 0 | 0 | 0 | 0 | 0 | 0 | 0 | 0 | 0 | 0 | 0 | 0 | 0 | 0
F3_Industrial_Other Industrial_Existing_Space Heating_Natural Gas_Boiler_A_Achievable Economic UCT Potential | F3 | Industrial | Other Industrial | Existing | Space Heating | Natural Gas | Boiler | A | Integrated Unit Winter Peak Savings (kW) | Achievable Economic UCT Potential | 0 | 0 | 0 | 0 | 0 | 0 | 0 | 0 | 0 | 0 | 0 | 0 | 0 | 0 | 0 | 0 | 0 | 0 | 0 | 0 | 0 | 0 | 0 | 0 | 0 | 0 | 0 | 0 | 0 | 0 | 0
F4_Industrial_Other Industrial_Existing_Space Heating_Natural Gas_Boiler_A_Achievable Economic UCT Potential | F4 | Industrial | Other Industrial | Existing | Space Heating | Natural Gas | Boiler | A | Incremental Energy Savings (MWh or mTherms) | Achievable Economic UCT Potential | 0 | 0 | 0 | 0 | 0 | 0.20457 | 0.30167 | 0.36548 | 0.41567 | 0.44942 | 0.44766 | 0.45412 | 0.45712 | 0.45207 | 0.50777 | 0.45019 | 0.45303 | 0.44983 | 0.44663 | 0.46392 | 0.4462 | 0.47663 | 0.46388 | 0.066768 | 0.06812 | 0.066752 | 0.065587 | 0.064601 | 0.063855 | 0.063285 | 0.062701
F5_Industrial_Other Industrial_Existing_Space Heating_Natural Gas_Boiler_A_Achievable Economic UCT Potential | F5 | Industrial | Other Industrial | Existing | Space Heating | Natural Gas | Boiler | A | Incremental Summer Peak Savings (MW) | Achievable Economic UCT Potential | 0 | 0 | 0 | 0 | 0 | 0 | 0 | 0 | 0 | 0 | 0 | 0 | 0 | 0 | 0 | 0 | 0 | 0 | 0 | 0 | 0 | 0 | 0 | 0 | 0 | 0 | 0 | 0 | 0 | 0 | 0
F6_Industrial_Other Industrial_Existing_Space Heating_Natural Gas_Boiler_A_Achievable Economic UCT Potential | F6 | Industrial | Other Industrial | Existing | Space Heating | Natural Gas | Boiler | A | Incremental Winter Peak Savings (MW) | Achievable Economic UCT Potential | 0 | 0 | 0 | 0 | 0 | 0 | 0 | 0 | 0 | 0 | 0 | 0 | 0 | 0 | 0 | 0 | 0 | 0 | 0 | 0 | 0 | 0 | 0 | 0 | 0 | 0 | 0 | 0 | 0 | 0 | 0
F7_Industrial_Other Industrial_Existing_Space Heating_Natural Gas_Boiler_A_Achievable Economic UCT Potential | F7 | Industrial | Other Industrial | Existing | Space Heating | Natural Gas | Boiler | A | Cumulative Energy Savings (MWh or mTherms) | Achievable Economic UCT Potential | 0 | 0 | 0 | 0 | 0 | 0.20457 | 0.50623 | 0.87171 | 1.2874 | 1.7368 | 2.1845 | 2.6386 | 3.0957 | 3.5478 | 4.0555 | 4.5057 | 4.9588 | 5.4086 | 5.8552 | 6.3191 | 6.7653 | 7.242 | 7.7059 | 7.7726 | 7.8407 | 7.9075 | 7.9731 | 8.0377 | 0 | 0 | 0
F8_Industrial_Other Industrial_Existing_Space Heating_Natural Gas_Boiler_A_Achievable Economic UCT Potential | F8 | Industrial | Other Industrial | Existing | Space Heating | Natural Gas | Boiler | A | Cumulative Summer Peak Savings (MW) | Achievable Economic UCT Potential | 0 | 0 | 0 | 0 | 0 | 0 | 0 | 0 | 0 | 0 | 0 | 0 | 0 | 0 | 0 | 0 | 0 | 0 | 0 | 0 | 0 | 0 | 0 | 0 | 0 | 0 | 0 | 0 | 0 | 0 | 0
F9_Industrial_Other Industrial_Existing_Space Heating_Natural Gas_Boiler_A_Achievable Economic UCT Potential | F9 | Industrial | Other Industrial | Existing | Space Heating | Natural Gas | Boiler | A | Cumulative Winter Peak Savings (MW) | Achievable Economic UCT Potential | 0 | 0 | 0 | 0 | 0 | 0 | 0 | 0 | 0 | 0 | 0 | 0 | 0 | 0 | 0 | 0 | 0 | 0 | 0 | 0 | 0 | 0 | 0 | 0 | 0 | 0 | 0 | 0 | 0 | 0 | 0
F10_Industrial_Other Industrial_Existing_Space Heating_Natural Gas_Boiler_A_Achievable Economic UCT Potential | F10 | Industrial | Other Industrial | Existing | Space Heating | Natural Gas | Boiler | A | Purchases (Incremental) | Achievable Economic UCT Potential | 0 | 0 | 0 | 0 | 0 | 0.038057 | 0.056121 | 0.067993 | 0.07733 | 0.083609 | 0.083281 | 0.084482 | 0.08504 | 0.084102 | 0.094464 | 0.083751 | 0.08428 | 0.083684 | 0.08309 | 0.086305 | 0.08301 | 0.08867 | 0.086298 | 0.084273 | 0.08598 | 0.084253 | 0.082783 | 0.081538 | 0.080597 | 0.079877 | 0.07914
F11_Industrial_Other Industrial_Existing_Space Heating_Natural Gas_Boiler_A_Achievable Economic UCT Potential | F11 | Industrial | Other Industrial | Existing | Space Heating | Natural Gas | Boiler | A | Purchases (Cumulative) | Achievable Economic UCT Potential | 0 | 0 | 0 | 0 | 0 | 0.038057 | 0.094178 | 0.16217 | 0.2395 | 0.32311 | 0.40639 | 0.49087 | 0.57591 | 0.66001 | 0.75448 | 0.83823 | 0.92251 | 1.0062 | 1.0893 | 1.1756 | 1.2586 | 1.3473 | 1.4336 | 1.5178 | 1.6038 | 1.6881 | 1.7709 | 1.8524 | 1.933 | 2.0129 | 2.054
F1_Industrial_Other Industrial_Existing_Space Heating_Natural Gas_Unit Heater_A_Achievable Economic UCT Potential | F1 | Industrial | Other Industrial | Existing | Space Heating | Natural Gas | Unit Heater | A | Integrated Unit Energy Savings (kWh or therms) | Achievable Economic UCT Potential | 0 | 28641.12 | 28641.12 | 28641.12 | 28641.12 | 15772.4108 | 15772.4108 | 15772.4108 | 15772.4108 | 15772.4108 | 15772.4108 | 15772.4108 | 15772.4108 | 15772.4108 | 15772.4108 | 15772.4108 | 15772.4108 | 15772.4108 | 15772.4108 | 15772.4108 | 15772.4108 | 15772.4108 | 15772.4108 | 15772.4108 | 15772.4108 | 15772.4108 | 15772.4108 | 15772.4108 | 15772.4108 | 15772.4108 | 15772.4108
F2_Industrial_Other Industrial_Existing_Space Heating_Natural Gas_Unit Heater_A_Achievable Economic UCT Potential | F2 | Industrial | Other Industrial | Existing | Space Heating | Natural Gas | Unit Heater | A | Integrated Unit Summer Peak Savings (kW) | Achievable Economic UCT Potential | 0 | 0 | 0 | 0 | 0 | 0 | 0 | 0 | 0 | 0 | 0 | 0 | 0 | 0 | 0 | 0 | 0 | 0 | 0 | 0 | 0 | 0 | 0 | 0 | 0 | 0 | 0 | 0 | 0 | 0 | 0
F3_Industrial_Other Industrial_Existing_Space Heating_Natural Gas_Unit Heater_A_Achievable Economic UCT Potential | F3 | Industrial | Other Industrial | Existing | Space Heating | Natural Gas | Unit Heater | A | Integrated Unit Winter Peak Savings (kW) | Achievable Economic UCT Potential | 0 | 0 | 0 | 0 | 0 | 0 | 0 | 0 | 0 | 0 | 0 | 0 | 0 | 0 | 0 | 0 | 0 | 0 | 0 | 0 | 0 | 0 | 0 | 0 | 0 | 0 | 0 | 0 | 0 | 0 | 0
F4_Industrial_Other Industrial_Existing_Space Heating_Natural Gas_Unit Heater_A_Achievable Economic UCT Potential | F4 | Industrial | Other Industrial | Existing | Space Heating | Natural Gas | Unit Heater | A | Incremental Energy Savings (MWh or mTherms) | Achievable Economic UCT Potential | 0 | 0 | 0 | 0 | 0 | 0.049355 | 0.13419 | 0.25932 | 0.44194 | 0.67559 | 0.88926 | 1.1243 | 1.354 | 1.5559 | 1.9945 | 2.0504 | 2.2613 | 2.1759 | 2.1193 | 2.1579 | 2.1168 | 2.3189 | 2.1245 | 2.174 | 2.2717 | 2.3604 | 2.4625 | 2.5036 | 2.5297 | 2.5477 | 2.5513
F5_Industrial_Other Industrial_Existing_Space Heating_Natural Gas_Unit Heater_A_Achievable Economic UCT Potential | F5 | Industrial | Other Industrial | Existing | Space Heating | Natural Gas | Unit Heater | A | Incremental Summer Peak Savings (MW) | Achievable Economic UCT Potential | 0 | 0 | 0 | 0 | 0 | 0 | 0 | 0 | 0 | 0 | 0 | 0 | 0 | 0 | 0 | 0 | 0 | 0 | 0 | 0 | 0 | 0 | 0 | 0 | 0 | 0 | 0 | 0 | 0 | 0 | 0
F6_Industrial_Other Industrial_Existing_Space Heating_Natural Gas_Unit Heater_A_Achievable Economic UCT Potential | F6 | Industrial | Other Industrial | Existing | Space Heating | Natural Gas | Unit Heater | A | Incremental Winter Peak Savings (MW) | Achievable Economic UCT Potential | 0 | 0 | 0 | 0 | 0 | 0 | 0 | 0 | 0 | 0 | 0 | 0 | 0 | 0 | 0 | 0 | 0 | 0 | 0 | 0 | 0 | 0 | 0 | 0 | 0 | 0 | 0 | 0 | 0 | 0 | 0
F7_Industrial_Other Industrial_Existing_Space Heating_Natural Gas_Unit Heater_A_Achievable Economic UCT Potential | F7 | Industrial | Other Industrial | Existing | Space Heating | Natural Gas | Unit Heater | A | Cumulative Energy Savings (MWh or mTherms) | Achievable Economic UCT Potential | 0 | 0 | 0 | 0 | 0 | 0.049355 | 0.18354 | 0.44287 | 0.88481 | 1.5604 | 2.4497 | 3.574 | 4.928 | 6.4838 | 8.4784 | 10.5287 | 12.79 | 14.9166 | 16.9017 | 18.8002 | 20.4751 | 22.1184 | 23.3537 | 24.4033 | 25.321 | 26.1256 | 26.5936 | 27.0468 | 0 | 0 | 0
F8_Industrial_Other Industrial_Existing_Space Heating_Natural Gas_Unit Heater_A_Achievable Economic UCT Potential | F8 | Industrial | Other Industrial | Existing | Space Heating | Natural Gas | Unit Heater | A | Cumulative Summer Peak Savings (MW) | Achievable Economic UCT Potential | 0 | 0 | 0 | 0 | 0 | 0 | 0 | 0 | 0 | 0 | 0 | 0 | 0 | 0 | 0 | 0 | 0 | 0 | 0 | 0 | 0 | 0 | 0 | 0 | 0 | 0 | 0 | 0 | 0 | 0 | 0
F9_Industrial_Other Industrial_Existing_Space Heating_Natural Gas_Unit Heater_A_Achievable Economic UCT Potential | F9 | Industrial | Other Industrial | Existing | Space Heating | Natural Gas | Unit Heater | A | Cumulative Winter Peak Savings (MW) | Achievable Economic UCT Potential | 0 | 0 | 0 | 0 | 0 | 0 | 0 | 0 | 0 | 0 | 0 | 0 | 0 | 0 | 0 | 0 | 0 | 0 | 0 | 0 | 0 | 0 | 0 | 0 | 0 | 0 | 0 | 0 | 0 | 0 | 0
F10_Industrial_Other Industrial_Existing_Space Heating_Natural Gas_Unit Heater_A_Achievable Economic UCT Potential | F10 | Industrial | Other Industrial | Existing | Space Heating | Natural Gas | Unit Heater | A | Purchases (Incremental) | Achievable Economic UCT Potential | 0 | 0 | 0 | 0 | 0 | 0.0031292 | 0.0085078 | 0.016442 | 0.02802 | 0.042834 | 0.056381 | 0.071283 | 0.085847 | 0.098644 | 0.12646 | 0.13 | 0.14337 | 0.13796 | 0.13437 | 0.13681 | 0.13421 | 0.14702 | 0.1347 | 0.13783 | 0.14403 | 0.14965 | 0.15613 | 0.15874 | 0.16039 | 0.16153 | 0.16176
F11_Industrial_Other Industrial_Existing_Space Heating_Natural Gas_Unit Heater_A_Achievable Economic UCT Potential | F11 | Industrial | Other Industrial | Existing | Space Heating | Natural Gas | Unit Heater | A | Purchases (Cumulative) | Achievable Economic UCT Potential | 0 | 0 | 0 | 0 | 0 | 0.0031292 | 0.011637 | 0.028079 | 0.056099 | 0.098932 | 0.15531 | 0.2266 | 0.31244 | 0.41109 | 0.53754 | 0.66754 | 0.81091 | 0.94574 | 1.0716 | 1.192 | 1.2982 | 1.4024 | 1.4807 | 1.5472 | 1.6054 | 1.6564 | 1.6861 | 1.7148 | 1.7318 | 1.7554 | 1.7828
F1_Industrial_Other Industrial_New_Space Heating_Natural Gas_Furnace_A_Achievable Economic UCT Potential | F1 | Industrial | Other Industrial | New | Space Heating | Natural Gas | Furnace | A | Integrated Unit Energy Savings (kWh or therms) | Achievable Economic UCT Potential | 0 | 0 | 0 | 0 | 0 | 0 | 0 | 0 | 0 | 0 | 0 | 0 | 0 | 0 | 0 | 0 | 0 | 0 | 0 | 0 | 0 | 0 | 0 | 0 | 0 | 0 | 0 | 0 | 0 | 0 | 0
F2_Industrial_Other Industrial_New_Space Heating_Natural Gas_Furnace_A_Achievable Economic UCT Potential | F2 | Industrial | Other Industrial | New | Space Heating | Natural Gas | Furnace | A | Integrated Unit Summer Peak Savings (kW) | Achievable Economic UCT Potential | 0 | 0 | 0 | 0 | 0 | 0 | 0 | 0 | 0 | 0 | 0 | 0 | 0 | 0 | 0 | 0 | 0 | 0 | 0 | 0 | 0 | 0 | 0 | 0 | 0 | 0 | 0 | 0 | 0 | 0 | 0
F3_Industrial_Other Industrial_New_Space Heating_Natural Gas_Furnace_A_Achievable Economic UCT Potential | F3 | Industrial | Other Industrial | New | Space Heating | Natural Gas | Furnace | A | Integrated Unit Winter Peak Savings (kW) | Achievable Economic UCT Potential | 0 | 0 | 0 | 0 | 0 | 0 | 0 | 0 | 0 | 0 | 0 | 0 | 0 | 0 | 0 | 0 | 0 | 0 | 0 | 0 | 0 | 0 | 0 | 0 | 0 | 0 | 0 | 0 | 0 | 0 | 0
F4_Industrial_Other Industrial_New_Space Heating_Natural Gas_Furnace_A_Achievable Economic UCT Potential | F4 | Industrial | Other Industrial | New | Space Heating | Natural Gas | Furnace | A | Incremental Energy Savings (MWh or mTherms) | Achievable Economic UCT Potential | 0 | 0 | 0 | 0 | 0 | 0 | 0 | 0 | 0 | 0 | 0 | 0 | 0 | 0 | 0 | 0 | 0 | 0 | 0 | 0 | 0 | 0 | 0 | 0 | 0 | 0 | 0 | 0 | 0 | 0 | 0
F5_Industrial_Other Industrial_New_Space Heating_Natural Gas_Furnace_A_Achievable Economic UCT Potential | F5 | Industrial | Other Industrial | New | Space Heating | Natural Gas | Furnace | A | Incremental Summer Peak Savings (MW) | Achievable Economic UCT Potential | 0 | 0 | 0 | 0 | 0 | 0 | 0 | 0 | 0 | 0 | 0 | 0 | 0 | 0 | 0 | 0 | 0 | 0 | 0 | 0 | 0 | 0 | 0 | 0 | 0 | 0 | 0 | 0 | 0 | 0 | 0
F6_Industrial_Other Industrial_New_Space Heating_Natural Gas_Furnace_A_Achievable Economic UCT Potential | F6 | Industrial | Other Industrial | New | Space Heating | Natural Gas | Furnace | A | Incremental Winter Peak Savings (MW) | Achievable Economic UCT Potential | 0 | 0 | 0 | 0 | 0 | 0 | 0 | 0 | 0 | 0 | 0 | 0 | 0 | 0 | 0 | 0 | 0 | 0 | 0 | 0 | 0 | 0 | 0 | 0 | 0 | 0 | 0 | 0 | 0 | 0 | 0
F7_Industrial_Other Industrial_New_Space Heating_Natural Gas_Furnace_A_Achievable Economic UCT Potential | F7 | Industrial | Other Industrial | New | Space Heating | Natural Gas | Furnace | A | Cumulative Energy Savings (MWh or mTherms) | Achievable Economic UCT Potential | 0 | 0 | 0 | 0 | 0 | 0 | 0 | 0 | 0 | 0 | 0 | 0 | 0 | 0 | 0 | 0 | 0 | 0 | 0 | 0 | 0 | 0 | 0 | 0 | 0 | 0 | 0 | 0 | 0 | 0 | 0
F8_Industrial_Other Industrial_New_Space Heating_Natural Gas_Furnace_A_Achievable Economic UCT Potential | F8 | Industrial | Other Industrial | New | Space Heating | Natural Gas | Furnace | A | Cumulative Summer Peak Savings (MW) | Achievable Economic UCT Potential | 0 | 0 | 0 | 0 | 0 | 0 | 0 | 0 | 0 | 0 | 0 | 0 | 0 | 0 | 0 | 0 | 0 | 0 | 0 | 0 | 0 | 0 | 0 | 0 | 0 | 0 | 0 | 0 | 0 | 0 | 0
F9_Industrial_Other Industrial_New_Space Heating_Natural Gas_Furnace_A_Achievable Economic UCT Potential | F9 | Industrial | Other Industrial | New | Space Heating | Natural Gas | Furnace | A | Cumulative Winter Peak Savings (MW) | Achievable Economic UCT Potential | 0 | 0 | 0 | 0 | 0 | 0 | 0 | 0 | 0 | 0 | 0 | 0 | 0 | 0 | 0 | 0 | 0 | 0 | 0 | 0 | 0 | 0 | 0 | 0 | 0 | 0 | 0 | 0 | 0 | 0 | 0
F10_Industrial_Other Industrial_New_Space Heating_Natural Gas_Furnace_A_Achievable Economic UCT Potential | F10 | Industrial | Other Industrial | New | Space Heating | Natural Gas | Furnace | A | Purchases (Incremental) | Achievable Economic UCT Potential | 0 | 0 | 0 | 0 | 0 | 0 | 0 | 0 | 0 | 0 | 0 | 0 | 0 | 0 | 0 | 0 | 0 | 0 | 0 | 0 | 0 | 0 | 0 | 0 | 0 | 0 | 0 | 0 | 0 | 0 | 0
F11_Industrial_Other Industrial_New_Space Heating_Natural Gas_Furnace_A_Achievable Economic UCT Potential | F11 | Industrial | Other Industrial | New | Space Heating | Natural Gas | Furnace | A | Purchases (Cumulative) | Achievable Economic UCT Potential | 0 | 0 | 0 | 0 | 0 | 0 | 0 | 0 | 0 | 0 | 0 | 0 | 0 | 0 | 0 | 0 | 0 | 0 | 0 | 0 | 0 | 0 | 0 | 0 | 0 | 0 | 0 | 0 | 0 | 0 | 0
F1_Industrial_Other Industrial_New_Space Heating_Natural Gas_Boiler_A_Achievable Economic UCT Potential | F1 | Industrial | Other Industrial | New | Space Heating | Natural Gas | Boiler | A | Integrated Unit Energy Savings (kWh or therms) | Achievable Economic UCT Potential | 0 | 0 | 0 | 0 | 0 | 0 | 0 | 0 | 0 | 0 | 0 | 0 | 0 | 0 | 0 | 0 | 0 | 0 | 0 | 0 | 0 | 0 | 0 | 0 | 0 | 0 | 0 | 0 | 0 | 0 | 0
F2_Industrial_Other Industrial_New_Space Heating_Natural Gas_Boiler_A_Achievable Economic UCT Potential | F2 | Industrial | Other Industrial | New | Space Heating | Natural Gas | Boiler | A | Integrated Unit Summer Peak Savings (kW) | Achievable Economic UCT Potential | 0 | 0 | 0 | 0 | 0 | 0 | 0 | 0 | 0 | 0 | 0 | 0 | 0 | 0 | 0 | 0 | 0 | 0 | 0 | 0 | 0 | 0 | 0 | 0 | 0 | 0 | 0 | 0 | 0 | 0 | 0
F3_Industrial_Other Industrial_New_Space Heating_Natural Gas_Boiler_A_Achievable Economic UCT Potential | F3 | Industrial | Other Industrial | New | Space Heating | Natural Gas | Boiler | A | Integrated Unit Winter Peak Savings (kW) | Achievable Economic UCT Potential | 0 | 0 | 0 | 0 | 0 | 0 | 0 | 0 | 0 | 0 | 0 | 0 | 0 | 0 | 0 | 0 | 0 | 0 | 0 | 0 | 0 | 0 | 0 | 0 | 0 | 0 | 0 | 0 | 0 | 0 | 0
F4_Industrial_Other Industrial_New_Space Heating_Natural Gas_Boiler_A_Achievable Economic UCT Potential | F4 | Industrial | Other Industrial | New | Space Heating | Natural Gas | Boiler | A | Incremental Energy Savings (MWh or mTherms) | Achievable Economic UCT Potential | 0 | 0 | 0 | 0 | 0 | 0 | 0 | 0 | 0 | 0 | 0 | 0 | 0 | 0 | 0 | 0 | 0 | 0 | 0 | 0 | 0 | 0 | 0 | 0 | 0 | 0 | 0 | 0 | 0 | 0 | 0
F5_Industrial_Other Industrial_New_Space Heating_Natural Gas_Boiler_A_Achievable Economic UCT Potential | F5 | Industrial | Other Industrial | New | Space Heating | Natural Gas | Boiler | A | Incremental Summer Peak Savings (MW) | Achievable Economic UCT Potential | 0 | 0 | 0 | 0 | 0 | 0 | 0 | 0 | 0 | 0 | 0 | 0 | 0 | 0 | 0 | 0 | 0 | 0 | 0 | 0 | 0 | 0 | 0 | 0 | 0 | 0 | 0 | 0 | 0 | 0 | 0
F6_Industrial_Other Industrial_New_Space Heating_Natural Gas_Boiler_A_Achievable Economic UCT Potential | F6 | Industrial | Other Industrial | New | Space Heating | Natural Gas | Boiler | A | Incremental Winter Peak Savings (MW) | Achievable Economic UCT Potential | 0 | 0 | 0 | 0 | 0 | 0 | 0 | 0 | 0 | 0 | 0 | 0 | 0 | 0 | 0 | 0 | 0 | 0 | 0 | 0 | 0 | 0 | 0 | 0 | 0 | 0 | 0 | 0 | 0 | 0 | 0
F7_Industrial_Other Industrial_New_Space Heating_Natural Gas_Boiler_A_Achievable Economic UCT Potential | F7 | Industrial | Other Industrial | New | Space Heating | Natural Gas | Boiler | A | Cumulative Energy Savings (MWh or mTherms) | Achievable Economic UCT Potential | 0 | 0 | 0 | 0 | 0 | 0 | 0 | 0 | 0 | 0 | 0 | 0 | 0 | 0 | 0 | 0 | 0 | 0 | 0 | 0 | 0 | 0 | 0 | 0 | 0 | 0 | 0 | 0 | 0 | 0 | 0
F8_Industrial_Other Industrial_New_Space Heating_Natural Gas_Boiler_A_Achievable Economic UCT Potential | F8 | Industrial | Other Industrial | New | Space Heating | Natural Gas | Boiler | A | Cumulative Summer Peak Savings (MW) | Achievable Economic UCT Potential | 0 | 0 | 0 | 0 | 0 | 0 | 0 | 0 | 0 | 0 | 0 | 0 | 0 | 0 | 0 | 0 | 0 | 0 | 0 | 0 | 0 | 0 | 0 | 0 | 0 | 0 | 0 | 0 | 0 | 0 | 0
F9_Industrial_Other Industrial_New_Space Heating_Natural Gas_Boiler_A_Achievable Economic UCT Potential | F9 | Industrial | Other Industrial | New | Space Heating | Natural Gas | Boiler | A | Cumulative Winter Peak Savings (MW) | Achievable Economic UCT Potential | 0 | 0 | 0 | 0 | 0 | 0 | 0 | 0 | 0 | 0 | 0 | 0 | 0 | 0 | 0 | 0 | 0 | 0 | 0 | 0 | 0 | 0 | 0 | 0 | 0 | 0 | 0 | 0 | 0 | 0 | 0
F10_Industrial_Other Industrial_New_Space Heating_Natural Gas_Boiler_A_Achievable Economic UCT Potential | F10 | Industrial | Other Industrial | New | Space Heating | Natural Gas | Boiler | A | Purchases (Incremental) | Achievable Economic UCT Potential | 0 | 0 | 0 | 0 | 0 | 0 | 0 | 0 | 0 | 0 | 0 | 0 | 0 | 0 | 0 | 0 | 0 | 0 | 0 | 0 | 0 | 0 | 0 | 0 | 0 | 0 | 0 | 0 | 0 | 0 | 0
F11_Industrial_Other Industrial_New_Space Heating_Natural Gas_Boiler_A_Achievable Economic UCT Potential | F11 | Industrial | Other Industrial | New | Space Heating | Natural Gas | Boiler | A | Purchases (Cumulative) | Achievable Economic UCT Potential | 0 | 0 | 0 | 0 | 0 | 0 | 0 | 0 | 0 | 0 | 0 | 0 | 0 | 0 | 0 | 0 | 0 | 0 | 0 | 0 | 0 | 0 | 0 | 0 | 0 | 0 | 0 | 0 | 0 | 0 | 0
F1_Industrial_Other Industrial_New_Space Heating_Natural Gas_Unit Heater_A_Achievable Economic UCT Potential | F1 | Industrial | Other Industrial | New | Space Heating | Natural Gas | Unit Heater | A | Integrated Unit Energy Savings (kWh or therms) | Achievable Economic UCT Potential | 0 | 28641.12 | 28641.12 | 28641.12 | 28641.12 | 15772.4108 | 15772.4108 | 15772.4108 | 15772.4108 | 15772.4108 | 15772.4108 | 15772.4108 | 15772.4108 | 15772.4108 | 15772.4108 | 15772.4108 | 15772.4108 | 15772.4108 | 15772.4108 | 15772.4108 | 15772.4108 | 15772.4108 | 15772.4108 | 15772.4108 | 15772.4108 | 15772.4108 | 15772.4108 | 15772.4108 | 15772.4108 | 15772.4108 | 15772.4108
F2_Industrial_Other Industrial_New_Space Heating_Natural Gas_Unit Heater_A_Achievable Economic UCT Potential | F2 | Industrial | Other Industrial | New | Space Heating | Natural Gas | Unit Heater | A | Integrated Unit Summer Peak Savings (kW) | Achievable Economic UCT Potential | 0 | 0 | 0 | 0 | 0 | 0 | 0 | 0 | 0 | 0 | 0 | 0 | 0 | 0 | 0 | 0 | 0 | 0 | 0 | 0 | 0 | 0 | 0 | 0 | 0 | 0 | 0 | 0 | 0 | 0 | 0
F3_Industrial_Other Industrial_New_Space Heating_Natural Gas_Unit Heater_A_Achievable Economic UCT Potential | F3 | Industrial | Other Industrial | New | Space Heating | Natural Gas | Unit Heater | A | Integrated Unit Winter Peak Savings (kW) | Achievable Economic UCT Potential | 0 | 0 | 0 | 0 | 0 | 0 | 0 | 0 | 0 | 0 | 0 | 0 | 0 | 0 | 0 | 0 | 0 | 0 | 0 | 0 | 0 | 0 | 0 | 0 | 0 | 0 | 0 | 0 | 0 | 0 | 0
F4_Industrial_Other Industrial_New_Space Heating_Natural Gas_Unit Heater_A_Achievable Economic UCT Potential | F4 | Industrial | Other Industrial | New | Space Heating | Natural Gas | Unit Heater | A | Incremental Energy Savings (MWh or mTherms) | Achievable Economic UCT Potential | 0 | 0 | 0 | 0 | 0 | 0.018261 | 0.035895 | 0.053813 | 0.071328 | 0.089208 | 0.10535 | 0.13813 | 0.16735 | 0.19127 | 0.21029 | 0.22965 | 0.24413 | 0.25775 | 0.32717 | 0.32168 | 0.31804 | 0.32107 | 0.32772 | 0.33394 | 0.34162 | 0.34973 | 0.3593 | 0.36778 | 0.39254 | 0.41067 | 0.4234
F5_Industrial_Other Industrial_New_Space Heating_Natural Gas_Unit Heater_A_Achievable Economic UCT Potential | F5 | Industrial | Other Industrial | New | Space Heating | Natural Gas | Unit Heater | A | Incremental Summer Peak Savings (MW) | Achievable Economic UCT Potential | 0 | 0 | 0 | 0 | 0 | 0 | 0 | 0 | 0 | 0 | 0 | 0 | 0 | 0 | 0 | 0 | 0 | 0 | 0 | 0 | 0 | 0 | 0 | 0 | 0 | 0 | 0 | 0 | 0 | 0 | 0
F6_Industrial_Other Industrial_New_Space Heating_Natural Gas_Unit Heater_A_Achievable Economic UCT Potential | F6 | Industrial | Other Industrial | New | Space Heating | Natural Gas | Unit Heater | A | Incremental Winter Peak Savings (MW) | Achievable Economic UCT Potential | 0 | 0 | 0 | 0 | 0 | 0 | 0 | 0 | 0 | 0 | 0 | 0 | 0 | 0 | 0 | 0 | 0 | 0 | 0 | 0 | 0 | 0 | 0 | 0 | 0 | 0 | 0 | 0 | 0 | 0 | 0
F7_Industrial_Other Industrial_New_Space Heating_Natural Gas_Unit Heater_A_Achievable Economic UCT Potential | F7 | Industrial | Other Industrial | New | Space Heating | Natural Gas | Unit Heater | A | Cumulative Energy Savings (MWh or mTherms) | Achievable Economic UCT Potential | 0 | 0 | 0 | 0 | 0 | 0.018261 | 0.054157 | 0.10797 | 0.1793 | 0.26851 | 0.37386 | 0.51199 | 0.67934 | 0.87061 | 1.0809 | 1.3105 | 1.5547 | 1.7942 | 2.0854 | 2.3533 | 2.6 | 2.8319 | 3.0543 | 3.2501 | 3.4243 | 3.5828 | 3.7318 | 3.8699 | 0 | 0 | 0
F8_Industrial_Other Industrial_New_Space Heating_Natural Gas_Unit Heater_A_Achievable Economic UCT Potential | F8 | Industrial | Other Industrial | New | Space Heating | Natural Gas | Unit Heater | A | Cumulative Summer Peak Savings (MW) | Achievable Economic UCT Potential | 0 | 0 | 0 | 0 | 0 | 0 | 0 | 0 | 0 | 0 | 0 | 0 | 0 | 0 | 0 | 0 | 0 | 0 | 0 | 0 | 0 | 0 | 0 | 0 | 0 | 0 | 0 | 0 | 0 | 0 | 0
F9_Industrial_Other Industrial_New_Space Heating_Natural Gas_Unit Heater_A_Achievable Economic UCT Potential | F9 | Industrial | Other Industrial | New | Space Heating | Natural Gas | Unit Heater | A | Cumulative Winter Peak Savings (MW) | Achievable Economic UCT Potential | 0 | 0 | 0 | 0 | 0 | 0 | 0 | 0 | 0 | 0 | 0 | 0 | 0 | 0 | 0 | 0 | 0 | 0 | 0 | 0 | 0 | 0 | 0 | 0 | 0 | 0 | 0 | 0 | 0 | 0 | 0
F10_Industrial_Other Industrial_New_Space Heating_Natural Gas_Unit Heater_A_Achievable Economic UCT Potential | F10 | Industrial | Other Industrial | New | Space Heating | Natural Gas | Unit Heater | A | Purchases (Incremental) | Achievable Economic UCT Potential | 0 | 0 | 0 | 0 | 0 | 0.0011578 | 0.0022758 | 0.0034119 | 0.0045223 | 0.0056559 | 0.0066795 | 0.0087578 | 0.01061 | 0.012127 | 0.013333 | 0.01456 | 0.015479 | 0.016342 | 0.020743 | 0.020395 | 0.020164 | 0.020356 | 0.020778 | 0.021172 | 0.021659 | 0.022174 | 0.02278 | 0.023318 | 0.024888 | 0.026037 | 0.026845
F11_Industrial_Other Industrial_New_Space Heating_Natural Gas_Unit Heater_A_Achievable Economic UCT Potential | F11 | Industrial | Other Industrial | New | Space Heating | Natural Gas | Unit Heater | A | Purchases (Cumulative) | Achievable Economic UCT Potential | 0 | 0 | 0 | 0 | 0 | 0.0011578 | 0.0034336 | 0.0068455 | 0.011368 | 0.017024 | 0.023703 | 0.032461 | 0.043071 | 0.055198 | 0.068531 | 0.083091 | 0.09857 | 0.11375 | 0.13222 | 0.1492 | 0.16485 | 0.17955 | 0.19365 | 0.20606 | 0.21711 | 0.22716 | 0.2366 | 0.24536 | 0.25477 | 0.26447 | 0.27057
F1_Industrial_Food Products_Existing_Space Heating_Natural Gas_Insulation - Roof/Ceiling_A_Achievable Economic UCT Potential | F1 | Industrial | Food Products | Existing | Space Heating | Natural Gas | Insulation - Roof/Ceiling | A | Integrated Unit Energy Savings (kWh or therms) | Achievable Economic UCT Potential | 0 | 0 | 0 | 0 | 0 | 0.099411 | 0.098683 | 0.097792 | 0.096812 | 0.095729 | 0.094543 | 0.093266 | 0.091907 | 0.09042 | 0.088835 | 0.087211 | 0.085605 | 0.084046 | 0.082554 | 0.081228 | 0.079993 | 0.078828 | 0.077845 | 0.077024 | 0.076281 | 0.075739 | 0.07529 | 0.07487 | 0 | 0 | 0
F2_Industrial_Food Products_Existing_Space Heating_Natural Gas_Insulation - Roof/Ceiling_A_Achievable Economic UCT Potential | F2 | Industrial | Food Products | Existing | Space Heating | Natural Gas | Insulation - Roof/Ceiling | A | Integrated Unit Summer Peak Savings (kW) | Achievable Economic UCT Potential | 0 | 0 | 0 | 0 | 0 | 0 | 0 | 0 | 0 | 0 | 0 | 0 | 0 | 0 | 0 | 0 | 0 | 0 | 0 | 0 | 0 | 0 | 0 | 0 | 0 | 0 | 0 | 0 | 0 | 0 | 0
F3_Industrial_Food Products_Existing_Space Heating_Natural Gas_Insulation - Roof/Ceiling_A_Achievable Economic UCT Potential | F3 | Industrial | Food Products | Existing | Space Heating | Natural Gas | Insulation - Roof/Ceiling | A | Integrated Unit Winter Peak Savings (kW) | Achievable Economic UCT Potential | 0 | 0 | 0 | 0 | 0 | 0 | 0 | 0 | 0 | 0 | 0 | 0 | 0 | 0 | 0 | 0 | 0 | 0 | 0 | 0 | 0 | 0 | 0 | 0 | 0 | 0 | 0 | 0 | 0 | 0 | 0
F4_Industrial_Food Products_Existing_Space Heating_Natural Gas_Insulation - Roof/Ceiling_A_Achievable Economic UCT Potential | F4 | Industrial | Food Products | Existing | Space Heating | Natural Gas | Insulation - Roof/Ceiling | A | Incremental Energy Savings (MWh or mTherms) | Achievable Economic UCT Potential | 0 | 0 | 0 | 0 | 0 | 1.2671 | 2.2001 | 3.3714 | 4.6752 | 5.8886 | 6.6987 | 7.0971 | 6.9795 | 6.307 | 5.4426 | 4.3583 | 3.3278 | 2.3953 | 1.6322 | 1.0719 | 0.66899 | 0.39972 | 0.2663 | 0 | 0 | 0 | 0 | 0 | 0 | 0 | 0
F5_Industrial_Food Products_Existing_Space Heating_Natural Gas_Insulation - Roof/Ceiling_A_Achievable Economic UCT Potential | F5 | Industrial | Food Products | Existing | Space Heating | Natural Gas | Insulation - Roof/Ceiling | A | Incremental Summer Peak Savings (MW) | Achievable Economic UCT Potential | 0 | 0 | 0 | 0 | 0 | 0 | 0 | 0 | 0 | 0 | 0 | 0 | 0 | 0 | 0 | 0 | 0 | 0 | 0 | 0 | 0 | 0 | 0 | 0 | 0 | 0 | 0 | 0 | 0 | 0 | 0
F6_Industrial_Food Products_Existing_Space Heating_Natural Gas_Insulation - Roof/Ceiling_A_Achievable Economic UCT Potential | F6 | Industrial | Food Products | Existing | Space Heating | Natural Gas | Insulation - Roof/Ceiling | A | Incremental Winter Peak Savings (MW) | Achievable Economic UCT Potential | 0 | 0 | 0 | 0 | 0 | 0 | 0 | 0 | 0 | 0 | 0 | 0 | 0 | 0 | 0 | 0 | 0 | 0 | 0 | 0 | 0 | 0 | 0 | 0 | 0 | 0 | 0 | 0 | 0 | 0 | 0
F7_Industrial_Food Products_Existing_Space Heating_Natural Gas_Insulation - Roof/Ceiling_A_Achievable Economic UCT Potential | F7 | Industrial | Food Products | Existing | Space Heating | Natural Gas | Insulation - Roof/Ceiling | A | Cumulative Energy Savings (MWh or mTherms) | Achievable Economic UCT Potential | 0 | 0 | 0 | 0 | 0 | 1.2671 | 3.4579 | 6.7981 | 11.4051 | 17.1662 | 23.6521 | 30.4299 | 36.9658 | 42.6748 | 47.3695 | 50.8617 | 53.2528 | 54.6781 | 55.3397 | 55.5231 | 55.3474 | 54.9411 | 54.5226 | 53.9477 | 53.4274 | 53.0478 | 52.7328 | 52.439 | 0 | 0 | 0
F8_Industrial_Food Products_Existing_Space Heating_Natural Gas_Insulation - Roof/Ceiling_A_Achievable Economic UCT Potential | F8 | Industrial | Food Products | Existing | Space Heating | Natural Gas | Insulation - Roof/Ceiling | A | Cumulative Summer Peak Savings (MW) | Achievable Economic UCT Potential | 0 | 0 | 0 | 0 | 0 | 0 | 0 | 0 | 0 | 0 | 0 | 0 | 0 | 0 | 0 | 0 | 0 | 0 | 0 | 0 | 0 | 0 | 0 | 0 | 0 | 0 | 0 | 0 | 0 | 0 | 0
F9_Industrial_Food Products_Existing_Space Heating_Natural Gas_Insulation - Roof/Ceiling_A_Achievable Economic UCT Potential | F9 | Industrial | Food Products | Existing | Space Heating | Natural Gas | Insulation - Roof/Ceiling | A | Cumulative Winter Peak Savings (MW) | Achievable Economic UCT Potential | 0 | 0 | 0 | 0 | 0 | 0 | 0 | 0 | 0 | 0 | 0 | 0 | 0 | 0 | 0 | 0 | 0 | 0 | 0 | 0 | 0 | 0 | 0 | 0 | 0 | 0 | 0 | 0 | 0 | 0 | 0
F10_Industrial_Food Products_Existing_Space Heating_Natural Gas_Insulation - Roof/Ceiling_A_Achievable Economic UCT Potential | F10 | Industrial | Food Products | Existing | Space Heating | Natural Gas | Insulation - Roof/Ceiling | A | Purchases (Incremental) | Achievable Economic UCT Potential | 0 | 0 | 0 | 0 | 0 | 12746.5316 | 22294.1877 | 34475.328 | 48291.5535 | 61512.7989 | 70853.5912 | 76095.3542 | 75940.8478 | 69752.6044 | 61266.557 | 49973.6592 | 38873.4458 | 28499.4272 | 19771.6498 | 13196.7136 | 8363.1813 | 5070.8329 | 3420.8683 | 0 | 0 | 0 | 0 | 0 | 0 | 0 | 0
F11_Industrial_Food Products_Existing_Space Heating_Natural Gas_Insulation - Roof/Ceiling_A_Achievable Economic UCT Potential | F11 | Industrial | Food Products | Existing | Space Heating | Natural Gas | Insulation - Roof/Ceiling | A | Purchases (Cumulative) | Achievable Economic UCT Potential | 0 | 0 | 0 | 0 | 0 | 12746.5316 | 35040.7193 | 69516.0473 | 117807.6008 | 179320.3998 | 250173.991 | 326269.3452 | 402210.193 | 471962.7974 | 533229.3544 | 583203.0137 | 622076.4595 | 650575.8866 | 670347.5364 | 683544.25 | 691907.4313 | 696978.2643 | 700399.1326 | 700399.1326 | 700399.1326 | 700399.1326 | 700399.1326 | 700399.1326 | 700399.1326 | 700399.1326 | 700399.1326
F1_Industrial_Food Products_Existing_Space Heating_Natural Gas_Insulation - Wall Cavity_A_Achievable Economic UCT Potential | F1 | Industrial | Food Products | Existing | Space Heating | Natural Gas | Insulation - Wall Cavity | A | Integrated Unit Energy Savings (kWh or therms) | Achievable Economic UCT Potential | 0 | 0 | 0 | 0 | 0 | 0.017834 | 0.017584 | 0.017241 | 0.016814 | 0.016307 | 0.015725 | 0.015119 | 0.01451 | 0.013889 | 0.01335 | 0.012835 | 0.012412 | 0.012035 | 0.0117 | 0.011455 | 0.011229 | 0.01103 | 0.010866 | 0.010741 | 0.010627 | 0.010543 | 0.010472 | 0.010406 | 0 | 0 | 0
F2_Industrial_Food Products_Existing_Space Heating_Natural Gas_Insulation - Wall Cavity_A_Achievable Economic UCT Potential | F2 | Industrial | Food Products | Existing | Space Heating | Natural Gas | Insulation - Wall Cavity | A | Integrated Unit Summer Peak Savings (kW) | Achievable Economic UCT Potential | 0 | 0 | 0 | 0 | 0 | 0 | 0 | 0 | 0 | 0 | 0 | 0 | 0 | 0 | 0 | 0 | 0 | 0 | 0 | 0 | 0 | 0 | 0 | 0 | 0 | 0 | 0 | 0 | 0 | 0 | 0
F3_Industrial_Food Products_Existing_Space Heating_Natural Gas_Insulation - Wall Cavity_A_Achievable Economic UCT Potential | F3 | Industrial | Food Products | Existing | Space Heating | Natural Gas | Insulation - Wall Cavity | A | Integrated Unit Winter Peak Savings (kW) | Achievable Economic UCT Potential | 0 | 0 | 0 | 0 | 0 | 0 | 0 | 0 | 0 | 0 | 0 | 0 | 0 | 0 | 0 | 0 | 0 | 0 | 0 | 0 | 0 | 0 | 0 | 0 | 0 | 0 | 0 | 0 | 0 | 0 | 0
F4_Industrial_Food Products_Existing_Space Heating_Natural Gas_Insulation - Wall Cavity_A_Achievable Economic UCT Potential | F4 | Industrial | Food Products | Existing | Space Heating | Natural Gas | Insulation - Wall Cavity | A | Incremental Energy Savings (MWh or mTherms) | Achievable Economic UCT Potential | 0 | 0 | 0 | 0 | 0 | 0 | 0 | 0 | 0 | 0 | 0 | 0 | 0 | 0 | 0 | 0 | 0 | 0 | 0 | 0 | 0 | 0 | 0 | 0 | 0 | 0 | 0 | 0 | 0 | 0 | 0
F5_Industrial_Food Products_Existing_Space Heating_Natural Gas_Insulation - Wall Cavity_A_Achievable Economic UCT Potential | F5 | Industrial | Food Products | Existing | Space Heating | Natural Gas | Insulation - Wall Cavity | A | Incremental Summer Peak Savings (MW) | Achievable Economic UCT Potential | 0 | 0 | 0 | 0 | 0 | 0 | 0 | 0 | 0 | 0 | 0 | 0 | 0 | 0 | 0 | 0 | 0 | 0 | 0 | 0 | 0 | 0 | 0 | 0 | 0 | 0 | 0 | 0 | 0 | 0 | 0
F6_Industrial_Food Products_Existing_Space Heating_Natural Gas_Insulation - Wall Cavity_A_Achievable Economic UCT Potential | F6 | Industrial | Food Products | Existing | Space Heating | Natural Gas | Insulation - Wall Cavity | A | Incremental Winter Peak Savings (MW) | Achievable Economic UCT Potential | 0 | 0 | 0 | 0 | 0 | 0 | 0 | 0 | 0 | 0 | 0 | 0 | 0 | 0 | 0 | 0 | 0 | 0 | 0 | 0 | 0 | 0 | 0 | 0 | 0 | 0 | 0 | 0 | 0 | 0 | 0
F7_Industrial_Food Products_Existing_Space Heating_Natural Gas_Insulation - Wall Cavity_A_Achievable Economic UCT Potential | F7 | Industrial | Food Products | Existing | Space Heating | Natural Gas | Insulation - Wall Cavity | A | Cumulative Energy Savings (MWh or mTherms) | Achievable Economic UCT Potential | 0 | 0 | 0 | 0 | 0 | 0 | 0 | 0 | 0 | 0 | 0 | 0 | 0 | 0 | 0 | 0 | 0 | 0 | 0 | 0 | 0 | 0 | 0 | 0 | 0 | 0 | 0 | 0 | 0 | 0 | 0
F8_Industrial_Food Products_Existing_Space Heating_Natural Gas_Insulation - Wall Cavity_A_Achievable Economic UCT Potential | F8 | Industrial | Food Products | Existing | Space Heating | Natural Gas | Insulation - Wall Cavity | A | Cumulative Summer Peak Savings (MW) | Achievable Economic UCT Potential | 0 | 0 | 0 | 0 | 0 | 0 | 0 | 0 | 0 | 0 | 0 | 0 | 0 | 0 | 0 | 0 | 0 | 0 | 0 | 0 | 0 | 0 | 0 | 0 | 0 | 0 | 0 | 0 | 0 | 0 | 0
F9_Industrial_Food Products_Existing_Space Heating_Natural Gas_Insulation - Wall Cavity_A_Achievable Economic UCT Potential | F9 | Industrial | Food Products | Existing | Space Heating | Natural Gas | Insulation - Wall Cavity | A | Cumulative Winter Peak Savings (MW) | Achievable Economic UCT Potential | 0 | 0 | 0 | 0 | 0 | 0 | 0 | 0 | 0 | 0 | 0 | 0 | 0 | 0 | 0 | 0 | 0 | 0 | 0 | 0 | 0 | 0 | 0 | 0 | 0 | 0 | 0 | 0 | 0 | 0 | 0
F10_Industrial_Food Products_Existing_Space Heating_Natural Gas_Insulation - Wall Cavity_A_Achievable Economic UCT Potential | F10 | Industrial | Food Products | Existing | Space Heating | Natural Gas | Insulation - Wall Cavity | A | Purchases (Incremental) | Achievable Economic UCT Potential | 0 | 0 | 0 | 0 | 0 | 0 | 0 | 0 | 0 | 0 | 0 | 0 | 0 | 0 | 0 | 0 | 0 | 0 | 0 | 0 | 0 | 0 | 0 | 0 | 0 | 0 | 0 | 0 | 0 | 0 | 0
F11_Industrial_Food Products_Existing_Space Heating_Natural Gas_Insulation - Wall Cavity_A_Achievable Economic UCT Potential | F11 | Industrial | Food Products | Existing | Space Heating | Natural Gas | Insulation - Wall Cavity | A | Purchases (Cumulative) | Achievable Economic UCT Potential | 0 | 0 | 0 | 0 | 0 | 0 | 0 | 0 | 0 | 0 | 0 | 0 | 0 | 0 | 0 | 0 | 0 | 0 | 0 | 0 | 0 | 0 | 0 | 0 | 0 | 0 | 0 | 0 | 0 | 0 | 0
F1_Industrial_Food Products_Existing_Space Heating_Natural Gas_Insulation - Ducting_A_Achievable Economic UCT Potential | F1 | Industrial | Food Products | Existing | Space Heating | Natural Gas | Insulation - Ducting | A | Integrated Unit Energy Savings (kWh or therms) | Achievable Economic UCT Potential | 0 | 0 | 0 | 0 | 0 | 0.0016217 | 0.0015923 | 0.0015526 | 0.0015059 | 0.0014527 | 0.0013938 | 0.0013335 | 0.0012743 | 0.0012153 | 0.0011644 | 0.0011166 | 0.0010775 | 0.0010426 | 0.0010116 | 0.00098805 | 0.00096622 | 0.00094692 | 0.00092982 | 0.00091616 | 0.00090359 | 0.00089364 | 0.00088499 | 0.00087691 | 0.00131 | 0.0013019 | 0.0012943
F2_Industrial_Food Products_Existing_Space Heating_Natural Gas_Insulation - Ducting_A_Achievable Economic UCT Potential | F2 | Industrial | Food Products | Existing | Space Heating | Natural Gas | Insulation - Ducting | A | Integrated Unit Summer Peak Savings (kW) | Achievable Economic UCT Potential | 0 | 0 | 0 | 0 | 0 | 0 | 0 | 0 | 0 | 0 | 0 | 0 | 0 | 0 | 0 | 0 | 0 | 0 | 0 | 0 | 0 | 0 | 0 | 0 | 0 | 0 | 0 | 0 | 0 | 0 | 0
F3_Industrial_Food Products_Existing_Space Heating_Natural Gas_Insulation - Ducting_A_Achievable Economic UCT Potential | F3 | Industrial | Food Products | Existing | Space Heating | Natural Gas | Insulation - Ducting | A | Integrated Unit Winter Peak Savings (kW) | Achievable Economic UCT Potential | 0 | 0 | 0 | 0 | 0 | 0 | 0 | 0 | 0 | 0 | 0 | 0 | 0 | 0 | 0 | 0 | 0 | 0 | 0 | 0 | 0 | 0 | 0 | 0 | 0 | 0 | 0 | 0 | 0 | 0 | 0
F4_Industrial_Food Products_Existing_Space Heating_Natural Gas_Insulation - Ducting_A_Achievable Economic UCT Potential | F4 | Industrial | Food Products | Existing | Space Heating | Natural Gas | Insulation - Ducting | A | Incremental Energy Savings (MWh or mTherms) | Achievable Economic UCT Potential | 0 | 0 | 0 | 0 | 0 | 0 | 0 | 0 | 0 | 0 | 0 | 0 | 0 | 0 | 0 | 0 | 0 | 0 | 0 | 0 | 0 | 0 | 0 | 0 | 0 | 0 | 0 | 0 | 0 | 0 | 0
F5_Industrial_Food Products_Existing_Space Heating_Natural Gas_Insulation - Ducting_A_Achievable Economic UCT Potential | F5 | Industrial | Food Products | Existing | Space Heating | Natural Gas | Insulation - Ducting | A | Incremental Summer Peak Savings (MW) | Achievable Economic UCT Potential | 0 | 0 | 0 | 0 | 0 | 0 | 0 | 0 | 0 | 0 | 0 | 0 | 0 | 0 | 0 | 0 | 0 | 0 | 0 | 0 | 0 | 0 | 0 | 0 | 0 | 0 | 0 | 0 | 0 | 0 | 0
F6_Industrial_Food Products_Existing_Space Heating_Natural Gas_Insulation - Ducting_A_Achievable Economic UCT Potential | F6 | Industrial | Food Products | Existing | Space Heating | Natural Gas | Insulation - Ducting | A | Incremental Winter Peak Savings (MW) | Achievable Economic UCT Potential | 0 | 0 | 0 | 0 | 0 | 0 | 0 | 0 | 0 | 0 | 0 | 0 | 0 | 0 | 0 | 0 | 0 | 0 | 0 | 0 | 0 | 0 | 0 | 0 | 0 | 0 | 0 | 0 | 0 | 0 | 0
F7_Industrial_Food Products_Existing_Space Heating_Natural Gas_Insulation - Ducting_A_Achievable Economic UCT Potential | F7 | Industrial | Food Products | Existing | Space Heating | Natural Gas | Insulation - Ducting | A | Cumulative Energy Savings (MWh or mTherms) | Achievable Economic UCT Potential | 0 | 0 | 0 | 0 | 0 | 0 | 0 | 0 | 0 | 0 | 0 | 0 | 0 | 0 | 0 | 0 | 0 | 0 | 0 | 0 | 0 | 0 | 0 | 0 | 0 | 0 | 0 | 0 | 0 | 0 | 0
F8_Industrial_Food Products_Existing_Space Heating_Natural Gas_Insulation - Ducting_A_Achievable Economic UCT Potential | F8 | Industrial | Food Products | Existing | Space Heating | Natural Gas | Insulation - Ducting | A | Cumulative Summer Peak Savings (MW) | Achievable Economic UCT Potential | 0 | 0 | 0 | 0 | 0 | 0 | 0 | 0 | 0 | 0 | 0 | 0 | 0 | 0 | 0 | 0 | 0 | 0 | 0 | 0 | 0 | 0 | 0 | 0 | 0 | 0 | 0 | 0 | 0 | 0 | 0
F9_Industrial_Food Products_Existing_Space Heating_Natural Gas_Insulation - Ducting_A_Achievable Economic UCT Potential | F9 | Industrial | Food Products | Existing | Space Heating | Natural Gas | Insulation - Ducting | A | Cumulative Winter Peak Savings (MW) | Achievable Economic UCT Potential | 0 | 0 | 0 | 0 | 0 | 0 | 0 | 0 | 0 | 0 | 0 | 0 | 0 | 0 | 0 | 0 | 0 | 0 | 0 | 0 | 0 | 0 | 0 | 0 | 0 | 0 | 0 | 0 | 0 | 0 | 0
F10_Industrial_Food Products_Existing_Space Heating_Natural Gas_Insulation - Ducting_A_Achievable Economic UCT Potential | F10 | Industrial | Food Products | Existing | Space Heating | Natural Gas | Insulation - Ducting | A | Purchases (Incremental) | Achievable Economic UCT Potential | 0 | 0 | 0 | 0 | 0 | 0 | 0 | 0 | 0 | 0 | 0 | 0 | 0 | 0 | 0 | 0 | 0 | 0 | 0 | 0 | 0 | 0 | 0 | 0 | 0 | 0 | 0 | 0 | 0 | 0 | 0
F11_Industrial_Food Products_Existing_Space Heating_Natural Gas_Insulation - Ducting_A_Achievable Economic UCT Potential | F11 | Industrial | Food Products | Existing | Space Heating | Natural Gas | Insulation - Ducting | A | Purchases (Cumulative) | Achievable Economic UCT Potential | 0 | 0 | 0 | 0 | 0 | 0 | 0 | 0 | 0 | 0 | 0 | 0 | 0 | 0 | 0 | 0 | 0 | 0 | 0 | 0 | 0 | 0 | 0 | 0 | 0 | 0 | 0 | 0 | 0 | 0 | 0
F1_Industrial_Food Products_Existing_Space Heating_Natural Gas_HVAC - Duct Repair and Sealing_A_Achievable Economic UCT Potential | F1 | Industrial | Food Products | Existing | Space Heating | Natural Gas | HVAC - Duct Repair and Sealing | A | Integrated Unit Energy Savings (kWh or therms) | Achievable Economic UCT Potential | 0 | 0 | 0 | 0 | 0 | 0.0038178 | 0.0037486 | 0.0036551 | 0.0035451 | 0.00342 | 0.0032812 | 0.0031393 | 0.0030001 | 0.0028611 | 0.0027412 | 0.0026288 | 0.0025367 | 0.0024546 | 0.0023815 | 0.0023261 | 0.0022747 | 0.0022292 | 0.002189 | 0.0021568 | 0.0021272 | 0.0021038 | 0.0020834 | 0.0020644 | 0.0030839 | 0.0030649 | 0.0030471
F2_Industrial_Food Products_Existing_Space Heating_Natural Gas_HVAC - Duct Repair and Sealing_A_Achievable Economic UCT Potential | F2 | Industrial | Food Products | Existing | Space Heating | Natural Gas | HVAC - Duct Repair and Sealing | A | Integrated Unit Summer Peak Savings (kW) | Achievable Economic UCT Potential | 0 | 0 | 0 | 0 | 0 | 0 | 0 | 0 | 0 | 0 | 0 | 0 | 0 | 0 | 0 | 0 | 0 | 0 | 0 | 0 | 0 | 0 | 0 | 0 | 0 | 0 | 0 | 0 | 0 | 0 | 0
F3_Industrial_Food Products_Existing_Space Heating_Natural Gas_HVAC - Duct Repair and Sealing_A_Achievable Economic UCT Potential | F3 | Industrial | Food Products | Existing | Space Heating | Natural Gas | HVAC - Duct Repair and Sealing | A | Integrated Unit Winter Peak Savings (kW) | Achievable Economic UCT Potential | 0 | 0 | 0 | 0 | 0 | 0 | 0 | 0 | 0 | 0 | 0 | 0 | 0 | 0 | 0 | 0 | 0 | 0 | 0 | 0 | 0 | 0 | 0 | 0 | 0 | 0 | 0 | 0 | 0 | 0 | 0
F4_Industrial_Food Products_Existing_Space Heating_Natural Gas_HVAC - Duct Repair and Sealing_A_Achievable Economic UCT Potential | F4 | Industrial | Food Products | Existing | Space Heating | Natural Gas | HVAC - Duct Repair and Sealing | A | Incremental Energy Savings (MWh or mTherms) | Achievable Economic UCT Potential | 0 | 0 | 0 | 0 | 0 | 0 | 0 | 0 | 0 | 0 | 0 | 0 | 0 | 0 | 0 | 0 | 0 | 0 | 0 | 0 | 0 | 0 | 0 | 0 | 0 | 0 | 0 | 0 | 0 | 0 | 0
F5_Industrial_Food Products_Existing_Space Heating_Natural Gas_HVAC - Duct Repair and Sealing_A_Achievable Economic UCT Potential | F5 | Industrial | Food Products | Existing | Space Heating | Natural Gas | HVAC - Duct Repair and Sealing | A | Incremental Summer Peak Savings (MW) | Achievable Economic UCT Potential | 0 | 0 | 0 | 0 | 0 | 0 | 0 | 0 | 0 | 0 | 0 | 0 | 0 | 0 | 0 | 0 | 0 | 0 | 0 | 0 | 0 | 0 | 0 | 0 | 0 | 0 | 0 | 0 | 0 | 0 | 0
F6_Industrial_Food Products_Existing_Space Heating_Natural Gas_HVAC - Duct Repair and Sealing_A_Achievable Economic UCT Potential | F6 | Industrial | Food Products | Existing | Space Heating | Natural Gas | HVAC - Duct Repair and Sealing | A | Incremental Winter Peak Savings (MW) | Achievable Economic UCT Potential | 0 | 0 | 0 | 0 | 0 | 0 | 0 | 0 | 0 | 0 | 0 | 0 | 0 | 0 | 0 | 0 | 0 | 0 | 0 | 0 | 0 | 0 | 0 | 0 | 0 | 0 | 0 | 0 | 0 | 0 | 0
F7_Industrial_Food Products_Existing_Space Heating_Natural Gas_HVAC - Duct Repair and Sealing_A_Achievable Economic UCT Potential | F7 | Industrial | Food Products | Existing | Space Heating | Natural Gas | HVAC - Duct Repair and Sealing | A | Cumulative Energy Savings (MWh or mTherms) | Achievable Economic UCT Potential | 0 | 0 | 0 | 0 | 0 | 0 | 0 | 0 | 0 | 0 | 0 | 0 | 0 | 0 | 0 | 0 | 0 | 0 | 0 | 0 | 0 | 0 | 0 | 0 | 0 | 0 | 0 | 0 | 0 | 0 | 0
F8_Industrial_Food Products_Existing_Space Heating_Natural Gas_HVAC - Duct Repair and Sealing_A_Achievable Economic UCT Potential | F8 | Industrial | Food Products | Existing | Space Heating | Natural Gas | HVAC - Duct Repair and Sealing | A | Cumulative Summer Peak Savings (MW) | Achievable Economic UCT Potential | 0 | 0 | 0 | 0 | 0 | 0 | 0 | 0 | 0 | 0 | 0 | 0 | 0 | 0 | 0 | 0 | 0 | 0 | 0 | 0 | 0 | 0 | 0 | 0 | 0 | 0 | 0 | 0 | 0 | 0 | 0
F9_Industrial_Food Products_Existing_Space Heating_Natural Gas_HVAC - Duct Repair and Sealing_A_Achievable Economic UCT Potential | F9 | Industrial | Food Products | Existing | Space Heating | Natural Gas | HVAC - Duct Repair and Sealing | A | Cumulative Winter Peak Savings (MW) | Achievable Economic UCT Potential | 0 | 0 | 0 | 0 | 0 | 0 | 0 | 0 | 0 | 0 | 0 | 0 | 0 | 0 | 0 | 0 | 0 | 0 | 0 | 0 | 0 | 0 | 0 | 0 | 0 | 0 | 0 | 0 | 0 | 0 | 0
F10_Industrial_Food Products_Existing_Space Heating_Natural Gas_HVAC - Duct Repair and Sealing_A_Achievable Economic UCT Potential | F10 | Industrial | Food Products | Existing | Space Heating | Natural Gas | HVAC - Duct Repair and Sealing | A | Purchases (Incremental) | Achievable Economic UCT Potential | 0 | 0 | 0 | 0 | 0 | 0 | 0 | 0 | 0 | 0 | 0 | 0 | 0 | 0 | 0 | 0 | 0 | 0 | 0 | 0 | 0 | 0 | 0 | 0 | 0 | 0 | 0 | 0 | 0 | 0 | 0
F11_Industrial_Food Products_Existing_Space Heating_Natural Gas_HVAC - Duct Repair and Sealing_A_Achievable Economic UCT Potential | F11 | Industrial | Food Products | Existing | Space Heating | Natural Gas | HVAC - Duct Repair and Sealing | A | Purchases (Cumulative) | Achievable Economic UCT Potential | 0 | 0 | 0 | 0 | 0 | 0 | 0 | 0 | 0 | 0 | 0 | 0 | 0 | 0 | 0 | 0 | 0 | 0 | 0 | 0 | 0 | 0 | 0 | 0 | 0 | 0 | 0 | 0 | 0 | 0 | 0
F1_Industrial_Food Products_Existing_Space Heating_Natural Gas_Windows - High Efficiency_A_Achievable Economic UCT Potential | F1 | Industrial | Food Products | Existing | Space Heating | Natural Gas | Windows - High Efficiency | A | Integrated Unit Energy Savings (kWh or therms) | Achievable Economic UCT Potential | 0 | 0 | 0 | 0 | 0 | 0.0056599 | 0.0055806 | 0.0054717 | 0.0053362 | 0.0051754 | 0.0049907 | 0.0047981 | 0.0046049 | 0.0044079 | 0.004237 | 0.0040735 | 0.003939 | 0.0038194 | 0.0037133 | 0.0036354 | 0.0035637 | 0.0035006 | 0.0034485 | 0.0034087 | 0.0033728 | 0.0033459 | 0.0033235 | 0.0033026 | 0 | 0 | 0
F2_Industrial_Food Products_Existing_Space Heating_Natural Gas_Windows - High Efficiency_A_Achievable Economic UCT Potential | F2 | Industrial | Food Products | Existing | Space Heating | Natural Gas | Windows - High Efficiency | A | Integrated Unit Summer Peak Savings (kW) | Achievable Economic UCT Potential | 0 | 0 | 0 | 0 | 0 | 0 | 0 | 0 | 0 | 0 | 0 | 0 | 0 | 0 | 0 | 0 | 0 | 0 | 0 | 0 | 0 | 0 | 0 | 0 | 0 | 0 | 0 | 0 | 0 | 0 | 0
F3_Industrial_Food Products_Existing_Space Heating_Natural Gas_Windows - High Efficiency_A_Achievable Economic UCT Potential | F3 | Industrial | Food Products | Existing | Space Heating | Natural Gas | Windows - High Efficiency | A | Integrated Unit Winter Peak Savings (kW) | Achievable Economic UCT Potential | 0 | 0 | 0 | 0 | 0 | 0 | 0 | 0 | 0 | 0 | 0 | 0 | 0 | 0 | 0 | 0 | 0 | 0 | 0 | 0 | 0 | 0 | 0 | 0 | 0 | 0 | 0 | 0 | 0 | 0 | 0
F4_Industrial_Food Products_Existing_Space Heating_Natural Gas_Windows - High Efficiency_A_Achievable Economic UCT Potential | F4 | Industrial | Food Products | Existing | Space Heating | Natural Gas | Windows - High Efficiency | A | Incremental Energy Savings (MWh or mTherms) | Achievable Economic UCT Potential | 0 | 0 | 0 | 0 | 0 | 0 | 0 | 0 | 0 | 0 | 0 | 0 | 0 | 0 | 0 | 0 | 0 | 0 | 0 | 0 | 0 | 0 | 0 | 0 | 0 | 0 | 0 | 0 | 0 | 0 | 0
F5_Industrial_Food Products_Existing_Space Heating_Natural Gas_Windows - High Efficiency_A_Achievable Economic UCT Potential | F5 | Industrial | Food Products | Existing | Space Heating | Natural Gas | Windows - High Efficiency | A | Incremental Summer Peak Savings (MW) | Achievable Economic UCT Potential | 0 | 0 | 0 | 0 | 0 | 0 | 0 | 0 | 0 | 0 | 0 | 0 | 0 | 0 | 0 | 0 | 0 | 0 | 0 | 0 | 0 | 0 | 0 | 0 | 0 | 0 | 0 | 0 | 0 | 0 | 0
F6_Industrial_Food Products_Existing_Space Heating_Natural Gas_Windows - High Efficiency_A_Achievable Economic UCT Potential | F6 | Industrial | Food Products | Existing | Space Heating | Natural Gas | Windows - High Efficiency | A | Incremental Winter Peak Savings (MW) | Achievable Economic UCT Potential | 0 | 0 | 0 | 0 | 0 | 0 | 0 | 0 | 0 | 0 | 0 | 0 | 0 | 0 | 0 | 0 | 0 | 0 | 0 | 0 | 0 | 0 | 0 | 0 | 0 | 0 | 0 | 0 | 0 | 0 | 0
F7_Industrial_Food Products_Existing_Space Heating_Natural Gas_Windows - High Efficiency_A_Achievable Economic UCT Potential | F7 | Industrial | Food Products | Existing | Space Heating | Natural Gas | Windows - High Efficiency | A | Cumulative Energy Savings (MWh or mTherms) | Achievable Economic UCT Potential | 0 | 0 | 0 | 0 | 0 | 0 | 0 | 0 | 0 | 0 | 0 | 0 | 0 | 0 | 0 | 0 | 0 | 0 | 0 | 0 | 0 | 0 | 0 | 0 | 0 | 0 | 0 | 0 | 0 | 0 | 0
F8_Industrial_Food Products_Existing_Space Heating_Natural Gas_Windows - High Efficiency_A_Achievable Economic UCT Potential | F8 | Industrial | Food Products | Existing | Space Heating | Natural Gas | Windows - High Efficiency | A | Cumulative Summer Peak Savings (MW) | Achievable Economic UCT Potential | 0 | 0 | 0 | 0 | 0 | 0 | 0 | 0 | 0 | 0 | 0 | 0 | 0 | 0 | 0 | 0 | 0 | 0 | 0 | 0 | 0 | 0 | 0 | 0 | 0 | 0 | 0 | 0 | 0 | 0 | 0
F9_Industrial_Food Products_Existing_Space Heating_Natural Gas_Windows - High Efficiency_A_Achievable Economic UCT Potential | F9 | Industrial | Food Products | Existing | Space Heating | Natural Gas | Windows - High Efficiency | A | Cumulative Winter Peak Savings (MW) | Achievable Economic UCT Potential | 0 | 0 | 0 | 0 | 0 | 0 | 0 | 0 | 0 | 0 | 0 | 0 | 0 | 0 | 0 | 0 | 0 | 0 | 0 | 0 | 0 | 0 | 0 | 0 | 0 | 0 | 0 | 0 | 0 | 0 | 0
F10_Industrial_Food Products_Existing_Space Heating_Natural Gas_Windows - High Efficiency_A_Achievable Economic UCT Potential | F10 | Industrial | Food Products | Existing | Space Heating | Natural Gas | Windows - High Efficiency | A | Purchases (Incremental) | Achievable Economic UCT Potential | 0 | 0 | 0 | 0 | 0 | 0 | 0 | 0 | 0 | 0 | 0 | 0 | 0 | 0 | 0 | 0 | 0 | 0 | 0 | 0 | 0 | 0 | 0 | 0 | 0 | 0 | 0 | 0 | 0 | 0 | 0
F11_Industrial_Food Products_Existing_Space Heating_Natural Gas_Windows - High Efficiency_A_Achievable Economic UCT Potential | F11 | Industrial | Food Products | Existing | Space Heating | Natural Gas | Windows - High Efficiency | A | Purchases (Cumulative) | Achievable Economic UCT Potential | 0 | 0 | 0 | 0 | 0 | 0 | 0 | 0 | 0 | 0 | 0 | 0 | 0 | 0 | 0 | 0 | 0 | 0 | 0 | 0 | 0 | 0 | 0 | 0 | 0 | 0 | 0 | 0 | 0 | 0 | 0
F1_Industrial_Food Products_Existing_Space Heating_Natural Gas_Gas Boiler - Maintenance_A_Achievable Economic UCT Potential | F1 | Industrial | Food Products | Existing | Space Heating | Natural Gas | Gas Boiler - Maintenance | A | Integrated Unit Energy Savings (kWh or therms) | Achievable Economic UCT Potential | 0 | 0 | 0 | 0 | 0 | 0.94027 | 0.93335 | 0.92622 | 0.91877 | 0.91101 | 0.90309 | 0.89494 | 0.88657 | 0.87782 | 0.86832 | 0.8591 | 0.84983 | 0.8407 | 0.83171 | 0.82309 | 0.8148 | 0.80628 | 0.79853 | 0.7917 | 0.78503 | 0.77897 | 0.77377 | 0.76899 | 0.81246 | 0.80912 | 0.80607
F2_Industrial_Food Products_Existing_Space Heating_Natural Gas_Gas Boiler - Maintenance_A_Achievable Economic UCT Potential | F2 | Industrial | Food Products | Existing | Space Heating | Natural Gas | Gas Boiler - Maintenance | A | Integrated Unit Summer Peak Savings (kW) | Achievable Economic UCT Potential | 0 | 0 | 0 | 0 | 0 | 0 | 0 | 0 | 0 | 0 | 0 | 0 | 0 | 0 | 0 | 0 | 0 | 0 | 0 | 0 | 0 | 0 | 0 | 0 | 0 | 0 | 0 | 0 | 0 | 0 | 0
F3_Industrial_Food Products_Existing_Space Heating_Natural Gas_Gas Boiler - Maintenance_A_Achievable Economic UCT Potential | F3 | Industrial | Food Products | Existing | Space Heating | Natural Gas | Gas Boiler - Maintenance | A | Integrated Unit Winter Peak Savings (kW) | Achievable Economic UCT Potential | 0 | 0 | 0 | 0 | 0 | 0 | 0 | 0 | 0 | 0 | 0 | 0 | 0 | 0 | 0 | 0 | 0 | 0 | 0 | 0 | 0 | 0 | 0 | 0 | 0 | 0 | 0 | 0 | 0 | 0 | 0
F4_Industrial_Food Products_Existing_Space Heating_Natural Gas_Gas Boiler - Maintenance_A_Achievable Economic UCT Potential | F4 | Industrial | Food Products | Existing | Space Heating | Natural Gas | Gas Boiler - Maintenance | A | Incremental Energy Savings (MWh or mTherms) | Achievable Economic UCT Potential | 0 | 0 | 0 | 0 | 0 | 0.013927 | 0.0096848 | 0.0066141 | 0.0051124 | 0.0044451 | 0.0037646 | 0.0031872 | 0.0026771 | 0.0022009 | 0.0018329 | 0.0014987 | 0.0011548 | 0.0008852 | 0.00067594 | 0.00052158 | 0.00047214 | 0.00036421 | 0.00030948 | 0.00025647 | 0.00020476 | 0 | 0 | 0 | 0 | 0 | 0
F5_Industrial_Food Products_Existing_Space Heating_Natural Gas_Gas Boiler - Maintenance_A_Achievable Economic UCT Potential | F5 | Industrial | Food Products | Existing | Space Heating | Natural Gas | Gas Boiler - Maintenance | A | Incremental Summer Peak Savings (MW) | Achievable Economic UCT Potential | 0 | 0 | 0 | 0 | 0 | 0 | 0 | 0 | 0 | 0 | 0 | 0 | 0 | 0 | 0 | 0 | 0 | 0 | 0 | 0 | 0 | 0 | 0 | 0 | 0 | 0 | 0 | 0 | 0 | 0 | 0
F6_Industrial_Food Products_Existing_Space Heating_Natural Gas_Gas Boiler - Maintenance_A_Achievable Economic UCT Potential | F6 | Industrial | Food Products | Existing | Space Heating | Natural Gas | Gas Boiler - Maintenance | A | Incremental Winter Peak Savings (MW) | Achievable Economic UCT Potential | 0 | 0 | 0 | 0 | 0 | 0 | 0 | 0 | 0 | 0 | 0 | 0 | 0 | 0 | 0 | 0 | 0 | 0 | 0 | 0 | 0 | 0 | 0 | 0 | 0 | 0 | 0 | 0 | 0 | 0 | 0
F7_Industrial_Food Products_Existing_Space Heating_Natural Gas_Gas Boiler - Maintenance_A_Achievable Economic UCT Potential | F7 | Industrial | Food Products | Existing | Space Heating | Natural Gas | Gas Boiler - Maintenance | A | Cumulative Energy Savings (MWh or mTherms) | Achievable Economic UCT Potential | 0 | 0 | 0 | 0 | 0 | 0.013927 | 0.02351 | 0.029944 | 0.034816 | 0.038967 | 0.042392 | 0.045198 | 0.047452 | 0.049184 | 0.050485 | 0.051447 | 0.052047 | 0.052373 | 0.052489 | 0.052466 | 0.05241 | 0.052227 | 0.052034 | 0.051845 | 0.051613 | 0.051215 | 0.050873 | 0.050559 | 0 | 0 | 0
F8_Industrial_Food Products_Existing_Space Heating_Natural Gas_Gas Boiler - Maintenance_A_Achievable Economic UCT Potential | F8 | Industrial | Food Products | Existing | Space Heating | Natural Gas | Gas Boiler - Maintenance | A | Cumulative Summer Peak Savings (MW) | Achievable Economic UCT Potential | 0 | 0 | 0 | 0 | 0 | 0 | 0 | 0 | 0 | 0 | 0 | 0 | 0 | 0 | 0 | 0 | 0 | 0 | 0 | 0 | 0 | 0 | 0 | 0 | 0 | 0 | 0 | 0 | 0 | 0 | 0
F9_Industrial_Food Products_Existing_Space Heating_Natural Gas_Gas Boiler - Maintenance_A_Achievable Economic UCT Potential | F9 | Industrial | Food Products | Existing | Space Heating | Natural Gas | Gas Boiler - Maintenance | A | Cumulative Winter Peak Savings (MW) | Achievable Economic UCT Potential | 0 | 0 | 0 | 0 | 0 | 0 | 0 | 0 | 0 | 0 | 0 | 0 | 0 | 0 | 0 | 0 | 0 | 0 | 0 | 0 | 0 | 0 | 0 | 0 | 0 | 0 | 0 | 0 | 0 | 0 | 0
F10_Industrial_Food Products_Existing_Space Heating_Natural Gas_Gas Boiler - Maintenance_A_Achievable Economic UCT Potential | F10 | Industrial | Food Products | Existing | Space Heating | Natural Gas | Gas Boiler - Maintenance | A | Purchases (Incremental) | Achievable Economic UCT Potential | 0 | 0 | 0 | 0 | 0 | 14.8122 | 10.3765 | 7.1409 | 5.5644 | 4.8793 | 4.1686 | 3.5614 | 3.0196 | 2.5072 | 2.1108 | 1.7445 | 1.3588 | 1.0529 | 0.81271 | 0.63369 | 0.57945 | 0.45172 | 0.38757 | 0.32395 | 0.26083 | 0 | 0 | 0 | 0 | 0 | 0
F11_Industrial_Food Products_Existing_Space Heating_Natural Gas_Gas Boiler - Maintenance_A_Achievable Economic UCT Potential | F11 | Industrial | Food Products | Existing | Space Heating | Natural Gas | Gas Boiler - Maintenance | A | Purchases (Cumulative) | Achievable Economic UCT Potential | 0 | 0 | 0 | 0 | 0 | 14.8122 | 25.1887 | 32.3296 | 37.894 | 42.7732 | 46.9418 | 50.5032 | 53.5228 | 56.03 | 58.1408 | 59.8853 | 61.2441 | 62.2971 | 63.1098 | 63.7435 | 64.3229 | 64.7746 | 65.1622 | 65.4862 | 65.747 | 65.747 | 65.747 | 65.747 | 65.747 | 65.747 | 65.747
F1_Industrial_Food Products_Existing_Process_Natural Gas_Gas Boiler - Maintenance_A_Achievable Economic UCT Potential | F1 | Industrial | Food Products | Existing | Process | Natural Gas | Gas Boiler - Maintenance | A | Integrated Unit Energy Savings (kWh or therms) | Achievable Economic UCT Potential | 0 | 0 | 0 | 0 | 0 | 34.75 | 34.75 | 34.75 | 34.75 | 34.75 | 34.75 | 34.75 | 34.75 | 34.75 | 34.75 | 34.75 | 34.75 | 34.75 | 34.75 | 34.75 | 34.75 | 34.75 | 34.75 | 34.75 | 34.75 | 34.75 | 34.75 | 34.75 | 34.75 | 34.75 | 34.75
F2_Industrial_Food Products_Existing_Process_Natural Gas_Gas Boiler - Maintenance_A_Achievable Economic UCT Potential | F2 | Industrial | Food Products | Existing | Process | Natural Gas | Gas Boiler - Maintenance | A | Integrated Unit Summer Peak Savings (kW) | Achievable Economic UCT Potential | 0 | 0 | 0 | 0 | 0 | 0 | 0 | 0 | 0 | 0 | 0 | 0 | 0 | 0 | 0 | 0 | 0 | 0 | 0 | 0 | 0 | 0 | 0 | 0 | 0 | 0 | 0 | 0 | 0 | 0 | 0
F3_Industrial_Food Products_Existing_Process_Natural Gas_Gas Boiler - Maintenance_A_Achievable Economic UCT Potential | F3 | Industrial | Food Products | Existing | Process | Natural Gas | Gas Boiler - Maintenance | A | Integrated Unit Winter Peak Savings (kW) | Achievable Economic UCT Potential | 0 | 0 | 0 | 0 | 0 | 0 | 0 | 0 | 0 | 0 | 0 | 0 | 0 | 0 | 0 | 0 | 0 | 0 | 0 | 0 | 0 | 0 | 0 | 0 | 0 | 0 | 0 | 0 | 0 | 0 | 0
F4_Industrial_Food Products_Existing_Process_Natural Gas_Gas Boiler - Maintenance_A_Achievable Economic UCT Potential | F4 | Industrial | Food Products | Existing | Process | Natural Gas | Gas Boiler - Maintenance | A | Incremental Energy Savings (MWh or mTherms) | Achievable Economic UCT Potential | 0 | 0 | 0 | 0 | 0 | 1.2273 | 0.85979 | 0.59169 | 0.46106 | 0.40429 | 0.34541 | 0.29509 | 0.2502 | 0.20774 | 0.1749 | 0.14455 | 0.11259 | 0.087245 | 0.06734 | 0.052507 | 0.048013 | 0.037429 | 0.032113 | 0.026842 | 0.021612 | 0 | 0 | 0 | 0 | 0 | 0
F5_Industrial_Food Products_Existing_Process_Natural Gas_Gas Boiler - Maintenance_A_Achievable Economic UCT Potential | F5 | Industrial | Food Products | Existing | Process | Natural Gas | Gas Boiler - Maintenance | A | Incremental Summer Peak Savings (MW) | Achievable Economic UCT Potential | 0 | 0 | 0 | 0 | 0 | 0 | 0 | 0 | 0 | 0 | 0 | 0 | 0 | 0 | 0 | 0 | 0 | 0 | 0 | 0 | 0 | 0 | 0 | 0 | 0 | 0 | 0 | 0 | 0 | 0 | 0
F6_Industrial_Food Products_Existing_Process_Natural Gas_Gas Boiler - Maintenance_A_Achievable Economic UCT Potential | F6 | Industrial | Food Products | Existing | Process | Natural Gas | Gas Boiler - Maintenance | A | Incremental Winter Peak Savings (MW) | Achievable Economic UCT Potential | 0 | 0 | 0 | 0 | 0 | 0 | 0 | 0 | 0 | 0 | 0 | 0 | 0 | 0 | 0 | 0 | 0 | 0 | 0 | 0 | 0 | 0 | 0 | 0 | 0 | 0 | 0 | 0 | 0 | 0 | 0
F7_Industrial_Food Products_Existing_Process_Natural Gas_Gas Boiler - Maintenance_A_Achievable Economic UCT Potential | F7 | Industrial | Food Products | Existing | Process | Natural Gas | Gas Boiler - Maintenance | A | Cumulative Energy Savings (MWh or mTherms) | Achievable Economic UCT Potential | 0 | 0 | 0 | 0 | 0 | 1.2273 | 2.0871 | 2.6788 | 3.1399 | 3.5442 | 3.8896 | 4.1847 | 4.4349 | 4.6426 | 4.8175 | 4.9621 | 5.0747 | 5.1619 | 5.2292 | 5.2817 | 5.3298 | 5.3672 | 5.3993 | 5.4261 | 5.4478 | 5.4478 | 5.4478 | 5.4478 | 0 | 0 | 0
F8_Industrial_Food Products_Existing_Process_Natural Gas_Gas Boiler - Maintenance_A_Achievable Economic UCT Potential | F8 | Industrial | Food Products | Existing | Process | Natural Gas | Gas Boiler - Maintenance | A | Cumulative Summer Peak Savings (MW) | Achievable Economic UCT Potential | 0 | 0 | 0 | 0 | 0 | 0 | 0 | 0 | 0 | 0 | 0 | 0 | 0 | 0 | 0 | 0 | 0 | 0 | 0 | 0 | 0 | 0 | 0 | 0 | 0 | 0 | 0 | 0 | 0 | 0 | 0
F9_Industrial_Food Products_Existing_Process_Natural Gas_Gas Boiler - Maintenance_A_Achievable Economic UCT Potential | F9 | Industrial | Food Products | Existing | Process | Natural Gas | Gas Boiler - Maintenance | A | Cumulative Winter Peak Savings (MW) | Achievable Economic UCT Potential | 0 | 0 | 0 | 0 | 0 | 0 | 0 | 0 | 0 | 0 | 0 | 0 | 0 | 0 | 0 | 0 | 0 | 0 | 0 | 0 | 0 | 0 | 0 | 0 | 0 | 0 | 0 | 0 | 0 | 0 | 0
F10_Industrial_Food Products_Existing_Process_Natural Gas_Gas Boiler - Maintenance_A_Achievable Economic UCT Potential | F10 | Industrial | Food Products | Existing | Process | Natural Gas | Gas Boiler - Maintenance | A | Purchases (Incremental) | Achievable Economic UCT Potential | 0 | 0 | 0 | 0 | 0 | 35.3189 | 24.7421 | 17.0272 | 13.2679 | 11.6343 | 9.9397 | 8.4919 | 7.2001 | 5.9783 | 5.0332 | 4.1598 | 3.24 | 2.5107 | 1.9379 | 1.511 | 1.3817 | 1.0771 | 0.92413 | 0.77244 | 0.62193 | 0 | 0 | 0 | 0 | 0 | 0
F11_Industrial_Food Products_Existing_Process_Natural Gas_Gas Boiler - Maintenance_A_Achievable Economic UCT Potential | F11 | Industrial | Food Products | Existing | Process | Natural Gas | Gas Boiler - Maintenance | A | Purchases (Cumulative) | Achievable Economic UCT Potential | 0 | 0 | 0 | 0 | 0 | 35.3189 | 60.061 | 77.0882 | 90.3561 | 101.9904 | 111.9302 | 120.4221 | 127.6222 | 133.6004 | 138.6336 | 142.7934 | 146.0334 | 148.5441 | 150.4819 | 151.9929 | 153.3746 | 154.4517 | 155.3758 | 156.1482 | 156.7702 | 156.7702 | 156.7702 | 156.7702 | 156.7702 | 156.7702 | 156.7702
F1_Industrial_Food Products_Existing_Space Heating_Natural Gas_Gas Furnace - Maintenance_A_Achievable Economic UCT Potential | F1 | Industrial | Food Products | Existing | Space Heating | Natural Gas | Gas Furnace - Maintenance | A | Integrated Unit Energy Savings (kWh or therms) | Achievable Economic UCT Potential | 0 | 0 | 0 | 0 | 0 | 0.0091883 | 0.0090976 | 0.008982 | 0.0088621 | 0.0087385 | 0.0086139 | 0.0084878 | 0.0083649 | 0.0082434 | 0.0081176 | 0.0080009 | 0.0078882 | 0.0077806 | 0.007678 | 0.007579 | 0.0074837 | 0.0073893 | 0.0072988 | 0.0072183 | 0.0071422 | 0.0070729 | 0.0070113 | 0.0069535 | 0.0073847 | 0.0073392 | 0.0072965
F2_Industrial_Food Products_Existing_Space Heating_Natural Gas_Gas Furnace - Maintenance_A_Achievable Economic UCT Potential | F2 | Industrial | Food Products | Existing | Space Heating | Natural Gas | Gas Furnace - Maintenance | A | Integrated Unit Summer Peak Savings (kW) | Achievable Economic UCT Potential | 0 | 0 | 0 | 0 | 0 | 0 | 0 | 0 | 0 | 0 | 0 | 0 | 0 | 0 | 0 | 0 | 0 | 0 | 0 | 0 | 0 | 0 | 0 | 0 | 0 | 0 | 0 | 0 | 0 | 0 | 0
F3_Industrial_Food Products_Existing_Space Heating_Natural Gas_Gas Furnace - Maintenance_A_Achievable Economic UCT Potential | F3 | Industrial | Food Products | Existing | Space Heating | Natural Gas | Gas Furnace - Maintenance | A | Integrated Unit Winter Peak Savings (kW) | Achievable Economic UCT Potential | 0 | 0 | 0 | 0 | 0 | 0 | 0 | 0 | 0 | 0 | 0 | 0 | 0 | 0 | 0 | 0 | 0 | 0 | 0 | 0 | 0 | 0 | 0 | 0 | 0 | 0 | 0 | 0 | 0 | 0 | 0
F4_Industrial_Food Products_Existing_Space Heating_Natural Gas_Gas Furnace - Maintenance_A_Achievable Economic UCT Potential | F4 | Industrial | Food Products | Existing | Space Heating | Natural Gas | Gas Furnace - Maintenance | A | Incremental Energy Savings (MWh or mTherms) | Achievable Economic UCT Potential | 0 | 0 | 0 | 0 | 0 | 0.00010859 | 7.5318e-05 | 5.1174e-05 | 3.9344e-05 | 3.4018e-05 | 2.8649e-05 | 2.4118e-05 | 2.0153e-05 | 1.649e-05 | 1.3671e-05 | 1.1136e-05 | 8.5519e-06 | 6.5364e-06 | 4.9786e-06 | 3.8318e-06 | 3.4598e-06 | 2.6632e-06 | 2.2569e-06 | 1.8657e-06 | 1.4863e-06 | 0 | 0 | 0 | 0 | 0 | 0
F5_Industrial_Food Products_Existing_Space Heating_Natural Gas_Gas Furnace - Maintenance_A_Achievable Economic UCT Potential | F5 | Industrial | Food Products | Existing | Space Heating | Natural Gas | Gas Furnace - Maintenance | A | Incremental Summer Peak Savings (MW) | Achievable Economic UCT Potential | 0 | 0 | 0 | 0 | 0 | 0 | 0 | 0 | 0 | 0 | 0 | 0 | 0 | 0 | 0 | 0 | 0 | 0 | 0 | 0 | 0 | 0 | 0 | 0 | 0 | 0 | 0 | 0 | 0 | 0 | 0
F6_Industrial_Food Products_Existing_Space Heating_Natural Gas_Gas Furnace - Maintenance_A_Achievable Economic UCT Potential | F6 | Industrial | Food Products | Existing | Space Heating | Natural Gas | Gas Furnace - Maintenance | A | Incremental Winter Peak Savings (MW) | Achievable Economic UCT Potential | 0 | 0 | 0 | 0 | 0 | 0 | 0 | 0 | 0 | 0 | 0 | 0 | 0 | 0 | 0 | 0 | 0 | 0 | 0 | 0 | 0 | 0 | 0 | 0 | 0 | 0 | 0 | 0 | 0 | 0 | 0
F7_Industrial_Food Products_Existing_Space Heating_Natural Gas_Gas Furnace - Maintenance_A_Achievable Economic UCT Potential | F7 | Industrial | Food Products | Existing | Space Heating | Natural Gas | Gas Furnace - Maintenance | A | Cumulative Energy Savings (MWh or mTherms) | Achievable Economic UCT Potential | 0 | 0 | 0 | 0 | 0 | 0.00010859 | 0.00018283 | 0.00023168 | 0.00026793 | 0.00029822 | 0.00032261 | 0.00034201 | 0.00035721 | 0.00036851 | 0.00037656 | 0.00038228 | 0.00038545 | 0.00038673 | 0.0003866 | 0.00038545 | 0.00038406 | 0.00038188 | 0.00037946 | 0.00037715 | 0.00037465 | 0.00037102 | 0.00036779 | 0.00036476 | 0 | 0 | 0
F8_Industrial_Food Products_Existing_Space Heating_Natural Gas_Gas Furnace - Maintenance_A_Achievable Economic UCT Potential | F8 | Industrial | Food Products | Existing | Space Heating | Natural Gas | Gas Furnace - Maintenance | A | Cumulative Summer Peak Savings (MW) | Achievable Economic UCT Potential | 0 | 0 | 0 | 0 | 0 | 0 | 0 | 0 | 0 | 0 | 0 | 0 | 0 | 0 | 0 | 0 | 0 | 0 | 0 | 0 | 0 | 0 | 0 | 0 | 0 | 0 | 0 | 0 | 0 | 0 | 0
F9_Industrial_Food Products_Existing_Space Heating_Natural Gas_Gas Furnace - Maintenance_A_Achievable Economic UCT Potential | F9 | Industrial | Food Products | Existing | Space Heating | Natural Gas | Gas Furnace - Maintenance | A | Cumulative Winter Peak Savings (MW) | Achievable Economic UCT Potential | 0 | 0 | 0 | 0 | 0 | 0 | 0 | 0 | 0 | 0 | 0 | 0 | 0 | 0 | 0 | 0 | 0 | 0 | 0 | 0 | 0 | 0 | 0 | 0 | 0 | 0 | 0 | 0 | 0 | 0 | 0
F10_Industrial_Food Products_Existing_Space Heating_Natural Gas_Gas Furnace - Maintenance_A_Achievable Economic UCT Potential | F10 | Industrial | Food Products | Existing | Space Heating | Natural Gas | Gas Furnace - Maintenance | A | Purchases (Incremental) | Achievable Economic UCT Potential | 0 | 0 | 0 | 0 | 0 | 11.8179 | 8.2789 | 5.6974 | 4.4395 | 3.8929 | 3.3259 | 2.8415 | 2.4092 | 2.0004 | 1.6841 | 1.3919 | 1.0841 | 0.84008 | 0.64842 | 0.50559 | 0.46232 | 0.36041 | 0.30922 | 0.25846 | 0.2081 | 0 | 0 | 0 | 0 | 0 | 0
F11_Industrial_Food Products_Existing_Space Heating_Natural Gas_Gas Furnace - Maintenance_A_Achievable Economic UCT Potential | F11 | Industrial | Food Products | Existing | Space Heating | Natural Gas | Gas Furnace - Maintenance | A | Purchases (Cumulative) | Achievable Economic UCT Potential | 0 | 0 | 0 | 0 | 0 | 11.8179 | 20.0968 | 25.7942 | 30.2338 | 34.1267 | 37.4526 | 40.2941 | 42.7033 | 44.7036 | 46.3878 | 47.7796 | 48.8638 | 49.7039 | 50.3523 | 50.8579 | 51.3202 | 51.6806 | 51.9898 | 52.2483 | 52.4564 | 52.4564 | 52.4564 | 52.4564 | 52.4564 | 52.4564 | 52.4564
F1_Industrial_Food Products_Existing_Space Heating_Natural Gas_Gas Boiler - Hot Water Reset_A_Achievable Economic UCT Potential | F1 | Industrial | Food Products | Existing | Space Heating | Natural Gas | Gas Boiler - Hot Water Reset | A | Integrated Unit Energy Savings (kWh or therms) | Achievable Economic UCT Potential | 0 | 0 | 0 | 0 | 0 | 3.4154 | 3.3866 | 3.357 | 3.3263 | 3.2945 | 3.2618 | 3.2286 | 3.1945 | 3.1586 | 3.1205 | 3.083 | 3.0458 | 3.0089 | 2.9725 | 2.938 | 2.9047 | 2.8709 | 2.8399 | 2.8125 | 2.7857 | 2.7641 | 2.7455 | 2.7283 | 2.9544 | 2.9423 | 2.9312
F2_Industrial_Food Products_Existing_Space Heating_Natural Gas_Gas Boiler - Hot Water Reset_A_Achievable Economic UCT Potential | F2 | Industrial | Food Products | Existing | Space Heating | Natural Gas | Gas Boiler - Hot Water Reset | A | Integrated Unit Summer Peak Savings (kW) | Achievable Economic UCT Potential | 0 | 0 | 0 | 0 | 0 | 0 | 0 | 0 | 0 | 0 | 0 | 0 | 0 | 0 | 0 | 0 | 0 | 0 | 0 | 0 | 0 | 0 | 0 | 0 | 0 | 0 | 0 | 0 | 0 | 0 | 0
F3_Industrial_Food Products_Existing_Space Heating_Natural Gas_Gas Boiler - Hot Water Reset_A_Achievable Economic UCT Potential | F3 | Industrial | Food Products | Existing | Space Heating | Natural Gas | Gas Boiler - Hot Water Reset | A | Integrated Unit Winter Peak Savings (kW) | Achievable Economic UCT Potential | 0 | 0 | 0 | 0 | 0 | 0 | 0 | 0 | 0 | 0 | 0 | 0 | 0 | 0 | 0 | 0 | 0 | 0 | 0 | 0 | 0 | 0 | 0 | 0 | 0 | 0 | 0 | 0 | 0 | 0 | 0
F4_Industrial_Food Products_Existing_Space Heating_Natural Gas_Gas Boiler - Hot Water Reset_A_Achievable Economic UCT Potential | F4 | Industrial | Food Products | Existing | Space Heating | Natural Gas | Gas Boiler - Hot Water Reset | A | Incremental Energy Savings (MWh or mTherms) | Achievable Economic UCT Potential | 0 | 0 | 0 | 0 | 0 | 0.024586 | 0.029916 | 0.036075 | 0.041517 | 0.046942 | 0.053646 | 0.058091 | 0.058598 | 0.053734 | 0.045807 | 0.034687 | 0.022682 | 0.012945 | 0.0061026 | 0.002555 | 0.00091475 | 0.0002813 | 6.0429e-05 | 9.8034e-06 | 1.1619e-06 | 0 | 0 | 0 | 0 | 0 | 0
F5_Industrial_Food Products_Existing_Space Heating_Natural Gas_Gas Boiler - Hot Water Reset_A_Achievable Economic UCT Potential | F5 | Industrial | Food Products | Existing | Space Heating | Natural Gas | Gas Boiler - Hot Water Reset | A | Incremental Summer Peak Savings (MW) | Achievable Economic UCT Potential | 0 | 0 | 0 | 0 | 0 | 0 | 0 | 0 | 0 | 0 | 0 | 0 | 0 | 0 | 0 | 0 | 0 | 0 | 0 | 0 | 0 | 0 | 0 | 0 | 0 | 0 | 0 | 0 | 0 | 0 | 0
F6_Industrial_Food Products_Existing_Space Heating_Natural Gas_Gas Boiler - Hot Water Reset_A_Achievable Economic UCT Potential | F6 | Industrial | Food Products | Existing | Space Heating | Natural Gas | Gas Boiler - Hot Water Reset | A | Incremental Winter Peak Savings (MW) | Achievable Economic UCT Potential | 0 | 0 | 0 | 0 | 0 | 0 | 0 | 0 | 0 | 0 | 0 | 0 | 0 | 0 | 0 | 0 | 0 | 0 | 0 | 0 | 0 | 0 | 0 | 0 | 0 | 0 | 0 | 0 | 0 | 0 | 0
F7_Industrial_Food Products_Existing_Space Heating_Natural Gas_Gas Boiler - Hot Water Reset_A_Achievable Economic UCT Potential | F7 | Industrial | Food Products | Existing | Space Heating | Natural Gas | Gas Boiler - Hot Water Reset | A | Cumulative Energy Savings (MWh or mTherms) | Achievable Economic UCT Potential | 0 | 0 | 0 | 0 | 0 | 0.024586 | 0.054295 | 0.089896 | 0.13059 | 0.17628 | 0.22818 | 0.28395 | 0.33954 | 0.38946 | 0.43058 | 0.46009 | 0.47721 | 0.48438 | 0.48462 | 0.48156 | 0.47701 | 0.47174 | 0.46672 | 0.46222 | 0.45782 | 0.45426 | 0.4512 | 0.44839 | 0 | 0 | 0
F8_Industrial_Food Products_Existing_Space Heating_Natural Gas_Gas Boiler - Hot Water Reset_A_Achievable Economic UCT Potential | F8 | Industrial | Food Products | Existing | Space Heating | Natural Gas | Gas Boiler - Hot Water Reset | A | Cumulative Summer Peak Savings (MW) | Achievable Economic UCT Potential | 0 | 0 | 0 | 0 | 0 | 0 | 0 | 0 | 0 | 0 | 0 | 0 | 0 | 0 | 0 | 0 | 0 | 0 | 0 | 0 | 0 | 0 | 0 | 0 | 0 | 0 | 0 | 0 | 0 | 0 | 0
F9_Industrial_Food Products_Existing_Space Heating_Natural Gas_Gas Boiler - Hot Water Reset_A_Achievable Economic UCT Potential | F9 | Industrial | Food Products | Existing | Space Heating | Natural Gas | Gas Boiler - Hot Water Reset | A | Cumulative Winter Peak Savings (MW) | Achievable Economic UCT Potential | 0 | 0 | 0 | 0 | 0 | 0 | 0 | 0 | 0 | 0 | 0 | 0 | 0 | 0 | 0 | 0 | 0 | 0 | 0 | 0 | 0 | 0 | 0 | 0 | 0 | 0 | 0 | 0 | 0 | 0 | 0
F10_Industrial_Food Products_Existing_Space Heating_Natural Gas_Gas Boiler - Hot Water Reset_A_Achievable Economic UCT Potential | F10 | Industrial | Food Products | Existing | Space Heating | Natural Gas | Gas Boiler - Hot Water Reset | A | Purchases (Incremental) | Achievable Economic UCT Potential | 0 | 0 | 0 | 0 | 0 | 7.1985 | 8.8338 | 10.7462 | 12.4814 | 14.2484 | 16.4466 | 17.9929 | 18.3436 | 17.0122 | 14.6792 | 11.2511 | 7.4472 | 4.3024 | 2.053 | 0.86963 | 0.31492 | 0.097984 | 0.021278 | 0.0034857 | 0.00041708 | 0 | 0 | 0 | 0 | 0 | 0
F11_Industrial_Food Products_Existing_Space Heating_Natural Gas_Gas Boiler - Hot Water Reset_A_Achievable Economic UCT Potential | F11 | Industrial | Food Products | Existing | Space Heating | Natural Gas | Gas Boiler - Hot Water Reset | A | Purchases (Cumulative) | Achievable Economic UCT Potential | 0 | 0 | 0 | 0 | 0 | 7.1985 | 16.0323 | 26.7786 | 39.26 | 53.5084 | 69.955 | 87.9479 | 106.2915 | 123.3037 | 137.9829 | 149.234 | 156.6812 | 160.9836 | 163.0367 | 163.9063 | 164.2212 | 164.3192 | 164.3405 | 164.344 | 164.3444 | 164.3444 | 164.3444 | 164.3444 | 164.3444 | 164.3444 | 164.3444
F1_Industrial_Food Products_Existing_Process_Natural Gas_Gas Boiler - Hot Water Reset_A_Achievable Economic UCT Potential | F1 | Industrial | Food Products | Existing | Process | Natural Gas | Gas Boiler - Hot Water Reset | A | Integrated Unit Energy Savings (kWh or therms) | Achievable Economic UCT Potential | 0 | 0 | 0 | 0 | 0 | 63.0719 | 62.9665 | 62.863 | 62.7624 | 62.6625 | 62.5599 | 62.4694 | 62.3849 | 62.2934 | 62.2217 | 62.1404 | 62.0708 | 61.9976 | 61.9213 | 61.8587 | 61.7905 | 61.7266 | 61.6634 | 61.6007 | 61.5386 | 61.5338 | 61.5294 | 61.5255 | 63.1817 | 63.1817 | 63.1817
F2_Industrial_Food Products_Existing_Process_Natural Gas_Gas Boiler - Hot Water Reset_A_Achievable Economic UCT Potential | F2 | Industrial | Food Products | Existing | Process | Natural Gas | Gas Boiler - Hot Water Reset | A | Integrated Unit Summer Peak Savings (kW) | Achievable Economic UCT Potential | 0 | 0 | 0 | 0 | 0 | 0 | 0 | 0 | 0 | 0 | 0 | 0 | 0 | 0 | 0 | 0 | 0 | 0 | 0 | 0 | 0 | 0 | 0 | 0 | 0 | 0 | 0 | 0 | 0 | 0 | 0
F3_Industrial_Food Products_Existing_Process_Natural Gas_Gas Boiler - Hot Water Reset_A_Achievable Economic UCT Potential | F3 | Industrial | Food Products | Existing | Process | Natural Gas | Gas Boiler - Hot Water Reset | A | Integrated Unit Winter Peak Savings (kW) | Achievable Economic UCT Potential | 0 | 0 | 0 | 0 | 0 | 0 | 0 | 0 | 0 | 0 | 0 | 0 | 0 | 0 | 0 | 0 | 0 | 0 | 0 | 0 | 0 | 0 | 0 | 0 | 0 | 0 | 0 | 0 | 0 | 0 | 0
F4_Industrial_Food Products_Existing_Process_Natural Gas_Gas Boiler - Hot Water Reset_A_Achievable Economic UCT Potential | F4 | Industrial | Food Products | Existing | Process | Natural Gas | Gas Boiler - Hot Water Reset | A | Incremental Energy Savings (MWh or mTherms) | Achievable Economic UCT Potential | 0 | 0 | 0 | 0 | 0 | 1.0826 | 1.3263 | 1.6108 | 1.8679 | 2.1289 | 2.4534 | 2.6801 | 2.7287 | 2.5269 | 2.1779 | 1.6671 | 1.1022 | 0.63602 | 0.30313 | 0.12827 | 0.046399 | 0.014422 | 0.0031286 | 0.00051199 | 6.12e-05 | 0 | 0 | 0 | 0 | 0 | 0
F5_Industrial_Food Products_Existing_Process_Natural Gas_Gas Boiler - Hot Water Reset_A_Achievable Economic UCT Potential | F5 | Industrial | Food Products | Existing | Process | Natural Gas | Gas Boiler - Hot Water Reset | A | Incremental Summer Peak Savings (MW) | Achievable Economic UCT Potential | 0 | 0 | 0 | 0 | 0 | 0 | 0 | 0 | 0 | 0 | 0 | 0 | 0 | 0 | 0 | 0 | 0 | 0 | 0 | 0 | 0 | 0 | 0 | 0 | 0 | 0 | 0 | 0 | 0 | 0 | 0
F6_Industrial_Food Products_Existing_Process_Natural Gas_Gas Boiler - Hot Water Reset_A_Achievable Economic UCT Potential | F6 | Industrial | Food Products | Existing | Process | Natural Gas | Gas Boiler - Hot Water Reset | A | Incremental Winter Peak Savings (MW) | Achievable Economic UCT Potential | 0 | 0 | 0 | 0 | 0 | 0 | 0 | 0 | 0 | 0 | 0 | 0 | 0 | 0 | 0 | 0 | 0 | 0 | 0 | 0 | 0 | 0 | 0 | 0 | 0 | 0 | 0 | 0 | 0 | 0 | 0
F7_Industrial_Food Products_Existing_Process_Natural Gas_Gas Boiler - Hot Water Reset_A_Achievable Economic UCT Potential | F7 | Industrial | Food Products | Existing | Process | Natural Gas | Gas Boiler - Hot Water Reset | A | Cumulative Energy Savings (MWh or mTherms) | Achievable Economic UCT Potential | 0 | 0 | 0 | 0 | 0 | 1.0826 | 2.4071 | 4.0139 | 5.8754 | 7.995 | 10.4352 | 13.1003 | 15.8112 | 18.315 | 20.4718 | 22.1121 | 23.1895 | 23.7982 | 24.072 | 24.176 | 24.1957 | 24.1851 | 24.1635 | 24.1394 | 24.1151 | 24.1133 | 24.1116 | 24.11 | 0 | 0 | 0
F8_Industrial_Food Products_Existing_Process_Natural Gas_Gas Boiler - Hot Water Reset_A_Achievable Economic UCT Potential | F8 | Industrial | Food Products | Existing | Process | Natural Gas | Gas Boiler - Hot Water Reset | A | Cumulative Summer Peak Savings (MW) | Achievable Economic UCT Potential | 0 | 0 | 0 | 0 | 0 | 0 | 0 | 0 | 0 | 0 | 0 | 0 | 0 | 0 | 0 | 0 | 0 | 0 | 0 | 0 | 0 | 0 | 0 | 0 | 0 | 0 | 0 | 0 | 0 | 0 | 0
F9_Industrial_Food Products_Existing_Process_Natural Gas_Gas Boiler - Hot Water Reset_A_Achievable Economic UCT Potential | F9 | Industrial | Food Products | Existing | Process | Natural Gas | Gas Boiler - Hot Water Reset | A | Cumulative Winter Peak Savings (MW) | Achievable Economic UCT Potential | 0 | 0 | 0 | 0 | 0 | 0 | 0 | 0 | 0 | 0 | 0 | 0 | 0 | 0 | 0 | 0 | 0 | 0 | 0 | 0 | 0 | 0 | 0 | 0 | 0 | 0 | 0 | 0 | 0 | 0 | 0
F10_Industrial_Food Products_Existing_Process_Natural Gas_Gas Boiler - Hot Water Reset_A_Achievable Economic UCT Potential | F10 | Industrial | Food Products | Existing | Process | Natural Gas | Gas Boiler - Hot Water Reset | A | Purchases (Incremental) | Achievable Economic UCT Potential | 0 | 0 | 0 | 0 | 0 | 17.1645 | 21.0637 | 25.6238 | 29.7613 | 33.9746 | 39.216 | 42.903 | 43.7395 | 40.5646 | 35.0019 | 26.8276 | 17.7574 | 10.2589 | 4.8954 | 2.0736 | 0.75091 | 0.23364 | 0.050737 | 0.0083114 | 0.00099451 | 0 | 0 | 0 | 0 | 0 | 0
F11_Industrial_Food Products_Existing_Process_Natural Gas_Gas Boiler - Hot Water Reset_A_Achievable Economic UCT Potential | F11 | Industrial | Food Products | Existing | Process | Natural Gas | Gas Boiler - Hot Water Reset | A | Purchases (Cumulative) | Achievable Economic UCT Potential | 0 | 0 | 0 | 0 | 0 | 17.1645 | 38.2282 | 63.8521 | 93.6134 | 127.588 | 166.804 | 209.707 | 253.4464 | 294.0111 | 329.013 | 355.8406 | 373.598 | 383.8568 | 388.7522 | 390.8258 | 391.5767 | 391.8103 | 391.8611 | 391.8694 | 391.8704 | 391.8704 | 391.8704 | 391.8704 | 391.8704 | 391.8704 | 391.8704
F1_Industrial_Food Products_Existing_Space Heating_Natural Gas_Steam Trap Maintenance_A_Achievable Economic UCT Potential | F1 | Industrial | Food Products | Existing | Space Heating | Natural Gas | Steam Trap Maintenance | A | Integrated Unit Energy Savings (kWh or therms) | Achievable Economic UCT Potential | 0 | 0 | 0 | 0 | 0 | 1.2076 | 1.1984 | 1.189 | 1.1791 | 1.1688 | 1.1582 | 1.1474 | 1.1362 | 1.1245 | 1.1119 | 1.0996 | 1.0872 | 1.075 | 1.063 | 1.0515 | 1.0406 | 1.0294 | 1.0192 | 1.0103 | 1.0016 | 0.99381 | 0.98717 | 0.98106 | 1.0437 | 1.0394 | 1.0355
F2_Industrial_Food Products_Existing_Space Heating_Natural Gas_Steam Trap Maintenance_A_Achievable Economic UCT Potential | F2 | Industrial | Food Products | Existing | Space Heating | Natural Gas | Steam Trap Maintenance | A | Integrated Unit Summer Peak Savings (kW) | Achievable Economic UCT Potential | 0 | 0 | 0 | 0 | 0 | 0 | 0 | 0 | 0 | 0 | 0 | 0 | 0 | 0 | 0 | 0 | 0 | 0 | 0 | 0 | 0 | 0 | 0 | 0 | 0 | 0 | 0 | 0 | 0 | 0 | 0
F3_Industrial_Food Products_Existing_Space Heating_Natural Gas_Steam Trap Maintenance_A_Achievable Economic UCT Potential | F3 | Industrial | Food Products | Existing | Space Heating | Natural Gas | Steam Trap Maintenance | A | Integrated Unit Winter Peak Savings (kW) | Achievable Economic UCT Potential | 0 | 0 | 0 | 0 | 0 | 0 | 0 | 0 | 0 | 0 | 0 | 0 | 0 | 0 | 0 | 0 | 0 | 0 | 0 | 0 | 0 | 0 | 0 | 0 | 0 | 0 | 0 | 0 | 0 | 0 | 0
F4_Industrial_Food Products_Existing_Space Heating_Natural Gas_Steam Trap Maintenance_A_Achievable Economic UCT Potential | F4 | Industrial | Food Products | Existing | Space Heating | Natural Gas | Steam Trap Maintenance | A | Incremental Energy Savings (MWh or mTherms) | Achievable Economic UCT Potential | 0 | 0 | 0 | 0 | 0 | 0.0048519 | 0.0048123 | 0.0047462 | 0.0047093 | 0.004672 | 0.0045711 | 0.0045159 | 0.004463 | 0.0043469 | 0.0043144 | 0.0042258 | 0.0041788 | 0.0041112 | 0.004029 | 0.0039903 | 0.0039323 | 0.0038749 | 0.0038226 | 0.0037762 | 0.0037319 | 0 | 0 | 0 | 0 | 0 | 0
F5_Industrial_Food Products_Existing_Space Heating_Natural Gas_Steam Trap Maintenance_A_Achievable Economic UCT Potential | F5 | Industrial | Food Products | Existing | Space Heating | Natural Gas | Steam Trap Maintenance | A | Incremental Summer Peak Savings (MW) | Achievable Economic UCT Potential | 0 | 0 | 0 | 0 | 0 | 0 | 0 | 0 | 0 | 0 | 0 | 0 | 0 | 0 | 0 | 0 | 0 | 0 | 0 | 0 | 0 | 0 | 0 | 0 | 0 | 0 | 0 | 0 | 0 | 0 | 0
F6_Industrial_Food Products_Existing_Space Heating_Natural Gas_Steam Trap Maintenance_A_Achievable Economic UCT Potential | F6 | Industrial | Food Products | Existing | Space Heating | Natural Gas | Steam Trap Maintenance | A | Incremental Winter Peak Savings (MW) | Achievable Economic UCT Potential | 0 | 0 | 0 | 0 | 0 | 0 | 0 | 0 | 0 | 0 | 0 | 0 | 0 | 0 | 0 | 0 | 0 | 0 | 0 | 0 | 0 | 0 | 0 | 0 | 0 | 0 | 0 | 0 | 0 | 0 | 0
F7_Industrial_Food Products_Existing_Space Heating_Natural Gas_Steam Trap Maintenance_A_Achievable Economic UCT Potential | F7 | Industrial | Food Products | Existing | Space Heating | Natural Gas | Steam Trap Maintenance | A | Cumulative Energy Savings (MWh or mTherms) | Achievable Economic UCT Potential | 0 | 0 | 0 | 0 | 0 | 0.0048519 | 0.0096273 | 0.014298 | 0.018888 | 0.023395 | 0.027755 | 0.032011 | 0.036163 | 0.040138 | 0.044001 | 0.047738 | 0.05138 | 0.054915 | 0.05833 | 0.061693 | 0.064981 | 0.068157 | 0.071306 | 0.074457 | 0.077548 | 0.076948 | 0.076434 | 0.07596 | 0 | 0 | 0
F8_Industrial_Food Products_Existing_Space Heating_Natural Gas_Steam Trap Maintenance_A_Achievable Economic UCT Potential | F8 | Industrial | Food Products | Existing | Space Heating | Natural Gas | Steam Trap Maintenance | A | Cumulative Summer Peak Savings (MW) | Achievable Economic UCT Potential | 0 | 0 | 0 | 0 | 0 | 0 | 0 | 0 | 0 | 0 | 0 | 0 | 0 | 0 | 0 | 0 | 0 | 0 | 0 | 0 | 0 | 0 | 0 | 0 | 0 | 0 | 0 | 0 | 0 | 0 | 0
F9_Industrial_Food Products_Existing_Space Heating_Natural Gas_Steam Trap Maintenance_A_Achievable Economic UCT Potential | F9 | Industrial | Food Products | Existing | Space Heating | Natural Gas | Steam Trap Maintenance | A | Cumulative Winter Peak Savings (MW) | Achievable Economic UCT Potential | 0 | 0 | 0 | 0 | 0 | 0 | 0 | 0 | 0 | 0 | 0 | 0 | 0 | 0 | 0 | 0 | 0 | 0 | 0 | 0 | 0 | 0 | 0 | 0 | 0 | 0 | 0 | 0 | 0 | 0 | 0
F10_Industrial_Food Products_Existing_Space Heating_Natural Gas_Steam Trap Maintenance_A_Achievable Economic UCT Potential | F10 | Industrial | Food Products | Existing | Space Heating | Natural Gas | Steam Trap Maintenance | A | Purchases (Incremental) | Achievable Economic UCT Potential | 0 | 0 | 0 | 0 | 0 | 4.0178 | 4.0156 | 3.9919 | 3.9941 | 3.9974 | 3.9466 | 3.9358 | 3.9278 | 3.8654 | 3.8802 | 3.8432 | 3.8437 | 3.8244 | 3.7902 | 3.7947 | 3.779 | 3.7643 | 3.7506 | 3.7379 | 3.7261 | 0 | 0 | 0 | 0 | 0 | 0
F11_Industrial_Food Products_Existing_Space Heating_Natural Gas_Steam Trap Maintenance_A_Achievable Economic UCT Potential | F11 | Industrial | Food Products | Existing | Space Heating | Natural Gas | Steam Trap Maintenance | A | Purchases (Cumulative) | Achievable Economic UCT Potential | 0 | 0 | 0 | 0 | 0 | 4.0178 | 8.0334 | 12.0253 | 16.0193 | 20.0167 | 23.9633 | 27.8991 | 31.8269 | 35.6924 | 39.5726 | 43.4158 | 47.2595 | 51.0838 | 54.8741 | 58.6688 | 62.4479 | 66.2122 | 69.9628 | 73.7007 | 77.4268 | 77.4268 | 77.4268 | 77.4268 | 77.4268 | 77.4268 | 77.4268
F1_Industrial_Food Products_Existing_Process_Natural Gas_Steam Trap Maintenance_A_Achievable Economic UCT Potential | F1 | Industrial | Food Products | Existing | Process | Natural Gas | Steam Trap Maintenance | A | Integrated Unit Energy Savings (kWh or therms) | Achievable Economic UCT Potential | 0 | 0 | 0 | 0 | 0 | 44.6043 | 44.57 | 44.5375 | 44.5065 | 44.4758 | 44.4459 | 44.4226 | 44.4034 | 44.3839 | 44.3718 | 44.3581 | 44.3488 | 44.3394 | 44.3301 | 44.3251 | 44.3194 | 44.3167 | 44.3145 | 44.3127 | 44.3111 | 44.3102 | 44.3093 | 44.3085 | 44.6416 | 44.6416 | 44.6416
F2_Industrial_Food Products_Existing_Process_Natural Gas_Steam Trap Maintenance_A_Achievable Economic UCT Potential | F2 | Industrial | Food Products | Existing | Process | Natural Gas | Steam Trap Maintenance | A | Integrated Unit Summer Peak Savings (kW) | Achievable Economic UCT Potential | 0 | 0 | 0 | 0 | 0 | 0 | 0 | 0 | 0 | 0 | 0 | 0 | 0 | 0 | 0 | 0 | 0 | 0 | 0 | 0 | 0 | 0 | 0 | 0 | 0 | 0 | 0 | 0 | 0 | 0 | 0
F3_Industrial_Food Products_Existing_Process_Natural Gas_Steam Trap Maintenance_A_Achievable Economic UCT Potential | F3 | Industrial | Food Products | Existing | Process | Natural Gas | Steam Trap Maintenance | A | Integrated Unit Winter Peak Savings (kW) | Achievable Economic UCT Potential | 0 | 0 | 0 | 0 | 0 | 0 | 0 | 0 | 0 | 0 | 0 | 0 | 0 | 0 | 0 | 0 | 0 | 0 | 0 | 0 | 0 | 0 | 0 | 0 | 0 | 0 | 0 | 0 | 0 | 0 | 0
F4_Industrial_Food Products_Existing_Process_Natural Gas_Steam Trap Maintenance_A_Achievable Economic UCT Potential | F4 | Industrial | Food Products | Existing | Process | Natural Gas | Steam Trap Maintenance | A | Incremental Energy Savings (MWh or mTherms) | Achievable Economic UCT Potential | 0 | 0 | 0 | 0 | 0 | 0.42732 | 0.42676 | 0.42393 | 0.42386 | 0.42392 | 0.41826 | 0.41689 | 0.41587 | 0.40908 | 0.41053 | 0.40649 | 0.40646 | 0.40433 | 0.40064 | 0.40107 | 0.39936 | 0.39778 | 0.39631 | 0.39495 | 0.39369 | 0 | 0 | 0 | 0 | 0 | 0
F5_Industrial_Food Products_Existing_Process_Natural Gas_Steam Trap Maintenance_A_Achievable Economic UCT Potential | F5 | Industrial | Food Products | Existing | Process | Natural Gas | Steam Trap Maintenance | A | Incremental Summer Peak Savings (MW) | Achievable Economic UCT Potential | 0 | 0 | 0 | 0 | 0 | 0 | 0 | 0 | 0 | 0 | 0 | 0 | 0 | 0 | 0 | 0 | 0 | 0 | 0 | 0 | 0 | 0 | 0 | 0 | 0 | 0 | 0 | 0 | 0 | 0 | 0
F6_Industrial_Food Products_Existing_Process_Natural Gas_Steam Trap Maintenance_A_Achievable Economic UCT Potential | F6 | Industrial | Food Products | Existing | Process | Natural Gas | Steam Trap Maintenance | A | Incremental Winter Peak Savings (MW) | Achievable Economic UCT Potential | 0 | 0 | 0 | 0 | 0 | 0 | 0 | 0 | 0 | 0 | 0 | 0 | 0 | 0 | 0 | 0 | 0 | 0 | 0 | 0 | 0 | 0 | 0 | 0 | 0 | 0 | 0 | 0 | 0 | 0 | 0
F7_Industrial_Food Products_Existing_Process_Natural Gas_Steam Trap Maintenance_A_Achievable Economic UCT Potential | F7 | Industrial | Food Products | Existing | Process | Natural Gas | Steam Trap Maintenance | A | Cumulative Energy Savings (MWh or mTherms) | Achievable Economic UCT Potential | 0 | 0 | 0 | 0 | 0 | 0.42732 | 0.85374 | 1.2771 | 1.7 | 2.1228 | 2.5396 | 2.9552 | 3.3698 | 3.7774 | 4.1869 | 4.5921 | 4.9976 | 5.4008 | 5.8003 | 6.2008 | 6.5993 | 6.9967 | 7.3927 | 7.7873 | 8.1807 | 8.1805 | 8.1804 | 8.1802 | 0 | 0 | 0
F8_Industrial_Food Products_Existing_Process_Natural Gas_Steam Trap Maintenance_A_Achievable Economic UCT Potential | F8 | Industrial | Food Products | Existing | Process | Natural Gas | Steam Trap Maintenance | A | Cumulative Summer Peak Savings (MW) | Achievable Economic UCT Potential | 0 | 0 | 0 | 0 | 0 | 0 | 0 | 0 | 0 | 0 | 0 | 0 | 0 | 0 | 0 | 0 | 0 | 0 | 0 | 0 | 0 | 0 | 0 | 0 | 0 | 0 | 0 | 0 | 0 | 0 | 0
F9_Industrial_Food Products_Existing_Process_Natural Gas_Steam Trap Maintenance_A_Achievable Economic UCT Potential | F9 | Industrial | Food Products | Existing | Process | Natural Gas | Steam Trap Maintenance | A | Cumulative Winter Peak Savings (MW) | Achievable Economic UCT Potential | 0 | 0 | 0 | 0 | 0 | 0 | 0 | 0 | 0 | 0 | 0 | 0 | 0 | 0 | 0 | 0 | 0 | 0 | 0 | 0 | 0 | 0 | 0 | 0 | 0 | 0 | 0 | 0 | 0 | 0 | 0
F10_Industrial_Food Products_Existing_Process_Natural Gas_Steam Trap Maintenance_A_Achievable Economic UCT Potential | F10 | Industrial | Food Products | Existing | Process | Natural Gas | Steam Trap Maintenance | A | Purchases (Incremental) | Achievable Economic UCT Potential | 0 | 0 | 0 | 0 | 0 | 9.5802 | 9.5749 | 9.5185 | 9.5236 | 9.5315 | 9.4105 | 9.3847 | 9.3657 | 9.217 | 9.2521 | 9.1639 | 9.1651 | 9.119 | 9.0376 | 9.0483 | 9.0109 | 8.9759 | 8.9432 | 8.9128 | 8.8847 | 0 | 0 | 0 | 0 | 0 | 0
F11_Industrial_Food Products_Existing_Process_Natural Gas_Steam Trap Maintenance_A_Achievable Economic UCT Potential | F11 | Industrial | Food Products | Existing | Process | Natural Gas | Steam Trap Maintenance | A | Purchases (Cumulative) | Achievable Economic UCT Potential | 0 | 0 | 0 | 0 | 0 | 9.5802 | 19.1551 | 28.6736 | 38.1972 | 47.7287 | 57.1392 | 66.5239 | 75.8896 | 85.1066 | 94.3587 | 103.5226 | 112.6877 | 121.8067 | 130.8444 | 139.8927 | 148.9036 | 157.8795 | 166.8227 | 175.7355 | 184.6201 | 184.6201 | 184.6201 | 184.6201 | 184.6201 | 184.6201 | 184.6201
F1_Industrial_Food Products_Existing_Space Heating_Natural Gas_Gas Boiler - High Turndown_A_Achievable Economic UCT Potential | F1 | Industrial | Food Products | Existing | Space Heating | Natural Gas | Gas Boiler - High Turndown | A | Integrated Unit Energy Savings (kWh or therms) | Achievable Economic UCT Potential | 0 | 0 | 0 | 0 | 0 | 1.2754 | 1.2552 | 1.2299 | 1.1991 | 1.1629 | 1.1217 | 1.0791 | 1.0362 | 0.99257 | 0.95489 | 0.91885 | 0.88925 | 0.86261 | 0.83866 | 0.82093 | 0.80452 | 0.78993 | 0.77753 | 0.76784 | 0.75878 | 0.75193 | 0.74617 | 0.74088 | 1.1079 | 1.1033 | 1.0992
F2_Industrial_Food Products_Existing_Space Heating_Natural Gas_Gas Boiler - High Turndown_A_Achievable Economic UCT Potential | F2 | Industrial | Food Products | Existing | Space Heating | Natural Gas | Gas Boiler - High Turndown | A | Integrated Unit Summer Peak Savings (kW) | Achievable Economic UCT Potential | 0 | 0 | 0 | 0 | 0 | 0 | 0 | 0 | 0 | 0 | 0 | 0 | 0 | 0 | 0 | 0 | 0 | 0 | 0 | 0 | 0 | 0 | 0 | 0 | 0 | 0 | 0 | 0 | 0 | 0 | 0
F3_Industrial_Food Products_Existing_Space Heating_Natural Gas_Gas Boiler - High Turndown_A_Achievable Economic UCT Potential | F3 | Industrial | Food Products | Existing | Space Heating | Natural Gas | Gas Boiler - High Turndown | A | Integrated Unit Winter Peak Savings (kW) | Achievable Economic UCT Potential | 0 | 0 | 0 | 0 | 0 | 0 | 0 | 0 | 0 | 0 | 0 | 0 | 0 | 0 | 0 | 0 | 0 | 0 | 0 | 0 | 0 | 0 | 0 | 0 | 0 | 0 | 0 | 0 | 0 | 0 | 0
F4_Industrial_Food Products_Existing_Space Heating_Natural Gas_Gas Boiler - High Turndown_A_Achievable Economic UCT Potential | F4 | Industrial | Food Products | Existing | Space Heating | Natural Gas | Gas Boiler - High Turndown | A | Incremental Energy Savings (MWh or mTherms) | Achievable Economic UCT Potential | 0 | 0 | 0 | 0 | 0 | 0.014012 | 0.013782 | 0.013425 | 0.013095 | 0.012711 | 0.010895 | 0.0083613 | 0.0064105 | 0.0048342 | 0.0037348 | 0.0028476 | 0.002205 | 0.0017026 | 0.0013124 | 0.001029 | 0.00080337 | 5.3593e-06 | 1.8771e-06 | 6.2981e-07 | 2.0231e-07 | 1.6991e-07 | 1.6816e-07 | 1.6657e-07 | 2.4854e-07 | 2.4704e-07 | 2.4569e-07
F5_Industrial_Food Products_Existing_Space Heating_Natural Gas_Gas Boiler - High Turndown_A_Achievable Economic UCT Potential | F5 | Industrial | Food Products | Existing | Space Heating | Natural Gas | Gas Boiler - High Turndown | A | Incremental Summer Peak Savings (MW) | Achievable Economic UCT Potential | 0 | 0 | 0 | 0 | 0 | 0 | 0 | 0 | 0 | 0 | 0 | 0 | 0 | 0 | 0 | 0 | 0 | 0 | 0 | 0 | 0 | 0 | 0 | 0 | 0 | 0 | 0 | 0 | 0 | 0 | 0
F6_Industrial_Food Products_Existing_Space Heating_Natural Gas_Gas Boiler - High Turndown_A_Achievable Economic UCT Potential | F6 | Industrial | Food Products | Existing | Space Heating | Natural Gas | Gas Boiler - High Turndown | A | Incremental Winter Peak Savings (MW) | Achievable Economic UCT Potential | 0 | 0 | 0 | 0 | 0 | 0 | 0 | 0 | 0 | 0 | 0 | 0 | 0 | 0 | 0 | 0 | 0 | 0 | 0 | 0 | 0 | 0 | 0 | 0 | 0 | 0 | 0 | 0 | 0 | 0 | 0
F7_Industrial_Food Products_Existing_Space Heating_Natural Gas_Gas Boiler - High Turndown_A_Achievable Economic UCT Potential | F7 | Industrial | Food Products | Existing | Space Heating | Natural Gas | Gas Boiler - High Turndown | A | Cumulative Energy Savings (MWh or mTherms) | Achievable Economic UCT Potential | 0 | 0 | 0 | 0 | 0 | 0.014012 | 0.027573 | 0.040442 | 0.052523 | 0.06365 | 0.072291 | 0.077902 | 0.081221 | 0.082632 | 0.08323 | 0.082936 | 0.08247 | 0.081701 | 0.080746 | 0.080068 | 0.07927 | 0.077838 | 0.076618 | 0.075664 | 0.074772 | 0.074096 | 0.073529 | 0.073008 | 0 | 0 | 0
F8_Industrial_Food Products_Existing_Space Heating_Natural Gas_Gas Boiler - High Turndown_A_Achievable Economic UCT Potential | F8 | Industrial | Food Products | Existing | Space Heating | Natural Gas | Gas Boiler - High Turndown | A | Cumulative Summer Peak Savings (MW) | Achievable Economic UCT Potential | 0 | 0 | 0 | 0 | 0 | 0 | 0 | 0 | 0 | 0 | 0 | 0 | 0 | 0 | 0 | 0 | 0 | 0 | 0 | 0 | 0 | 0 | 0 | 0 | 0 | 0 | 0 | 0 | 0 | 0 | 0
F9_Industrial_Food Products_Existing_Space Heating_Natural Gas_Gas Boiler - High Turndown_A_Achievable Economic UCT Potential | F9 | Industrial | Food Products | Existing | Space Heating | Natural Gas | Gas Boiler - High Turndown | A | Cumulative Winter Peak Savings (MW) | Achievable Economic UCT Potential | 0 | 0 | 0 | 0 | 0 | 0 | 0 | 0 | 0 | 0 | 0 | 0 | 0 | 0 | 0 | 0 | 0 | 0 | 0 | 0 | 0 | 0 | 0 | 0 | 0 | 0 | 0 | 0 | 0 | 0 | 0
F10_Industrial_Food Products_Existing_Space Heating_Natural Gas_Gas Boiler - High Turndown_A_Achievable Economic UCT Potential | F10 | Industrial | Food Products | Existing | Space Heating | Natural Gas | Gas Boiler - High Turndown | A | Purchases (Incremental) | Achievable Economic UCT Potential | 0 | 0 | 0 | 0 | 0 | 10.9861 | 10.9801 | 10.9153 | 10.9212 | 10.9302 | 9.7123 | 7.7486 | 6.1863 | 4.8704 | 3.9112 | 3.0991 | 2.4796 | 1.9737 | 1.5649 | 1.2534 | 0.99858 | 0.0067846 | 0.0024142 | 0.00082024 | 0.00026662 | 0.00022597 | 0.00022537 | 0.00022482 | 0.00022433 | 0.0002239 | 0.00022352
F11_Industrial_Food Products_Existing_Space Heating_Natural Gas_Gas Boiler - High Turndown_A_Achievable Economic UCT Potential | F11 | Industrial | Food Products | Existing | Space Heating | Natural Gas | Gas Boiler - High Turndown | A | Purchases (Cumulative) | Achievable Economic UCT Potential | 0 | 0 | 0 | 0 | 0 | 10.9861 | 21.9662 | 32.8815 | 43.8027 | 54.7329 | 64.4452 | 72.1938 | 78.3801 | 83.2506 | 87.1618 | 90.261 | 92.7406 | 94.7143 | 96.2792 | 97.5326 | 98.5312 | 98.538 | 98.5404 | 98.5412 | 98.5415 | 98.5417 | 98.5419 | 98.5422 | 98.5424 | 98.5426 | 98.5428
F1_Industrial_Food Products_Existing_Process_Natural Gas_Gas Boiler - High Turndown_A_Achievable Economic UCT Potential | F1 | Industrial | Food Products | Existing | Process | Natural Gas | Gas Boiler - High Turndown | A | Integrated Unit Energy Savings (kWh or therms) | Achievable Economic UCT Potential | 0 | 0 | 0 | 0 | 0 | 47.2288 | 47.0727 | 46.9148 | 46.7582 | 46.6003 | 46.4343 | 46.2831 | 46.1393 | 45.9853 | 45.8646 | 45.7327 | 45.6238 | 45.513 | 45.3997 | 45.3089 | 45.2098 | 45.1162 | 45.0235 | 44.9315 | 44.8401 | 44.8328 | 44.8261 | 44.82 | 47.3863 | 47.3863 | 47.3863
F2_Industrial_Food Products_Existing_Process_Natural Gas_Gas Boiler - High Turndown_A_Achievable Economic UCT Potential | F2 | Industrial | Food Products | Existing | Process | Natural Gas | Gas Boiler - High Turndown | A | Integrated Unit Summer Peak Savings (kW) | Achievable Economic UCT Potential | 0 | 0 | 0 | 0 | 0 | 0 | 0 | 0 | 0 | 0 | 0 | 0 | 0 | 0 | 0 | 0 | 0 | 0 | 0 | 0 | 0 | 0 | 0 | 0 | 0 | 0 | 0 | 0 | 0 | 0 | 0
F3_Industrial_Food Products_Existing_Process_Natural Gas_Gas Boiler - High Turndown_A_Achievable Economic UCT Potential | F3 | Industrial | Food Products | Existing | Process | Natural Gas | Gas Boiler - High Turndown | A | Integrated Unit Winter Peak Savings (kW) | Achievable Economic UCT Potential | 0 | 0 | 0 | 0 | 0 | 0 | 0 | 0 | 0 | 0 | 0 | 0 | 0 | 0 | 0 | 0 | 0 | 0 | 0 | 0 | 0 | 0 | 0 | 0 | 0 | 0 | 0 | 0 | 0 | 0 | 0
F4_Industrial_Food Products_Existing_Process_Natural Gas_Gas Boiler - High Turndown_A_Achievable Economic UCT Potential | F4 | Industrial | Food Products | Existing | Process | Natural Gas | Gas Boiler - High Turndown | A | Incremental Energy Savings (MWh or mTherms) | Achievable Economic UCT Potential | 0 | 0 | 0 | 0 | 0 | 1.2372 | 1.2324 | 1.2211 | 1.2176 | 1.2145 | 1.0753 | 0.85513 | 0.6806 | 0.53404 | 0.42774 | 0.33795 | 0.26975 | 0.2142 | 0.16941 | 0.13541 | 0.10765 | 0.00072986 | 0.00025918 | 8.7877e-05 | 2.8507e-05 | 2.4157e-05 | 2.4089e-05 | 2.4027e-05 | 2.5347e-05 | 2.5298e-05 | 2.5255e-05
F5_Industrial_Food Products_Existing_Process_Natural Gas_Gas Boiler - High Turndown_A_Achievable Economic UCT Potential | F5 | Industrial | Food Products | Existing | Process | Natural Gas | Gas Boiler - High Turndown | A | Incremental Summer Peak Savings (MW) | Achievable Economic UCT Potential | 0 | 0 | 0 | 0 | 0 | 0 | 0 | 0 | 0 | 0 | 0 | 0 | 0 | 0 | 0 | 0 | 0 | 0 | 0 | 0 | 0 | 0 | 0 | 0 | 0 | 0 | 0 | 0 | 0 | 0 | 0
F6_Industrial_Food Products_Existing_Process_Natural Gas_Gas Boiler - High Turndown_A_Achievable Economic UCT Potential | F6 | Industrial | Food Products | Existing | Process | Natural Gas | Gas Boiler - High Turndown | A | Incremental Winter Peak Savings (MW) | Achievable Economic UCT Potential | 0 | 0 | 0 | 0 | 0 | 0 | 0 | 0 | 0 | 0 | 0 | 0 | 0 | 0 | 0 | 0 | 0 | 0 | 0 | 0 | 0 | 0 | 0 | 0 | 0 | 0 | 0 | 0 | 0 | 0 | 0
F7_Industrial_Food Products_Existing_Process_Natural Gas_Gas Boiler - High Turndown_A_Achievable Economic UCT Potential | F7 | Industrial | Food Products | Existing | Process | Natural Gas | Gas Boiler - High Turndown | A | Cumulative Energy Savings (MWh or mTherms) | Achievable Economic UCT Potential | 0 | 0 | 0 | 0 | 0 | 1.2372 | 2.4655 | 3.6783 | 4.8837 | 6.0817 | 7.1354 | 7.9673 | 8.6231 | 9.1284 | 9.5322 | 9.8427 | 10.089 | 10.2787 | 10.4225 | 10.5371 | 10.6217 | 10.6004 | 10.5789 | 10.5574 | 10.5359 | 10.5342 | 10.5327 | 10.5313 | 0 | 0 | 0
F8_Industrial_Food Products_Existing_Process_Natural Gas_Gas Boiler - High Turndown_A_Achievable Economic UCT Potential | F8 | Industrial | Food Products | Existing | Process | Natural Gas | Gas Boiler - High Turndown | A | Cumulative Summer Peak Savings (MW) | Achievable Economic UCT Potential | 0 | 0 | 0 | 0 | 0 | 0 | 0 | 0 | 0 | 0 | 0 | 0 | 0 | 0 | 0 | 0 | 0 | 0 | 0 | 0 | 0 | 0 | 0 | 0 | 0 | 0 | 0 | 0 | 0 | 0 | 0
F9_Industrial_Food Products_Existing_Process_Natural Gas_Gas Boiler - High Turndown_A_Achievable Economic UCT Potential | F9 | Industrial | Food Products | Existing | Process | Natural Gas | Gas Boiler - High Turndown | A | Cumulative Winter Peak Savings (MW) | Achievable Economic UCT Potential | 0 | 0 | 0 | 0 | 0 | 0 | 0 | 0 | 0 | 0 | 0 | 0 | 0 | 0 | 0 | 0 | 0 | 0 | 0 | 0 | 0 | 0 | 0 | 0 | 0 | 0 | 0 | 0 | 0 | 0 | 0
F10_Industrial_Food Products_Existing_Process_Natural Gas_Gas Boiler - High Turndown_A_Achievable Economic UCT Potential | F10 | Industrial | Food Products | Existing | Process | Natural Gas | Gas Boiler - High Turndown | A | Purchases (Incremental) | Achievable Economic UCT Potential | 0 | 0 | 0 | 0 | 0 | 26.1958 | 26.1814 | 26.027 | 26.041 | 26.0626 | 23.1585 | 18.4761 | 14.7509 | 11.6133 | 9.3261 | 7.3898 | 5.9126 | 4.7063 | 3.7314 | 2.9887 | 2.381 | 0.016177 | 0.0057566 | 0.0019558 | 0.00063575 | 0.00053882 | 0.00053738 | 0.00053608 | 0.00053491 | 0.00053387 | 0.00053296
F11_Industrial_Food Products_Existing_Process_Natural Gas_Gas Boiler - High Turndown_A_Achievable Economic UCT Potential | F11 | Industrial | Food Products | Existing | Process | Natural Gas | Gas Boiler - High Turndown | A | Purchases (Cumulative) | Achievable Economic UCT Potential | 0 | 0 | 0 | 0 | 0 | 26.1958 | 52.3771 | 78.4041 | 104.4452 | 130.5077 | 153.6662 | 172.1423 | 186.8932 | 198.5066 | 207.8327 | 215.2224 | 221.135 | 225.8413 | 229.5727 | 232.5614 | 234.9424 | 234.9586 | 234.9643 | 234.9663 | 234.9669 | 234.9675 | 234.968 | 234.9685 | 234.9691 | 234.9696 | 234.9701
F1_Industrial_Food Products_Existing_Space Heating_Natural Gas_Gas Boiler - Burner Control Optimization_A_Achievable Economic UCT Potential | F1 | Industrial | Food Products | Existing | Space Heating | Natural Gas | Gas Boiler - Burner Control Optimization | A | Integrated Unit Energy Savings (kWh or therms) | Achievable Economic UCT Potential | 0 | 0 | 0 | 0 | 0 | 0.36986 | 0.36399 | 0.35663 | 0.34767 | 0.33718 | 0.32522 | 0.31284 | 0.30042 | 0.28775 | 0.27682 | 0.26637 | 0.25779 | 0.25006 | 0.24312 | 0.23798 | 0.23322 | 0.22899 | 0.22539 | 0.22258 | 0.21996 | 0.21797 | 0.2163 | 0.21477 | 0.32129 | 0.31997 | 0.31877
F2_Industrial_Food Products_Existing_Space Heating_Natural Gas_Gas Boiler - Burner Control Optimization_A_Achievable Economic UCT Potential | F2 | Industrial | Food Products | Existing | Space Heating | Natural Gas | Gas Boiler - Burner Control Optimization | A | Integrated Unit Summer Peak Savings (kW) | Achievable Economic UCT Potential | 0 | 0 | 0 | 0 | 0 | 0 | 0 | 0 | 0 | 0 | 0 | 0 | 0 | 0 | 0 | 0 | 0 | 0 | 0 | 0 | 0 | 0 | 0 | 0 | 0 | 0 | 0 | 0 | 0 | 0 | 0
F3_Industrial_Food Products_Existing_Space Heating_Natural Gas_Gas Boiler - Burner Control Optimization_A_Achievable Economic UCT Potential | F3 | Industrial | Food Products | Existing | Space Heating | Natural Gas | Gas Boiler - Burner Control Optimization | A | Integrated Unit Winter Peak Savings (kW) | Achievable Economic UCT Potential | 0 | 0 | 0 | 0 | 0 | 0 | 0 | 0 | 0 | 0 | 0 | 0 | 0 | 0 | 0 | 0 | 0 | 0 | 0 | 0 | 0 | 0 | 0 | 0 | 0 | 0 | 0 | 0 | 0 | 0 | 0
F4_Industrial_Food Products_Existing_Space Heating_Natural Gas_Gas Boiler - Burner Control Optimization_A_Achievable Economic UCT Potential | F4 | Industrial | Food Products | Existing | Space Heating | Natural Gas | Gas Boiler - Burner Control Optimization | A | Incremental Energy Savings (MWh or mTherms) | Achievable Economic UCT Potential | 0 | 0 | 0 | 0 | 0 | 0.0010961 | 0.0016947 | 0.0033013 | 0.0056352 | 0.0085081 | 0.011343 | 0.013849 | 0.015484 | 0.015719 | 0.01518 | 0.013503 | 0.011436 | 0.0090892 | 0.0068118 | 0.0049189 | 0.0033604 | 0.0021911 | 0.0013674 | 0.00081919 | 0.00054639 | 0 | 0 | 0 | 0 | 0 | 0
F5_Industrial_Food Products_Existing_Space Heating_Natural Gas_Gas Boiler - Burner Control Optimization_A_Achievable Economic UCT Potential | F5 | Industrial | Food Products | Existing | Space Heating | Natural Gas | Gas Boiler - Burner Control Optimization | A | Incremental Summer Peak Savings (MW) | Achievable Economic UCT Potential | 0 | 0 | 0 | 0 | 0 | 0 | 0 | 0 | 0 | 0 | 0 | 0 | 0 | 0 | 0 | 0 | 0 | 0 | 0 | 0 | 0 | 0 | 0 | 0 | 0 | 0 | 0 | 0 | 0 | 0 | 0
F6_Industrial_Food Products_Existing_Space Heating_Natural Gas_Gas Boiler - Burner Control Optimization_A_Achievable Economic UCT Potential | F6 | Industrial | Food Products | Existing | Space Heating | Natural Gas | Gas Boiler - Burner Control Optimization | A | Incremental Winter Peak Savings (MW) | Achievable Economic UCT Potential | 0 | 0 | 0 | 0 | 0 | 0 | 0 | 0 | 0 | 0 | 0 | 0 | 0 | 0 | 0 | 0 | 0 | 0 | 0 | 0 | 0 | 0 | 0 | 0 | 0 | 0 | 0 | 0 | 0 | 0 | 0
F7_Industrial_Food Products_Existing_Space Heating_Natural Gas_Gas Boiler - Burner Control Optimization_A_Achievable Economic UCT Potential | F7 | Industrial | Food Products | Existing | Space Heating | Natural Gas | Gas Boiler - Burner Control Optimization | A | Cumulative Energy Savings (MWh or mTherms) | Achievable Economic UCT Potential | 0 | 0 | 0 | 0 | 0 | 0.0010961 | 0.0027734 | 0.0060186 | 0.011503 | 0.019663 | 0.03031 | 0.043005 | 0.056781 | 0.070105 | 0.082623 | 0.093005 | 0.10144 | 0.10749 | 0.11132 | 0.11388 | 0.11497 | 0.11507 | 0.11463 | 0.11403 | 0.11323 | 0.1122 | 0.11134 | 0.11055 | 0 | 0 | 0
F8_Industrial_Food Products_Existing_Space Heating_Natural Gas_Gas Boiler - Burner Control Optimization_A_Achievable Economic UCT Potential | F8 | Industrial | Food Products | Existing | Space Heating | Natural Gas | Gas Boiler - Burner Control Optimization | A | Cumulative Summer Peak Savings (MW) | Achievable Economic UCT Potential | 0 | 0 | 0 | 0 | 0 | 0 | 0 | 0 | 0 | 0 | 0 | 0 | 0 | 0 | 0 | 0 | 0 | 0 | 0 | 0 | 0 | 0 | 0 | 0 | 0 | 0 | 0 | 0 | 0 | 0 | 0
F9_Industrial_Food Products_Existing_Space Heating_Natural Gas_Gas Boiler - Burner Control Optimization_A_Achievable Economic UCT Potential | F9 | Industrial | Food Products | Existing | Space Heating | Natural Gas | Gas Boiler - Burner Control Optimization | A | Cumulative Winter Peak Savings (MW) | Achievable Economic UCT Potential | 0 | 0 | 0 | 0 | 0 | 0 | 0 | 0 | 0 | 0 | 0 | 0 | 0 | 0 | 0 | 0 | 0 | 0 | 0 | 0 | 0 | 0 | 0 | 0 | 0 | 0 | 0 | 0 | 0 | 0 | 0
F10_Industrial_Food Products_Existing_Space Heating_Natural Gas_Gas Boiler - Burner Control Optimization_A_Achievable Economic UCT Potential | F10 | Industrial | Food Products | Existing | Space Heating | Natural Gas | Gas Boiler - Burner Control Optimization | A | Purchases (Incremental) | Achievable Economic UCT Potential | 0 | 0 | 0 | 0 | 0 | 2.9635 | 4.6559 | 9.2568 | 16.2082 | 25.2336 | 34.8784 | 44.2694 | 51.5427 | 54.6261 | 54.8347 | 50.691 | 44.3603 | 36.3482 | 28.0186 | 20.6698 | 14.409 | 9.5686 | 6.0669 | 3.6804 | 2.4841 | 0 | 0 | 0 | 0 | 0 | 0
F11_Industrial_Food Products_Existing_Space Heating_Natural Gas_Gas Boiler - Burner Control Optimization_A_Achievable Economic UCT Potential | F11 | Industrial | Food Products | Existing | Space Heating | Natural Gas | Gas Boiler - Burner Control Optimization | A | Purchases (Cumulative) | Achievable Economic UCT Potential | 0 | 0 | 0 | 0 | 0 | 2.9635 | 7.6194 | 16.8762 | 33.0844 | 58.318 | 93.1963 | 137.4657 | 189.0084 | 243.6345 | 298.4692 | 349.1601 | 393.5205 | 429.8687 | 457.8873 | 478.5571 | 492.9661 | 502.5347 | 508.6017 | 512.282 | 514.7661 | 514.7661 | 514.7661 | 514.7661 | 514.7661 | 514.7661 | 514.7661
F1_Industrial_Food Products_Existing_Process_Natural Gas_Gas Boiler - Burner Control Optimization_A_Achievable Economic UCT Potential | F1 | Industrial | Food Products | Existing | Process | Natural Gas | Gas Boiler - Burner Control Optimization | A | Integrated Unit Energy Savings (kWh or therms) | Achievable Economic UCT Potential | 0 | 0 | 0 | 0 | 0 | 13.6931 | 13.6447 | 13.5957 | 13.5471 | 13.4982 | 13.447 | 13.4009 | 13.3574 | 13.311 | 13.275 | 13.2357 | 13.2035 | 13.1707 | 13.1372 | 13.1105 | 13.0814 | 13.0542 | 13.0273 | 13.0006 | 12.974 | 12.9719 | 12.9698 | 12.968 | 13.742 | 13.742 | 13.742
F2_Industrial_Food Products_Existing_Process_Natural Gas_Gas Boiler - Burner Control Optimization_A_Achievable Economic UCT Potential | F2 | Industrial | Food Products | Existing | Process | Natural Gas | Gas Boiler - Burner Control Optimization | A | Integrated Unit Summer Peak Savings (kW) | Achievable Economic UCT Potential | 0 | 0 | 0 | 0 | 0 | 0 | 0 | 0 | 0 | 0 | 0 | 0 | 0 | 0 | 0 | 0 | 0 | 0 | 0 | 0 | 0 | 0 | 0 | 0 | 0 | 0 | 0 | 0 | 0 | 0 | 0
F3_Industrial_Food Products_Existing_Process_Natural Gas_Gas Boiler - Burner Control Optimization_A_Achievable Economic UCT Potential | F3 | Industrial | Food Products | Existing | Process | Natural Gas | Gas Boiler - Burner Control Optimization | A | Integrated Unit Winter Peak Savings (kW) | Achievable Economic UCT Potential | 0 | 0 | 0 | 0 | 0 | 0 | 0 | 0 | 0 | 0 | 0 | 0 | 0 | 0 | 0 | 0 | 0 | 0 | 0 | 0 | 0 | 0 | 0 | 0 | 0 | 0 | 0 | 0 | 0 | 0 | 0
F4_Industrial_Food Products_Existing_Process_Natural Gas_Gas Boiler - Burner Control Optimization_A_Achievable Economic UCT Potential | F4 | Industrial | Food Products | Existing | Process | Natural Gas | Gas Boiler - Burner Control Optimization | A | Incremental Energy Savings (MWh or mTherms) | Achievable Economic UCT Potential | 0 | 0 | 0 | 0 | 0 | 0.096761 | 0.15148 | 0.30009 | 0.52356 | 0.81216 | 1.1183 | 1.4146 | 1.6416 | 1.7338 | 1.7357 | 1.5998 | 1.3966 | 1.1415 | 0.87768 | 0.64617 | 0.44945 | 0.29784 | 0.18846 | 0.11409 | 0.076847 | 0 | 0 | 0 | 0 | 0 | 0
F5_Industrial_Food Products_Existing_Process_Natural Gas_Gas Boiler - Burner Control Optimization_A_Achievable Economic UCT Potential | F5 | Industrial | Food Products | Existing | Process | Natural Gas | Gas Boiler - Burner Control Optimization | A | Incremental Summer Peak Savings (MW) | Achievable Economic UCT Potential | 0 | 0 | 0 | 0 | 0 | 0 | 0 | 0 | 0 | 0 | 0 | 0 | 0 | 0 | 0 | 0 | 0 | 0 | 0 | 0 | 0 | 0 | 0 | 0 | 0 | 0 | 0 | 0 | 0 | 0 | 0
F6_Industrial_Food Products_Existing_Process_Natural Gas_Gas Boiler - Burner Control Optimization_A_Achievable Economic UCT Potential | F6 | Industrial | Food Products | Existing | Process | Natural Gas | Gas Boiler - Burner Control Optimization | A | Incremental Winter Peak Savings (MW) | Achievable Economic UCT Potential | 0 | 0 | 0 | 0 | 0 | 0 | 0 | 0 | 0 | 0 | 0 | 0 | 0 | 0 | 0 | 0 | 0 | 0 | 0 | 0 | 0 | 0 | 0 | 0 | 0 | 0 | 0 | 0 | 0 | 0 | 0
F7_Industrial_Food Products_Existing_Process_Natural Gas_Gas Boiler - Burner Control Optimization_A_Achievable Economic UCT Potential | F7 | Industrial | Food Products | Existing | Process | Natural Gas | Gas Boiler - Burner Control Optimization | A | Cumulative Energy Savings (MWh or mTherms) | Achievable Economic UCT Potential | 0 | 0 | 0 | 0 | 0 | 0.096761 | 0.2479 | 0.5471 | 1.0687 | 1.877 | 2.9882 | 4.3925 | 6.0199 | 7.7328 | 9.4476 | 11.0194 | 12.3892 | 13.4999 | 14.3432 | 14.9604 | 15.3766 | 15.6425 | 15.7987 | 15.8803 | 15.9248 | 15.9221 | 15.9196 | 15.9174 | 0 | 0 | 0
F8_Industrial_Food Products_Existing_Process_Natural Gas_Gas Boiler - Burner Control Optimization_A_Achievable Economic UCT Potential | F8 | Industrial | Food Products | Existing | Process | Natural Gas | Gas Boiler - Burner Control Optimization | A | Cumulative Summer Peak Savings (MW) | Achievable Economic UCT Potential | 0 | 0 | 0 | 0 | 0 | 0 | 0 | 0 | 0 | 0 | 0 | 0 | 0 | 0 | 0 | 0 | 0 | 0 | 0 | 0 | 0 | 0 | 0 | 0 | 0 | 0 | 0 | 0 | 0 | 0 | 0
F9_Industrial_Food Products_Existing_Process_Natural Gas_Gas Boiler - Burner Control Optimization_A_Achievable Economic UCT Potential | F9 | Industrial | Food Products | Existing | Process | Natural Gas | Gas Boiler - Burner Control Optimization | A | Cumulative Winter Peak Savings (MW) | Achievable Economic UCT Potential | 0 | 0 | 0 | 0 | 0 | 0 | 0 | 0 | 0 | 0 | 0 | 0 | 0 | 0 | 0 | 0 | 0 | 0 | 0 | 0 | 0 | 0 | 0 | 0 | 0 | 0 | 0 | 0 | 0 | 0 | 0
F10_Industrial_Food Products_Existing_Process_Natural Gas_Gas Boiler - Burner Control Optimization_A_Achievable Economic UCT Potential | F10 | Industrial | Food Products | Existing | Process | Natural Gas | Gas Boiler - Burner Control Optimization | A | Purchases (Incremental) | Achievable Economic UCT Potential | 0 | 0 | 0 | 0 | 0 | 7.0664 | 11.1017 | 22.0724 | 38.6475 | 60.1681 | 83.1656 | 105.5579 | 122.9009 | 130.253 | 130.7503 | 120.8699 | 105.7749 | 86.6703 | 66.8089 | 49.286 | 34.3575 | 22.8159 | 14.4663 | 8.7757 | 5.9231 | 0 | 0 | 0 | 0 | 0 | 0
F11_Industrial_Food Products_Existing_Process_Natural Gas_Gas Boiler - Burner Control Optimization_A_Achievable Economic UCT Potential | F11 | Industrial | Food Products | Existing | Process | Natural Gas | Gas Boiler - Burner Control Optimization | A | Purchases (Cumulative) | Achievable Economic UCT Potential | 0 | 0 | 0 | 0 | 0 | 7.0664 | 18.1681 | 40.2404 | 78.888 | 139.0561 | 222.2217 | 327.7796 | 450.6805 | 580.9335 | 711.6838 | 832.5537 | 938.3286 | 1024.9989 | 1091.8078 | 1141.0938 | 1175.4513 | 1198.2672 | 1212.7335 | 1221.5092 | 1227.4323 | 1227.4323 | 1227.4323 | 1227.4323 | 1227.4323 | 1227.4323 | 1227.4323
F1_Industrial_Food Products_Existing_Space Heating_Natural Gas_HVAC - Demand Controlled Ventilation_A_Achievable Economic UCT Potential | F1 | Industrial | Food Products | Existing | Space Heating | Natural Gas | HVAC - Demand Controlled Ventilation | A | Integrated Unit Energy Savings (kWh or therms) | Achievable Economic UCT Potential | 0 | 0 | 0 | 0 | 0 | 0.045634 | 0.045125 | 0.044484 | 0.04381 | 0.043103 | 0.042367 | 0.041604 | 0.040835 | 0.040039 | 0.03922 | 0.038418 | 0.037643 | 0.036892 | 0.036175 | 0.035521 | 0.034906 | 0.034328 | 0.033802 | 0.033348 | 0.032931 | 0.032604 | 0.032313 | 0.032041 | 0.036718 | 0.036492 | 0.03628
F2_Industrial_Food Products_Existing_Space Heating_Natural Gas_HVAC - Demand Controlled Ventilation_A_Achievable Economic UCT Potential | F2 | Industrial | Food Products | Existing | Space Heating | Natural Gas | HVAC - Demand Controlled Ventilation | A | Integrated Unit Summer Peak Savings (kW) | Achievable Economic UCT Potential | 0 | 0 | 0 | 0 | 0 | 0 | 0 | 0 | 0 | 0 | 0 | 0 | 0 | 0 | 0 | 0 | 0 | 0 | 0 | 0 | 0 | 0 | 0 | 0 | 0 | 0 | 0 | 0 | 0 | 0 | 0
F3_Industrial_Food Products_Existing_Space Heating_Natural Gas_HVAC - Demand Controlled Ventilation_A_Achievable Economic UCT Potential | F3 | Industrial | Food Products | Existing | Space Heating | Natural Gas | HVAC - Demand Controlled Ventilation | A | Integrated Unit Winter Peak Savings (kW) | Achievable Economic UCT Potential | 0 | 0 | 0 | 0 | 0 | 0 | 0 | 0 | 0 | 0 | 0 | 0 | 0 | 0 | 0 | 0 | 0 | 0 | 0 | 0 | 0 | 0 | 0 | 0 | 0 | 0 | 0 | 0 | 0 | 0 | 0
F4_Industrial_Food Products_Existing_Space Heating_Natural Gas_HVAC - Demand Controlled Ventilation_A_Achievable Economic UCT Potential | F4 | Industrial | Food Products | Existing | Space Heating | Natural Gas | HVAC - Demand Controlled Ventilation | A | Incremental Energy Savings (MWh or mTherms) | Achievable Economic UCT Potential | 0 | 0 | 0 | 0 | 0 | 0 | 0.084401 | 0.08271 | 0.081502 | 0.080253 | 0.07788 | 0.07627 | 0.074708 | 0.072088 | 0.070882 | 0.068771 | 0.067392 | 0.065716 | 0.063864 | 0.062784 | 0.061441 | 0.060189 | 0.05905 | 0.058059 | 0.057152 | 0.05642 | 0 | 0 | 0 | 0 | 0
F5_Industrial_Food Products_Existing_Space Heating_Natural Gas_HVAC - Demand Controlled Ventilation_A_Achievable Economic UCT Potential | F5 | Industrial | Food Products | Existing | Space Heating | Natural Gas | HVAC - Demand Controlled Ventilation | A | Incremental Summer Peak Savings (MW) | Achievable Economic UCT Potential | 0 | 0 | 0 | 0 | 0 | 0 | 0 | 0 | 0 | 0 | 0 | 0 | 0 | 0 | 0 | 0 | 0 | 0 | 0 | 0 | 0 | 0 | 0 | 0 | 0 | 0 | 0 | 0 | 0 | 0 | 0
F6_Industrial_Food Products_Existing_Space Heating_Natural Gas_HVAC - Demand Controlled Ventilation_A_Achievable Economic UCT Potential | F6 | Industrial | Food Products | Existing | Space Heating | Natural Gas | HVAC - Demand Controlled Ventilation | A | Incremental Winter Peak Savings (MW) | Achievable Economic UCT Potential | 0 | 0 | 0 | 0 | 0 | 0 | 0 | 0 | 0 | 0 | 0 | 0 | 0 | 0 | 0 | 0 | 0 | 0 | 0 | 0 | 0 | 0 | 0 | 0 | 0 | 0 | 0 | 0 | 0 | 0 | 0
F7_Industrial_Food Products_Existing_Space Heating_Natural Gas_HVAC - Demand Controlled Ventilation_A_Achievable Economic UCT Potential | F7 | Industrial | Food Products | Existing | Space Heating | Natural Gas | HVAC - Demand Controlled Ventilation | A | Cumulative Energy Savings (MWh or mTherms) | Achievable Economic UCT Potential | 0 | 0 | 0 | 0 | 0 | 0 | 0.084401 | 0.16591 | 0.2449 | 0.3212 | 0.3936 | 0.46278 | 0.52893 | 0.59071 | 0.6495 | 0.705 | 0.75817 | 0.80876 | 0.8569 | 0.9042 | 0.94997 | 0.99445 | 1.0382 | 1.0824 | 1.126 | 1.1712 | 1.1608 | 1.151 | 0 | 0 | 0
F8_Industrial_Food Products_Existing_Space Heating_Natural Gas_HVAC - Demand Controlled Ventilation_A_Achievable Economic UCT Potential | F8 | Industrial | Food Products | Existing | Space Heating | Natural Gas | HVAC - Demand Controlled Ventilation | A | Cumulative Summer Peak Savings (MW) | Achievable Economic UCT Potential | 0 | 0 | 0 | 0 | 0 | 0 | 0 | 0 | 0 | 0 | 0 | 0 | 0 | 0 | 0 | 0 | 0 | 0 | 0 | 0 | 0 | 0 | 0 | 0 | 0 | 0 | 0 | 0 | 0 | 0 | 0
F9_Industrial_Food Products_Existing_Space Heating_Natural Gas_HVAC - Demand Controlled Ventilation_A_Achievable Economic UCT Potential | F9 | Industrial | Food Products | Existing | Space Heating | Natural Gas | HVAC - Demand Controlled Ventilation | A | Cumulative Winter Peak Savings (MW) | Achievable Economic UCT Potential | 0 | 0 | 0 | 0 | 0 | 0 | 0 | 0 | 0 | 0 | 0 | 0 | 0 | 0 | 0 | 0 | 0 | 0 | 0 | 0 | 0 | 0 | 0 | 0 | 0 | 0 | 0 | 0 | 0 | 0 | 0
F10_Industrial_Food Products_Existing_Space Heating_Natural Gas_HVAC - Demand Controlled Ventilation_A_Achievable Economic UCT Potential | F10 | Industrial | Food Products | Existing | Space Heating | Natural Gas | HVAC - Demand Controlled Ventilation | A | Purchases (Incremental) | Achievable Economic UCT Potential | 0 | 0 | 0 | 0 | 0 | 0 | 1870.371 | 1859.3407 | 1860.346 | 1861.8843 | 1838.2402 | 1833.2169 | 1829.4947 | 1800.443 | 1807.3171 | 1790.082 | 1790.3143 | 1781.3036 | 1765.4145 | 1767.5057 | 1760.1966 | 1753.3506 | 1746.962 | 1741.0253 | 1735.5351 | 1730.4861 | 0 | 0 | 0 | 0 | 0
F11_Industrial_Food Products_Existing_Space Heating_Natural Gas_HVAC - Demand Controlled Ventilation_A_Achievable Economic UCT Potential | F11 | Industrial | Food Products | Existing | Space Heating | Natural Gas | HVAC - Demand Controlled Ventilation | A | Purchases (Cumulative) | Achievable Economic UCT Potential | 0 | 0 | 0 | 0 | 0 | 0 | 1870.371 | 3729.7117 | 5590.0577 | 7451.9419 | 9290.1822 | 11123.3991 | 12952.8938 | 14753.3368 | 16560.6539 | 18350.7359 | 20141.0502 | 21922.3538 | 23687.7682 | 25455.2739 | 27215.4705 | 28968.8212 | 30715.7832 | 32456.8085 | 34192.3436 | 35922.8297 | 35922.8297 | 35922.8297 | 35922.8297 | 35922.8297 | 35922.8297
F1_Industrial_Food Products_Existing_Space Heating_Natural Gas_Gas Boiler - Stack Economizer_A_Achievable Economic UCT Potential | F1 | Industrial | Food Products | Existing | Space Heating | Natural Gas | Gas Boiler - Stack Economizer | A | Integrated Unit Energy Savings (kWh or therms) | Achievable Economic UCT Potential | 0 | 0 | 0 | 0 | 0 | 0.93595 | 0.92904 | 0.92192 | 0.9145 | 0.90676 | 0.89886 | 0.89075 | 0.8824 | 0.87369 | 0.86422 | 0.85504 | 0.84581 | 0.83673 | 0.82778 | 0.81919 | 0.81093 | 0.80246 | 0.79474 | 0.78794 | 0.7813 | 0.77527 | 0.7701 | 0.76534 | 0.80876 | 0.80544 | 0.80241
F2_Industrial_Food Products_Existing_Space Heating_Natural Gas_Gas Boiler - Stack Economizer_A_Achievable Economic UCT Potential | F2 | Industrial | Food Products | Existing | Space Heating | Natural Gas | Gas Boiler - Stack Economizer | A | Integrated Unit Summer Peak Savings (kW) | Achievable Economic UCT Potential | 0 | 0 | 0 | 0 | 0 | 0 | 0 | 0 | 0 | 0 | 0 | 0 | 0 | 0 | 0 | 0 | 0 | 0 | 0 | 0 | 0 | 0 | 0 | 0 | 0 | 0 | 0 | 0 | 0 | 0 | 0
F3_Industrial_Food Products_Existing_Space Heating_Natural Gas_Gas Boiler - Stack Economizer_A_Achievable Economic UCT Potential | F3 | Industrial | Food Products | Existing | Space Heating | Natural Gas | Gas Boiler - Stack Economizer | A | Integrated Unit Winter Peak Savings (kW) | Achievable Economic UCT Potential | 0 | 0 | 0 | 0 | 0 | 0 | 0 | 0 | 0 | 0 | 0 | 0 | 0 | 0 | 0 | 0 | 0 | 0 | 0 | 0 | 0 | 0 | 0 | 0 | 0 | 0 | 0 | 0 | 0 | 0 | 0
F4_Industrial_Food Products_Existing_Space Heating_Natural Gas_Gas Boiler - Stack Economizer_A_Achievable Economic UCT Potential | F4 | Industrial | Food Products | Existing | Space Heating | Natural Gas | Gas Boiler - Stack Economizer | A | Incremental Energy Savings (MWh or mTherms) | Achievable Economic UCT Potential | 0 | 0 | 0 | 0 | 0 | 0.02742 | 0.027202 | 0.026835 | 0.026633 | 0.02643 | 0.02328 | 0.018405 | 0.014557 | 0.011347 | 0.0090138 | 0.0070664 | 0.0055928 | 0.0044039 | 0.0034544 | 0.0027381 | 0.0021594 | 1.4518e-05 | 5.1165e-06 | 1.7235e-06 | 5.5551e-07 | 4.6717e-07 | 4.6282e-07 | 4.5884e-07 | 4.8382e-07 | 4.809e-07 | 4.7827e-07
F5_Industrial_Food Products_Existing_Space Heating_Natural Gas_Gas Boiler - Stack Economizer_A_Achievable Economic UCT Potential | F5 | Industrial | Food Products | Existing | Space Heating | Natural Gas | Gas Boiler - Stack Economizer | A | Incremental Summer Peak Savings (MW) | Achievable Economic UCT Potential | 0 | 0 | 0 | 0 | 0 | 0 | 0 | 0 | 0 | 0 | 0 | 0 | 0 | 0 | 0 | 0 | 0 | 0 | 0 | 0 | 0 | 0 | 0 | 0 | 0 | 0 | 0 | 0 | 0 | 0 | 0
F6_Industrial_Food Products_Existing_Space Heating_Natural Gas_Gas Boiler - Stack Economizer_A_Achievable Economic UCT Potential | F6 | Industrial | Food Products | Existing | Space Heating | Natural Gas | Gas Boiler - Stack Economizer | A | Incremental Winter Peak Savings (MW) | Achievable Economic UCT Potential | 0 | 0 | 0 | 0 | 0 | 0 | 0 | 0 | 0 | 0 | 0 | 0 | 0 | 0 | 0 | 0 | 0 | 0 | 0 | 0 | 0 | 0 | 0 | 0 | 0 | 0 | 0 | 0 | 0 | 0 | 0
F7_Industrial_Food Products_Existing_Space Heating_Natural Gas_Gas Boiler - Stack Economizer_A_Achievable Economic UCT Potential | F7 | Industrial | Food Products | Existing | Space Heating | Natural Gas | Gas Boiler - Stack Economizer | A | Cumulative Energy Savings (MWh or mTherms) | Achievable Economic UCT Potential | 0 | 0 | 0 | 0 | 0 | 0.02742 | 0.05442 | 0.080838 | 0.10682 | 0.13235 | 0.15447 | 0.17148 | 0.18443 | 0.19396 | 0.20087 | 0.2058 | 0.20918 | 0.21133 | 0.21253 | 0.21306 | 0.21307 | 0.21086 | 0.20884 | 0.20705 | 0.20531 | 0.20372 | 0.20237 | 0.20112 | 0 | 0 | 0
F8_Industrial_Food Products_Existing_Space Heating_Natural Gas_Gas Boiler - Stack Economizer_A_Achievable Economic UCT Potential | F8 | Industrial | Food Products | Existing | Space Heating | Natural Gas | Gas Boiler - Stack Economizer | A | Cumulative Summer Peak Savings (MW) | Achievable Economic UCT Potential | 0 | 0 | 0 | 0 | 0 | 0 | 0 | 0 | 0 | 0 | 0 | 0 | 0 | 0 | 0 | 0 | 0 | 0 | 0 | 0 | 0 | 0 | 0 | 0 | 0 | 0 | 0 | 0 | 0 | 0 | 0
F9_Industrial_Food Products_Existing_Space Heating_Natural Gas_Gas Boiler - Stack Economizer_A_Achievable Economic UCT Potential | F9 | Industrial | Food Products | Existing | Space Heating | Natural Gas | Gas Boiler - Stack Economizer | A | Cumulative Winter Peak Savings (MW) | Achievable Economic UCT Potential | 0 | 0 | 0 | 0 | 0 | 0 | 0 | 0 | 0 | 0 | 0 | 0 | 0 | 0 | 0 | 0 | 0 | 0 | 0 | 0 | 0 | 0 | 0 | 0 | 0 | 0 | 0 | 0 | 0 | 0 | 0
F10_Industrial_Food Products_Existing_Space Heating_Natural Gas_Gas Boiler - Stack Economizer_A_Achievable Economic UCT Potential | F10 | Industrial | Food Products | Existing | Space Heating | Natural Gas | Gas Boiler - Stack Economizer | A | Purchases (Incremental) | Achievable Economic UCT Potential | 0 | 0 | 0 | 0 | 0 | 29.2963 | 29.2802 | 29.1075 | 29.1232 | 29.1473 | 25.8995 | 20.6629 | 16.4968 | 12.9879 | 10.43 | 8.2644 | 6.6124 | 5.2633 | 4.1731 | 3.3424 | 2.6629 | 0.018092 | 0.0064379 | 0.0021873 | 0.000711 | 0.00060259 | 0.00060098 | 0.00059953 | 0.00059822 | 0.00059706 | 0.00059604
F11_Industrial_Food Products_Existing_Space Heating_Natural Gas_Gas Boiler - Stack Economizer_A_Achievable Economic UCT Potential | F11 | Industrial | Food Products | Existing | Space Heating | Natural Gas | Gas Boiler - Stack Economizer | A | Purchases (Cumulative) | Achievable Economic UCT Potential | 0 | 0 | 0 | 0 | 0 | 29.2963 | 58.5764 | 87.6839 | 116.8072 | 145.9545 | 171.8539 | 192.5169 | 209.0137 | 222.0015 | 232.4315 | 240.6959 | 247.3083 | 252.5715 | 256.7446 | 260.087 | 262.7499 | 262.768 | 262.7744 | 262.7766 | 262.7773 | 262.7779 | 262.7785 | 262.7791 | 262.7797 | 262.7803 | 262.7809
F1_Industrial_Food Products_Existing_Process_Natural Gas_Gas Boiler - Stack Economizer_A_Achievable Economic UCT Potential | F1 | Industrial | Food Products | Existing | Process | Natural Gas | Gas Boiler - Stack Economizer | A | Integrated Unit Energy Savings (kWh or therms) | Achievable Economic UCT Potential | 0 | 0 | 0 | 0 | 0 | 45.4803 | 45.4729 | 45.4676 | 45.4636 | 45.4602 | 45.4567 | 45.454 | 45.4518 | 45.4493 | 45.4479 | 45.4461 | 45.4451 | 45.4441 | 45.4431 | 45.4427 | 45.442 | 45.4415 | 45.441 | 45.4406 | 45.4402 | 45.4401 | 45.4399 | 45.4398 | 45.4909 | 45.4909 | 45.4909
F2_Industrial_Food Products_Existing_Process_Natural Gas_Gas Boiler - Stack Economizer_A_Achievable Economic UCT Potential | F2 | Industrial | Food Products | Existing | Process | Natural Gas | Gas Boiler - Stack Economizer | A | Integrated Unit Summer Peak Savings (kW) | Achievable Economic UCT Potential | 0 | 0 | 0 | 0 | 0 | 0 | 0 | 0 | 0 | 0 | 0 | 0 | 0 | 0 | 0 | 0 | 0 | 0 | 0 | 0 | 0 | 0 | 0 | 0 | 0 | 0 | 0 | 0 | 0 | 0 | 0
F3_Industrial_Food Products_Existing_Process_Natural Gas_Gas Boiler - Stack Economizer_A_Achievable Economic UCT Potential | F3 | Industrial | Food Products | Existing | Process | Natural Gas | Gas Boiler - Stack Economizer | A | Integrated Unit Winter Peak Savings (kW) | Achievable Economic UCT Potential | 0 | 0 | 0 | 0 | 0 | 0 | 0 | 0 | 0 | 0 | 0 | 0 | 0 | 0 | 0 | 0 | 0 | 0 | 0 | 0 | 0 | 0 | 0 | 0 | 0 | 0 | 0 | 0 | 0 | 0 | 0
F4_Industrial_Food Products_Existing_Process_Natural Gas_Gas Boiler - Stack Economizer_A_Achievable Economic UCT Potential | F4 | Industrial | Food Products | Existing | Process | Natural Gas | Gas Boiler - Stack Economizer | A | Incremental Energy Savings (MWh or mTherms) | Achievable Economic UCT Potential | 0 | 0 | 0 | 0 | 0 | 3.177 | 3.1748 | 3.1557 | 3.1571 | 3.1595 | 2.8072 | 2.2395 | 1.7879 | 1.4075 | 1.1303 | 0.89556 | 0.71653 | 0.57032 | 0.45218 | 0.36217 | 0.28853 | 0.0019603 | 0.00069756 | 0.00023699 | 7.7037e-05 | 6.529e-05 | 6.5116e-05 | 6.4958e-05 | 6.4889e-05 | 6.4763e-05 | 6.4653e-05
F5_Industrial_Food Products_Existing_Process_Natural Gas_Gas Boiler - Stack Economizer_A_Achievable Economic UCT Potential | F5 | Industrial | Food Products | Existing | Process | Natural Gas | Gas Boiler - Stack Economizer | A | Incremental Summer Peak Savings (MW) | Achievable Economic UCT Potential | 0 | 0 | 0 | 0 | 0 | 0 | 0 | 0 | 0 | 0 | 0 | 0 | 0 | 0 | 0 | 0 | 0 | 0 | 0 | 0 | 0 | 0 | 0 | 0 | 0 | 0 | 0 | 0 | 0 | 0 | 0
F6_Industrial_Food Products_Existing_Process_Natural Gas_Gas Boiler - Stack Economizer_A_Achievable Economic UCT Potential | F6 | Industrial | Food Products | Existing | Process | Natural Gas | Gas Boiler - Stack Economizer | A | Incremental Winter Peak Savings (MW) | Achievable Economic UCT Potential | 0 | 0 | 0 | 0 | 0 | 0 | 0 | 0 | 0 | 0 | 0 | 0 | 0 | 0 | 0 | 0 | 0 | 0 | 0 | 0 | 0 | 0 | 0 | 0 | 0 | 0 | 0 | 0 | 0 | 0 | 0
F7_Industrial_Food Products_Existing_Process_Natural Gas_Gas Boiler - Stack Economizer_A_Achievable Economic UCT Potential | F7 | Industrial | Food Products | Existing | Process | Natural Gas | Gas Boiler - Stack Economizer | A | Cumulative Energy Savings (MWh or mTherms) | Achievable Economic UCT Potential | 0 | 0 | 0 | 0 | 0 | 3.177 | 6.3513 | 9.5063 | 12.6626 | 15.8211 | 18.6271 | 20.8655 | 22.6523 | 24.0586 | 25.1881 | 26.0827 | 26.7987 | 27.3684 | 27.82 | 28.1819 | 28.47 | 28.4716 | 28.472 | 28.472 | 28.4719 | 28.4718 | 28.4718 | 28.4718 | 0 | 0 | 0
F8_Industrial_Food Products_Existing_Process_Natural Gas_Gas Boiler - Stack Economizer_A_Achievable Economic UCT Potential | F8 | Industrial | Food Products | Existing | Process | Natural Gas | Gas Boiler - Stack Economizer | A | Cumulative Summer Peak Savings (MW) | Achievable Economic UCT Potential | 0 | 0 | 0 | 0 | 0 | 0 | 0 | 0 | 0 | 0 | 0 | 0 | 0 | 0 | 0 | 0 | 0 | 0 | 0 | 0 | 0 | 0 | 0 | 0 | 0 | 0 | 0 | 0 | 0 | 0 | 0
F9_Industrial_Food Products_Existing_Process_Natural Gas_Gas Boiler - Stack Economizer_A_Achievable Economic UCT Potential | F9 | Industrial | Food Products | Existing | Process | Natural Gas | Gas Boiler - Stack Economizer | A | Cumulative Winter Peak Savings (MW) | Achievable Economic UCT Potential | 0 | 0 | 0 | 0 | 0 | 0 | 0 | 0 | 0 | 0 | 0 | 0 | 0 | 0 | 0 | 0 | 0 | 0 | 0 | 0 | 0 | 0 | 0 | 0 | 0 | 0 | 0 | 0 | 0 | 0 | 0
F10_Industrial_Food Products_Existing_Process_Natural Gas_Gas Boiler - Stack Economizer_A_Achievable Economic UCT Potential | F10 | Industrial | Food Products | Existing | Process | Natural Gas | Gas Boiler - Stack Economizer | A | Purchases (Incremental) | Achievable Economic UCT Potential | 0 | 0 | 0 | 0 | 0 | 69.8554 | 69.817 | 69.4053 | 69.4428 | 69.5002 | 61.7559 | 49.2697 | 39.3357 | 30.9689 | 24.8697 | 19.706 | 15.7669 | 12.55 | 9.9504 | 7.9698 | 6.3495 | 0.04314 | 0.015351 | 0.0052155 | 0.0016953 | 0.0014368 | 0.001433 | 0.0014295 | 0.0014264 | 0.0014237 | 0.0014212
F11_Industrial_Food Products_Existing_Process_Natural Gas_Gas Boiler - Stack Economizer_A_Achievable Economic UCT Potential | F11 | Industrial | Food Products | Existing | Process | Natural Gas | Gas Boiler - Stack Economizer | A | Purchases (Cumulative) | Achievable Economic UCT Potential | 0 | 0 | 0 | 0 | 0 | 69.8554 | 139.6724 | 209.0776 | 278.5204 | 348.0207 | 409.7765 | 459.0462 | 498.3819 | 529.3508 | 554.2205 | 573.9265 | 589.6934 | 602.2434 | 612.1938 | 620.1636 | 626.5131 | 626.5562 | 626.5716 | 626.5768 | 626.5785 | 626.5799 | 626.5813 | 626.5828 | 626.5842 | 626.5856 | 626.587
F1_Industrial_Food Products_Existing_Space Heating_Natural Gas_Gas Furnace Tube Inserts_A_Achievable Economic UCT Potential | F1 | Industrial | Food Products | Existing | Space Heating | Natural Gas | Gas Furnace Tube Inserts | A | Integrated Unit Energy Savings (kWh or therms) | Achievable Economic UCT Potential | 0 | 0 | 0 | 0 | 0 | 0.086153 | 0.085315 | 0.084246 | 0.083137 | 0.081995 | 0.080846 | 0.079685 | 0.078557 | 0.077446 | 0.076294 | 0.075233 | 0.074207 | 0.07323 | 0.072298 | 0.071394 | 0.070523 | 0.069657 | 0.068822 | 0.068079 | 0.067375 | 0.066721 | 0.066142 | 0.065598 | 0.069231 | 0.068805 | 0.068405
F2_Industrial_Food Products_Existing_Space Heating_Natural Gas_Gas Furnace Tube Inserts_A_Achievable Economic UCT Potential | F2 | Industrial | Food Products | Existing | Space Heating | Natural Gas | Gas Furnace Tube Inserts | A | Integrated Unit Summer Peak Savings (kW) | Achievable Economic UCT Potential | 0 | 0 | 0 | 0 | 0 | 0 | 0 | 0 | 0 | 0 | 0 | 0 | 0 | 0 | 0 | 0 | 0 | 0 | 0 | 0 | 0 | 0 | 0 | 0 | 0 | 0 | 0 | 0 | 0 | 0 | 0
F3_Industrial_Food Products_Existing_Space Heating_Natural Gas_Gas Furnace Tube Inserts_A_Achievable Economic UCT Potential | F3 | Industrial | Food Products | Existing | Space Heating | Natural Gas | Gas Furnace Tube Inserts | A | Integrated Unit Winter Peak Savings (kW) | Achievable Economic UCT Potential | 0 | 0 | 0 | 0 | 0 | 0 | 0 | 0 | 0 | 0 | 0 | 0 | 0 | 0 | 0 | 0 | 0 | 0 | 0 | 0 | 0 | 0 | 0 | 0 | 0 | 0 | 0 | 0 | 0 | 0 | 0
F4_Industrial_Food Products_Existing_Space Heating_Natural Gas_Gas Furnace Tube Inserts_A_Achievable Economic UCT Potential | F4 | Industrial | Food Products | Existing | Space Heating | Natural Gas | Gas Furnace Tube Inserts | A | Incremental Energy Savings (MWh or mTherms) | Achievable Economic UCT Potential | 0 | 0 | 0 | 0 | 0 | 0 | 0 | 0 | 0 | 0 | 0 | 0 | 0 | 0 | 0 | 0 | 0 | 0 | 0 | 0 | 0 | 0 | 0 | 0 | 0 | 0 | 0 | 0 | 0 | 0 | 0
F5_Industrial_Food Products_Existing_Space Heating_Natural Gas_Gas Furnace Tube Inserts_A_Achievable Economic UCT Potential | F5 | Industrial | Food Products | Existing | Space Heating | Natural Gas | Gas Furnace Tube Inserts | A | Incremental Summer Peak Savings (MW) | Achievable Economic UCT Potential | 0 | 0 | 0 | 0 | 0 | 0 | 0 | 0 | 0 | 0 | 0 | 0 | 0 | 0 | 0 | 0 | 0 | 0 | 0 | 0 | 0 | 0 | 0 | 0 | 0 | 0 | 0 | 0 | 0 | 0 | 0
F6_Industrial_Food Products_Existing_Space Heating_Natural Gas_Gas Furnace Tube Inserts_A_Achievable Economic UCT Potential | F6 | Industrial | Food Products | Existing | Space Heating | Natural Gas | Gas Furnace Tube Inserts | A | Incremental Winter Peak Savings (MW) | Achievable Economic UCT Potential | 0 | 0 | 0 | 0 | 0 | 0 | 0 | 0 | 0 | 0 | 0 | 0 | 0 | 0 | 0 | 0 | 0 | 0 | 0 | 0 | 0 | 0 | 0 | 0 | 0 | 0 | 0 | 0 | 0 | 0 | 0
F7_Industrial_Food Products_Existing_Space Heating_Natural Gas_Gas Furnace Tube Inserts_A_Achievable Economic UCT Potential | F7 | Industrial | Food Products | Existing | Space Heating | Natural Gas | Gas Furnace Tube Inserts | A | Cumulative Energy Savings (MWh or mTherms) | Achievable Economic UCT Potential | 0 | 0 | 0 | 0 | 0 | 0 | 0 | 0 | 0 | 0 | 0 | 0 | 0 | 0 | 0 | 0 | 0 | 0 | 0 | 0 | 0 | 0 | 0 | 0 | 0 | 0 | 0 | 0 | 0 | 0 | 0
F8_Industrial_Food Products_Existing_Space Heating_Natural Gas_Gas Furnace Tube Inserts_A_Achievable Economic UCT Potential | F8 | Industrial | Food Products | Existing | Space Heating | Natural Gas | Gas Furnace Tube Inserts | A | Cumulative Summer Peak Savings (MW) | Achievable Economic UCT Potential | 0 | 0 | 0 | 0 | 0 | 0 | 0 | 0 | 0 | 0 | 0 | 0 | 0 | 0 | 0 | 0 | 0 | 0 | 0 | 0 | 0 | 0 | 0 | 0 | 0 | 0 | 0 | 0 | 0 | 0 | 0
F9_Industrial_Food Products_Existing_Space Heating_Natural Gas_Gas Furnace Tube Inserts_A_Achievable Economic UCT Potential | F9 | Industrial | Food Products | Existing | Space Heating | Natural Gas | Gas Furnace Tube Inserts | A | Cumulative Winter Peak Savings (MW) | Achievable Economic UCT Potential | 0 | 0 | 0 | 0 | 0 | 0 | 0 | 0 | 0 | 0 | 0 | 0 | 0 | 0 | 0 | 0 | 0 | 0 | 0 | 0 | 0 | 0 | 0 | 0 | 0 | 0 | 0 | 0 | 0 | 0 | 0
F10_Industrial_Food Products_Existing_Space Heating_Natural Gas_Gas Furnace Tube Inserts_A_Achievable Economic UCT Potential | F10 | Industrial | Food Products | Existing | Space Heating | Natural Gas | Gas Furnace Tube Inserts | A | Purchases (Incremental) | Achievable Economic UCT Potential | 0 | 0 | 0 | 0 | 0 | 0 | 0 | 0 | 0 | 0 | 0 | 0 | 0 | 0 | 0 | 0 | 0 | 0 | 0 | 0 | 0 | 0 | 0 | 0 | 0 | 0 | 0 | 0 | 0 | 0 | 0
F11_Industrial_Food Products_Existing_Space Heating_Natural Gas_Gas Furnace Tube Inserts_A_Achievable Economic UCT Potential | F11 | Industrial | Food Products | Existing | Space Heating | Natural Gas | Gas Furnace Tube Inserts | A | Purchases (Cumulative) | Achievable Economic UCT Potential | 0 | 0 | 0 | 0 | 0 | 0 | 0 | 0 | 0 | 0 | 0 | 0 | 0 | 0 | 0 | 0 | 0 | 0 | 0 | 0 | 0 | 0 | 0 | 0 | 0 | 0 | 0 | 0 | 0 | 0 | 0
F1_Industrial_Food Products_Existing_Space Heating_Natural Gas_Space Heating - Heat Recovery Ventilator_A_Achievable Economic UCT Potential | F1 | Industrial | Food Products | Existing | Space Heating | Natural Gas | Space Heating - Heat Recovery Ventilator | A | Integrated Unit Energy Savings (kWh or therms) | Achievable Economic UCT Potential | 0 | 0 | 0 | 0 | 0 | 0.01315 | 0.012966 | 0.012713 | 0.012398 | 0.012024 | 0.011595 | 0.011148 | 0.010699 | 0.010241 | 0.0098441 | 0.0094644 | 0.0091519 | 0.0088741 | 0.0086274 | 0.0084464 | 0.00828 | 0.0081334 | 0.0080122 | 0.0079199 | 0.0078363 | 0.007774 | 0.0077217 | 0.0076732 | 0 | 0 | 0
F2_Industrial_Food Products_Existing_Space Heating_Natural Gas_Space Heating - Heat Recovery Ventilator_A_Achievable Economic UCT Potential | F2 | Industrial | Food Products | Existing | Space Heating | Natural Gas | Space Heating - Heat Recovery Ventilator | A | Integrated Unit Summer Peak Savings (kW) | Achievable Economic UCT Potential | 0 | 0 | 0 | 0 | 0 | 0 | 0 | 0 | 0 | 0 | 0 | 0 | 0 | 0 | 0 | 0 | 0 | 0 | 0 | 0 | 0 | 0 | 0 | 0 | 0 | 0 | 0 | 0 | 0 | 0 | 0
F3_Industrial_Food Products_Existing_Space Heating_Natural Gas_Space Heating - Heat Recovery Ventilator_A_Achievable Economic UCT Potential | F3 | Industrial | Food Products | Existing | Space Heating | Natural Gas | Space Heating - Heat Recovery Ventilator | A | Integrated Unit Winter Peak Savings (kW) | Achievable Economic UCT Potential | 0 | 0 | 0 | 0 | 0 | 0 | 0 | 0 | 0 | 0 | 0 | 0 | 0 | 0 | 0 | 0 | 0 | 0 | 0 | 0 | 0 | 0 | 0 | 0 | 0 | 0 | 0 | 0 | 0 | 0 | 0
F4_Industrial_Food Products_Existing_Space Heating_Natural Gas_Space Heating - Heat Recovery Ventilator_A_Achievable Economic UCT Potential | F4 | Industrial | Food Products | Existing | Space Heating | Natural Gas | Space Heating - Heat Recovery Ventilator | A | Incremental Energy Savings (MWh or mTherms) | Achievable Economic UCT Potential | 0 | 0 | 0 | 0 | 0 | 0 | 0 | 0 | 0 | 0 | 0 | 0 | 0 | 0 | 0 | 0 | 0 | 0 | 0 | 0 | 0 | 0 | 0 | 0 | 0 | 0 | 0 | 0 | 0 | 0 | 0
F5_Industrial_Food Products_Existing_Space Heating_Natural Gas_Space Heating - Heat Recovery Ventilator_A_Achievable Economic UCT Potential | F5 | Industrial | Food Products | Existing | Space Heating | Natural Gas | Space Heating - Heat Recovery Ventilator | A | Incremental Summer Peak Savings (MW) | Achievable Economic UCT Potential | 0 | 0 | 0 | 0 | 0 | 0 | 0 | 0 | 0 | 0 | 0 | 0 | 0 | 0 | 0 | 0 | 0 | 0 | 0 | 0 | 0 | 0 | 0 | 0 | 0 | 0 | 0 | 0 | 0 | 0 | 0
F6_Industrial_Food Products_Existing_Space Heating_Natural Gas_Space Heating - Heat Recovery Ventilator_A_Achievable Economic UCT Potential | F6 | Industrial | Food Products | Existing | Space Heating | Natural Gas | Space Heating - Heat Recovery Ventilator | A | Incremental Winter Peak Savings (MW) | Achievable Economic UCT Potential | 0 | 0 | 0 | 0 | 0 | 0 | 0 | 0 | 0 | 0 | 0 | 0 | 0 | 0 | 0 | 0 | 0 | 0 | 0 | 0 | 0 | 0 | 0 | 0 | 0 | 0 | 0 | 0 | 0 | 0 | 0
F7_Industrial_Food Products_Existing_Space Heating_Natural Gas_Space Heating - Heat Recovery Ventilator_A_Achievable Economic UCT Potential | F7 | Industrial | Food Products | Existing | Space Heating | Natural Gas | Space Heating - Heat Recovery Ventilator | A | Cumulative Energy Savings (MWh or mTherms) | Achievable Economic UCT Potential | 0 | 0 | 0 | 0 | 0 | 0 | 0 | 0 | 0 | 0 | 0 | 0 | 0 | 0 | 0 | 0 | 0 | 0 | 0 | 0 | 0 | 0 | 0 | 0 | 0 | 0 | 0 | 0 | 0 | 0 | 0
F8_Industrial_Food Products_Existing_Space Heating_Natural Gas_Space Heating - Heat Recovery Ventilator_A_Achievable Economic UCT Potential | F8 | Industrial | Food Products | Existing | Space Heating | Natural Gas | Space Heating - Heat Recovery Ventilator | A | Cumulative Summer Peak Savings (MW) | Achievable Economic UCT Potential | 0 | 0 | 0 | 0 | 0 | 0 | 0 | 0 | 0 | 0 | 0 | 0 | 0 | 0 | 0 | 0 | 0 | 0 | 0 | 0 | 0 | 0 | 0 | 0 | 0 | 0 | 0 | 0 | 0 | 0 | 0
F9_Industrial_Food Products_Existing_Space Heating_Natural Gas_Space Heating - Heat Recovery Ventilator_A_Achievable Economic UCT Potential | F9 | Industrial | Food Products | Existing | Space Heating | Natural Gas | Space Heating - Heat Recovery Ventilator | A | Cumulative Winter Peak Savings (MW) | Achievable Economic UCT Potential | 0 | 0 | 0 | 0 | 0 | 0 | 0 | 0 | 0 | 0 | 0 | 0 | 0 | 0 | 0 | 0 | 0 | 0 | 0 | 0 | 0 | 0 | 0 | 0 | 0 | 0 | 0 | 0 | 0 | 0 | 0
F10_Industrial_Food Products_Existing_Space Heating_Natural Gas_Space Heating - Heat Recovery Ventilator_A_Achievable Economic UCT Potential | F10 | Industrial | Food Products | Existing | Space Heating | Natural Gas | Space Heating - Heat Recovery Ventilator | A | Purchases (Incremental) | Achievable Economic UCT Potential | 0 | 0 | 0 | 0 | 0 | 0 | 0 | 0 | 0 | 0 | 0 | 0 | 0 | 0 | 0 | 0 | 0 | 0 | 0 | 0 | 0 | 0 | 0 | 0 | 0 | 0 | 0 | 0 | 0 | 0 | 0
F11_Industrial_Food Products_Existing_Space Heating_Natural Gas_Space Heating - Heat Recovery Ventilator_A_Achievable Economic UCT Potential | F11 | Industrial | Food Products | Existing | Space Heating | Natural Gas | Space Heating - Heat Recovery Ventilator | A | Purchases (Cumulative) | Achievable Economic UCT Potential | 0 | 0 | 0 | 0 | 0 | 0 | 0 | 0 | 0 | 0 | 0 | 0 | 0 | 0 | 0 | 0 | 0 | 0 | 0 | 0 | 0 | 0 | 0 | 0 | 0 | 0 | 0 | 0 | 0 | 0 | 0
F1_Industrial_Food Products_Existing_Space Heating_Natural Gas_Thermostat - Programmable_A_Achievable Economic UCT Potential | F1 | Industrial | Food Products | Existing | Space Heating | Natural Gas | Thermostat - Programmable | A | Integrated Unit Energy Savings (kWh or therms) | Achievable Economic UCT Potential | 0 | 0 | 0 | 0 | 0 | 0.0065329 | 0.0064413 | 0.0063156 | 0.0061593 | 0.0059736 | 0.0057604 | 0.0055381 | 0.0053151 | 0.0050877 | 0.0048904 | 0.0047018 | 0.0045466 | 0.0044085 | 0.004286 | 0.004196 | 0.0041134 | 0.0040405 | 0.0039804 | 0.0039345 | 0.0038929 | 0.003862 | 0.003836 | 0.003812 | 0 | 0 | 0
F2_Industrial_Food Products_Existing_Space Heating_Natural Gas_Thermostat - Programmable_A_Achievable Economic UCT Potential | F2 | Industrial | Food Products | Existing | Space Heating | Natural Gas | Thermostat - Programmable | A | Integrated Unit Summer Peak Savings (kW) | Achievable Economic UCT Potential | 0 | 0 | 0 | 0 | 0 | 0 | 0 | 0 | 0 | 0 | 0 | 0 | 0 | 0 | 0 | 0 | 0 | 0 | 0 | 0 | 0 | 0 | 0 | 0 | 0 | 0 | 0 | 0 | 0 | 0 | 0
F3_Industrial_Food Products_Existing_Space Heating_Natural Gas_Thermostat - Programmable_A_Achievable Economic UCT Potential | F3 | Industrial | Food Products | Existing | Space Heating | Natural Gas | Thermostat - Programmable | A | Integrated Unit Winter Peak Savings (kW) | Achievable Economic UCT Potential | 0 | 0 | 0 | 0 | 0 | 0 | 0 | 0 | 0 | 0 | 0 | 0 | 0 | 0 | 0 | 0 | 0 | 0 | 0 | 0 | 0 | 0 | 0 | 0 | 0 | 0 | 0 | 0 | 0 | 0 | 0
F4_Industrial_Food Products_Existing_Space Heating_Natural Gas_Thermostat - Programmable_A_Achievable Economic UCT Potential | F4 | Industrial | Food Products | Existing | Space Heating | Natural Gas | Thermostat - Programmable | A | Incremental Energy Savings (MWh or mTherms) | Achievable Economic UCT Potential | 0 | 0 | 0 | 0 | 0 | 0 | 0 | 0 | 0 | 0 | 0 | 0 | 0 | 0 | 0 | 0 | 0 | 0 | 0 | 0 | 0 | 0 | 0 | 0 | 0 | 0 | 0 | 0 | 0 | 0 | 0
F5_Industrial_Food Products_Existing_Space Heating_Natural Gas_Thermostat - Programmable_A_Achievable Economic UCT Potential | F5 | Industrial | Food Products | Existing | Space Heating | Natural Gas | Thermostat - Programmable | A | Incremental Summer Peak Savings (MW) | Achievable Economic UCT Potential | 0 | 0 | 0 | 0 | 0 | 0 | 0 | 0 | 0 | 0 | 0 | 0 | 0 | 0 | 0 | 0 | 0 | 0 | 0 | 0 | 0 | 0 | 0 | 0 | 0 | 0 | 0 | 0 | 0 | 0 | 0
F6_Industrial_Food Products_Existing_Space Heating_Natural Gas_Thermostat - Programmable_A_Achievable Economic UCT Potential | F6 | Industrial | Food Products | Existing | Space Heating | Natural Gas | Thermostat - Programmable | A | Incremental Winter Peak Savings (MW) | Achievable Economic UCT Potential | 0 | 0 | 0 | 0 | 0 | 0 | 0 | 0 | 0 | 0 | 0 | 0 | 0 | 0 | 0 | 0 | 0 | 0 | 0 | 0 | 0 | 0 | 0 | 0 | 0 | 0 | 0 | 0 | 0 | 0 | 0
F7_Industrial_Food Products_Existing_Space Heating_Natural Gas_Thermostat - Programmable_A_Achievable Economic UCT Potential | F7 | Industrial | Food Products | Existing | Space Heating | Natural Gas | Thermostat - Programmable | A | Cumulative Energy Savings (MWh or mTherms) | Achievable Economic UCT Potential | 0 | 0 | 0 | 0 | 0 | 0 | 0 | 0 | 0 | 0 | 0 | 0 | 0 | 0 | 0 | 0 | 0 | 0 | 0 | 0 | 0 | 0 | 0 | 0 | 0 | 0 | 0 | 0 | 0 | 0 | 0
F8_Industrial_Food Products_Existing_Space Heating_Natural Gas_Thermostat - Programmable_A_Achievable Economic UCT Potential | F8 | Industrial | Food Products | Existing | Space Heating | Natural Gas | Thermostat - Programmable | A | Cumulative Summer Peak Savings (MW) | Achievable Economic UCT Potential | 0 | 0 | 0 | 0 | 0 | 0 | 0 | 0 | 0 | 0 | 0 | 0 | 0 | 0 | 0 | 0 | 0 | 0 | 0 | 0 | 0 | 0 | 0 | 0 | 0 | 0 | 0 | 0 | 0 | 0 | 0
F9_Industrial_Food Products_Existing_Space Heating_Natural Gas_Thermostat - Programmable_A_Achievable Economic UCT Potential | F9 | Industrial | Food Products | Existing | Space Heating | Natural Gas | Thermostat - Programmable | A | Cumulative Winter Peak Savings (MW) | Achievable Economic UCT Potential | 0 | 0 | 0 | 0 | 0 | 0 | 0 | 0 | 0 | 0 | 0 | 0 | 0 | 0 | 0 | 0 | 0 | 0 | 0 | 0 | 0 | 0 | 0 | 0 | 0 | 0 | 0 | 0 | 0 | 0 | 0
F10_Industrial_Food Products_Existing_Space Heating_Natural Gas_Thermostat - Programmable_A_Achievable Economic UCT Potential | F10 | Industrial | Food Products | Existing | Space Heating | Natural Gas | Thermostat - Programmable | A | Purchases (Incremental) | Achievable Economic UCT Potential | 0 | 0 | 0 | 0 | 0 | 0 | 0 | 0 | 0 | 0 | 0 | 0 | 0 | 0 | 0 | 0 | 0 | 0 | 0 | 0 | 0 | 0 | 0 | 0 | 0 | 0 | 0 | 0 | 0 | 0 | 0
F11_Industrial_Food Products_Existing_Space Heating_Natural Gas_Thermostat - Programmable_A_Achievable Economic UCT Potential | F11 | Industrial | Food Products | Existing | Space Heating | Natural Gas | Thermostat - Programmable | A | Purchases (Cumulative) | Achievable Economic UCT Potential | 0 | 0 | 0 | 0 | 0 | 0 | 0 | 0 | 0 | 0 | 0 | 0 | 0 | 0 | 0 | 0 | 0 | 0 | 0 | 0 | 0 | 0 | 0 | 0 | 0 | 0 | 0 | 0 | 0 | 0 | 0
F1_Industrial_Food Products_Existing_Space Heating_Natural Gas_ENERGY STAR Connected Thermostat_A_Achievable Economic UCT Potential | F1 | Industrial | Food Products | Existing | Space Heating | Natural Gas | ENERGY STAR Connected Thermostat | A | Integrated Unit Energy Savings (kWh or therms) | Achievable Economic UCT Potential | 0 | 0 | 0 | 0 | 0 | 0.015378 | 0.015163 | 0.014867 | 0.014499 | 0.014062 | 0.01356 | 0.013037 | 0.012512 | 0.011977 | 0.011512 | 0.011068 | 0.010703 | 0.010378 | 0.010089 | 0.0098776 | 0.009683 | 0.0095115 | 0.0093698 | 0.0092619 | 0.0091641 | 0.0090912 | 0.0090301 | 0.0089734 | 0 | 0 | 0
F2_Industrial_Food Products_Existing_Space Heating_Natural Gas_ENERGY STAR Connected Thermostat_A_Achievable Economic UCT Potential | F2 | Industrial | Food Products | Existing | Space Heating | Natural Gas | ENERGY STAR Connected Thermostat | A | Integrated Unit Summer Peak Savings (kW) | Achievable Economic UCT Potential | 0 | 0 | 0 | 0 | 0 | 0 | 0 | 0 | 0 | 0 | 0 | 0 | 0 | 0 | 0 | 0 | 0 | 0 | 0 | 0 | 0 | 0 | 0 | 0 | 0 | 0 | 0 | 0 | 0 | 0 | 0
F3_Industrial_Food Products_Existing_Space Heating_Natural Gas_ENERGY STAR Connected Thermostat_A_Achievable Economic UCT Potential | F3 | Industrial | Food Products | Existing | Space Heating | Natural Gas | ENERGY STAR Connected Thermostat | A | Integrated Unit Winter Peak Savings (kW) | Achievable Economic UCT Potential | 0 | 0 | 0 | 0 | 0 | 0 | 0 | 0 | 0 | 0 | 0 | 0 | 0 | 0 | 0 | 0 | 0 | 0 | 0 | 0 | 0 | 0 | 0 | 0 | 0 | 0 | 0 | 0 | 0 | 0 | 0
F4_Industrial_Food Products_Existing_Space Heating_Natural Gas_ENERGY STAR Connected Thermostat_A_Achievable Economic UCT Potential | F4 | Industrial | Food Products | Existing | Space Heating | Natural Gas | ENERGY STAR Connected Thermostat | A | Incremental Energy Savings (MWh or mTherms) | Achievable Economic UCT Potential | 0 | 0 | 0 | 0 | 0 | 0 | 0 | 0 | 0 | 0 | 0 | 0 | 0 | 0 | 0 | 0 | 0 | 0 | 0 | 0 | 0 | 0 | 0 | 0 | 0 | 0 | 0 | 0 | 0 | 0 | 0
F5_Industrial_Food Products_Existing_Space Heating_Natural Gas_ENERGY STAR Connected Thermostat_A_Achievable Economic UCT Potential | F5 | Industrial | Food Products | Existing | Space Heating | Natural Gas | ENERGY STAR Connected Thermostat | A | Incremental Summer Peak Savings (MW) | Achievable Economic UCT Potential | 0 | 0 | 0 | 0 | 0 | 0 | 0 | 0 | 0 | 0 | 0 | 0 | 0 | 0 | 0 | 0 | 0 | 0 | 0 | 0 | 0 | 0 | 0 | 0 | 0 | 0 | 0 | 0 | 0 | 0 | 0
F6_Industrial_Food Products_Existing_Space Heating_Natural Gas_ENERGY STAR Connected Thermostat_A_Achievable Economic UCT Potential | F6 | Industrial | Food Products | Existing | Space Heating | Natural Gas | ENERGY STAR Connected Thermostat | A | Incremental Winter Peak Savings (MW) | Achievable Economic UCT Potential | 0 | 0 | 0 | 0 | 0 | 0 | 0 | 0 | 0 | 0 | 0 | 0 | 0 | 0 | 0 | 0 | 0 | 0 | 0 | 0 | 0 | 0 | 0 | 0 | 0 | 0 | 0 | 0 | 0 | 0 | 0
F7_Industrial_Food Products_Existing_Space Heating_Natural Gas_ENERGY STAR Connected Thermostat_A_Achievable Economic UCT Potential | F7 | Industrial | Food Products | Existing | Space Heating | Natural Gas | ENERGY STAR Connected Thermostat | A | Cumulative Energy Savings (MWh or mTherms) | Achievable Economic UCT Potential | 0 | 0 | 0 | 0 | 0 | 0 | 0 | 0 | 0 | 0 | 0 | 0 | 0 | 0 | 0 | 0 | 0 | 0 | 0 | 0 | 0 | 0 | 0 | 0 | 0 | 0 | 0 | 0 | 0 | 0 | 0
F8_Industrial_Food Products_Existing_Space Heating_Natural Gas_ENERGY STAR Connected Thermostat_A_Achievable Economic UCT Potential | F8 | Industrial | Food Products | Existing | Space Heating | Natural Gas | ENERGY STAR Connected Thermostat | A | Cumulative Summer Peak Savings (MW) | Achievable Economic UCT Potential | 0 | 0 | 0 | 0 | 0 | 0 | 0 | 0 | 0 | 0 | 0 | 0 | 0 | 0 | 0 | 0 | 0 | 0 | 0 | 0 | 0 | 0 | 0 | 0 | 0 | 0 | 0 | 0 | 0 | 0 | 0
F9_Industrial_Food Products_Existing_Space Heating_Natural Gas_ENERGY STAR Connected Thermostat_A_Achievable Economic UCT Potential | F9 | Industrial | Food Products | Existing | Space Heating | Natural Gas | ENERGY STAR Connected Thermostat | A | Cumulative Winter Peak Savings (MW) | Achievable Economic UCT Potential | 0 | 0 | 0 | 0 | 0 | 0 | 0 | 0 | 0 | 0 | 0 | 0 | 0 | 0 | 0 | 0 | 0 | 0 | 0 | 0 | 0 | 0 | 0 | 0 | 0 | 0 | 0 | 0 | 0 | 0 | 0
F10_Industrial_Food Products_Existing_Space Heating_Natural Gas_ENERGY STAR Connected Thermostat_A_Achievable Economic UCT Potential | F10 | Industrial | Food Products | Existing | Space Heating | Natural Gas | ENERGY STAR Connected Thermostat | A | Purchases (Incremental) | Achievable Economic UCT Potential | 0 | 0 | 0 | 0 | 0 | 0 | 0 | 0 | 0 | 0 | 0 | 0 | 0 | 0 | 0 | 0 | 0 | 0 | 0 | 0 | 0 | 0 | 0 | 0 | 0 | 0 | 0 | 0 | 0 | 0 | 0
F11_Industrial_Food Products_Existing_Space Heating_Natural Gas_ENERGY STAR Connected Thermostat_A_Achievable Economic UCT Potential | F11 | Industrial | Food Products | Existing | Space Heating | Natural Gas | ENERGY STAR Connected Thermostat | A | Purchases (Cumulative) | Achievable Economic UCT Potential | 0 | 0 | 0 | 0 | 0 | 0 | 0 | 0 | 0 | 0 | 0 | 0 | 0 | 0 | 0 | 0 | 0 | 0 | 0 | 0 | 0 | 0 | 0 | 0 | 0 | 0 | 0 | 0 | 0 | 0 | 0
F1_Industrial_Food Products_Existing_Space Heating_Natural Gas_Destratification Fans (HVLS)_A_Achievable Economic UCT Potential | F1 | Industrial | Food Products | Existing | Space Heating | Natural Gas | Destratification Fans (HVLS) | A | Integrated Unit Energy Savings (kWh or therms) | Achievable Economic UCT Potential | 0 | 0 | 0 | 0 | 0 | 0.015378 | 0.015163 | 0.014867 | 0.014499 | 0.014062 | 0.01356 | 0.013037 | 0.012512 | 0.011977 | 0.011512 | 0.011068 | 0.010703 | 0.010378 | 0.010089 | 0.0098776 | 0.009683 | 0.0095115 | 0.0093698 | 0.0092619 | 0.0091641 | 0.0090912 | 0.0090301 | 0.0089734 | 0 | 0 | 0
F2_Industrial_Food Products_Existing_Space Heating_Natural Gas_Destratification Fans (HVLS)_A_Achievable Economic UCT Potential | F2 | Industrial | Food Products | Existing | Space Heating | Natural Gas | Destratification Fans (HVLS) | A | Integrated Unit Summer Peak Savings (kW) | Achievable Economic UCT Potential | 0 | 0 | 0 | 0 | 0 | 0 | 0 | 0 | 0 | 0 | 0 | 0 | 0 | 0 | 0 | 0 | 0 | 0 | 0 | 0 | 0 | 0 | 0 | 0 | 0 | 0 | 0 | 0 | 0 | 0 | 0
F3_Industrial_Food Products_Existing_Space Heating_Natural Gas_Destratification Fans (HVLS)_A_Achievable Economic UCT Potential | F3 | Industrial | Food Products | Existing | Space Heating | Natural Gas | Destratification Fans (HVLS) | A | Integrated Unit Winter Peak Savings (kW) | Achievable Economic UCT Potential | 0 | 0 | 0 | 0 | 0 | 0 | 0 | 0 | 0 | 0 | 0 | 0 | 0 | 0 | 0 | 0 | 0 | 0 | 0 | 0 | 0 | 0 | 0 | 0 | 0 | 0 | 0 | 0 | 0 | 0 | 0
F4_Industrial_Food Products_Existing_Space Heating_Natural Gas_Destratification Fans (HVLS)_A_Achievable Economic UCT Potential | F4 | Industrial | Food Products | Existing | Space Heating | Natural Gas | Destratification Fans (HVLS) | A | Incremental Energy Savings (MWh or mTherms) | Achievable Economic UCT Potential | 0 | 0 | 0 | 0 | 0 | 0 | 0 | 0 | 0 | 0 | 0 | 0 | 0 | 0 | 0 | 0 | 0 | 0 | 0 | 0 | 0 | 0 | 0 | 0 | 0 | 0 | 0 | 0 | 0 | 0 | 0
F5_Industrial_Food Products_Existing_Space Heating_Natural Gas_Destratification Fans (HVLS)_A_Achievable Economic UCT Potential | F5 | Industrial | Food Products | Existing | Space Heating | Natural Gas | Destratification Fans (HVLS) | A | Incremental Summer Peak Savings (MW) | Achievable Economic UCT Potential | 0 | 0 | 0 | 0 | 0 | 0 | 0 | 0 | 0 | 0 | 0 | 0 | 0 | 0 | 0 | 0 | 0 | 0 | 0 | 0 | 0 | 0 | 0 | 0 | 0 | 0 | 0 | 0 | 0 | 0 | 0
F6_Industrial_Food Products_Existing_Space Heating_Natural Gas_Destratification Fans (HVLS)_A_Achievable Economic UCT Potential | F6 | Industrial | Food Products | Existing | Space Heating | Natural Gas | Destratification Fans (HVLS) | A | Incremental Winter Peak Savings (MW) | Achievable Economic UCT Potential | 0 | 0 | 0 | 0 | 0 | 0 | 0 | 0 | 0 | 0 | 0 | 0 | 0 | 0 | 0 | 0 | 0 | 0 | 0 | 0 | 0 | 0 | 0 | 0 | 0 | 0 | 0 | 0 | 0 | 0 | 0
F7_Industrial_Food Products_Existing_Space Heating_Natural Gas_Destratification Fans (HVLS)_A_Achievable Economic UCT Potential | F7 | Industrial | Food Products | Existing | Space Heating | Natural Gas | Destratification Fans (HVLS) | A | Cumulative Energy Savings (MWh or mTherms) | Achievable Economic UCT Potential | 0 | 0 | 0 | 0 | 0 | 0 | 0 | 0 | 0 | 0 | 0 | 0 | 0 | 0 | 0 | 0 | 0 | 0 | 0 | 0 | 0 | 0 | 0 | 0 | 0 | 0 | 0 | 0 | 0 | 0 | 0
F8_Industrial_Food Products_Existing_Space Heating_Natural Gas_Destratification Fans (HVLS)_A_Achievable Economic UCT Potential | F8 | Industrial | Food Products | Existing | Space Heating | Natural Gas | Destratification Fans (HVLS) | A | Cumulative Summer Peak Savings (MW) | Achievable Economic UCT Potential | 0 | 0 | 0 | 0 | 0 | 0 | 0 | 0 | 0 | 0 | 0 | 0 | 0 | 0 | 0 | 0 | 0 | 0 | 0 | 0 | 0 | 0 | 0 | 0 | 0 | 0 | 0 | 0 | 0 | 0 | 0
F9_Industrial_Food Products_Existing_Space Heating_Natural Gas_Destratification Fans (HVLS)_A_Achievable Economic UCT Potential | F9 | Industrial | Food Products | Existing | Space Heating | Natural Gas | Destratification Fans (HVLS) | A | Cumulative Winter Peak Savings (MW) | Achievable Economic UCT Potential | 0 | 0 | 0 | 0 | 0 | 0 | 0 | 0 | 0 | 0 | 0 | 0 | 0 | 0 | 0 | 0 | 0 | 0 | 0 | 0 | 0 | 0 | 0 | 0 | 0 | 0 | 0 | 0 | 0 | 0 | 0
F10_Industrial_Food Products_Existing_Space Heating_Natural Gas_Destratification Fans (HVLS)_A_Achievable Economic UCT Potential | F10 | Industrial | Food Products | Existing | Space Heating | Natural Gas | Destratification Fans (HVLS) | A | Purchases (Incremental) | Achievable Economic UCT Potential | 0 | 0 | 0 | 0 | 0 | 0 | 0 | 0 | 0 | 0 | 0 | 0 | 0 | 0 | 0 | 0 | 0 | 0 | 0 | 0 | 0 | 0 | 0 | 0 | 0 | 0 | 0 | 0 | 0 | 0 | 0
F11_Industrial_Food Products_Existing_Space Heating_Natural Gas_Destratification Fans (HVLS)_A_Achievable Economic UCT Potential | F11 | Industrial | Food Products | Existing | Space Heating | Natural Gas | Destratification Fans (HVLS) | A | Purchases (Cumulative) | Achievable Economic UCT Potential | 0 | 0 | 0 | 0 | 0 | 0 | 0 | 0 | 0 | 0 | 0 | 0 | 0 | 0 | 0 | 0 | 0 | 0 | 0 | 0 | 0 | 0 | 0 | 0 | 0 | 0 | 0 | 0 | 0 | 0 | 0
F1_Industrial_Food Products_Existing_Space Heating_Natural Gas_Gas Boiler - Insulate Steam Lines/Condensate Tank_A_Achievable Economic UCT Potential | F1 | Industrial | Food Products | Existing | Space Heating | Natural Gas | Gas Boiler - Insulate Steam Lines/Condensate Tank | A | Integrated Unit Energy Savings (kWh or therms) | Achievable Economic UCT Potential | 0 | 0 | 0 | 0 | 0 | 10.1686 | 10.0754 | 9.978 | 9.8745 | 9.7638 | 9.6454 | 9.5202 | 9.3868 | 9.2408 | 9.0863 | 8.9276 | 8.7704 | 8.6142 | 8.4617 | 8.3247 | 8.1959 | 8.0733 | 7.9665 | 7.8754 | 7.7901 | 7.7263 | 7.6731 | 7.6241 | 8.7988 | 8.7627 | 8.7297
F2_Industrial_Food Products_Existing_Space Heating_Natural Gas_Gas Boiler - Insulate Steam Lines/Condensate Tank_A_Achievable Economic UCT Potential | F2 | Industrial | Food Products | Existing | Space Heating | Natural Gas | Gas Boiler - Insulate Steam Lines/Condensate Tank | A | Integrated Unit Summer Peak Savings (kW) | Achievable Economic UCT Potential | 0 | 0 | 0 | 0 | 0 | 0 | 0 | 0 | 0 | 0 | 0 | 0 | 0 | 0 | 0 | 0 | 0 | 0 | 0 | 0 | 0 | 0 | 0 | 0 | 0 | 0 | 0 | 0 | 0 | 0 | 0
F3_Industrial_Food Products_Existing_Space Heating_Natural Gas_Gas Boiler - Insulate Steam Lines/Condensate Tank_A_Achievable Economic UCT Potential | F3 | Industrial | Food Products | Existing | Space Heating | Natural Gas | Gas Boiler - Insulate Steam Lines/Condensate Tank | A | Integrated Unit Winter Peak Savings (kW) | Achievable Economic UCT Potential | 0 | 0 | 0 | 0 | 0 | 0 | 0 | 0 | 0 | 0 | 0 | 0 | 0 | 0 | 0 | 0 | 0 | 0 | 0 | 0 | 0 | 0 | 0 | 0 | 0 | 0 | 0 | 0 | 0 | 0 | 0
F4_Industrial_Food Products_Existing_Space Heating_Natural Gas_Gas Boiler - Insulate Steam Lines/Condensate Tank_A_Achievable Economic UCT Potential | F4 | Industrial | Food Products | Existing | Space Heating | Natural Gas | Gas Boiler - Insulate Steam Lines/Condensate Tank | A | Incremental Energy Savings (MWh or mTherms) | Achievable Economic UCT Potential | 0 | 0 | 0 | 0 | 0 | 0.017023 | 0.016858 | 0.016596 | 0.016433 | 0.016262 | 0.015861 | 0.015612 | 0.015362 | 0.014883 | 0.01469 | 0.014296 | 0.014046 | 0.013727 | 0.013363 | 0.013162 | 0.012905 | 0.012663 | 0.01245 | 0.012266 | 0.012094 | 0 | 0 | 0 | 0 | 0 | 0
F5_Industrial_Food Products_Existing_Space Heating_Natural Gas_Gas Boiler - Insulate Steam Lines/Condensate Tank_A_Achievable Economic UCT Potential | F5 | Industrial | Food Products | Existing | Space Heating | Natural Gas | Gas Boiler - Insulate Steam Lines/Condensate Tank | A | Incremental Summer Peak Savings (MW) | Achievable Economic UCT Potential | 0 | 0 | 0 | 0 | 0 | 0 | 0 | 0 | 0 | 0 | 0 | 0 | 0 | 0 | 0 | 0 | 0 | 0 | 0 | 0 | 0 | 0 | 0 | 0 | 0 | 0 | 0 | 0 | 0 | 0 | 0
F6_Industrial_Food Products_Existing_Space Heating_Natural Gas_Gas Boiler - Insulate Steam Lines/Condensate Tank_A_Achievable Economic UCT Potential | F6 | Industrial | Food Products | Existing | Space Heating | Natural Gas | Gas Boiler - Insulate Steam Lines/Condensate Tank | A | Incremental Winter Peak Savings (MW) | Achievable Economic UCT Potential | 0 | 0 | 0 | 0 | 0 | 0 | 0 | 0 | 0 | 0 | 0 | 0 | 0 | 0 | 0 | 0 | 0 | 0 | 0 | 0 | 0 | 0 | 0 | 0 | 0 | 0 | 0 | 0 | 0 | 0 | 0
F7_Industrial_Food Products_Existing_Space Heating_Natural Gas_Gas Boiler - Insulate Steam Lines/Condensate Tank_A_Achievable Economic UCT Potential | F7 | Industrial | Food Products | Existing | Space Heating | Natural Gas | Gas Boiler - Insulate Steam Lines/Condensate Tank | A | Cumulative Energy Savings (MWh or mTherms) | Achievable Economic UCT Potential | 0 | 0 | 0 | 0 | 0 | 0.017023 | 0.033725 | 0.049995 | 0.065909 | 0.081433 | 0.096306 | 0.11067 | 0.12448 | 0.13743 | 0.14982 | 0.1615 | 0.1727 | 0.18335 | 0.19347 | 0.2035 | 0.21326 | 0.22273 | 0.23223 | 0.24184 | 0.25132 | 0.24926 | 0.24754 | 0.24596 | 0 | 0 | 0
F8_Industrial_Food Products_Existing_Space Heating_Natural Gas_Gas Boiler - Insulate Steam Lines/Condensate Tank_A_Achievable Economic UCT Potential | F8 | Industrial | Food Products | Existing | Space Heating | Natural Gas | Gas Boiler - Insulate Steam Lines/Condensate Tank | A | Cumulative Summer Peak Savings (MW) | Achievable Economic UCT Potential | 0 | 0 | 0 | 0 | 0 | 0 | 0 | 0 | 0 | 0 | 0 | 0 | 0 | 0 | 0 | 0 | 0 | 0 | 0 | 0 | 0 | 0 | 0 | 0 | 0 | 0 | 0 | 0 | 0 | 0 | 0
F9_Industrial_Food Products_Existing_Space Heating_Natural Gas_Gas Boiler - Insulate Steam Lines/Condensate Tank_A_Achievable Economic UCT Potential | F9 | Industrial | Food Products | Existing | Space Heating | Natural Gas | Gas Boiler - Insulate Steam Lines/Condensate Tank | A | Cumulative Winter Peak Savings (MW) | Achievable Economic UCT Potential | 0 | 0 | 0 | 0 | 0 | 0 | 0 | 0 | 0 | 0 | 0 | 0 | 0 | 0 | 0 | 0 | 0 | 0 | 0 | 0 | 0 | 0 | 0 | 0 | 0 | 0 | 0 | 0 | 0 | 0 | 0
F10_Industrial_Food Products_Existing_Space Heating_Natural Gas_Gas Boiler - Insulate Steam Lines/Condensate Tank_A_Achievable Economic UCT Potential | F10 | Industrial | Food Products | Existing | Space Heating | Natural Gas | Gas Boiler - Insulate Steam Lines/Condensate Tank | A | Purchases (Incremental) | Achievable Economic UCT Potential | 0 | 0 | 0 | 0 | 0 | 1.6741 | 1.6732 | 1.6633 | 1.6642 | 1.6656 | 1.6444 | 1.6399 | 1.6366 | 1.6106 | 1.6168 | 1.6013 | 1.6015 | 1.5935 | 1.5793 | 1.5811 | 1.5746 | 1.5685 | 1.5628 | 1.5575 | 1.5525 | 0 | 0 | 0 | 0 | 0 | 0
F11_Industrial_Food Products_Existing_Space Heating_Natural Gas_Gas Boiler - Insulate Steam Lines/Condensate Tank_A_Achievable Economic UCT Potential | F11 | Industrial | Food Products | Existing | Space Heating | Natural Gas | Gas Boiler - Insulate Steam Lines/Condensate Tank | A | Purchases (Cumulative) | Achievable Economic UCT Potential | 0 | 0 | 0 | 0 | 0 | 1.6741 | 3.3472 | 5.0105 | 6.6747 | 8.3403 | 9.9847 | 11.6246 | 13.2612 | 14.8718 | 16.4886 | 18.0899 | 19.6915 | 21.2849 | 22.8642 | 24.4453 | 26.0199 | 27.5884 | 29.1512 | 30.7086 | 32.2612 | 32.2612 | 32.2612 | 32.2612 | 32.2612 | 32.2612 | 32.2612
F1_Industrial_Food Products_Existing_Process_Natural Gas_Gas Boiler - Insulate Steam Lines/Condensate Tank_A_Achievable Economic UCT Potential | F1 | Industrial | Food Products | Existing | Process | Natural Gas | Gas Boiler - Insulate Steam Lines/Condensate Tank | A | Integrated Unit Energy Savings (kWh or therms) | Achievable Economic UCT Potential | 0 | 0 | 0 | 0 | 0 | 375.193 | 374.0591 | 372.9122 | 371.7732 | 370.6229 | 369.4147 | 368.3184 | 367.2803 | 366.1729 | 365.3123 | 364.3754 | 363.6119 | 362.8386 | 362.0514 | 361.4289 | 360.7477 | 360.1108 | 359.4801 | 358.8546 | 358.2336 | 358.1818 | 358.1342 | 358.0908 | 376.3371 | 376.3371 | 376.3371
F2_Industrial_Food Products_Existing_Process_Natural Gas_Gas Boiler - Insulate Steam Lines/Condensate Tank_A_Achievable Economic UCT Potential | F2 | Industrial | Food Products | Existing | Process | Natural Gas | Gas Boiler - Insulate Steam Lines/Condensate Tank | A | Integrated Unit Summer Peak Savings (kW) | Achievable Economic UCT Potential | 0 | 0 | 0 | 0 | 0 | 0 | 0 | 0 | 0 | 0 | 0 | 0 | 0 | 0 | 0 | 0 | 0 | 0 | 0 | 0 | 0 | 0 | 0 | 0 | 0 | 0 | 0 | 0 | 0 | 0 | 0
F3_Industrial_Food Products_Existing_Process_Natural Gas_Gas Boiler - Insulate Steam Lines/Condensate Tank_A_Achievable Economic UCT Potential | F3 | Industrial | Food Products | Existing | Process | Natural Gas | Gas Boiler - Insulate Steam Lines/Condensate Tank | A | Integrated Unit Winter Peak Savings (kW) | Achievable Economic UCT Potential | 0 | 0 | 0 | 0 | 0 | 0 | 0 | 0 | 0 | 0 | 0 | 0 | 0 | 0 | 0 | 0 | 0 | 0 | 0 | 0 | 0 | 0 | 0 | 0 | 0 | 0 | 0 | 0 | 0 | 0 | 0
F4_Industrial_Food Products_Existing_Process_Natural Gas_Gas Boiler - Insulate Steam Lines/Condensate Tank_A_Achievable Economic UCT Potential | F4 | Industrial | Food Products | Existing | Process | Natural Gas | Gas Boiler - Insulate Steam Lines/Condensate Tank | A | Incremental Energy Savings (MWh or mTherms) | Achievable Economic UCT Potential | 0 | 0 | 0 | 0 | 0 | 1.4977 | 1.4923 | 1.479 | 1.4753 | 1.4719 | 1.4485 | 1.4402 | 1.4333 | 1.4063 | 1.4083 | 1.3913 | 1.3886 | 1.3786 | 1.3634 | 1.3626 | 1.3544 | 1.3468 | 1.3395 | 1.3327 | 1.3262 | 0 | 0 | 0 | 0 | 0 | 0
F5_Industrial_Food Products_Existing_Process_Natural Gas_Gas Boiler - Insulate Steam Lines/Condensate Tank_A_Achievable Economic UCT Potential | F5 | Industrial | Food Products | Existing | Process | Natural Gas | Gas Boiler - Insulate Steam Lines/Condensate Tank | A | Incremental Summer Peak Savings (MW) | Achievable Economic UCT Potential | 0 | 0 | 0 | 0 | 0 | 0 | 0 | 0 | 0 | 0 | 0 | 0 | 0 | 0 | 0 | 0 | 0 | 0 | 0 | 0 | 0 | 0 | 0 | 0 | 0 | 0 | 0 | 0 | 0 | 0 | 0
F6_Industrial_Food Products_Existing_Process_Natural Gas_Gas Boiler - Insulate Steam Lines/Condensate Tank_A_Achievable Economic UCT Potential | F6 | Industrial | Food Products | Existing | Process | Natural Gas | Gas Boiler - Insulate Steam Lines/Condensate Tank | A | Incremental Winter Peak Savings (MW) | Achievable Economic UCT Potential | 0 | 0 | 0 | 0 | 0 | 0 | 0 | 0 | 0 | 0 | 0 | 0 | 0 | 0 | 0 | 0 | 0 | 0 | 0 | 0 | 0 | 0 | 0 | 0 | 0 | 0 | 0 | 0 | 0 | 0 | 0
F7_Industrial_Food Products_Existing_Process_Natural Gas_Gas Boiler - Insulate Steam Lines/Condensate Tank_A_Achievable Economic UCT Potential | F7 | Industrial | Food Products | Existing | Process | Natural Gas | Gas Boiler - Insulate Steam Lines/Condensate Tank | A | Cumulative Energy Savings (MWh or mTherms) | Achievable Economic UCT Potential | 0 | 0 | 0 | 0 | 0 | 1.4977 | 2.9855 | 4.4553 | 5.917 | 7.3706 | 8.795 | 10.2092 | 11.6136 | 12.9849 | 14.3627 | 15.7171 | 17.0728 | 18.4151 | 19.7385 | 21.0672 | 22.3819 | 23.6892 | 24.9873 | 26.2765 | 27.5571 | 27.5532 | 27.5495 | 27.5462 | 0 | 0 | 0
F8_Industrial_Food Products_Existing_Process_Natural Gas_Gas Boiler - Insulate Steam Lines/Condensate Tank_A_Achievable Economic UCT Potential | F8 | Industrial | Food Products | Existing | Process | Natural Gas | Gas Boiler - Insulate Steam Lines/Condensate Tank | A | Cumulative Summer Peak Savings (MW) | Achievable Economic UCT Potential | 0 | 0 | 0 | 0 | 0 | 0 | 0 | 0 | 0 | 0 | 0 | 0 | 0 | 0 | 0 | 0 | 0 | 0 | 0 | 0 | 0 | 0 | 0 | 0 | 0 | 0 | 0 | 0 | 0 | 0 | 0
F9_Industrial_Food Products_Existing_Process_Natural Gas_Gas Boiler - Insulate Steam Lines/Condensate Tank_A_Achievable Economic UCT Potential | F9 | Industrial | Food Products | Existing | Process | Natural Gas | Gas Boiler - Insulate Steam Lines/Condensate Tank | A | Cumulative Winter Peak Savings (MW) | Achievable Economic UCT Potential | 0 | 0 | 0 | 0 | 0 | 0 | 0 | 0 | 0 | 0 | 0 | 0 | 0 | 0 | 0 | 0 | 0 | 0 | 0 | 0 | 0 | 0 | 0 | 0 | 0 | 0 | 0 | 0 | 0 | 0 | 0
F10_Industrial_Food Products_Existing_Process_Natural Gas_Gas Boiler - Insulate Steam Lines/Condensate Tank_A_Achievable Economic UCT Potential | F10 | Industrial | Food Products | Existing | Process | Natural Gas | Gas Boiler - Insulate Steam Lines/Condensate Tank | A | Purchases (Incremental) | Achievable Economic UCT Potential | 0 | 0 | 0 | 0 | 0 | 3.9917 | 3.9896 | 3.966 | 3.9682 | 3.9715 | 3.921 | 3.9103 | 3.9024 | 3.8404 | 3.8551 | 3.8183 | 3.8188 | 3.7996 | 3.7657 | 3.7701 | 3.7546 | 3.74 | 3.7263 | 3.7137 | 3.7019 | 0 | 0 | 0 | 0 | 0 | 0
F11_Industrial_Food Products_Existing_Process_Natural Gas_Gas Boiler - Insulate Steam Lines/Condensate Tank_A_Achievable Economic UCT Potential | F11 | Industrial | Food Products | Existing | Process | Natural Gas | Gas Boiler - Insulate Steam Lines/Condensate Tank | A | Purchases (Cumulative) | Achievable Economic UCT Potential | 0 | 0 | 0 | 0 | 0 | 3.9917 | 7.9813 | 11.9473 | 15.9155 | 19.887 | 23.808 | 27.7183 | 31.6207 | 35.4611 | 39.3161 | 43.1344 | 46.9532 | 50.7528 | 54.5185 | 58.2886 | 62.0432 | 65.7831 | 69.5094 | 73.2231 | 76.9251 | 76.9251 | 76.9251 | 76.9251 | 76.9251 | 76.9251 | 76.9251
F1_Industrial_Food Products_Existing_Space Heating_Natural Gas_Gas Boiler - Insulate Hot Water Lines_A_Achievable Economic UCT Potential | F1 | Industrial | Food Products | Existing | Space Heating | Natural Gas | Gas Boiler - Insulate Hot Water Lines | A | Integrated Unit Energy Savings (kWh or therms) | Achievable Economic UCT Potential | 0 | 0 | 0 | 0 | 0 | 11.4965 | 11.3984 | 11.2976 | 11.193 | 11.0843 | 10.9724 | 10.8584 | 10.7416 | 10.6188 | 10.4892 | 10.3618 | 10.2357 | 10.1113 | 9.9884 | 9.8727 | 9.7606 | 9.6468 | 9.5428 | 9.4506 | 9.3607 | 9.2878 | 9.2253 | 9.1677 | 9.9454 | 9.9046 | 9.8673
F2_Industrial_Food Products_Existing_Space Heating_Natural Gas_Gas Boiler - Insulate Hot Water Lines_A_Achievable Economic UCT Potential | F2 | Industrial | Food Products | Existing | Space Heating | Natural Gas | Gas Boiler - Insulate Hot Water Lines | A | Integrated Unit Summer Peak Savings (kW) | Achievable Economic UCT Potential | 0 | 0 | 0 | 0 | 0 | 0 | 0 | 0 | 0 | 0 | 0 | 0 | 0 | 0 | 0 | 0 | 0 | 0 | 0 | 0 | 0 | 0 | 0 | 0 | 0 | 0 | 0 | 0 | 0 | 0 | 0
F3_Industrial_Food Products_Existing_Space Heating_Natural Gas_Gas Boiler - Insulate Hot Water Lines_A_Achievable Economic UCT Potential | F3 | Industrial | Food Products | Existing | Space Heating | Natural Gas | Gas Boiler - Insulate Hot Water Lines | A | Integrated Unit Winter Peak Savings (kW) | Achievable Economic UCT Potential | 0 | 0 | 0 | 0 | 0 | 0 | 0 | 0 | 0 | 0 | 0 | 0 | 0 | 0 | 0 | 0 | 0 | 0 | 0 | 0 | 0 | 0 | 0 | 0 | 0 | 0 | 0 | 0 | 0 | 0 | 0
F4_Industrial_Food Products_Existing_Space Heating_Natural Gas_Gas Boiler - Insulate Hot Water Lines_A_Achievable Economic UCT Potential | F4 | Industrial | Food Products | Existing | Space Heating | Natural Gas | Gas Boiler - Insulate Hot Water Lines | A | Incremental Energy Savings (MWh or mTherms) | Achievable Economic UCT Potential | 0 | 0 | 0 | 0 | 0 | 0.038492 | 0.038143 | 0.037582 | 0.037254 | 0.036923 | 0.036086 | 0.035614 | 0.035159 | 0.034205 | 0.033917 | 0.033185 | 0.032786 | 0.032224 | 0.031549 | 0.03122 | 0.030738 | 0.030262 | 0.029826 | 0.029438 | 0.029066 | 0 | 0 | 0 | 0 | 0 | 0
F5_Industrial_Food Products_Existing_Space Heating_Natural Gas_Gas Boiler - Insulate Hot Water Lines_A_Achievable Economic UCT Potential | F5 | Industrial | Food Products | Existing | Space Heating | Natural Gas | Gas Boiler - Insulate Hot Water Lines | A | Incremental Summer Peak Savings (MW) | Achievable Economic UCT Potential | 0 | 0 | 0 | 0 | 0 | 0 | 0 | 0 | 0 | 0 | 0 | 0 | 0 | 0 | 0 | 0 | 0 | 0 | 0 | 0 | 0 | 0 | 0 | 0 | 0 | 0 | 0 | 0 | 0 | 0 | 0
F6_Industrial_Food Products_Existing_Space Heating_Natural Gas_Gas Boiler - Insulate Hot Water Lines_A_Achievable Economic UCT Potential | F6 | Industrial | Food Products | Existing | Space Heating | Natural Gas | Gas Boiler - Insulate Hot Water Lines | A | Incremental Winter Peak Savings (MW) | Achievable Economic UCT Potential | 0 | 0 | 0 | 0 | 0 | 0 | 0 | 0 | 0 | 0 | 0 | 0 | 0 | 0 | 0 | 0 | 0 | 0 | 0 | 0 | 0 | 0 | 0 | 0 | 0 | 0 | 0 | 0 | 0 | 0 | 0
F7_Industrial_Food Products_Existing_Space Heating_Natural Gas_Gas Boiler - Insulate Hot Water Lines_A_Achievable Economic UCT Potential | F7 | Industrial | Food Products | Existing | Space Heating | Natural Gas | Gas Boiler - Insulate Hot Water Lines | A | Cumulative Energy Savings (MWh or mTherms) | Achievable Economic UCT Potential | 0 | 0 | 0 | 0 | 0 | 0.038492 | 0.076306 | 0.11321 | 0.14942 | 0.18489 | 0.21911 | 0.25245 | 0.28489 | 0.31584 | 0.34591 | 0.37489 | 0.40311 | 0.43043 | 0.45676 | 0.48268 | 0.50794 | 0.53228 | 0.55637 | 0.58043 | 0.60397 | 0.59927 | 0.59524 | 0.59152 | 0 | 0 | 0
F8_Industrial_Food Products_Existing_Space Heating_Natural Gas_Gas Boiler - Insulate Hot Water Lines_A_Achievable Economic UCT Potential | F8 | Industrial | Food Products | Existing | Space Heating | Natural Gas | Gas Boiler - Insulate Hot Water Lines | A | Cumulative Summer Peak Savings (MW) | Achievable Economic UCT Potential | 0 | 0 | 0 | 0 | 0 | 0 | 0 | 0 | 0 | 0 | 0 | 0 | 0 | 0 | 0 | 0 | 0 | 0 | 0 | 0 | 0 | 0 | 0 | 0 | 0 | 0 | 0 | 0 | 0 | 0 | 0
F9_Industrial_Food Products_Existing_Space Heating_Natural Gas_Gas Boiler - Insulate Hot Water Lines_A_Achievable Economic UCT Potential | F9 | Industrial | Food Products | Existing | Space Heating | Natural Gas | Gas Boiler - Insulate Hot Water Lines | A | Cumulative Winter Peak Savings (MW) | Achievable Economic UCT Potential | 0 | 0 | 0 | 0 | 0 | 0 | 0 | 0 | 0 | 0 | 0 | 0 | 0 | 0 | 0 | 0 | 0 | 0 | 0 | 0 | 0 | 0 | 0 | 0 | 0 | 0 | 0 | 0 | 0 | 0 | 0
F10_Industrial_Food Products_Existing_Space Heating_Natural Gas_Gas Boiler - Insulate Hot Water Lines_A_Achievable Economic UCT Potential | F10 | Industrial | Food Products | Existing | Space Heating | Natural Gas | Gas Boiler - Insulate Hot Water Lines | A | Purchases (Incremental) | Achievable Economic UCT Potential | 0 | 0 | 0 | 0 | 0 | 3.3482 | 3.3463 | 3.3266 | 3.3284 | 3.3311 | 3.2888 | 3.2798 | 3.2732 | 3.2212 | 3.2335 | 3.2027 | 3.2031 | 3.187 | 3.1585 | 3.1623 | 3.1492 | 3.137 | 3.1255 | 3.1149 | 3.1051 | 0 | 0 | 0 | 0 | 0 | 0
F11_Industrial_Food Products_Existing_Space Heating_Natural Gas_Gas Boiler - Insulate Hot Water Lines_A_Achievable Economic UCT Potential | F11 | Industrial | Food Products | Existing | Space Heating | Natural Gas | Gas Boiler - Insulate Hot Water Lines | A | Purchases (Cumulative) | Achievable Economic UCT Potential | 0 | 0 | 0 | 0 | 0 | 3.3482 | 6.6945 | 10.0211 | 13.3494 | 16.6806 | 19.9694 | 23.2492 | 26.5224 | 29.7436 | 32.9771 | 36.1798 | 39.3829 | 42.5699 | 45.7284 | 48.8907 | 52.0399 | 55.1768 | 58.3024 | 61.4173 | 64.5224 | 64.5224 | 64.5224 | 64.5224 | 64.5224 | 64.5224 | 64.5224
F1_Industrial_Food Products_Existing_Process_Natural Gas_Gas Boiler - Insulate Hot Water Lines_A_Achievable Economic UCT Potential | F1 | Industrial | Food Products | Existing | Process | Natural Gas | Gas Boiler - Insulate Hot Water Lines | A | Integrated Unit Energy Savings (kWh or therms) | Achievable Economic UCT Potential | 0 | 0 | 0 | 0 | 0 | 424.5526 | 423.7358 | 422.9074 | 422.0796 | 421.2361 | 420.3368 | 419.5059 | 418.7109 | 417.8645 | 417.2077 | 416.5051 | 415.9462 | 415.3921 | 414.8365 | 414.4086 | 413.9395 | 413.5021 | 413.0707 | 412.6439 | 412.221 | 412.183 | 412.148 | 412.1162 | 425.3792 | 425.3792 | 425.3792
F2_Industrial_Food Products_Existing_Process_Natural Gas_Gas Boiler - Insulate Hot Water Lines_A_Achievable Economic UCT Potential | F2 | Industrial | Food Products | Existing | Process | Natural Gas | Gas Boiler - Insulate Hot Water Lines | A | Integrated Unit Summer Peak Savings (kW) | Achievable Economic UCT Potential | 0 | 0 | 0 | 0 | 0 | 0 | 0 | 0 | 0 | 0 | 0 | 0 | 0 | 0 | 0 | 0 | 0 | 0 | 0 | 0 | 0 | 0 | 0 | 0 | 0 | 0 | 0 | 0 | 0 | 0 | 0
F3_Industrial_Food Products_Existing_Process_Natural Gas_Gas Boiler - Insulate Hot Water Lines_A_Achievable Economic UCT Potential | F3 | Industrial | Food Products | Existing | Process | Natural Gas | Gas Boiler - Insulate Hot Water Lines | A | Integrated Unit Winter Peak Savings (kW) | Achievable Economic UCT Potential | 0 | 0 | 0 | 0 | 0 | 0 | 0 | 0 | 0 | 0 | 0 | 0 | 0 | 0 | 0 | 0 | 0 | 0 | 0 | 0 | 0 | 0 | 0 | 0 | 0 | 0 | 0 | 0 | 0 | 0 | 0
F4_Industrial_Food Products_Existing_Process_Natural Gas_Gas Boiler - Insulate Hot Water Lines_A_Achievable Economic UCT Potential | F4 | Industrial | Food Products | Existing | Process | Natural Gas | Gas Boiler - Insulate Hot Water Lines | A | Incremental Energy Savings (MWh or mTherms) | Achievable Economic UCT Potential | 0 | 0 | 0 | 0 | 0 | 3.3894 | 3.381 | 3.3545 | 3.3498 | 3.3458 | 3.2963 | 3.2808 | 3.2679 | 3.2095 | 3.2167 | 3.1807 | 3.1768 | 3.1566 | 3.1243 | 3.1248 | 3.1083 | 3.093 | 3.0785 | 3.0648 | 3.052 | 0 | 0 | 0 | 0 | 0 | 0
F5_Industrial_Food Products_Existing_Process_Natural Gas_Gas Boiler - Insulate Hot Water Lines_A_Achievable Economic UCT Potential | F5 | Industrial | Food Products | Existing | Process | Natural Gas | Gas Boiler - Insulate Hot Water Lines | A | Incremental Summer Peak Savings (MW) | Achievable Economic UCT Potential | 0 | 0 | 0 | 0 | 0 | 0 | 0 | 0 | 0 | 0 | 0 | 0 | 0 | 0 | 0 | 0 | 0 | 0 | 0 | 0 | 0 | 0 | 0 | 0 | 0 | 0 | 0 | 0 | 0 | 0 | 0
F6_Industrial_Food Products_Existing_Process_Natural Gas_Gas Boiler - Insulate Hot Water Lines_A_Achievable Economic UCT Potential | F6 | Industrial | Food Products | Existing | Process | Natural Gas | Gas Boiler - Insulate Hot Water Lines | A | Incremental Winter Peak Savings (MW) | Achievable Economic UCT Potential | 0 | 0 | 0 | 0 | 0 | 0 | 0 | 0 | 0 | 0 | 0 | 0 | 0 | 0 | 0 | 0 | 0 | 0 | 0 | 0 | 0 | 0 | 0 | 0 | 0 | 0 | 0 | 0 | 0 | 0 | 0
F7_Industrial_Food Products_Existing_Process_Natural Gas_Gas Boiler - Insulate Hot Water Lines_A_Achievable Economic UCT Potential | F7 | Industrial | Food Products | Existing | Process | Natural Gas | Gas Boiler - Insulate Hot Water Lines | A | Cumulative Energy Savings (MWh or mTherms) | Achievable Economic UCT Potential | 0 | 0 | 0 | 0 | 0 | 3.3894 | 6.7639 | 10.1052 | 13.4352 | 16.7542 | 20.0147 | 23.256 | 26.4798 | 29.6358 | 32.806 | 35.9314 | 39.06 | 42.1646 | 45.2325 | 48.3106 | 51.3642 | 54.4029 | 57.4246 | 60.4301 | 63.4202 | 63.4144 | 63.409 | 63.4041 | 0 | 0 | 0
F8_Industrial_Food Products_Existing_Process_Natural Gas_Gas Boiler - Insulate Hot Water Lines_A_Achievable Economic UCT Potential | F8 | Industrial | Food Products | Existing | Process | Natural Gas | Gas Boiler - Insulate Hot Water Lines | A | Cumulative Summer Peak Savings (MW) | Achievable Economic UCT Potential | 0 | 0 | 0 | 0 | 0 | 0 | 0 | 0 | 0 | 0 | 0 | 0 | 0 | 0 | 0 | 0 | 0 | 0 | 0 | 0 | 0 | 0 | 0 | 0 | 0 | 0 | 0 | 0 | 0 | 0 | 0
F9_Industrial_Food Products_Existing_Process_Natural Gas_Gas Boiler - Insulate Hot Water Lines_A_Achievable Economic UCT Potential | F9 | Industrial | Food Products | Existing | Process | Natural Gas | Gas Boiler - Insulate Hot Water Lines | A | Cumulative Winter Peak Savings (MW) | Achievable Economic UCT Potential | 0 | 0 | 0 | 0 | 0 | 0 | 0 | 0 | 0 | 0 | 0 | 0 | 0 | 0 | 0 | 0 | 0 | 0 | 0 | 0 | 0 | 0 | 0 | 0 | 0 | 0 | 0 | 0 | 0 | 0 | 0
F10_Industrial_Food Products_Existing_Process_Natural Gas_Gas Boiler - Insulate Hot Water Lines_A_Achievable Economic UCT Potential | F10 | Industrial | Food Products | Existing | Process | Natural Gas | Gas Boiler - Insulate Hot Water Lines | A | Purchases (Incremental) | Achievable Economic UCT Potential | 0 | 0 | 0 | 0 | 0 | 7.9835 | 7.9791 | 7.9321 | 7.9363 | 7.9429 | 7.842 | 7.8206 | 7.8047 | 7.6808 | 7.7101 | 7.6366 | 7.6376 | 7.5991 | 7.5314 | 7.5403 | 7.5091 | 7.4799 | 7.4526 | 7.4273 | 7.4039 | 0 | 0 | 0 | 0 | 0 | 0
F11_Industrial_Food Products_Existing_Process_Natural Gas_Gas Boiler - Insulate Hot Water Lines_A_Achievable Economic UCT Potential | F11 | Industrial | Food Products | Existing | Process | Natural Gas | Gas Boiler - Insulate Hot Water Lines | A | Purchases (Cumulative) | Achievable Economic UCT Potential | 0 | 0 | 0 | 0 | 0 | 7.9835 | 15.9626 | 23.8947 | 31.831 | 39.7739 | 47.616 | 55.4366 | 63.2413 | 70.9221 | 78.6323 | 86.2689 | 93.9064 | 101.5056 | 109.037 | 116.5772 | 124.0864 | 131.5663 | 139.0189 | 146.4462 | 153.8501 | 153.8501 | 153.8501 | 153.8501 | 153.8501 | 153.8501 | 153.8501
F1_Industrial_Food Products_Existing_Process_Natural Gas_Process - Insulate Heated Process Fluids_A_Achievable Economic UCT Potential | F1 | Industrial | Food Products | Existing | Process | Natural Gas | Process - Insulate Heated Process Fluids | A | Integrated Unit Energy Savings (kWh or therms) | Achievable Economic UCT Potential | 0 | 0 | 0 | 0 | 0 | 274.8944 | 274.1888 | 273.4744 | 272.7634 | 272.0433 | 271.276 | 270.562 | 269.8722 | 269.1297 | 268.5389 | 267.896 | 267.3634 | 266.8233 | 266.2727 | 265.8283 | 265.3438 | 264.8799 | 264.4203 | 263.9641 | 263.511 | 263.4763 | 263.4444 | 263.4154 | 275.607 | 275.607 | 275.607
F2_Industrial_Food Products_Existing_Process_Natural Gas_Process - Insulate Heated Process Fluids_A_Achievable Economic UCT Potential | F2 | Industrial | Food Products | Existing | Process | Natural Gas | Process - Insulate Heated Process Fluids | A | Integrated Unit Summer Peak Savings (kW) | Achievable Economic UCT Potential | 0 | 0 | 0 | 0 | 0 | 0 | 0 | 0 | 0 | 0 | 0 | 0 | 0 | 0 | 0 | 0 | 0 | 0 | 0 | 0 | 0 | 0 | 0 | 0 | 0 | 0 | 0 | 0 | 0 | 0 | 0
F3_Industrial_Food Products_Existing_Process_Natural Gas_Process - Insulate Heated Process Fluids_A_Achievable Economic UCT Potential | F3 | Industrial | Food Products | Existing | Process | Natural Gas | Process - Insulate Heated Process Fluids | A | Integrated Unit Winter Peak Savings (kW) | Achievable Economic UCT Potential | 0 | 0 | 0 | 0 | 0 | 0 | 0 | 0 | 0 | 0 | 0 | 0 | 0 | 0 | 0 | 0 | 0 | 0 | 0 | 0 | 0 | 0 | 0 | 0 | 0 | 0 | 0 | 0 | 0 | 0 | 0
F4_Industrial_Food Products_Existing_Process_Natural Gas_Process - Insulate Heated Process Fluids_A_Achievable Economic UCT Potential | F4 | Industrial | Food Products | Existing | Process | Natural Gas | Process - Insulate Heated Process Fluids | A | Incremental Energy Savings (MWh or mTherms) | Achievable Economic UCT Potential | 0 | 0 | 0 | 0 | 0 | 2.4004 | 2.3929 | 2.3726 | 2.3677 | 2.3634 | 2.0941 | 1.6663 | 1.327 | 1.0418 | 0.83481 | 0.6599 | 0.52694 | 0.41858 | 0.33119 | 0.26482 | 0.2106 | 0.0014284 | 0.00050739 | 0.00017209 | 5.5843e-05 | 4.7322e-05 | 4.719e-05 | 4.707e-05 | 4.9142e-05 | 4.9046e-05 | 4.8963e-05
F5_Industrial_Food Products_Existing_Process_Natural Gas_Process - Insulate Heated Process Fluids_A_Achievable Economic UCT Potential | F5 | Industrial | Food Products | Existing | Process | Natural Gas | Process - Insulate Heated Process Fluids | A | Incremental Summer Peak Savings (MW) | Achievable Economic UCT Potential | 0 | 0 | 0 | 0 | 0 | 0 | 0 | 0 | 0 | 0 | 0 | 0 | 0 | 0 | 0 | 0 | 0 | 0 | 0 | 0 | 0 | 0 | 0 | 0 | 0 | 0 | 0 | 0 | 0 | 0 | 0
F6_Industrial_Food Products_Existing_Process_Natural Gas_Process - Insulate Heated Process Fluids_A_Achievable Economic UCT Potential | F6 | Industrial | Food Products | Existing | Process | Natural Gas | Process - Insulate Heated Process Fluids | A | Incremental Winter Peak Savings (MW) | Achievable Economic UCT Potential | 0 | 0 | 0 | 0 | 0 | 0 | 0 | 0 | 0 | 0 | 0 | 0 | 0 | 0 | 0 | 0 | 0 | 0 | 0 | 0 | 0 | 0 | 0 | 0 | 0 | 0 | 0 | 0 | 0 | 0 | 0
F7_Industrial_Food Products_Existing_Process_Natural Gas_Process - Insulate Heated Process Fluids_A_Achievable Economic UCT Potential | F7 | Industrial | Food Products | Existing | Process | Natural Gas | Process - Insulate Heated Process Fluids | A | Cumulative Energy Savings (MWh or mTherms) | Achievable Economic UCT Potential | 0 | 0 | 0 | 0 | 0 | 2.4004 | 4.7871 | 7.1472 | 9.4963 | 11.8346 | 13.8953 | 15.5251 | 16.8124 | 17.808 | 18.6037 | 19.2191 | 19.7078 | 20.0866 | 20.3763 | 20.6071 | 20.7802 | 20.7453 | 20.7098 | 20.6742 | 20.6388 | 20.6361 | 20.6337 | 20.6314 | 0 | 0 | 0
F8_Industrial_Food Products_Existing_Process_Natural Gas_Process - Insulate Heated Process Fluids_A_Achievable Economic UCT Potential | F8 | Industrial | Food Products | Existing | Process | Natural Gas | Process - Insulate Heated Process Fluids | A | Cumulative Summer Peak Savings (MW) | Achievable Economic UCT Potential | 0 | 0 | 0 | 0 | 0 | 0 | 0 | 0 | 0 | 0 | 0 | 0 | 0 | 0 | 0 | 0 | 0 | 0 | 0 | 0 | 0 | 0 | 0 | 0 | 0 | 0 | 0 | 0 | 0 | 0 | 0
F9_Industrial_Food Products_Existing_Process_Natural Gas_Process - Insulate Heated Process Fluids_A_Achievable Economic UCT Potential | F9 | Industrial | Food Products | Existing | Process | Natural Gas | Process - Insulate Heated Process Fluids | A | Cumulative Winter Peak Savings (MW) | Achievable Economic UCT Potential | 0 | 0 | 0 | 0 | 0 | 0 | 0 | 0 | 0 | 0 | 0 | 0 | 0 | 0 | 0 | 0 | 0 | 0 | 0 | 0 | 0 | 0 | 0 | 0 | 0 | 0 | 0 | 0 | 0 | 0 | 0
F10_Industrial_Food Products_Existing_Process_Natural Gas_Process - Insulate Heated Process Fluids_A_Achievable Economic UCT Potential | F10 | Industrial | Food Products | Existing | Process | Natural Gas | Process - Insulate Heated Process Fluids | A | Purchases (Incremental) | Achievable Economic UCT Potential | 0 | 0 | 0 | 0 | 0 | 8.7319 | 8.7271 | 8.6757 | 8.6803 | 8.6875 | 7.7195 | 6.1587 | 4.917 | 3.8711 | 3.1087 | 2.4633 | 1.9709 | 1.5688 | 1.2438 | 0.99622 | 0.79368 | 0.0053925 | 0.0019189 | 0.00065194 | 0.00021192 | 0.00017961 | 0.00017913 | 0.00017869 | 0.0001783 | 0.00017796 | 0.00017765
F11_Industrial_Food Products_Existing_Process_Natural Gas_Process - Insulate Heated Process Fluids_A_Achievable Economic UCT Potential | F11 | Industrial | Food Products | Existing | Process | Natural Gas | Process - Insulate Heated Process Fluids | A | Purchases (Cumulative) | Achievable Economic UCT Potential | 0 | 0 | 0 | 0 | 0 | 8.7319 | 17.459 | 26.1347 | 34.8151 | 43.5026 | 51.2221 | 57.3808 | 62.2977 | 66.1689 | 69.2776 | 71.7408 | 73.7117 | 75.2804 | 76.5242 | 77.5205 | 78.3141 | 78.3195 | 78.3214 | 78.3221 | 78.3223 | 78.3225 | 78.3227 | 78.3228 | 78.323 | 78.3232 | 78.3234
F1_Industrial_Food Products_Existing_Process_Natural Gas_Process Heat Recovery_A_Achievable Economic UCT Potential | F1 | Industrial | Food Products | Existing | Process | Natural Gas | Process Heat Recovery | A | Integrated Unit Energy Savings (kWh or therms) | Achievable Economic UCT Potential | 0 | 0 | 0 | 0 | 0 | 3.2242 | 3.2127 | 3.201 | 3.1892 | 3.1772 | 3.1645 | 3.1527 | 3.1414 | 3.1294 | 3.1198 | 3.1095 | 3.101 | 3.0925 | 3.084 | 3.0774 | 3.0702 | 3.0636 | 3.0571 | 3.0507 | 3.0444 | 3.0439 | 3.0434 | 3.0429 | 0 | 0 | 0
F2_Industrial_Food Products_Existing_Process_Natural Gas_Process Heat Recovery_A_Achievable Economic UCT Potential | F2 | Industrial | Food Products | Existing | Process | Natural Gas | Process Heat Recovery | A | Integrated Unit Summer Peak Savings (kW) | Achievable Economic UCT Potential | 0 | 0 | 0 | 0 | 0 | 0 | 0 | 0 | 0 | 0 | 0 | 0 | 0 | 0 | 0 | 0 | 0 | 0 | 0 | 0 | 0 | 0 | 0 | 0 | 0 | 0 | 0 | 0 | 0 | 0 | 0
F3_Industrial_Food Products_Existing_Process_Natural Gas_Process Heat Recovery_A_Achievable Economic UCT Potential | F3 | Industrial | Food Products | Existing | Process | Natural Gas | Process Heat Recovery | A | Integrated Unit Winter Peak Savings (kW) | Achievable Economic UCT Potential | 0 | 0 | 0 | 0 | 0 | 0 | 0 | 0 | 0 | 0 | 0 | 0 | 0 | 0 | 0 | 0 | 0 | 0 | 0 | 0 | 0 | 0 | 0 | 0 | 0 | 0 | 0 | 0 | 0 | 0 | 0
F4_Industrial_Food Products_Existing_Process_Natural Gas_Process Heat Recovery_A_Achievable Economic UCT Potential | F4 | Industrial | Food Products | Existing | Process | Natural Gas | Process Heat Recovery | A | Incremental Energy Savings (MWh or mTherms) | Achievable Economic UCT Potential | 0 | 0 | 0 | 0 | 0 | 0 | 0 | 0 | 0 | 0 | 0 | 0 | 0 | 0 | 0 | 0 | 0 | 0 | 0 | 0 | 0 | 0 | 0 | 0 | 0 | 0 | 0 | 0 | 0 | 0 | 0
F5_Industrial_Food Products_Existing_Process_Natural Gas_Process Heat Recovery_A_Achievable Economic UCT Potential | F5 | Industrial | Food Products | Existing | Process | Natural Gas | Process Heat Recovery | A | Incremental Summer Peak Savings (MW) | Achievable Economic UCT Potential | 0 | 0 | 0 | 0 | 0 | 0 | 0 | 0 | 0 | 0 | 0 | 0 | 0 | 0 | 0 | 0 | 0 | 0 | 0 | 0 | 0 | 0 | 0 | 0 | 0 | 0 | 0 | 0 | 0 | 0 | 0
F6_Industrial_Food Products_Existing_Process_Natural Gas_Process Heat Recovery_A_Achievable Economic UCT Potential | F6 | Industrial | Food Products | Existing | Process | Natural Gas | Process Heat Recovery | A | Incremental Winter Peak Savings (MW) | Achievable Economic UCT Potential | 0 | 0 | 0 | 0 | 0 | 0 | 0 | 0 | 0 | 0 | 0 | 0 | 0 | 0 | 0 | 0 | 0 | 0 | 0 | 0 | 0 | 0 | 0 | 0 | 0 | 0 | 0 | 0 | 0 | 0 | 0
F7_Industrial_Food Products_Existing_Process_Natural Gas_Process Heat Recovery_A_Achievable Economic UCT Potential | F7 | Industrial | Food Products | Existing | Process | Natural Gas | Process Heat Recovery | A | Cumulative Energy Savings (MWh or mTherms) | Achievable Economic UCT Potential | 0 | 0 | 0 | 0 | 0 | 0 | 0 | 0 | 0 | 0 | 0 | 0 | 0 | 0 | 0 | 0 | 0 | 0 | 0 | 0 | 0 | 0 | 0 | 0 | 0 | 0 | 0 | 0 | 0 | 0 | 0
F8_Industrial_Food Products_Existing_Process_Natural Gas_Process Heat Recovery_A_Achievable Economic UCT Potential | F8 | Industrial | Food Products | Existing | Process | Natural Gas | Process Heat Recovery | A | Cumulative Summer Peak Savings (MW) | Achievable Economic UCT Potential | 0 | 0 | 0 | 0 | 0 | 0 | 0 | 0 | 0 | 0 | 0 | 0 | 0 | 0 | 0 | 0 | 0 | 0 | 0 | 0 | 0 | 0 | 0 | 0 | 0 | 0 | 0 | 0 | 0 | 0 | 0
F9_Industrial_Food Products_Existing_Process_Natural Gas_Process Heat Recovery_A_Achievable Economic UCT Potential | F9 | Industrial | Food Products | Existing | Process | Natural Gas | Process Heat Recovery | A | Cumulative Winter Peak Savings (MW) | Achievable Economic UCT Potential | 0 | 0 | 0 | 0 | 0 | 0 | 0 | 0 | 0 | 0 | 0 | 0 | 0 | 0 | 0 | 0 | 0 | 0 | 0 | 0 | 0 | 0 | 0 | 0 | 0 | 0 | 0 | 0 | 0 | 0 | 0
F10_Industrial_Food Products_Existing_Process_Natural Gas_Process Heat Recovery_A_Achievable Economic UCT Potential | F10 | Industrial | Food Products | Existing | Process | Natural Gas | Process Heat Recovery | A | Purchases (Incremental) | Achievable Economic UCT Potential | 0 | 0 | 0 | 0 | 0 | 0 | 0 | 0 | 0 | 0 | 0 | 0 | 0 | 0 | 0 | 0 | 0 | 0 | 0 | 0 | 0 | 0 | 0 | 0 | 0 | 0 | 0 | 0 | 0 | 0 | 0
F11_Industrial_Food Products_Existing_Process_Natural Gas_Process Heat Recovery_A_Achievable Economic UCT Potential | F11 | Industrial | Food Products | Existing | Process | Natural Gas | Process Heat Recovery | A | Purchases (Cumulative) | Achievable Economic UCT Potential | 0 | 0 | 0 | 0 | 0 | 0 | 0 | 0 | 0 | 0 | 0 | 0 | 0 | 0 | 0 | 0 | 0 | 0 | 0 | 0 | 0 | 0 | 0 | 0 | 0 | 0 | 0 | 0 | 0 | 0 | 0
F1_Industrial_Food Products_Existing_Space Heating_Natural Gas_Building Automation System_A_Achievable Economic UCT Potential | F1 | Industrial | Food Products | Existing | Space Heating | Natural Gas | Building Automation System | A | Integrated Unit Energy Savings (kWh or therms) | Achievable Economic UCT Potential | 0 | 0 | 0 | 0 | 0 | 0.015441 | 0.015336 | 0.01521 | 0.015073 | 0.014926 | 0.014771 | 0.014608 | 0.014442 | 0.014267 | 0.01408 | 0.013897 | 0.013715 | 0.013542 | 0.013376 | 0.013222 | 0.013074 | 0.012926 | 0.012796 | 0.012683 | 0.012576 | 0.012492 | 0.01242 | 0.012352 | 0 | 0 | 0
F2_Industrial_Food Products_Existing_Space Heating_Natural Gas_Building Automation System_A_Achievable Economic UCT Potential | F2 | Industrial | Food Products | Existing | Space Heating | Natural Gas | Building Automation System | A | Integrated Unit Summer Peak Savings (kW) | Achievable Economic UCT Potential | 0 | 0 | 0 | 0 | 0 | 0 | 0 | 0 | 0 | 0 | 0 | 0 | 0 | 0 | 0 | 0 | 0 | 0 | 0 | 0 | 0 | 0 | 0 | 0 | 0 | 0 | 0 | 0 | 0 | 0 | 0
F3_Industrial_Food Products_Existing_Space Heating_Natural Gas_Building Automation System_A_Achievable Economic UCT Potential | F3 | Industrial | Food Products | Existing | Space Heating | Natural Gas | Building Automation System | A | Integrated Unit Winter Peak Savings (kW) | Achievable Economic UCT Potential | 0 | 0 | 0 | 0 | 0 | 0 | 0 | 0 | 0 | 0 | 0 | 0 | 0 | 0 | 0 | 0 | 0 | 0 | 0 | 0 | 0 | 0 | 0 | 0 | 0 | 0 | 0 | 0 | 0 | 0 | 0
F4_Industrial_Food Products_Existing_Space Heating_Natural Gas_Building Automation System_A_Achievable Economic UCT Potential | F4 | Industrial | Food Products | Existing | Space Heating | Natural Gas | Building Automation System | A | Incremental Energy Savings (MWh or mTherms) | Achievable Economic UCT Potential | 0 | 0 | 0 | 0 | 0 | 0.043531 | 0.086379 | 0.15121 | 0.24388 | 0.36687 | 0.51336 | 0.68875 | 0.88091 | 1.0592 | 1.2374 | 1.3572 | 1.4251 | 1.4059 | 1.2973 | 1.1289 | 0.91932 | 0.69234 | 0.47275 | 0.29835 | 0.19233 | 0 | 0 | 0 | 0 | 0 | 0
F5_Industrial_Food Products_Existing_Space Heating_Natural Gas_Building Automation System_A_Achievable Economic UCT Potential | F5 | Industrial | Food Products | Existing | Space Heating | Natural Gas | Building Automation System | A | Incremental Summer Peak Savings (MW) | Achievable Economic UCT Potential | 0 | 0 | 0 | 0 | 0 | 0 | 0 | 0 | 0 | 0 | 0 | 0 | 0 | 0 | 0 | 0 | 0 | 0 | 0 | 0 | 0 | 0 | 0 | 0 | 0 | 0 | 0 | 0 | 0 | 0 | 0
F6_Industrial_Food Products_Existing_Space Heating_Natural Gas_Building Automation System_A_Achievable Economic UCT Potential | F6 | Industrial | Food Products | Existing | Space Heating | Natural Gas | Building Automation System | A | Incremental Winter Peak Savings (MW) | Achievable Economic UCT Potential | 0 | 0 | 0 | 0 | 0 | 0 | 0 | 0 | 0 | 0 | 0 | 0 | 0 | 0 | 0 | 0 | 0 | 0 | 0 | 0 | 0 | 0 | 0 | 0 | 0 | 0 | 0 | 0 | 0 | 0 | 0
F7_Industrial_Food Products_Existing_Space Heating_Natural Gas_Building Automation System_A_Achievable Economic UCT Potential | F7 | Industrial | Food Products | Existing | Space Heating | Natural Gas | Building Automation System | A | Cumulative Energy Savings (MWh or mTherms) | Achievable Economic UCT Potential | 0 | 0 | 0 | 0 | 0 | 0.043531 | 0.12961 | 0.27975 | 0.52112 | 0.88291 | 1.3871 | 2.0606 | 2.918 | 3.9418 | 5.1278 | 6.418 | 7.7594 | 9.0673 | 10.2534 | 11.2642 | 12.0579 | 12.6135 | 12.9592 | 13.1429 | 13.2251 | 13.1364 | 13.0603 | 12.9893 | 0 | 0 | 0
F8_Industrial_Food Products_Existing_Space Heating_Natural Gas_Building Automation System_A_Achievable Economic UCT Potential | F8 | Industrial | Food Products | Existing | Space Heating | Natural Gas | Building Automation System | A | Cumulative Summer Peak Savings (MW) | Achievable Economic UCT Potential | 0 | 0 | 0 | 0 | 0 | 0 | 0 | 0 | 0 | 0 | 0 | 0 | 0 | 0 | 0 | 0 | 0 | 0 | 0 | 0 | 0 | 0 | 0 | 0 | 0 | 0 | 0 | 0 | 0 | 0 | 0
F9_Industrial_Food Products_Existing_Space Heating_Natural Gas_Building Automation System_A_Achievable Economic UCT Potential | F9 | Industrial | Food Products | Existing | Space Heating | Natural Gas | Building Automation System | A | Cumulative Winter Peak Savings (MW) | Achievable Economic UCT Potential | 0 | 0 | 0 | 0 | 0 | 0 | 0 | 0 | 0 | 0 | 0 | 0 | 0 | 0 | 0 | 0 | 0 | 0 | 0 | 0 | 0 | 0 | 0 | 0 | 0 | 0 | 0 | 0 | 0 | 0 | 0
F10_Industrial_Food Products_Existing_Space Heating_Natural Gas_Building Automation System_A_Achievable Economic UCT Potential | F10 | Industrial | Food Products | Existing | Space Heating | Natural Gas | Building Automation System | A | Purchases (Incremental) | Achievable Economic UCT Potential | 0 | 0 | 0 | 0 | 0 | 2819.1981 | 5632.2992 | 9941.4262 | 16179.8351 | 24579.037 | 34755.3982 | 47147.6941 | 60996.3392 | 74243.9667 | 87885.5472 | 97661.5752 | 103907.0112 | 103815.6574 | 96990.8264 | 85377.6437 | 70314.3938 | 53560.7019 | 36945.3776 | 23523.7774 | 15293.215 | 0 | 0 | 0 | 0 | 0 | 0
F11_Industrial_Food Products_Existing_Space Heating_Natural Gas_Building Automation System_A_Achievable Economic UCT Potential | F11 | Industrial | Food Products | Existing | Space Heating | Natural Gas | Building Automation System | A | Purchases (Cumulative) | Achievable Economic UCT Potential | 0 | 0 | 0 | 0 | 0 | 2819.1981 | 8451.4972 | 18392.9235 | 34572.7586 | 59151.7956 | 93907.1938 | 141054.8879 | 202051.227 | 276295.1937 | 364180.741 | 461842.3161 | 565749.3273 | 669564.9848 | 766555.8111 | 851933.4549 | 922247.8487 | 975808.5506 | 1012753.9282 | 1036277.7057 | 1051570.9206 | 1051570.9206 | 1051570.9206 | 1051570.9206 | 1051570.9206 | 1051570.9206 | 1051570.9206
F1_Industrial_Food Products_Existing_Space Heating_Natural Gas_Steam System Efficiency Improvements_A_Achievable Economic UCT Potential | F1 | Industrial | Food Products | Existing | Space Heating | Natural Gas | Steam System Efficiency Improvements | A | Integrated Unit Energy Savings (kWh or therms) | Achievable Economic UCT Potential | 0 | 0 | 0 | 0 | 0 | 0.13771 | 0.13667 | 0.13559 | 0.13447 | 0.13331 | 0.13212 | 0.1309 | 0.12965 | 0.12835 | 0.12694 | 0.12557 | 0.1242 | 0.12284 | 0.12151 | 0.12023 | 0.11901 | 0.11775 | 0.1166 | 0.11558 | 0.1146 | 0.11371 | 0.11295 | 0.11225 | 0.11902 | 0.11854 | 0.11809
F2_Industrial_Food Products_Existing_Space Heating_Natural Gas_Steam System Efficiency Improvements_A_Achievable Economic UCT Potential | F2 | Industrial | Food Products | Existing | Space Heating | Natural Gas | Steam System Efficiency Improvements | A | Integrated Unit Summer Peak Savings (kW) | Achievable Economic UCT Potential | 0 | 0 | 0 | 0 | 0 | 0 | 0 | 0 | 0 | 0 | 0 | 0 | 0 | 0 | 0 | 0 | 0 | 0 | 0 | 0 | 0 | 0 | 0 | 0 | 0 | 0 | 0 | 0 | 0 | 0 | 0
F3_Industrial_Food Products_Existing_Space Heating_Natural Gas_Steam System Efficiency Improvements_A_Achievable Economic UCT Potential | F3 | Industrial | Food Products | Existing | Space Heating | Natural Gas | Steam System Efficiency Improvements | A | Integrated Unit Winter Peak Savings (kW) | Achievable Economic UCT Potential | 0 | 0 | 0 | 0 | 0 | 0 | 0 | 0 | 0 | 0 | 0 | 0 | 0 | 0 | 0 | 0 | 0 | 0 | 0 | 0 | 0 | 0 | 0 | 0 | 0 | 0 | 0 | 0 | 0 | 0 | 0
F4_Industrial_Food Products_Existing_Space Heating_Natural Gas_Steam System Efficiency Improvements_A_Achievable Economic UCT Potential | F4 | Industrial | Food Products | Existing | Space Heating | Natural Gas | Steam System Efficiency Improvements | A | Incremental Energy Savings (MWh or mTherms) | Achievable Economic UCT Potential | 0 | 0 | 0 | 0 | 0 | 0.0027515 | 0.0054553 | 0.0095534 | 0.01542 | 0.023222 | 0.032543 | 0.04374 | 0.056048 | 0.067534 | 0.079065 | 0.086912 | 0.091458 | 0.090383 | 0.083524 | 0.072751 | 0.059304 | 0.044695 | 0.030529 | 0.01927 | 0.01242 | 0 | 0 | 0 | 0 | 0 | 0
F5_Industrial_Food Products_Existing_Space Heating_Natural Gas_Steam System Efficiency Improvements_A_Achievable Economic UCT Potential | F5 | Industrial | Food Products | Existing | Space Heating | Natural Gas | Steam System Efficiency Improvements | A | Incremental Summer Peak Savings (MW) | Achievable Economic UCT Potential | 0 | 0 | 0 | 0 | 0 | 0 | 0 | 0 | 0 | 0 | 0 | 0 | 0 | 0 | 0 | 0 | 0 | 0 | 0 | 0 | 0 | 0 | 0 | 0 | 0 | 0 | 0 | 0 | 0 | 0 | 0
F6_Industrial_Food Products_Existing_Space Heating_Natural Gas_Steam System Efficiency Improvements_A_Achievable Economic UCT Potential | F6 | Industrial | Food Products | Existing | Space Heating | Natural Gas | Steam System Efficiency Improvements | A | Incremental Winter Peak Savings (MW) | Achievable Economic UCT Potential | 0 | 0 | 0 | 0 | 0 | 0 | 0 | 0 | 0 | 0 | 0 | 0 | 0 | 0 | 0 | 0 | 0 | 0 | 0 | 0 | 0 | 0 | 0 | 0 | 0 | 0 | 0 | 0 | 0 | 0 | 0
F7_Industrial_Food Products_Existing_Space Heating_Natural Gas_Steam System Efficiency Improvements_A_Achievable Economic UCT Potential | F7 | Industrial | Food Products | Existing | Space Heating | Natural Gas | Steam System Efficiency Improvements | A | Cumulative Energy Savings (MWh or mTherms) | Achievable Economic UCT Potential | 0 | 0 | 0 | 0 | 0 | 0.0027515 | 0.008186 | 0.017675 | 0.032949 | 0.055885 | 0.087929 | 0.13086 | 0.18566 | 0.25132 | 0.32763 | 0.41101 | 0.49797 | 0.58293 | 0.66012 | 0.72594 | 0.77783 | 0.81429 | 0.83688 | 0.84888 | 0.85403 | 0.84743 | 0.84178 | 0.83656 | 0 | 0 | 0
F8_Industrial_Food Products_Existing_Space Heating_Natural Gas_Steam System Efficiency Improvements_A_Achievable Economic UCT Potential | F8 | Industrial | Food Products | Existing | Space Heating | Natural Gas | Steam System Efficiency Improvements | A | Cumulative Summer Peak Savings (MW) | Achievable Economic UCT Potential | 0 | 0 | 0 | 0 | 0 | 0 | 0 | 0 | 0 | 0 | 0 | 0 | 0 | 0 | 0 | 0 | 0 | 0 | 0 | 0 | 0 | 0 | 0 | 0 | 0 | 0 | 0 | 0 | 0 | 0 | 0
F9_Industrial_Food Products_Existing_Space Heating_Natural Gas_Steam System Efficiency Improvements_A_Achievable Economic UCT Potential | F9 | Industrial | Food Products | Existing | Space Heating | Natural Gas | Steam System Efficiency Improvements | A | Cumulative Winter Peak Savings (MW) | Achievable Economic UCT Potential | 0 | 0 | 0 | 0 | 0 | 0 | 0 | 0 | 0 | 0 | 0 | 0 | 0 | 0 | 0 | 0 | 0 | 0 | 0 | 0 | 0 | 0 | 0 | 0 | 0 | 0 | 0 | 0 | 0 | 0 | 0
F10_Industrial_Food Products_Existing_Space Heating_Natural Gas_Steam System Efficiency Improvements_A_Achievable Economic UCT Potential | F10 | Industrial | Food Products | Existing | Space Heating | Natural Gas | Steam System Efficiency Improvements | A | Purchases (Incremental) | Achievable Economic UCT Potential | 0 | 0 | 0 | 0 | 0 | 19.98 | 39.9168 | 70.4561 | 114.6685 | 174.1946 | 246.3158 | 334.1415 | 432.2885 | 526.1761 | 622.8556 | 692.1395 | 736.4017 | 735.7543 | 687.3859 | 605.0818 | 498.3267 | 379.5912 | 261.8364 | 166.7159 | 108.3849 | 0 | 0 | 0 | 0 | 0 | 0
F11_Industrial_Food Products_Existing_Space Heating_Natural Gas_Steam System Efficiency Improvements_A_Achievable Economic UCT Potential | F11 | Industrial | Food Products | Existing | Space Heating | Natural Gas | Steam System Efficiency Improvements | A | Purchases (Cumulative) | Achievable Economic UCT Potential | 0 | 0 | 0 | 0 | 0 | 19.98 | 59.8968 | 130.3529 | 245.0214 | 419.216 | 665.5318 | 999.6732 | 1431.9618 | 1958.1378 | 2580.9935 | 3273.133 | 4009.5347 | 4745.2889 | 5432.6748 | 6037.7566 | 6536.0833 | 6915.6746 | 7177.511 | 7344.2269 | 7452.6117 | 7452.6117 | 7452.6117 | 7452.6117 | 7452.6117 | 7452.6117 | 7452.6117
F1_Industrial_Food Products_Existing_Process_Natural Gas_Steam System Efficiency Improvements_A_Achievable Economic UCT Potential | F1 | Industrial | Food Products | Existing | Process | Natural Gas | Steam System Efficiency Improvements | A | Integrated Unit Energy Savings (kWh or therms) | Achievable Economic UCT Potential | 0 | 0 | 0 | 0 | 0 | 5.0866 | 5.0827 | 5.079 | 5.0755 | 5.0721 | 5.0687 | 5.0662 | 5.0641 | 5.0621 | 5.0609 | 5.0595 | 5.0587 | 5.0579 | 5.057 | 5.0567 | 5.0562 | 5.056 | 5.0558 | 5.0557 | 5.0556 | 5.0554 | 5.0554 | 5.0553 | 5.0908 | 5.0908 | 5.0908
F2_Industrial_Food Products_Existing_Process_Natural Gas_Steam System Efficiency Improvements_A_Achievable Economic UCT Potential | F2 | Industrial | Food Products | Existing | Process | Natural Gas | Steam System Efficiency Improvements | A | Integrated Unit Summer Peak Savings (kW) | Achievable Economic UCT Potential | 0 | 0 | 0 | 0 | 0 | 0 | 0 | 0 | 0 | 0 | 0 | 0 | 0 | 0 | 0 | 0 | 0 | 0 | 0 | 0 | 0 | 0 | 0 | 0 | 0 | 0 | 0 | 0 | 0 | 0 | 0
F3_Industrial_Food Products_Existing_Process_Natural Gas_Steam System Efficiency Improvements_A_Achievable Economic UCT Potential | F3 | Industrial | Food Products | Existing | Process | Natural Gas | Steam System Efficiency Improvements | A | Integrated Unit Winter Peak Savings (kW) | Achievable Economic UCT Potential | 0 | 0 | 0 | 0 | 0 | 0 | 0 | 0 | 0 | 0 | 0 | 0 | 0 | 0 | 0 | 0 | 0 | 0 | 0 | 0 | 0 | 0 | 0 | 0 | 0 | 0 | 0 | 0 | 0 | 0 | 0
F4_Industrial_Food Products_Existing_Process_Natural Gas_Steam System Efficiency Improvements_A_Achievable Economic UCT Potential | F4 | Industrial | Food Products | Existing | Process | Natural Gas | Steam System Efficiency Improvements | A | Incremental Energy Savings (MWh or mTherms) | Achievable Economic UCT Potential | 0 | 0 | 0 | 0 | 0 | 0.0062482 | 0.012473 | 0.022 | 0.035781 | 0.054319 | 0.076758 | 0.10407 | 0.13459 | 0.16375 | 0.1938 | 0.2153 | 0.22903 | 0.22879 | 0.21371 | 0.18811 | 0.15491 | 0.11799 | 0.081387 | 0.051819 | 0.033688 | 0 | 0 | 0 | 0 | 0 | 0
F5_Industrial_Food Products_Existing_Process_Natural Gas_Steam System Efficiency Improvements_A_Achievable Economic UCT Potential | F5 | Industrial | Food Products | Existing | Process | Natural Gas | Steam System Efficiency Improvements | A | Incremental Summer Peak Savings (MW) | Achievable Economic UCT Potential | 0 | 0 | 0 | 0 | 0 | 0 | 0 | 0 | 0 | 0 | 0 | 0 | 0 | 0 | 0 | 0 | 0 | 0 | 0 | 0 | 0 | 0 | 0 | 0 | 0 | 0 | 0 | 0 | 0 | 0 | 0
F6_Industrial_Food Products_Existing_Process_Natural Gas_Steam System Efficiency Improvements_A_Achievable Economic UCT Potential | F6 | Industrial | Food Products | Existing | Process | Natural Gas | Steam System Efficiency Improvements | A | Incremental Winter Peak Savings (MW) | Achievable Economic UCT Potential | 0 | 0 | 0 | 0 | 0 | 0 | 0 | 0 | 0 | 0 | 0 | 0 | 0 | 0 | 0 | 0 | 0 | 0 | 0 | 0 | 0 | 0 | 0 | 0 | 0 | 0 | 0 | 0 | 0 | 0 | 0
F7_Industrial_Food Products_Existing_Process_Natural Gas_Steam System Efficiency Improvements_A_Achievable Economic UCT Potential | F7 | Industrial | Food Products | Existing | Process | Natural Gas | Steam System Efficiency Improvements | A | Cumulative Energy Savings (MWh or mTherms) | Achievable Economic UCT Potential | 0 | 0 | 0 | 0 | 0 | 0.0062482 | 0.018717 | 0.040704 | 0.076457 | 0.13072 | 0.2074 | 0.31137 | 0.44583 | 0.6094 | 0.80306 | 1.0181 | 1.247 | 1.4756 | 1.6891 | 1.877 | 2.0318 | 2.1497 | 2.231 | 2.2828 | 2.3164 | 2.3163 | 2.3163 | 2.3163 | 0 | 0 | 0
F8_Industrial_Food Products_Existing_Process_Natural Gas_Steam System Efficiency Improvements_A_Achievable Economic UCT Potential | F8 | Industrial | Food Products | Existing | Process | Natural Gas | Steam System Efficiency Improvements | A | Cumulative Summer Peak Savings (MW) | Achievable Economic UCT Potential | 0 | 0 | 0 | 0 | 0 | 0 | 0 | 0 | 0 | 0 | 0 | 0 | 0 | 0 | 0 | 0 | 0 | 0 | 0 | 0 | 0 | 0 | 0 | 0 | 0 | 0 | 0 | 0 | 0 | 0 | 0
F9_Industrial_Food Products_Existing_Process_Natural Gas_Steam System Efficiency Improvements_A_Achievable Economic UCT Potential | F9 | Industrial | Food Products | Existing | Process | Natural Gas | Steam System Efficiency Improvements | A | Cumulative Winter Peak Savings (MW) | Achievable Economic UCT Potential | 0 | 0 | 0 | 0 | 0 | 0 | 0 | 0 | 0 | 0 | 0 | 0 | 0 | 0 | 0 | 0 | 0 | 0 | 0 | 0 | 0 | 0 | 0 | 0 | 0 | 0 | 0 | 0 | 0 | 0 | 0
F10_Industrial_Food Products_Existing_Process_Natural Gas_Steam System Efficiency Improvements_A_Achievable Economic UCT Potential | F10 | Industrial | Food Products | Existing | Process | Natural Gas | Steam System Efficiency Improvements | A | Purchases (Incremental) | Achievable Economic UCT Potential | 0 | 0 | 0 | 0 | 0 | 1.2284 | 2.4541 | 4.3316 | 7.0498 | 10.7095 | 15.1435 | 20.543 | 26.5771 | 32.3493 | 38.2932 | 42.5528 | 45.274 | 45.2342 | 42.2605 | 37.2005 | 30.6372 | 23.3373 | 16.0977 | 10.2497 | 6.6635 | 0 | 0 | 0 | 0 | 0 | 0
F11_Industrial_Food Products_Existing_Process_Natural Gas_Steam System Efficiency Improvements_A_Achievable Economic UCT Potential | F11 | Industrial | Food Products | Existing | Process | Natural Gas | Steam System Efficiency Improvements | A | Purchases (Cumulative) | Achievable Economic UCT Potential | 0 | 0 | 0 | 0 | 0 | 1.2284 | 3.6825 | 8.0141 | 15.0639 | 25.7734 | 40.9169 | 61.46 | 88.0371 | 120.3864 | 158.6796 | 201.2324 | 246.5064 | 291.7406 | 334.0011 | 371.2016 | 401.8387 | 425.176 | 441.2738 | 451.5235 | 458.187 | 458.187 | 458.187 | 458.187 | 458.187 | 458.187 | 458.187
F1_Industrial_Food Products_Existing_Space Heating_Natural Gas_Strategic Energy Management_A_Achievable Economic UCT Potential | F1 | Industrial | Food Products | Existing | Space Heating | Natural Gas | Strategic Energy Management | A | Integrated Unit Energy Savings (kWh or therms) | Achievable Economic UCT Potential | 0 | 0 | 0 | 0 | 0 | 7.8439 | 7.7988 | 7.7427 | 7.6813 | 7.6147 | 7.5442 | 7.47 | 7.3934 | 7.313 | 7.225 | 7.1392 | 7.0533 | 6.9716 | 6.8936 | 6.8207 | 6.7515 | 6.6817 | 6.6211 | 6.5692 | 6.5207 | 6.4774 | 6.4402 | 6.4055 | 0 | 0 | 0
F2_Industrial_Food Products_Existing_Space Heating_Natural Gas_Strategic Energy Management_A_Achievable Economic UCT Potential | F2 | Industrial | Food Products | Existing | Space Heating | Natural Gas | Strategic Energy Management | A | Integrated Unit Summer Peak Savings (kW) | Achievable Economic UCT Potential | 0 | 0 | 0 | 0 | 0 | 0 | 0 | 0 | 0 | 0 | 0 | 0 | 0 | 0 | 0 | 0 | 0 | 0 | 0 | 0 | 0 | 0 | 0 | 0 | 0 | 0 | 0 | 0 | 0 | 0 | 0
F3_Industrial_Food Products_Existing_Space Heating_Natural Gas_Strategic Energy Management_A_Achievable Economic UCT Potential | F3 | Industrial | Food Products | Existing | Space Heating | Natural Gas | Strategic Energy Management | A | Integrated Unit Winter Peak Savings (kW) | Achievable Economic UCT Potential | 0 | 0 | 0 | 0 | 0 | 0 | 0 | 0 | 0 | 0 | 0 | 0 | 0 | 0 | 0 | 0 | 0 | 0 | 0 | 0 | 0 | 0 | 0 | 0 | 0 | 0 | 0 | 0 | 0 | 0 | 0
F4_Industrial_Food Products_Existing_Space Heating_Natural Gas_Strategic Energy Management_A_Achievable Economic UCT Potential | F4 | Industrial | Food Products | Existing | Space Heating | Natural Gas | Strategic Energy Management | A | Incremental Energy Savings (MWh or mTherms) | Achievable Economic UCT Potential | 0 | 0 | 0 | 0 | 0 | 0.274 | 0.27228 | 0.26872 | 0.26674 | 0.26464 | 0.25886 | 0.25561 | 0.25248 | 0.24577 | 0.24374 | 0.23855 | 0.23571 | 0.2318 | 0.22717 | 0.22503 | 0.22183 | 0.21868 | 0.21591 | 0.21349 | 0.21124 | 0 | 0 | 0 | 0 | 0 | 0
F5_Industrial_Food Products_Existing_Space Heating_Natural Gas_Strategic Energy Management_A_Achievable Economic UCT Potential | F5 | Industrial | Food Products | Existing | Space Heating | Natural Gas | Strategic Energy Management | A | Incremental Summer Peak Savings (MW) | Achievable Economic UCT Potential | 0 | 0 | 0 | 0 | 0 | 0 | 0 | 0 | 0 | 0 | 0 | 0 | 0 | 0 | 0 | 0 | 0 | 0 | 0 | 0 | 0 | 0 | 0 | 0 | 0 | 0 | 0 | 0 | 0 | 0 | 0
F6_Industrial_Food Products_Existing_Space Heating_Natural Gas_Strategic Energy Management_A_Achievable Economic UCT Potential | F6 | Industrial | Food Products | Existing | Space Heating | Natural Gas | Strategic Energy Management | A | Incremental Winter Peak Savings (MW) | Achievable Economic UCT Potential | 0 | 0 | 0 | 0 | 0 | 0 | 0 | 0 | 0 | 0 | 0 | 0 | 0 | 0 | 0 | 0 | 0 | 0 | 0 | 0 | 0 | 0 | 0 | 0 | 0 | 0 | 0 | 0 | 0 | 0 | 0
F7_Industrial_Food Products_Existing_Space Heating_Natural Gas_Strategic Energy Management_A_Achievable Economic UCT Potential | F7 | Industrial | Food Products | Existing | Space Heating | Natural Gas | Strategic Energy Management | A | Cumulative Energy Savings (MWh or mTherms) | Achievable Economic UCT Potential | 0 | 0 | 0 | 0 | 0 | 0.274 | 0.5447 | 0.8095 | 1.0698 | 1.3252 | 1.5718 | 1.8119 | 2.0458 | 2.2693 | 2.4858 | 2.6948 | 2.8981 | 3.0963 | 3.2889 | 3.4791 | 3.6656 | 3.8464 | 4.0275 | 4.2094 | 4.3895 | 4.3604 | 4.3354 | 4.312 | 0 | 0 | 0
F8_Industrial_Food Products_Existing_Space Heating_Natural Gas_Strategic Energy Management_A_Achievable Economic UCT Potential | F8 | Industrial | Food Products | Existing | Space Heating | Natural Gas | Strategic Energy Management | A | Cumulative Summer Peak Savings (MW) | Achievable Economic UCT Potential | 0 | 0 | 0 | 0 | 0 | 0 | 0 | 0 | 0 | 0 | 0 | 0 | 0 | 0 | 0 | 0 | 0 | 0 | 0 | 0 | 0 | 0 | 0 | 0 | 0 | 0 | 0 | 0 | 0 | 0 | 0
F9_Industrial_Food Products_Existing_Space Heating_Natural Gas_Strategic Energy Management_A_Achievable Economic UCT Potential | F9 | Industrial | Food Products | Existing | Space Heating | Natural Gas | Strategic Energy Management | A | Cumulative Winter Peak Savings (MW) | Achievable Economic UCT Potential | 0 | 0 | 0 | 0 | 0 | 0 | 0 | 0 | 0 | 0 | 0 | 0 | 0 | 0 | 0 | 0 | 0 | 0 | 0 | 0 | 0 | 0 | 0 | 0 | 0 | 0 | 0 | 0 | 0 | 0 | 0
F10_Industrial_Food Products_Existing_Space Heating_Natural Gas_Strategic Energy Management_A_Achievable Economic UCT Potential | F10 | Industrial | Food Products | Existing | Space Heating | Natural Gas | Strategic Energy Management | A | Purchases (Incremental) | Achievable Economic UCT Potential | 0 | 0 | 0 | 0 | 0 | 34.9315 | 34.9124 | 34.7065 | 34.7252 | 34.754 | 34.3126 | 34.2188 | 34.1494 | 33.6071 | 33.7354 | 33.4137 | 33.418 | 33.2498 | 32.9532 | 32.9923 | 32.8558 | 32.7281 | 32.6088 | 32.498 | 32.3955 | 0 | 0 | 0 | 0 | 0 | 0
F11_Industrial_Food Products_Existing_Space Heating_Natural Gas_Strategic Energy Management_A_Achievable Economic UCT Potential | F11 | Industrial | Food Products | Existing | Space Heating | Natural Gas | Strategic Energy Management | A | Purchases (Cumulative) | Achievable Economic UCT Potential | 0 | 0 | 0 | 0 | 0 | 34.9315 | 69.8439 | 104.5504 | 139.2756 | 174.0296 | 208.3422 | 242.561 | 276.7104 | 310.3175 | 344.0529 | 377.4666 | 410.8846 | 444.1344 | 477.0877 | 510.08 | 542.9358 | 575.6639 | 608.2727 | 640.7707 | 673.1662 | 673.1662 | 673.1662 | 673.1662 | 673.1662 | 673.1662 | 673.1662
F1_Industrial_Food Products_Existing_Process_Natural Gas_Strategic Energy Management_A_Achievable Economic UCT Potential | F1 | Industrial | Food Products | Existing | Process | Natural Gas | Strategic Energy Management | A | Integrated Unit Energy Savings (kWh or therms) | Achievable Economic UCT Potential | 0 | 0 | 0 | 0 | 0 | 30.18 | 30.1544 | 30.1299 | 30.1065 | 30.0834 | 30.0605 | 30.0423 | 30.0268 | 30.0109 | 30.0003 | 29.9884 | 29.9797 | 29.9708 | 29.9618 | 29.956 | 29.9496 | 29.9452 | 29.9411 | 29.9373 | 29.9336 | 29.9328 | 29.9321 | 29.9314 | 0 | 0 | 0
F2_Industrial_Food Products_Existing_Process_Natural Gas_Strategic Energy Management_A_Achievable Economic UCT Potential | F2 | Industrial | Food Products | Existing | Process | Natural Gas | Strategic Energy Management | A | Integrated Unit Summer Peak Savings (kW) | Achievable Economic UCT Potential | 0 | 0 | 0 | 0 | 0 | 0 | 0 | 0 | 0 | 0 | 0 | 0 | 0 | 0 | 0 | 0 | 0 | 0 | 0 | 0 | 0 | 0 | 0 | 0 | 0 | 0 | 0 | 0 | 0 | 0 | 0
F3_Industrial_Food Products_Existing_Process_Natural Gas_Strategic Energy Management_A_Achievable Economic UCT Potential | F3 | Industrial | Food Products | Existing | Process | Natural Gas | Strategic Energy Management | A | Integrated Unit Winter Peak Savings (kW) | Achievable Economic UCT Potential | 0 | 0 | 0 | 0 | 0 | 0 | 0 | 0 | 0 | 0 | 0 | 0 | 0 | 0 | 0 | 0 | 0 | 0 | 0 | 0 | 0 | 0 | 0 | 0 | 0 | 0 | 0 | 0 | 0 | 0 | 0
F4_Industrial_Food Products_Existing_Process_Natural Gas_Strategic Energy Management_A_Achievable Economic UCT Potential | F4 | Industrial | Food Products | Existing | Process | Natural Gas | Strategic Energy Management | A | Incremental Energy Savings (MWh or mTherms) | Achievable Economic UCT Potential | 0 | 0 | 0 | 0 | 0 | 4.337 | 4.3309 | 4.3019 | 4.3008 | 4.3011 | 4.2432 | 4.2291 | 4.2183 | 4.1491 | 4.1635 | 4.1222 | 4.1215 | 4.0995 | 4.0618 | 4.0658 | 4.0481 | 4.0318 | 4.0165 | 4.0024 | 3.9893 | 0 | 0 | 0 | 0 | 0 | 0
F5_Industrial_Food Products_Existing_Process_Natural Gas_Strategic Energy Management_A_Achievable Economic UCT Potential | F5 | Industrial | Food Products | Existing | Process | Natural Gas | Strategic Energy Management | A | Incremental Summer Peak Savings (MW) | Achievable Economic UCT Potential | 0 | 0 | 0 | 0 | 0 | 0 | 0 | 0 | 0 | 0 | 0 | 0 | 0 | 0 | 0 | 0 | 0 | 0 | 0 | 0 | 0 | 0 | 0 | 0 | 0 | 0 | 0 | 0 | 0 | 0 | 0
F6_Industrial_Food Products_Existing_Process_Natural Gas_Strategic Energy Management_A_Achievable Economic UCT Potential | F6 | Industrial | Food Products | Existing | Process | Natural Gas | Strategic Energy Management | A | Incremental Winter Peak Savings (MW) | Achievable Economic UCT Potential | 0 | 0 | 0 | 0 | 0 | 0 | 0 | 0 | 0 | 0 | 0 | 0 | 0 | 0 | 0 | 0 | 0 | 0 | 0 | 0 | 0 | 0 | 0 | 0 | 0 | 0 | 0 | 0 | 0 | 0 | 0
F7_Industrial_Food Products_Existing_Process_Natural Gas_Strategic Energy Management_A_Achievable Economic UCT Potential | F7 | Industrial | Food Products | Existing | Process | Natural Gas | Strategic Energy Management | A | Cumulative Energy Savings (MWh or mTherms) | Achievable Economic UCT Potential | 0 | 0 | 0 | 0 | 0 | 4.337 | 8.6642 | 12.959 | 17.2498 | 21.5376 | 25.7645 | 29.978 | 34.1808 | 38.3119 | 42.4619 | 46.5672 | 50.6752 | 54.7597 | 58.805 | 62.8594 | 66.894 | 70.9159 | 74.9228 | 78.9156 | 82.8953 | 82.8931 | 82.891 | 82.8892 | 0 | 0 | 0
F8_Industrial_Food Products_Existing_Process_Natural Gas_Strategic Energy Management_A_Achievable Economic UCT Potential | F8 | Industrial | Food Products | Existing | Process | Natural Gas | Strategic Energy Management | A | Cumulative Summer Peak Savings (MW) | Achievable Economic UCT Potential | 0 | 0 | 0 | 0 | 0 | 0 | 0 | 0 | 0 | 0 | 0 | 0 | 0 | 0 | 0 | 0 | 0 | 0 | 0 | 0 | 0 | 0 | 0 | 0 | 0 | 0 | 0 | 0 | 0 | 0 | 0
F9_Industrial_Food Products_Existing_Process_Natural Gas_Strategic Energy Management_A_Achievable Economic UCT Potential | F9 | Industrial | Food Products | Existing | Process | Natural Gas | Strategic Energy Management | A | Cumulative Winter Peak Savings (MW) | Achievable Economic UCT Potential | 0 | 0 | 0 | 0 | 0 | 0 | 0 | 0 | 0 | 0 | 0 | 0 | 0 | 0 | 0 | 0 | 0 | 0 | 0 | 0 | 0 | 0 | 0 | 0 | 0 | 0 | 0 | 0 | 0 | 0 | 0
F10_Industrial_Food Products_Existing_Process_Natural Gas_Strategic Energy Management_A_Achievable Economic UCT Potential | F10 | Industrial | Food Products | Existing | Process | Natural Gas | Strategic Energy Management | A | Purchases (Incremental) | Achievable Economic UCT Potential | 0 | 0 | 0 | 0 | 0 | 143.703 | 143.6241 | 142.7771 | 142.8543 | 142.9724 | 141.1568 | 140.7711 | 140.4852 | 138.2544 | 138.7822 | 137.4588 | 137.4766 | 136.7847 | 135.5646 | 135.7252 | 135.1639 | 134.6382 | 134.1476 | 133.6918 | 133.2702 | 0 | 0 | 0 | 0 | 0 | 0
F11_Industrial_Food Products_Existing_Process_Natural Gas_Strategic Energy Management_A_Achievable Economic UCT Potential | F11 | Industrial | Food Products | Existing | Process | Natural Gas | Strategic Energy Management | A | Purchases (Cumulative) | Achievable Economic UCT Potential | 0 | 0 | 0 | 0 | 0 | 143.703 | 287.3271 | 430.1042 | 572.9584 | 715.9309 | 857.0877 | 997.8587 | 1138.344 | 1276.5984 | 1415.3806 | 1552.8394 | 1690.316 | 1827.1007 | 1962.6653 | 2098.3904 | 2233.5544 | 2368.1926 | 2502.3402 | 2636.032 | 2769.3021 | 2769.3021 | 2769.3021 | 2769.3021 | 2769.3021 | 2769.3021 | 2769.3021
F1_Industrial_Food Products_Existing_Miscellaneous_Natural Gas_Strategic Energy Management_A_Achievable Economic UCT Potential | F1 | Industrial | Food Products | Existing | Miscellaneous | Natural Gas | Strategic Energy Management | A | Integrated Unit Energy Savings (kWh or therms) | Achievable Economic UCT Potential | 0 | 0 | 0 | 0 | 0 | 2.7925 | 2.7925 | 2.7925 | 2.7925 | 2.7925 | 2.7925 | 2.7925 | 2.7925 | 2.7925 | 2.7925 | 2.7925 | 2.7925 | 2.7925 | 2.7925 | 2.7925 | 2.7925 | 2.7925 | 2.7925 | 2.7925 | 2.7925 | 2.7925 | 2.7925 | 2.7925 | 0 | 0 | 0
F2_Industrial_Food Products_Existing_Miscellaneous_Natural Gas_Strategic Energy Management_A_Achievable Economic UCT Potential | F2 | Industrial | Food Products | Existing | Miscellaneous | Natural Gas | Strategic Energy Management | A | Integrated Unit Summer Peak Savings (kW) | Achievable Economic UCT Potential | 0 | 0 | 0 | 0 | 0 | 0 | 0 | 0 | 0 | 0 | 0 | 0 | 0 | 0 | 0 | 0 | 0 | 0 | 0 | 0 | 0 | 0 | 0 | 0 | 0 | 0 | 0 | 0 | 0 | 0 | 0
F3_Industrial_Food Products_Existing_Miscellaneous_Natural Gas_Strategic Energy Management_A_Achievable Economic UCT Potential | F3 | Industrial | Food Products | Existing | Miscellaneous | Natural Gas | Strategic Energy Management | A | Integrated Unit Winter Peak Savings (kW) | Achievable Economic UCT Potential | 0 | 0 | 0 | 0 | 0 | 0 | 0 | 0 | 0 | 0 | 0 | 0 | 0 | 0 | 0 | 0 | 0 | 0 | 0 | 0 | 0 | 0 | 0 | 0 | 0 | 0 | 0 | 0 | 0 | 0 | 0
F4_Industrial_Food Products_Existing_Miscellaneous_Natural Gas_Strategic Energy Management_A_Achievable Economic UCT Potential | F4 | Industrial | Food Products | Existing | Miscellaneous | Natural Gas | Strategic Energy Management | A | Incremental Energy Savings (MWh or mTherms) | Achievable Economic UCT Potential | 0 | 0 | 0 | 0 | 0 | 0.10032 | 0.10027 | 0.099676 | 0.09973 | 0.099812 | 0.098545 | 0.098275 | 0.098076 | 0.096518 | 0.096887 | 0.095963 | 0.095975 | 0.095492 | 0.094641 | 0.094753 | 0.094361 | 0.093994 | 0.093651 | 0.093333 | 0.093039 | 0 | 0 | 0 | 0 | 0 | 0
F5_Industrial_Food Products_Existing_Miscellaneous_Natural Gas_Strategic Energy Management_A_Achievable Economic UCT Potential | F5 | Industrial | Food Products | Existing | Miscellaneous | Natural Gas | Strategic Energy Management | A | Incremental Summer Peak Savings (MW) | Achievable Economic UCT Potential | 0 | 0 | 0 | 0 | 0 | 0 | 0 | 0 | 0 | 0 | 0 | 0 | 0 | 0 | 0 | 0 | 0 | 0 | 0 | 0 | 0 | 0 | 0 | 0 | 0 | 0 | 0 | 0 | 0 | 0 | 0
F6_Industrial_Food Products_Existing_Miscellaneous_Natural Gas_Strategic Energy Management_A_Achievable Economic UCT Potential | F6 | Industrial | Food Products | Existing | Miscellaneous | Natural Gas | Strategic Energy Management | A | Incremental Winter Peak Savings (MW) | Achievable Economic UCT Potential | 0 | 0 | 0 | 0 | 0 | 0 | 0 | 0 | 0 | 0 | 0 | 0 | 0 | 0 | 0 | 0 | 0 | 0 | 0 | 0 | 0 | 0 | 0 | 0 | 0 | 0 | 0 | 0 | 0 | 0 | 0
F7_Industrial_Food Products_Existing_Miscellaneous_Natural Gas_Strategic Energy Management_A_Achievable Economic UCT Potential | F7 | Industrial | Food Products | Existing | Miscellaneous | Natural Gas | Strategic Energy Management | A | Cumulative Energy Savings (MWh or mTherms) | Achievable Economic UCT Potential | 0 | 0 | 0 | 0 | 0 | 0.10032 | 0.20059 | 0.30027 | 0.39999 | 0.49981 | 0.59835 | 0.69663 | 0.7947 | 0.89122 | 0.98811 | 1.0841 | 1.18 | 1.2755 | 1.3702 | 1.4649 | 1.5593 | 1.6533 | 1.7469 | 1.8403 | 1.9333 | 1.9333 | 1.9333 | 1.9333 | 0 | 0 | 0
F8_Industrial_Food Products_Existing_Miscellaneous_Natural Gas_Strategic Energy Management_A_Achievable Economic UCT Potential | F8 | Industrial | Food Products | Existing | Miscellaneous | Natural Gas | Strategic Energy Management | A | Cumulative Summer Peak Savings (MW) | Achievable Economic UCT Potential | 0 | 0 | 0 | 0 | 0 | 0 | 0 | 0 | 0 | 0 | 0 | 0 | 0 | 0 | 0 | 0 | 0 | 0 | 0 | 0 | 0 | 0 | 0 | 0 | 0 | 0 | 0 | 0 | 0 | 0 | 0
F9_Industrial_Food Products_Existing_Miscellaneous_Natural Gas_Strategic Energy Management_A_Achievable Economic UCT Potential | F9 | Industrial | Food Products | Existing | Miscellaneous | Natural Gas | Strategic Energy Management | A | Cumulative Winter Peak Savings (MW) | Achievable Economic UCT Potential | 0 | 0 | 0 | 0 | 0 | 0 | 0 | 0 | 0 | 0 | 0 | 0 | 0 | 0 | 0 | 0 | 0 | 0 | 0 | 0 | 0 | 0 | 0 | 0 | 0 | 0 | 0 | 0 | 0 | 0 | 0
F10_Industrial_Food Products_Existing_Miscellaneous_Natural Gas_Strategic Energy Management_A_Achievable Economic UCT Potential | F10 | Industrial | Food Products | Existing | Miscellaneous | Natural Gas | Strategic Energy Management | A | Purchases (Incremental) | Achievable Economic UCT Potential | 0 | 0 | 0 | 0 | 0 | 35.9257 | 35.906 | 35.6943 | 35.7136 | 35.7431 | 35.2892 | 35.1928 | 35.1213 | 34.5636 | 34.6956 | 34.3647 | 34.3692 | 34.1962 | 33.8911 | 33.9313 | 33.791 | 33.6596 | 33.5369 | 33.4229 | 33.3175 | 0 | 0 | 0 | 0 | 0 | 0
F11_Industrial_Food Products_Existing_Miscellaneous_Natural Gas_Strategic Energy Management_A_Achievable Economic UCT Potential | F11 | Industrial | Food Products | Existing | Miscellaneous | Natural Gas | Strategic Energy Management | A | Purchases (Cumulative) | Achievable Economic UCT Potential | 0 | 0 | 0 | 0 | 0 | 35.9257 | 71.8318 | 107.526 | 143.2396 | 178.9827 | 214.2719 | 249.4647 | 284.586 | 319.1496 | 353.8452 | 388.2098 | 422.579 | 456.7752 | 490.6663 | 524.5976 | 558.3886 | 592.0481 | 625.585 | 659.008 | 692.3255 | 692.3255 | 692.3255 | 692.3255 | 692.3255 | 692.3255 | 692.3255
F1_Industrial_Food Products_Existing_Space Heating_Natural Gas_Commissioning_A_Achievable Economic UCT Potential | F1 | Industrial | Food Products | Existing | Space Heating | Natural Gas | Commissioning | A | Integrated Unit Energy Savings (kWh or therms) | Achievable Economic UCT Potential | 0 | 0 | 0 | 0 | 0 | 10.6449 | 10.5866 | 10.5132 | 10.4329 | 10.3456 | 10.2534 | 10.1561 | 10.0558 | 9.9509 | 9.8355 | 9.7235 | 9.6111 | 9.5046 | 9.403 | 9.3073 | 9.2165 | 9.1243 | 9.044 | 8.9752 | 8.9108 | 8.8517 | 8.8011 | 8.7537 | 0 | 0 | 0
F2_Industrial_Food Products_Existing_Space Heating_Natural Gas_Commissioning_A_Achievable Economic UCT Potential | F2 | Industrial | Food Products | Existing | Space Heating | Natural Gas | Commissioning | A | Integrated Unit Summer Peak Savings (kW) | Achievable Economic UCT Potential | 0 | 0 | 0 | 0 | 0 | 0 | 0 | 0 | 0 | 0 | 0 | 0 | 0 | 0 | 0 | 0 | 0 | 0 | 0 | 0 | 0 | 0 | 0 | 0 | 0 | 0 | 0 | 0 | 0 | 0 | 0
F3_Industrial_Food Products_Existing_Space Heating_Natural Gas_Commissioning_A_Achievable Economic UCT Potential | F3 | Industrial | Food Products | Existing | Space Heating | Natural Gas | Commissioning | A | Integrated Unit Winter Peak Savings (kW) | Achievable Economic UCT Potential | 0 | 0 | 0 | 0 | 0 | 0 | 0 | 0 | 0 | 0 | 0 | 0 | 0 | 0 | 0 | 0 | 0 | 0 | 0 | 0 | 0 | 0 | 0 | 0 | 0 | 0 | 0 | 0 | 0 | 0 | 0
F4_Industrial_Food Products_Existing_Space Heating_Natural Gas_Commissioning_A_Achievable Economic UCT Potential | F4 | Industrial | Food Products | Existing | Space Heating | Natural Gas | Commissioning | A | Incremental Energy Savings (MWh or mTherms) | Achievable Economic UCT Potential | 0 | 0 | 0 | 0 | 0 | 0 | 0 | 0 | 0 | 0 | 0 | 0 | 0 | 0 | 0 | 0 | 0 | 0 | 0 | 0 | 0 | 0 | 0 | 0 | 0 | 0 | 0 | 0 | 0 | 0 | 0
F5_Industrial_Food Products_Existing_Space Heating_Natural Gas_Commissioning_A_Achievable Economic UCT Potential | F5 | Industrial | Food Products | Existing | Space Heating | Natural Gas | Commissioning | A | Incremental Summer Peak Savings (MW) | Achievable Economic UCT Potential | 0 | 0 | 0 | 0 | 0 | 0 | 0 | 0 | 0 | 0 | 0 | 0 | 0 | 0 | 0 | 0 | 0 | 0 | 0 | 0 | 0 | 0 | 0 | 0 | 0 | 0 | 0 | 0 | 0 | 0 | 0
F6_Industrial_Food Products_Existing_Space Heating_Natural Gas_Commissioning_A_Achievable Economic UCT Potential | F6 | Industrial | Food Products | Existing | Space Heating | Natural Gas | Commissioning | A | Incremental Winter Peak Savings (MW) | Achievable Economic UCT Potential | 0 | 0 | 0 | 0 | 0 | 0 | 0 | 0 | 0 | 0 | 0 | 0 | 0 | 0 | 0 | 0 | 0 | 0 | 0 | 0 | 0 | 0 | 0 | 0 | 0 | 0 | 0 | 0 | 0 | 0 | 0
F7_Industrial_Food Products_Existing_Space Heating_Natural Gas_Commissioning_A_Achievable Economic UCT Potential | F7 | Industrial | Food Products | Existing | Space Heating | Natural Gas | Commissioning | A | Cumulative Energy Savings (MWh or mTherms) | Achievable Economic UCT Potential | 0 | 0 | 0 | 0 | 0 | 0 | 0 | 0 | 0 | 0 | 0 | 0 | 0 | 0 | 0 | 0 | 0 | 0 | 0 | 0 | 0 | 0 | 0 | 0 | 0 | 0 | 0 | 0 | 0 | 0 | 0
F8_Industrial_Food Products_Existing_Space Heating_Natural Gas_Commissioning_A_Achievable Economic UCT Potential | F8 | Industrial | Food Products | Existing | Space Heating | Natural Gas | Commissioning | A | Cumulative Summer Peak Savings (MW) | Achievable Economic UCT Potential | 0 | 0 | 0 | 0 | 0 | 0 | 0 | 0 | 0 | 0 | 0 | 0 | 0 | 0 | 0 | 0 | 0 | 0 | 0 | 0 | 0 | 0 | 0 | 0 | 0 | 0 | 0 | 0 | 0 | 0 | 0
F9_Industrial_Food Products_Existing_Space Heating_Natural Gas_Commissioning_A_Achievable Economic UCT Potential | F9 | Industrial | Food Products | Existing | Space Heating | Natural Gas | Commissioning | A | Cumulative Winter Peak Savings (MW) | Achievable Economic UCT Potential | 0 | 0 | 0 | 0 | 0 | 0 | 0 | 0 | 0 | 0 | 0 | 0 | 0 | 0 | 0 | 0 | 0 | 0 | 0 | 0 | 0 | 0 | 0 | 0 | 0 | 0 | 0 | 0 | 0 | 0 | 0
F10_Industrial_Food Products_Existing_Space Heating_Natural Gas_Commissioning_A_Achievable Economic UCT Potential | F10 | Industrial | Food Products | Existing | Space Heating | Natural Gas | Commissioning | A | Purchases (Incremental) | Achievable Economic UCT Potential | 0 | 0 | 0 | 0 | 0 | 0 | 0 | 0 | 0 | 0 | 0 | 0 | 0 | 0 | 0 | 0 | 0 | 0 | 0 | 0 | 0 | 0 | 0 | 0 | 0 | 0 | 0 | 0 | 0 | 0 | 0
F11_Industrial_Food Products_Existing_Space Heating_Natural Gas_Commissioning_A_Achievable Economic UCT Potential | F11 | Industrial | Food Products | Existing | Space Heating | Natural Gas | Commissioning | A | Purchases (Cumulative) | Achievable Economic UCT Potential | 0 | 0 | 0 | 0 | 0 | 0 | 0 | 0 | 0 | 0 | 0 | 0 | 0 | 0 | 0 | 0 | 0 | 0 | 0 | 0 | 0 | 0 | 0 | 0 | 0 | 0 | 0 | 0 | 0 | 0 | 0
F1_Industrial_Food Products_Existing_Process_Natural Gas_Commissioning_A_Achievable Economic UCT Potential | F1 | Industrial | Food Products | Existing | Process | Natural Gas | Commissioning | A | Integrated Unit Energy Savings (kWh or therms) | Achievable Economic UCT Potential | 0 | 0 | 0 | 0 | 0 | 168.6012 | 168.6012 | 168.6012 | 168.6012 | 168.6012 | 168.6012 | 168.6012 | 168.6012 | 168.6012 | 168.6012 | 168.6012 | 168.6012 | 168.6012 | 168.6012 | 168.6012 | 168.6012 | 168.6012 | 168.6012 | 168.6012 | 168.6012 | 168.6012 | 168.6012 | 168.6012 | 0 | 0 | 0
F2_Industrial_Food Products_Existing_Process_Natural Gas_Commissioning_A_Achievable Economic UCT Potential | F2 | Industrial | Food Products | Existing | Process | Natural Gas | Commissioning | A | Integrated Unit Summer Peak Savings (kW) | Achievable Economic UCT Potential | 0 | 0 | 0 | 0 | 0 | 0 | 0 | 0 | 0 | 0 | 0 | 0 | 0 | 0 | 0 | 0 | 0 | 0 | 0 | 0 | 0 | 0 | 0 | 0 | 0 | 0 | 0 | 0 | 0 | 0 | 0
F3_Industrial_Food Products_Existing_Process_Natural Gas_Commissioning_A_Achievable Economic UCT Potential | F3 | Industrial | Food Products | Existing | Process | Natural Gas | Commissioning | A | Integrated Unit Winter Peak Savings (kW) | Achievable Economic UCT Potential | 0 | 0 | 0 | 0 | 0 | 0 | 0 | 0 | 0 | 0 | 0 | 0 | 0 | 0 | 0 | 0 | 0 | 0 | 0 | 0 | 0 | 0 | 0 | 0 | 0 | 0 | 0 | 0 | 0 | 0 | 0
F4_Industrial_Food Products_Existing_Process_Natural Gas_Commissioning_A_Achievable Economic UCT Potential | F4 | Industrial | Food Products | Existing | Process | Natural Gas | Commissioning | A | Incremental Energy Savings (MWh or mTherms) | Achievable Economic UCT Potential | 0 | 0 | 0 | 0 | 0 | 0 | 0 | 0 | 0 | 0 | 0 | 0 | 0 | 0 | 0 | 0 | 0 | 0 | 0 | 0 | 0 | 0 | 0 | 0 | 0 | 0 | 0 | 0 | 0 | 0 | 0
F5_Industrial_Food Products_Existing_Process_Natural Gas_Commissioning_A_Achievable Economic UCT Potential | F5 | Industrial | Food Products | Existing | Process | Natural Gas | Commissioning | A | Incremental Summer Peak Savings (MW) | Achievable Economic UCT Potential | 0 | 0 | 0 | 0 | 0 | 0 | 0 | 0 | 0 | 0 | 0 | 0 | 0 | 0 | 0 | 0 | 0 | 0 | 0 | 0 | 0 | 0 | 0 | 0 | 0 | 0 | 0 | 0 | 0 | 0 | 0
F6_Industrial_Food Products_Existing_Process_Natural Gas_Commissioning_A_Achievable Economic UCT Potential | F6 | Industrial | Food Products | Existing | Process | Natural Gas | Commissioning | A | Incremental Winter Peak Savings (MW) | Achievable Economic UCT Potential | 0 | 0 | 0 | 0 | 0 | 0 | 0 | 0 | 0 | 0 | 0 | 0 | 0 | 0 | 0 | 0 | 0 | 0 | 0 | 0 | 0 | 0 | 0 | 0 | 0 | 0 | 0 | 0 | 0 | 0 | 0
F7_Industrial_Food Products_Existing_Process_Natural Gas_Commissioning_A_Achievable Economic UCT Potential | F7 | Industrial | Food Products | Existing | Process | Natural Gas | Commissioning | A | Cumulative Energy Savings (MWh or mTherms) | Achievable Economic UCT Potential | 0 | 0 | 0 | 0 | 0 | 0 | 0 | 0 | 0 | 0 | 0 | 0 | 0 | 0 | 0 | 0 | 0 | 0 | 0 | 0 | 0 | 0 | 0 | 0 | 0 | 0 | 0 | 0 | 0 | 0 | 0
F8_Industrial_Food Products_Existing_Process_Natural Gas_Commissioning_A_Achievable Economic UCT Potential | F8 | Industrial | Food Products | Existing | Process | Natural Gas | Commissioning | A | Cumulative Summer Peak Savings (MW) | Achievable Economic UCT Potential | 0 | 0 | 0 | 0 | 0 | 0 | 0 | 0 | 0 | 0 | 0 | 0 | 0 | 0 | 0 | 0 | 0 | 0 | 0 | 0 | 0 | 0 | 0 | 0 | 0 | 0 | 0 | 0 | 0 | 0 | 0
F9_Industrial_Food Products_Existing_Process_Natural Gas_Commissioning_A_Achievable Economic UCT Potential | F9 | Industrial | Food Products | Existing | Process | Natural Gas | Commissioning | A | Cumulative Winter Peak Savings (MW) | Achievable Economic UCT Potential | 0 | 0 | 0 | 0 | 0 | 0 | 0 | 0 | 0 | 0 | 0 | 0 | 0 | 0 | 0 | 0 | 0 | 0 | 0 | 0 | 0 | 0 | 0 | 0 | 0 | 0 | 0 | 0 | 0 | 0 | 0
F10_Industrial_Food Products_Existing_Process_Natural Gas_Commissioning_A_Achievable Economic UCT Potential | F10 | Industrial | Food Products | Existing | Process | Natural Gas | Commissioning | A | Purchases (Incremental) | Achievable Economic UCT Potential | 0 | 0 | 0 | 0 | 0 | 0 | 0 | 0 | 0 | 0 | 0 | 0 | 0 | 0 | 0 | 0 | 0 | 0 | 0 | 0 | 0 | 0 | 0 | 0 | 0 | 0 | 0 | 0 | 0 | 0 | 0
F11_Industrial_Food Products_Existing_Process_Natural Gas_Commissioning_A_Achievable Economic UCT Potential | F11 | Industrial | Food Products | Existing | Process | Natural Gas | Commissioning | A | Purchases (Cumulative) | Achievable Economic UCT Potential | 0 | 0 | 0 | 0 | 0 | 0 | 0 | 0 | 0 | 0 | 0 | 0 | 0 | 0 | 0 | 0 | 0 | 0 | 0 | 0 | 0 | 0 | 0 | 0 | 0 | 0 | 0 | 0 | 0 | 0 | 0
F1_Industrial_Food Products_Existing_Space Heating_Natural Gas_Retrocommissioning_A_Achievable Economic UCT Potential | F1 | Industrial | Food Products | Existing | Space Heating | Natural Gas | Retrocommissioning | A | Integrated Unit Energy Savings (kWh or therms) | Achievable Economic UCT Potential | 0 | 0 | 0 | 0 | 0 | 1.4783 | 1.4701 | 1.4597 | 1.4484 | 1.4362 | 1.4232 | 1.4096 | 1.3956 | 1.381 | 1.3649 | 1.3493 | 1.3337 | 1.3189 | 1.3048 | 1.2915 | 1.2788 | 1.2661 | 1.2549 | 1.2454 | 1.2364 | 1.2282 | 1.2212 | 1.2146 | 0 | 0 | 0
F2_Industrial_Food Products_Existing_Space Heating_Natural Gas_Retrocommissioning_A_Achievable Economic UCT Potential | F2 | Industrial | Food Products | Existing | Space Heating | Natural Gas | Retrocommissioning | A | Integrated Unit Summer Peak Savings (kW) | Achievable Economic UCT Potential | 0 | 0 | 0 | 0 | 0 | 0 | 0 | 0 | 0 | 0 | 0 | 0 | 0 | 0 | 0 | 0 | 0 | 0 | 0 | 0 | 0 | 0 | 0 | 0 | 0 | 0 | 0 | 0 | 0 | 0 | 0
F3_Industrial_Food Products_Existing_Space Heating_Natural Gas_Retrocommissioning_A_Achievable Economic UCT Potential | F3 | Industrial | Food Products | Existing | Space Heating | Natural Gas | Retrocommissioning | A | Integrated Unit Winter Peak Savings (kW) | Achievable Economic UCT Potential | 0 | 0 | 0 | 0 | 0 | 0 | 0 | 0 | 0 | 0 | 0 | 0 | 0 | 0 | 0 | 0 | 0 | 0 | 0 | 0 | 0 | 0 | 0 | 0 | 0 | 0 | 0 | 0 | 0 | 0 | 0
F4_Industrial_Food Products_Existing_Space Heating_Natural Gas_Retrocommissioning_A_Achievable Economic UCT Potential | F4 | Industrial | Food Products | Existing | Space Heating | Natural Gas | Retrocommissioning | A | Incremental Energy Savings (MWh or mTherms) | Achievable Economic UCT Potential | 0 | 0 | 0 | 0 | 0 | 0.041308 | 0.041054 | 0.040525 | 0.040233 | 0.039926 | 0.039064 | 0.038584 | 0.038124 | 0.037125 | 0.036833 | 0.036065 | 0.035652 | 0.035078 | 0.034393 | 0.034083 | 0.033611 | 0.033145 | 0.032733 | 0.032374 | 0.03204 | 0 | 0 | 0 | 0 | 0 | 0
F5_Industrial_Food Products_Existing_Space Heating_Natural Gas_Retrocommissioning_A_Achievable Economic UCT Potential | F5 | Industrial | Food Products | Existing | Space Heating | Natural Gas | Retrocommissioning | A | Incremental Summer Peak Savings (MW) | Achievable Economic UCT Potential | 0 | 0 | 0 | 0 | 0 | 0 | 0 | 0 | 0 | 0 | 0 | 0 | 0 | 0 | 0 | 0 | 0 | 0 | 0 | 0 | 0 | 0 | 0 | 0 | 0 | 0 | 0 | 0 | 0 | 0 | 0
F6_Industrial_Food Products_Existing_Space Heating_Natural Gas_Retrocommissioning_A_Achievable Economic UCT Potential | F6 | Industrial | Food Products | Existing | Space Heating | Natural Gas | Retrocommissioning | A | Incremental Winter Peak Savings (MW) | Achievable Economic UCT Potential | 0 | 0 | 0 | 0 | 0 | 0 | 0 | 0 | 0 | 0 | 0 | 0 | 0 | 0 | 0 | 0 | 0 | 0 | 0 | 0 | 0 | 0 | 0 | 0 | 0 | 0 | 0 | 0 | 0 | 0 | 0
F7_Industrial_Food Products_Existing_Space Heating_Natural Gas_Retrocommissioning_A_Achievable Economic UCT Potential | F7 | Industrial | Food Products | Existing | Space Heating | Natural Gas | Retrocommissioning | A | Cumulative Energy Savings (MWh or mTherms) | Achievable Economic UCT Potential | 0 | 0 | 0 | 0 | 0 | 0.041308 | 0.082131 | 0.12208 | 0.16137 | 0.19993 | 0.23719 | 0.27351 | 0.30891 | 0.3428 | 0.37564 | 0.40742 | 0.43835 | 0.46856 | 0.49794 | 0.52695 | 0.55541 | 0.58299 | 0.6106 | 0.63832 | 0.66578 | 0.66136 | 0.65758 | 0.65404 | 0 | 0 | 0
F8_Industrial_Food Products_Existing_Space Heating_Natural Gas_Retrocommissioning_A_Achievable Economic UCT Potential | F8 | Industrial | Food Products | Existing | Space Heating | Natural Gas | Retrocommissioning | A | Cumulative Summer Peak Savings (MW) | Achievable Economic UCT Potential | 0 | 0 | 0 | 0 | 0 | 0 | 0 | 0 | 0 | 0 | 0 | 0 | 0 | 0 | 0 | 0 | 0 | 0 | 0 | 0 | 0 | 0 | 0 | 0 | 0 | 0 | 0 | 0 | 0 | 0 | 0
F9_Industrial_Food Products_Existing_Space Heating_Natural Gas_Retrocommissioning_A_Achievable Economic UCT Potential | F9 | Industrial | Food Products | Existing | Space Heating | Natural Gas | Retrocommissioning | A | Cumulative Winter Peak Savings (MW) | Achievable Economic UCT Potential | 0 | 0 | 0 | 0 | 0 | 0 | 0 | 0 | 0 | 0 | 0 | 0 | 0 | 0 | 0 | 0 | 0 | 0 | 0 | 0 | 0 | 0 | 0 | 0 | 0 | 0 | 0 | 0 | 0 | 0 | 0
F10_Industrial_Food Products_Existing_Space Heating_Natural Gas_Retrocommissioning_A_Achievable Economic UCT Potential | F10 | Industrial | Food Products | Existing | Space Heating | Natural Gas | Retrocommissioning | A | Purchases (Incremental) | Achievable Economic UCT Potential | 0 | 0 | 0 | 0 | 0 | 27.9422 | 27.9269 | 27.7622 | 27.7772 | 27.8002 | 27.4472 | 27.3722 | 27.3166 | 26.8828 | 26.9854 | 26.7281 | 26.7316 | 26.597 | 26.3598 | 26.391 | 26.2819 | 26.1797 | 26.0843 | 25.9956 | 25.9136 | 0 | 0 | 0 | 0 | 0 | 0
F11_Industrial_Food Products_Existing_Space Heating_Natural Gas_Retrocommissioning_A_Achievable Economic UCT Potential | F11 | Industrial | Food Products | Existing | Space Heating | Natural Gas | Retrocommissioning | A | Purchases (Cumulative) | Achievable Economic UCT Potential | 0 | 0 | 0 | 0 | 0 | 27.9422 | 55.8692 | 83.6314 | 111.4086 | 139.2088 | 166.6559 | 194.0281 | 221.3447 | 248.2275 | 275.2129 | 301.941 | 328.6726 | 355.2696 | 381.6294 | 408.0204 | 434.3022 | 460.4819 | 486.5661 | 512.5618 | 538.4754 | 538.4754 | 538.4754 | 538.4754 | 538.4754 | 538.4754 | 538.4754
F1_Industrial_Food Products_Existing_Process_Natural Gas_Retrocommissioning_A_Achievable Economic UCT Potential | F1 | Industrial | Food Products | Existing | Process | Natural Gas | Retrocommissioning | A | Integrated Unit Energy Savings (kWh or therms) | Achievable Economic UCT Potential | 0 | 0 | 0 | 0 | 0 | 0 | 0 | 0 | 0 | 0 | 0 | 0 | 0 | 0 | 0 | 0 | 0 | 0 | 0 | 0 | 0 | 0 | 0 | 0 | 0 | 0 | 0 | 0 | 0 | 0 | 0
F2_Industrial_Food Products_Existing_Process_Natural Gas_Retrocommissioning_A_Achievable Economic UCT Potential | F2 | Industrial | Food Products | Existing | Process | Natural Gas | Retrocommissioning | A | Integrated Unit Summer Peak Savings (kW) | Achievable Economic UCT Potential | 0 | 0 | 0 | 0 | 0 | 0 | 0 | 0 | 0 | 0 | 0 | 0 | 0 | 0 | 0 | 0 | 0 | 0 | 0 | 0 | 0 | 0 | 0 | 0 | 0 | 0 | 0 | 0 | 0 | 0 | 0
F3_Industrial_Food Products_Existing_Process_Natural Gas_Retrocommissioning_A_Achievable Economic UCT Potential | F3 | Industrial | Food Products | Existing | Process | Natural Gas | Retrocommissioning | A | Integrated Unit Winter Peak Savings (kW) | Achievable Economic UCT Potential | 0 | 0 | 0 | 0 | 0 | 0 | 0 | 0 | 0 | 0 | 0 | 0 | 0 | 0 | 0 | 0 | 0 | 0 | 0 | 0 | 0 | 0 | 0 | 0 | 0 | 0 | 0 | 0 | 0 | 0 | 0
F4_Industrial_Food Products_Existing_Process_Natural Gas_Retrocommissioning_A_Achievable Economic UCT Potential | F4 | Industrial | Food Products | Existing | Process | Natural Gas | Retrocommissioning | A | Incremental Energy Savings (MWh or mTherms) | Achievable Economic UCT Potential | 0 | 0 | 0 | 0 | 0 | 0 | 0 | 0 | 0 | 0 | 0 | 0 | 0 | 0 | 0 | 0 | 0 | 0 | 0 | 0 | 0 | 0 | 0 | 0 | 0 | 0 | 0 | 0 | 0 | 0 | 0
F5_Industrial_Food Products_Existing_Process_Natural Gas_Retrocommissioning_A_Achievable Economic UCT Potential | F5 | Industrial | Food Products | Existing | Process | Natural Gas | Retrocommissioning | A | Incremental Summer Peak Savings (MW) | Achievable Economic UCT Potential | 0 | 0 | 0 | 0 | 0 | 0 | 0 | 0 | 0 | 0 | 0 | 0 | 0 | 0 | 0 | 0 | 0 | 0 | 0 | 0 | 0 | 0 | 0 | 0 | 0 | 0 | 0 | 0 | 0 | 0 | 0
F6_Industrial_Food Products_Existing_Process_Natural Gas_Retrocommissioning_A_Achievable Economic UCT Potential | F6 | Industrial | Food Products | Existing | Process | Natural Gas | Retrocommissioning | A | Incremental Winter Peak Savings (MW) | Achievable Economic UCT Potential | 0 | 0 | 0 | 0 | 0 | 0 | 0 | 0 | 0 | 0 | 0 | 0 | 0 | 0 | 0 | 0 | 0 | 0 | 0 | 0 | 0 | 0 | 0 | 0 | 0 | 0 | 0 | 0 | 0 | 0 | 0
F7_Industrial_Food Products_Existing_Process_Natural Gas_Retrocommissioning_A_Achievable Economic UCT Potential | F7 | Industrial | Food Products | Existing | Process | Natural Gas | Retrocommissioning | A | Cumulative Energy Savings (MWh or mTherms) | Achievable Economic UCT Potential | 0 | 0 | 0 | 0 | 0 | 0 | 0 | 0 | 0 | 0 | 0 | 0 | 0 | 0 | 0 | 0 | 0 | 0 | 0 | 0 | 0 | 0 | 0 | 0 | 0 | 0 | 0 | 0 | 0 | 0 | 0
F8_Industrial_Food Products_Existing_Process_Natural Gas_Retrocommissioning_A_Achievable Economic UCT Potential | F8 | Industrial | Food Products | Existing | Process | Natural Gas | Retrocommissioning | A | Cumulative Summer Peak Savings (MW) | Achievable Economic UCT Potential | 0 | 0 | 0 | 0 | 0 | 0 | 0 | 0 | 0 | 0 | 0 | 0 | 0 | 0 | 0 | 0 | 0 | 0 | 0 | 0 | 0 | 0 | 0 | 0 | 0 | 0 | 0 | 0 | 0 | 0 | 0
F9_Industrial_Food Products_Existing_Process_Natural Gas_Retrocommissioning_A_Achievable Economic UCT Potential | F9 | Industrial | Food Products | Existing | Process | Natural Gas | Retrocommissioning | A | Cumulative Winter Peak Savings (MW) | Achievable Economic UCT Potential | 0 | 0 | 0 | 0 | 0 | 0 | 0 | 0 | 0 | 0 | 0 | 0 | 0 | 0 | 0 | 0 | 0 | 0 | 0 | 0 | 0 | 0 | 0 | 0 | 0 | 0 | 0 | 0 | 0 | 0 | 0
F10_Industrial_Food Products_Existing_Process_Natural Gas_Retrocommissioning_A_Achievable Economic UCT Potential | F10 | Industrial | Food Products | Existing | Process | Natural Gas | Retrocommissioning | A | Purchases (Incremental) | Achievable Economic UCT Potential | 0 | 0 | 0 | 0 | 0 | 27.9422 | 27.9269 | 27.7622 | 27.7772 | 27.8002 | 27.4472 | 27.3722 | 27.3166 | 26.8828 | 26.9854 | 26.7281 | 26.7316 | 26.597 | 26.3598 | 26.391 | 26.2819 | 26.1797 | 26.0843 | 25.9956 | 25.9136 | 0 | 0 | 0 | 0 | 0 | 0
F11_Industrial_Food Products_Existing_Process_Natural Gas_Retrocommissioning_A_Achievable Economic UCT Potential | F11 | Industrial | Food Products | Existing | Process | Natural Gas | Retrocommissioning | A | Purchases (Cumulative) | Achievable Economic UCT Potential | 0 | 0 | 0 | 0 | 0 | 27.9422 | 55.8692 | 83.6314 | 111.4086 | 139.2088 | 166.6559 | 194.0281 | 221.3447 | 248.2275 | 275.2129 | 301.941 | 328.6726 | 355.2696 | 381.6294 | 408.0204 | 434.3022 | 460.4819 | 486.5661 | 512.5618 | 538.4754 | 538.4754 | 538.4754 | 538.4754 | 538.4754 | 538.4754 | 538.4754
F1_Industrial_Food Products_New_Space Heating_Natural Gas_Insulation - Roof/Ceiling_A_Achievable Economic UCT Potential | F1 | Industrial | Food Products | New | Space Heating | Natural Gas | Insulation - Roof/Ceiling | A | Integrated Unit Energy Savings (kWh or therms) | Achievable Economic UCT Potential | 0 | 0 | 0 | 0 | 0 | 0.09365 | 0.092093 | 0.090798 | 0.08967 | 0.088646 | 0.087715 | 0.086596 | 0.085378 | 0.084131 | 0.082886 | 0.081744 | 0.080699 | 0.079809 | 0.078673 | 0.077799 | 0.077142 | 0.076634 | 0.076367 | 0.076212 | 0.07614 | 0.076125 | 0.076132 | 0.076163 | 0 | 0 | 0
F2_Industrial_Food Products_New_Space Heating_Natural Gas_Insulation - Roof/Ceiling_A_Achievable Economic UCT Potential | F2 | Industrial | Food Products | New | Space Heating | Natural Gas | Insulation - Roof/Ceiling | A | Integrated Unit Summer Peak Savings (kW) | Achievable Economic UCT Potential | 0 | 0 | 0 | 0 | 0 | 0 | 0 | 0 | 0 | 0 | 0 | 0 | 0 | 0 | 0 | 0 | 0 | 0 | 0 | 0 | 0 | 0 | 0 | 0 | 0 | 0 | 0 | 0 | 0 | 0 | 0
F3_Industrial_Food Products_New_Space Heating_Natural Gas_Insulation - Roof/Ceiling_A_Achievable Economic UCT Potential | F3 | Industrial | Food Products | New | Space Heating | Natural Gas | Insulation - Roof/Ceiling | A | Integrated Unit Winter Peak Savings (kW) | Achievable Economic UCT Potential | 0 | 0 | 0 | 0 | 0 | 0 | 0 | 0 | 0 | 0 | 0 | 0 | 0 | 0 | 0 | 0 | 0 | 0 | 0 | 0 | 0 | 0 | 0 | 0 | 0 | 0 | 0 | 0 | 0 | 0 | 0
F4_Industrial_Food Products_New_Space Heating_Natural Gas_Insulation - Roof/Ceiling_A_Achievable Economic UCT Potential | F4 | Industrial | Food Products | New | Space Heating | Natural Gas | Insulation - Roof/Ceiling | A | Incremental Energy Savings (MWh or mTherms) | Achievable Economic UCT Potential | 0 | 0 | 0 | 0 | 0 | 0 | 0 | 0 | 0 | 0 | 0 | 0 | 0 | 0 | 0 | 0 | 0 | 0 | 0 | 0 | 0 | 0 | 0 | 0 | 0 | 0 | 0 | 0 | 0 | 0 | 0
F5_Industrial_Food Products_New_Space Heating_Natural Gas_Insulation - Roof/Ceiling_A_Achievable Economic UCT Potential | F5 | Industrial | Food Products | New | Space Heating | Natural Gas | Insulation - Roof/Ceiling | A | Incremental Summer Peak Savings (MW) | Achievable Economic UCT Potential | 0 | 0 | 0 | 0 | 0 | 0 | 0 | 0 | 0 | 0 | 0 | 0 | 0 | 0 | 0 | 0 | 0 | 0 | 0 | 0 | 0 | 0 | 0 | 0 | 0 | 0 | 0 | 0 | 0 | 0 | 0
F6_Industrial_Food Products_New_Space Heating_Natural Gas_Insulation - Roof/Ceiling_A_Achievable Economic UCT Potential | F6 | Industrial | Food Products | New | Space Heating | Natural Gas | Insulation - Roof/Ceiling | A | Incremental Winter Peak Savings (MW) | Achievable Economic UCT Potential | 0 | 0 | 0 | 0 | 0 | 0 | 0 | 0 | 0 | 0 | 0 | 0 | 0 | 0 | 0 | 0 | 0 | 0 | 0 | 0 | 0 | 0 | 0 | 0 | 0 | 0 | 0 | 0 | 0 | 0 | 0
F7_Industrial_Food Products_New_Space Heating_Natural Gas_Insulation - Roof/Ceiling_A_Achievable Economic UCT Potential | F7 | Industrial | Food Products | New | Space Heating | Natural Gas | Insulation - Roof/Ceiling | A | Cumulative Energy Savings (MWh or mTherms) | Achievable Economic UCT Potential | 0 | 0 | 0 | 0 | 0 | 0 | 0 | 0 | 0 | 0 | 0 | 0 | 0 | 0 | 0 | 0 | 0 | 0 | 0 | 0 | 0 | 0 | 0 | 0 | 0 | 0 | 0 | 0 | 0 | 0 | 0
F8_Industrial_Food Products_New_Space Heating_Natural Gas_Insulation - Roof/Ceiling_A_Achievable Economic UCT Potential | F8 | Industrial | Food Products | New | Space Heating | Natural Gas | Insulation - Roof/Ceiling | A | Cumulative Summer Peak Savings (MW) | Achievable Economic UCT Potential | 0 | 0 | 0 | 0 | 0 | 0 | 0 | 0 | 0 | 0 | 0 | 0 | 0 | 0 | 0 | 0 | 0 | 0 | 0 | 0 | 0 | 0 | 0 | 0 | 0 | 0 | 0 | 0 | 0 | 0 | 0
F9_Industrial_Food Products_New_Space Heating_Natural Gas_Insulation - Roof/Ceiling_A_Achievable Economic UCT Potential | F9 | Industrial | Food Products | New | Space Heating | Natural Gas | Insulation - Roof/Ceiling | A | Cumulative Winter Peak Savings (MW) | Achievable Economic UCT Potential | 0 | 0 | 0 | 0 | 0 | 0 | 0 | 0 | 0 | 0 | 0 | 0 | 0 | 0 | 0 | 0 | 0 | 0 | 0 | 0 | 0 | 0 | 0 | 0 | 0 | 0 | 0 | 0 | 0 | 0 | 0
F10_Industrial_Food Products_New_Space Heating_Natural Gas_Insulation - Roof/Ceiling_A_Achievable Economic UCT Potential | F10 | Industrial | Food Products | New | Space Heating | Natural Gas | Insulation - Roof/Ceiling | A | Purchases (Incremental) | Achievable Economic UCT Potential | 0 | 0 | 0 | 0 | 0 | 0 | 0 | 0 | 0 | 0 | 0 | 0 | 0 | 0 | 0 | 0 | 0 | 0 | 0 | 0 | 0 | 0 | 0 | 0 | 0 | 0 | 0 | 0 | 0 | 0 | 0
F11_Industrial_Food Products_New_Space Heating_Natural Gas_Insulation - Roof/Ceiling_A_Achievable Economic UCT Potential | F11 | Industrial | Food Products | New | Space Heating | Natural Gas | Insulation - Roof/Ceiling | A | Purchases (Cumulative) | Achievable Economic UCT Potential | 0 | 0 | 0 | 0 | 0 | 0 | 0 | 0 | 0 | 0 | 0 | 0 | 0 | 0 | 0 | 0 | 0 | 0 | 0 | 0 | 0 | 0 | 0 | 0 | 0 | 0 | 0 | 0 | 0 | 0 | 0
F1_Industrial_Food Products_New_Space Heating_Natural Gas_Insulation - Wall Cavity_A_Achievable Economic UCT Potential | F1 | Industrial | Food Products | New | Space Heating | Natural Gas | Insulation - Wall Cavity | A | Integrated Unit Energy Savings (kWh or therms) | Achievable Economic UCT Potential | 0 | 0 | 0 | 0 | 0 | 0.016866 | 0.016585 | 0.016352 | 0.016149 | 0.015964 | 0.015797 | 0.015595 | 0.015376 | 0.015151 | 0.014927 | 0.014721 | 0.014533 | 0.014373 | 0.014168 | 0.014011 | 0.013893 | 0.013801 | 0.013753 | 0.013725 | 0.013712 | 0.013709 | 0.013711 | 0.013716 | 0 | 0 | 0
F2_Industrial_Food Products_New_Space Heating_Natural Gas_Insulation - Wall Cavity_A_Achievable Economic UCT Potential | F2 | Industrial | Food Products | New | Space Heating | Natural Gas | Insulation - Wall Cavity | A | Integrated Unit Summer Peak Savings (kW) | Achievable Economic UCT Potential | 0 | 0 | 0 | 0 | 0 | 0 | 0 | 0 | 0 | 0 | 0 | 0 | 0 | 0 | 0 | 0 | 0 | 0 | 0 | 0 | 0 | 0 | 0 | 0 | 0 | 0 | 0 | 0 | 0 | 0 | 0
F3_Industrial_Food Products_New_Space Heating_Natural Gas_Insulation - Wall Cavity_A_Achievable Economic UCT Potential | F3 | Industrial | Food Products | New | Space Heating | Natural Gas | Insulation - Wall Cavity | A | Integrated Unit Winter Peak Savings (kW) | Achievable Economic UCT Potential | 0 | 0 | 0 | 0 | 0 | 0 | 0 | 0 | 0 | 0 | 0 | 0 | 0 | 0 | 0 | 0 | 0 | 0 | 0 | 0 | 0 | 0 | 0 | 0 | 0 | 0 | 0 | 0 | 0 | 0 | 0
F4_Industrial_Food Products_New_Space Heating_Natural Gas_Insulation - Wall Cavity_A_Achievable Economic UCT Potential | F4 | Industrial | Food Products | New | Space Heating | Natural Gas | Insulation - Wall Cavity | A | Incremental Energy Savings (MWh or mTherms) | Achievable Economic UCT Potential | 0 | 0 | 0 | 0 | 0 | 0 | 0 | 0 | 0 | 0 | 0 | 0 | 0 | 0 | 0 | 0 | 0 | 0 | 0 | 0 | 0 | 0 | 0 | 0 | 0 | 0 | 0 | 0 | 0 | 0 | 0
F5_Industrial_Food Products_New_Space Heating_Natural Gas_Insulation - Wall Cavity_A_Achievable Economic UCT Potential | F5 | Industrial | Food Products | New | Space Heating | Natural Gas | Insulation - Wall Cavity | A | Incremental Summer Peak Savings (MW) | Achievable Economic UCT Potential | 0 | 0 | 0 | 0 | 0 | 0 | 0 | 0 | 0 | 0 | 0 | 0 | 0 | 0 | 0 | 0 | 0 | 0 | 0 | 0 | 0 | 0 | 0 | 0 | 0 | 0 | 0 | 0 | 0 | 0 | 0
F6_Industrial_Food Products_New_Space Heating_Natural Gas_Insulation - Wall Cavity_A_Achievable Economic UCT Potential | F6 | Industrial | Food Products | New | Space Heating | Natural Gas | Insulation - Wall Cavity | A | Incremental Winter Peak Savings (MW) | Achievable Economic UCT Potential | 0 | 0 | 0 | 0 | 0 | 0 | 0 | 0 | 0 | 0 | 0 | 0 | 0 | 0 | 0 | 0 | 0 | 0 | 0 | 0 | 0 | 0 | 0 | 0 | 0 | 0 | 0 | 0 | 0 | 0 | 0
F7_Industrial_Food Products_New_Space Heating_Natural Gas_Insulation - Wall Cavity_A_Achievable Economic UCT Potential | F7 | Industrial | Food Products | New | Space Heating | Natural Gas | Insulation - Wall Cavity | A | Cumulative Energy Savings (MWh or mTherms) | Achievable Economic UCT Potential | 0 | 0 | 0 | 0 | 0 | 0 | 0 | 0 | 0 | 0 | 0 | 0 | 0 | 0 | 0 | 0 | 0 | 0 | 0 | 0 | 0 | 0 | 0 | 0 | 0 | 0 | 0 | 0 | 0 | 0 | 0
F8_Industrial_Food Products_New_Space Heating_Natural Gas_Insulation - Wall Cavity_A_Achievable Economic UCT Potential | F8 | Industrial | Food Products | New | Space Heating | Natural Gas | Insulation - Wall Cavity | A | Cumulative Summer Peak Savings (MW) | Achievable Economic UCT Potential | 0 | 0 | 0 | 0 | 0 | 0 | 0 | 0 | 0 | 0 | 0 | 0 | 0 | 0 | 0 | 0 | 0 | 0 | 0 | 0 | 0 | 0 | 0 | 0 | 0 | 0 | 0 | 0 | 0 | 0 | 0
F9_Industrial_Food Products_New_Space Heating_Natural Gas_Insulation - Wall Cavity_A_Achievable Economic UCT Potential | F9 | Industrial | Food Products | New | Space Heating | Natural Gas | Insulation - Wall Cavity | A | Cumulative Winter Peak Savings (MW) | Achievable Economic UCT Potential | 0 | 0 | 0 | 0 | 0 | 0 | 0 | 0 | 0 | 0 | 0 | 0 | 0 | 0 | 0 | 0 | 0 | 0 | 0 | 0 | 0 | 0 | 0 | 0 | 0 | 0 | 0 | 0 | 0 | 0 | 0
F10_Industrial_Food Products_New_Space Heating_Natural Gas_Insulation - Wall Cavity_A_Achievable Economic UCT Potential | F10 | Industrial | Food Products | New | Space Heating | Natural Gas | Insulation - Wall Cavity | A | Purchases (Incremental) | Achievable Economic UCT Potential | 0 | 0 | 0 | 0 | 0 | 0 | 0 | 0 | 0 | 0 | 0 | 0 | 0 | 0 | 0 | 0 | 0 | 0 | 0 | 0 | 0 | 0 | 0 | 0 | 0 | 0 | 0 | 0 | 0 | 0 | 0
F11_Industrial_Food Products_New_Space Heating_Natural Gas_Insulation - Wall Cavity_A_Achievable Economic UCT Potential | F11 | Industrial | Food Products | New | Space Heating | Natural Gas | Insulation - Wall Cavity | A | Purchases (Cumulative) | Achievable Economic UCT Potential | 0 | 0 | 0 | 0 | 0 | 0 | 0 | 0 | 0 | 0 | 0 | 0 | 0 | 0 | 0 | 0 | 0 | 0 | 0 | 0 | 0 | 0 | 0 | 0 | 0 | 0 | 0 | 0 | 0 | 0 | 0
F1_Industrial_Food Products_New_Space Heating_Natural Gas_Insulation - Ducting_A_Achievable Economic UCT Potential | F1 | Industrial | Food Products | New | Space Heating | Natural Gas | Insulation - Ducting | A | Integrated Unit Energy Savings (kWh or therms) | Achievable Economic UCT Potential | 0 | 0 | 0 | 0 | 0 | 0 | 0 | 0 | 0 | 0 | 0 | 0 | 0 | 0 | 0 | 0 | 0 | 0 | 0 | 0 | 0 | 0 | 0 | 0 | 0 | 0 | 0 | 0 | 0 | 0 | 0
F2_Industrial_Food Products_New_Space Heating_Natural Gas_Insulation - Ducting_A_Achievable Economic UCT Potential | F2 | Industrial | Food Products | New | Space Heating | Natural Gas | Insulation - Ducting | A | Integrated Unit Summer Peak Savings (kW) | Achievable Economic UCT Potential | 0 | 0 | 0 | 0 | 0 | 0 | 0 | 0 | 0 | 0 | 0 | 0 | 0 | 0 | 0 | 0 | 0 | 0 | 0 | 0 | 0 | 0 | 0 | 0 | 0 | 0 | 0 | 0 | 0 | 0 | 0
F3_Industrial_Food Products_New_Space Heating_Natural Gas_Insulation - Ducting_A_Achievable Economic UCT Potential | F3 | Industrial | Food Products | New | Space Heating | Natural Gas | Insulation - Ducting | A | Integrated Unit Winter Peak Savings (kW) | Achievable Economic UCT Potential | 0 | 0 | 0 | 0 | 0 | 0 | 0 | 0 | 0 | 0 | 0 | 0 | 0 | 0 | 0 | 0 | 0 | 0 | 0 | 0 | 0 | 0 | 0 | 0 | 0 | 0 | 0 | 0 | 0 | 0 | 0
F4_Industrial_Food Products_New_Space Heating_Natural Gas_Insulation - Ducting_A_Achievable Economic UCT Potential | F4 | Industrial | Food Products | New | Space Heating | Natural Gas | Insulation - Ducting | A | Incremental Energy Savings (MWh or mTherms) | Achievable Economic UCT Potential | 0 | 0 | 0 | 0 | 0 | 0 | 0 | 0 | 0 | 0 | 0 | 0 | 0 | 0 | 0 | 0 | 0 | 0 | 0 | 0 | 0 | 0 | 0 | 0 | 0 | 0 | 0 | 0 | 0 | 0 | 0
F5_Industrial_Food Products_New_Space Heating_Natural Gas_Insulation - Ducting_A_Achievable Economic UCT Potential | F5 | Industrial | Food Products | New | Space Heating | Natural Gas | Insulation - Ducting | A | Incremental Summer Peak Savings (MW) | Achievable Economic UCT Potential | 0 | 0 | 0 | 0 | 0 | 0 | 0 | 0 | 0 | 0 | 0 | 0 | 0 | 0 | 0 | 0 | 0 | 0 | 0 | 0 | 0 | 0 | 0 | 0 | 0 | 0 | 0 | 0 | 0 | 0 | 0
F6_Industrial_Food Products_New_Space Heating_Natural Gas_Insulation - Ducting_A_Achievable Economic UCT Potential | F6 | Industrial | Food Products | New | Space Heating | Natural Gas | Insulation - Ducting | A | Incremental Winter Peak Savings (MW) | Achievable Economic UCT Potential | 0 | 0 | 0 | 0 | 0 | 0 | 0 | 0 | 0 | 0 | 0 | 0 | 0 | 0 | 0 | 0 | 0 | 0 | 0 | 0 | 0 | 0 | 0 | 0 | 0 | 0 | 0 | 0 | 0 | 0 | 0
F7_Industrial_Food Products_New_Space Heating_Natural Gas_Insulation - Ducting_A_Achievable Economic UCT Potential | F7 | Industrial | Food Products | New | Space Heating | Natural Gas | Insulation - Ducting | A | Cumulative Energy Savings (MWh or mTherms) | Achievable Economic UCT Potential | 0 | 0 | 0 | 0 | 0 | 0 | 0 | 0 | 0 | 0 | 0 | 0 | 0 | 0 | 0 | 0 | 0 | 0 | 0 | 0 | 0 | 0 | 0 | 0 | 0 | 0 | 0 | 0 | 0 | 0 | 0
F8_Industrial_Food Products_New_Space Heating_Natural Gas_Insulation - Ducting_A_Achievable Economic UCT Potential | F8 | Industrial | Food Products | New | Space Heating | Natural Gas | Insulation - Ducting | A | Cumulative Summer Peak Savings (MW) | Achievable Economic UCT Potential | 0 | 0 | 0 | 0 | 0 | 0 | 0 | 0 | 0 | 0 | 0 | 0 | 0 | 0 | 0 | 0 | 0 | 0 | 0 | 0 | 0 | 0 | 0 | 0 | 0 | 0 | 0 | 0 | 0 | 0 | 0
F9_Industrial_Food Products_New_Space Heating_Natural Gas_Insulation - Ducting_A_Achievable Economic UCT Potential | F9 | Industrial | Food Products | New | Space Heating | Natural Gas | Insulation - Ducting | A | Cumulative Winter Peak Savings (MW) | Achievable Economic UCT Potential | 0 | 0 | 0 | 0 | 0 | 0 | 0 | 0 | 0 | 0 | 0 | 0 | 0 | 0 | 0 | 0 | 0 | 0 | 0 | 0 | 0 | 0 | 0 | 0 | 0 | 0 | 0 | 0 | 0 | 0 | 0
F10_Industrial_Food Products_New_Space Heating_Natural Gas_Insulation - Ducting_A_Achievable Economic UCT Potential | F10 | Industrial | Food Products | New | Space Heating | Natural Gas | Insulation - Ducting | A | Purchases (Incremental) | Achievable Economic UCT Potential | 0 | 0 | 0 | 0 | 0 | 0 | 0 | 0 | 0 | 0 | 0 | 0 | 0 | 0 | 0 | 0 | 0 | 0 | 0 | 0 | 0 | 0 | 0 | 0 | 0 | 0 | 0 | 0 | 0 | 0 | 0
F11_Industrial_Food Products_New_Space Heating_Natural Gas_Insulation - Ducting_A_Achievable Economic UCT Potential | F11 | Industrial | Food Products | New | Space Heating | Natural Gas | Insulation - Ducting | A | Purchases (Cumulative) | Achievable Economic UCT Potential | 0 | 0 | 0 | 0 | 0 | 0 | 0 | 0 | 0 | 0 | 0 | 0 | 0 | 0 | 0 | 0 | 0 | 0 | 0 | 0 | 0 | 0 | 0 | 0 | 0 | 0 | 0 | 0 | 0 | 0 | 0
F1_Industrial_Food Products_New_Space Heating_Natural Gas_HVAC - Duct Repair and Sealing_A_Achievable Economic UCT Potential | F1 | Industrial | Food Products | New | Space Heating | Natural Gas | HVAC - Duct Repair and Sealing | A | Integrated Unit Energy Savings (kWh or therms) | Achievable Economic UCT Potential | 0 | 0 | 0 | 0 | 0 | 0 | 0 | 0 | 0 | 0 | 0 | 0 | 0 | 0 | 0 | 0 | 0 | 0 | 0 | 0 | 0 | 0 | 0 | 0 | 0 | 0 | 0 | 0 | 0 | 0 | 0
F2_Industrial_Food Products_New_Space Heating_Natural Gas_HVAC - Duct Repair and Sealing_A_Achievable Economic UCT Potential | F2 | Industrial | Food Products | New | Space Heating | Natural Gas | HVAC - Duct Repair and Sealing | A | Integrated Unit Summer Peak Savings (kW) | Achievable Economic UCT Potential | 0 | 0 | 0 | 0 | 0 | 0 | 0 | 0 | 0 | 0 | 0 | 0 | 0 | 0 | 0 | 0 | 0 | 0 | 0 | 0 | 0 | 0 | 0 | 0 | 0 | 0 | 0 | 0 | 0 | 0 | 0
F3_Industrial_Food Products_New_Space Heating_Natural Gas_HVAC - Duct Repair and Sealing_A_Achievable Economic UCT Potential | F3 | Industrial | Food Products | New | Space Heating | Natural Gas | HVAC - Duct Repair and Sealing | A | Integrated Unit Winter Peak Savings (kW) | Achievable Economic UCT Potential | 0 | 0 | 0 | 0 | 0 | 0 | 0 | 0 | 0 | 0 | 0 | 0 | 0 | 0 | 0 | 0 | 0 | 0 | 0 | 0 | 0 | 0 | 0 | 0 | 0 | 0 | 0 | 0 | 0 | 0 | 0
F4_Industrial_Food Products_New_Space Heating_Natural Gas_HVAC - Duct Repair and Sealing_A_Achievable Economic UCT Potential | F4 | Industrial | Food Products | New | Space Heating | Natural Gas | HVAC - Duct Repair and Sealing | A | Incremental Energy Savings (MWh or mTherms) | Achievable Economic UCT Potential | 0 | 0 | 0 | 0 | 0 | 0 | 0 | 0 | 0 | 0 | 0 | 0 | 0 | 0 | 0 | 0 | 0 | 0 | 0 | 0 | 0 | 0 | 0 | 0 | 0 | 0 | 0 | 0 | 0 | 0 | 0
F5_Industrial_Food Products_New_Space Heating_Natural Gas_HVAC - Duct Repair and Sealing_A_Achievable Economic UCT Potential | F5 | Industrial | Food Products | New | Space Heating | Natural Gas | HVAC - Duct Repair and Sealing | A | Incremental Summer Peak Savings (MW) | Achievable Economic UCT Potential | 0 | 0 | 0 | 0 | 0 | 0 | 0 | 0 | 0 | 0 | 0 | 0 | 0 | 0 | 0 | 0 | 0 | 0 | 0 | 0 | 0 | 0 | 0 | 0 | 0 | 0 | 0 | 0 | 0 | 0 | 0
F6_Industrial_Food Products_New_Space Heating_Natural Gas_HVAC - Duct Repair and Sealing_A_Achievable Economic UCT Potential | F6 | Industrial | Food Products | New | Space Heating | Natural Gas | HVAC - Duct Repair and Sealing | A | Incremental Winter Peak Savings (MW) | Achievable Economic UCT Potential | 0 | 0 | 0 | 0 | 0 | 0 | 0 | 0 | 0 | 0 | 0 | 0 | 0 | 0 | 0 | 0 | 0 | 0 | 0 | 0 | 0 | 0 | 0 | 0 | 0 | 0 | 0 | 0 | 0 | 0 | 0
F7_Industrial_Food Products_New_Space Heating_Natural Gas_HVAC - Duct Repair and Sealing_A_Achievable Economic UCT Potential | F7 | Industrial | Food Products | New | Space Heating | Natural Gas | HVAC - Duct Repair and Sealing | A | Cumulative Energy Savings (MWh or mTherms) | Achievable Economic UCT Potential | 0 | 0 | 0 | 0 | 0 | 0 | 0 | 0 | 0 | 0 | 0 | 0 | 0 | 0 | 0 | 0 | 0 | 0 | 0 | 0 | 0 | 0 | 0 | 0 | 0 | 0 | 0 | 0 | 0 | 0 | 0
F8_Industrial_Food Products_New_Space Heating_Natural Gas_HVAC - Duct Repair and Sealing_A_Achievable Economic UCT Potential | F8 | Industrial | Food Products | New | Space Heating | Natural Gas | HVAC - Duct Repair and Sealing | A | Cumulative Summer Peak Savings (MW) | Achievable Economic UCT Potential | 0 | 0 | 0 | 0 | 0 | 0 | 0 | 0 | 0 | 0 | 0 | 0 | 0 | 0 | 0 | 0 | 0 | 0 | 0 | 0 | 0 | 0 | 0 | 0 | 0 | 0 | 0 | 0 | 0 | 0 | 0
F9_Industrial_Food Products_New_Space Heating_Natural Gas_HVAC - Duct Repair and Sealing_A_Achievable Economic UCT Potential | F9 | Industrial | Food Products | New | Space Heating | Natural Gas | HVAC - Duct Repair and Sealing | A | Cumulative Winter Peak Savings (MW) | Achievable Economic UCT Potential | 0 | 0 | 0 | 0 | 0 | 0 | 0 | 0 | 0 | 0 | 0 | 0 | 0 | 0 | 0 | 0 | 0 | 0 | 0 | 0 | 0 | 0 | 0 | 0 | 0 | 0 | 0 | 0 | 0 | 0 | 0
F10_Industrial_Food Products_New_Space Heating_Natural Gas_HVAC - Duct Repair and Sealing_A_Achievable Economic UCT Potential | F10 | Industrial | Food Products | New | Space Heating | Natural Gas | HVAC - Duct Repair and Sealing | A | Purchases (Incremental) | Achievable Economic UCT Potential | 0 | 0 | 0 | 0 | 0 | 0 | 0 | 0 | 0 | 0 | 0 | 0 | 0 | 0 | 0 | 0 | 0 | 0 | 0 | 0 | 0 | 0 | 0 | 0 | 0 | 0 | 0 | 0 | 0 | 0 | 0
F11_Industrial_Food Products_New_Space Heating_Natural Gas_HVAC - Duct Repair and Sealing_A_Achievable Economic UCT Potential | F11 | Industrial | Food Products | New | Space Heating | Natural Gas | HVAC - Duct Repair and Sealing | A | Purchases (Cumulative) | Achievable Economic UCT Potential | 0 | 0 | 0 | 0 | 0 | 0 | 0 | 0 | 0 | 0 | 0 | 0 | 0 | 0 | 0 | 0 | 0 | 0 | 0 | 0 | 0 | 0 | 0 | 0 | 0 | 0 | 0 | 0 | 0 | 0 | 0
F1_Industrial_Food Products_New_Space Heating_Natural Gas_Windows - High Efficiency_A_Achievable Economic UCT Potential | F1 | Industrial | Food Products | New | Space Heating | Natural Gas | Windows - High Efficiency | A | Integrated Unit Energy Savings (kWh or therms) | Achievable Economic UCT Potential | 0 | 0 | 0 | 0 | 0 | 0.0053525 | 0.0052635 | 0.0051895 | 0.0051251 | 0.0050665 | 0.0050133 | 0.0049493 | 0.0048797 | 0.0048085 | 0.0047373 | 0.004672 | 0.0046123 | 0.0045614 | 0.0044965 | 0.0044466 | 0.004409 | 0.00438 | 0.0043647 | 0.0043559 | 0.0043518 | 0.0043509 | 0.0043513 | 0.004353 | 0 | 0 | 0
F2_Industrial_Food Products_New_Space Heating_Natural Gas_Windows - High Efficiency_A_Achievable Economic UCT Potential | F2 | Industrial | Food Products | New | Space Heating | Natural Gas | Windows - High Efficiency | A | Integrated Unit Summer Peak Savings (kW) | Achievable Economic UCT Potential | 0 | 0 | 0 | 0 | 0 | 0 | 0 | 0 | 0 | 0 | 0 | 0 | 0 | 0 | 0 | 0 | 0 | 0 | 0 | 0 | 0 | 0 | 0 | 0 | 0 | 0 | 0 | 0 | 0 | 0 | 0
F3_Industrial_Food Products_New_Space Heating_Natural Gas_Windows - High Efficiency_A_Achievable Economic UCT Potential | F3 | Industrial | Food Products | New | Space Heating | Natural Gas | Windows - High Efficiency | A | Integrated Unit Winter Peak Savings (kW) | Achievable Economic UCT Potential | 0 | 0 | 0 | 0 | 0 | 0 | 0 | 0 | 0 | 0 | 0 | 0 | 0 | 0 | 0 | 0 | 0 | 0 | 0 | 0 | 0 | 0 | 0 | 0 | 0 | 0 | 0 | 0 | 0 | 0 | 0
F4_Industrial_Food Products_New_Space Heating_Natural Gas_Windows - High Efficiency_A_Achievable Economic UCT Potential | F4 | Industrial | Food Products | New | Space Heating | Natural Gas | Windows - High Efficiency | A | Incremental Energy Savings (MWh or mTherms) | Achievable Economic UCT Potential | 0 | 0 | 0 | 0 | 0 | 0 | 0 | 0 | 0 | 0 | 0 | 0 | 0 | 0 | 0 | 0 | 0 | 0 | 0 | 0 | 0 | 0 | 0 | 0 | 0 | 0 | 0 | 0 | 0 | 0 | 0
F5_Industrial_Food Products_New_Space Heating_Natural Gas_Windows - High Efficiency_A_Achievable Economic UCT Potential | F5 | Industrial | Food Products | New | Space Heating | Natural Gas | Windows - High Efficiency | A | Incremental Summer Peak Savings (MW) | Achievable Economic UCT Potential | 0 | 0 | 0 | 0 | 0 | 0 | 0 | 0 | 0 | 0 | 0 | 0 | 0 | 0 | 0 | 0 | 0 | 0 | 0 | 0 | 0 | 0 | 0 | 0 | 0 | 0 | 0 | 0 | 0 | 0 | 0
F6_Industrial_Food Products_New_Space Heating_Natural Gas_Windows - High Efficiency_A_Achievable Economic UCT Potential | F6 | Industrial | Food Products | New | Space Heating | Natural Gas | Windows - High Efficiency | A | Incremental Winter Peak Savings (MW) | Achievable Economic UCT Potential | 0 | 0 | 0 | 0 | 0 | 0 | 0 | 0 | 0 | 0 | 0 | 0 | 0 | 0 | 0 | 0 | 0 | 0 | 0 | 0 | 0 | 0 | 0 | 0 | 0 | 0 | 0 | 0 | 0 | 0 | 0
F7_Industrial_Food Products_New_Space Heating_Natural Gas_Windows - High Efficiency_A_Achievable Economic UCT Potential | F7 | Industrial | Food Products | New | Space Heating | Natural Gas | Windows - High Efficiency | A | Cumulative Energy Savings (MWh or mTherms) | Achievable Economic UCT Potential | 0 | 0 | 0 | 0 | 0 | 0 | 0 | 0 | 0 | 0 | 0 | 0 | 0 | 0 | 0 | 0 | 0 | 0 | 0 | 0 | 0 | 0 | 0 | 0 | 0 | 0 | 0 | 0 | 0 | 0 | 0
F8_Industrial_Food Products_New_Space Heating_Natural Gas_Windows - High Efficiency_A_Achievable Economic UCT Potential | F8 | Industrial | Food Products | New | Space Heating | Natural Gas | Windows - High Efficiency | A | Cumulative Summer Peak Savings (MW) | Achievable Economic UCT Potential | 0 | 0 | 0 | 0 | 0 | 0 | 0 | 0 | 0 | 0 | 0 | 0 | 0 | 0 | 0 | 0 | 0 | 0 | 0 | 0 | 0 | 0 | 0 | 0 | 0 | 0 | 0 | 0 | 0 | 0 | 0
F9_Industrial_Food Products_New_Space Heating_Natural Gas_Windows - High Efficiency_A_Achievable Economic UCT Potential | F9 | Industrial | Food Products | New | Space Heating | Natural Gas | Windows - High Efficiency | A | Cumulative Winter Peak Savings (MW) | Achievable Economic UCT Potential | 0 | 0 | 0 | 0 | 0 | 0 | 0 | 0 | 0 | 0 | 0 | 0 | 0 | 0 | 0 | 0 | 0 | 0 | 0 | 0 | 0 | 0 | 0 | 0 | 0 | 0 | 0 | 0 | 0 | 0 | 0
F10_Industrial_Food Products_New_Space Heating_Natural Gas_Windows - High Efficiency_A_Achievable Economic UCT Potential | F10 | Industrial | Food Products | New | Space Heating | Natural Gas | Windows - High Efficiency | A | Purchases (Incremental) | Achievable Economic UCT Potential | 0 | 0 | 0 | 0 | 0 | 0 | 0 | 0 | 0 | 0 | 0 | 0 | 0 | 0 | 0 | 0 | 0 | 0 | 0 | 0 | 0 | 0 | 0 | 0 | 0 | 0 | 0 | 0 | 0 | 0 | 0
F11_Industrial_Food Products_New_Space Heating_Natural Gas_Windows - High Efficiency_A_Achievable Economic UCT Potential | F11 | Industrial | Food Products | New | Space Heating | Natural Gas | Windows - High Efficiency | A | Purchases (Cumulative) | Achievable Economic UCT Potential | 0 | 0 | 0 | 0 | 0 | 0 | 0 | 0 | 0 | 0 | 0 | 0 | 0 | 0 | 0 | 0 | 0 | 0 | 0 | 0 | 0 | 0 | 0 | 0 | 0 | 0 | 0 | 0 | 0 | 0 | 0
F1_Industrial_Food Products_New_Space Heating_Natural Gas_Gas Boiler - Maintenance_A_Achievable Economic UCT Potential | F1 | Industrial | Food Products | New | Space Heating | Natural Gas | Gas Boiler - Maintenance | A | Integrated Unit Energy Savings (kWh or therms) | Achievable Economic UCT Potential | 0 | 0 | 0 | 0 | 0 | 0 | 0 | 0 | 0 | 0 | 0 | 0 | 0 | 0 | 0 | 0 | 0 | 0 | 0 | 0 | 0 | 0 | 0 | 0 | 0 | 0 | 0 | 0 | 0 | 0 | 0
F2_Industrial_Food Products_New_Space Heating_Natural Gas_Gas Boiler - Maintenance_A_Achievable Economic UCT Potential | F2 | Industrial | Food Products | New | Space Heating | Natural Gas | Gas Boiler - Maintenance | A | Integrated Unit Summer Peak Savings (kW) | Achievable Economic UCT Potential | 0 | 0 | 0 | 0 | 0 | 0 | 0 | 0 | 0 | 0 | 0 | 0 | 0 | 0 | 0 | 0 | 0 | 0 | 0 | 0 | 0 | 0 | 0 | 0 | 0 | 0 | 0 | 0 | 0 | 0 | 0
F3_Industrial_Food Products_New_Space Heating_Natural Gas_Gas Boiler - Maintenance_A_Achievable Economic UCT Potential | F3 | Industrial | Food Products | New | Space Heating | Natural Gas | Gas Boiler - Maintenance | A | Integrated Unit Winter Peak Savings (kW) | Achievable Economic UCT Potential | 0 | 0 | 0 | 0 | 0 | 0 | 0 | 0 | 0 | 0 | 0 | 0 | 0 | 0 | 0 | 0 | 0 | 0 | 0 | 0 | 0 | 0 | 0 | 0 | 0 | 0 | 0 | 0 | 0 | 0 | 0
F4_Industrial_Food Products_New_Space Heating_Natural Gas_Gas Boiler - Maintenance_A_Achievable Economic UCT Potential | F4 | Industrial | Food Products | New | Space Heating | Natural Gas | Gas Boiler - Maintenance | A | Incremental Energy Savings (MWh or mTherms) | Achievable Economic UCT Potential | 0 | 0 | 0 | 0 | 0 | 0 | 0 | 0 | 0 | 0 | 0 | 0 | 0 | 0 | 0 | 0 | 0 | 0 | 0 | 0 | 0 | 0 | 0 | 0 | 0 | 0 | 0 | 0 | 0 | 0 | 0
F5_Industrial_Food Products_New_Space Heating_Natural Gas_Gas Boiler - Maintenance_A_Achievable Economic UCT Potential | F5 | Industrial | Food Products | New | Space Heating | Natural Gas | Gas Boiler - Maintenance | A | Incremental Summer Peak Savings (MW) | Achievable Economic UCT Potential | 0 | 0 | 0 | 0 | 0 | 0 | 0 | 0 | 0 | 0 | 0 | 0 | 0 | 0 | 0 | 0 | 0 | 0 | 0 | 0 | 0 | 0 | 0 | 0 | 0 | 0 | 0 | 0 | 0 | 0 | 0
F6_Industrial_Food Products_New_Space Heating_Natural Gas_Gas Boiler - Maintenance_A_Achievable Economic UCT Potential | F6 | Industrial | Food Products | New | Space Heating | Natural Gas | Gas Boiler - Maintenance | A | Incremental Winter Peak Savings (MW) | Achievable Economic UCT Potential | 0 | 0 | 0 | 0 | 0 | 0 | 0 | 0 | 0 | 0 | 0 | 0 | 0 | 0 | 0 | 0 | 0 | 0 | 0 | 0 | 0 | 0 | 0 | 0 | 0 | 0 | 0 | 0 | 0 | 0 | 0
F7_Industrial_Food Products_New_Space Heating_Natural Gas_Gas Boiler - Maintenance_A_Achievable Economic UCT Potential | F7 | Industrial | Food Products | New | Space Heating | Natural Gas | Gas Boiler - Maintenance | A | Cumulative Energy Savings (MWh or mTherms) | Achievable Economic UCT Potential | 0 | 0 | 0 | 0 | 0 | 0 | 0 | 0 | 0 | 0 | 0 | 0 | 0 | 0 | 0 | 0 | 0 | 0 | 0 | 0 | 0 | 0 | 0 | 0 | 0 | 0 | 0 | 0 | 0 | 0 | 0
F8_Industrial_Food Products_New_Space Heating_Natural Gas_Gas Boiler - Maintenance_A_Achievable Economic UCT Potential | F8 | Industrial | Food Products | New | Space Heating | Natural Gas | Gas Boiler - Maintenance | A | Cumulative Summer Peak Savings (MW) | Achievable Economic UCT Potential | 0 | 0 | 0 | 0 | 0 | 0 | 0 | 0 | 0 | 0 | 0 | 0 | 0 | 0 | 0 | 0 | 0 | 0 | 0 | 0 | 0 | 0 | 0 | 0 | 0 | 0 | 0 | 0 | 0 | 0 | 0
F9_Industrial_Food Products_New_Space Heating_Natural Gas_Gas Boiler - Maintenance_A_Achievable Economic UCT Potential | F9 | Industrial | Food Products | New | Space Heating | Natural Gas | Gas Boiler - Maintenance | A | Cumulative Winter Peak Savings (MW) | Achievable Economic UCT Potential | 0 | 0 | 0 | 0 | 0 | 0 | 0 | 0 | 0 | 0 | 0 | 0 | 0 | 0 | 0 | 0 | 0 | 0 | 0 | 0 | 0 | 0 | 0 | 0 | 0 | 0 | 0 | 0 | 0 | 0 | 0
F10_Industrial_Food Products_New_Space Heating_Natural Gas_Gas Boiler - Maintenance_A_Achievable Economic UCT Potential | F10 | Industrial | Food Products | New | Space Heating | Natural Gas | Gas Boiler - Maintenance | A | Purchases (Incremental) | Achievable Economic UCT Potential | 0 | 0 | 0 | 0 | 0 | 0 | 0 | 0 | 0 | 0 | 0 | 0 | 0 | 0 | 0 | 0 | 0 | 0 | 0 | 0 | 0 | 0 | 0 | 0 | 0 | 0 | 0 | 0 | 0 | 0 | 0
F11_Industrial_Food Products_New_Space Heating_Natural Gas_Gas Boiler - Maintenance_A_Achievable Economic UCT Potential | F11 | Industrial | Food Products | New | Space Heating | Natural Gas | Gas Boiler - Maintenance | A | Purchases (Cumulative) | Achievable Economic UCT Potential | 0 | 0 | 0 | 0 | 0 | 0 | 0 | 0 | 0 | 0 | 0 | 0 | 0 | 0 | 0 | 0 | 0 | 0 | 0 | 0 | 0 | 0 | 0 | 0 | 0 | 0 | 0 | 0 | 0 | 0 | 0
F1_Industrial_Food Products_New_Process_Natural Gas_Gas Boiler - Maintenance_A_Achievable Economic UCT Potential | F1 | Industrial | Food Products | New | Process | Natural Gas | Gas Boiler - Maintenance | A | Integrated Unit Energy Savings (kWh or therms) | Achievable Economic UCT Potential | 0 | 0 | 0 | 0 | 0 | 34.75 | 34.75 | 34.75 | 34.75 | 34.75 | 34.75 | 34.75 | 34.75 | 34.75 | 34.75 | 34.75 | 34.75 | 34.75 | 34.75 | 34.75 | 34.75 | 34.75 | 34.75 | 34.75 | 34.75 | 34.75 | 34.75 | 34.75 | 34.75 | 34.75 | 34.75
F2_Industrial_Food Products_New_Process_Natural Gas_Gas Boiler - Maintenance_A_Achievable Economic UCT Potential | F2 | Industrial | Food Products | New | Process | Natural Gas | Gas Boiler - Maintenance | A | Integrated Unit Summer Peak Savings (kW) | Achievable Economic UCT Potential | 0 | 0 | 0 | 0 | 0 | 0 | 0 | 0 | 0 | 0 | 0 | 0 | 0 | 0 | 0 | 0 | 0 | 0 | 0 | 0 | 0 | 0 | 0 | 0 | 0 | 0 | 0 | 0 | 0 | 0 | 0
F3_Industrial_Food Products_New_Process_Natural Gas_Gas Boiler - Maintenance_A_Achievable Economic UCT Potential | F3 | Industrial | Food Products | New | Process | Natural Gas | Gas Boiler - Maintenance | A | Integrated Unit Winter Peak Savings (kW) | Achievable Economic UCT Potential | 0 | 0 | 0 | 0 | 0 | 0 | 0 | 0 | 0 | 0 | 0 | 0 | 0 | 0 | 0 | 0 | 0 | 0 | 0 | 0 | 0 | 0 | 0 | 0 | 0 | 0 | 0 | 0 | 0 | 0 | 0
F4_Industrial_Food Products_New_Process_Natural Gas_Gas Boiler - Maintenance_A_Achievable Economic UCT Potential | F4 | Industrial | Food Products | New | Process | Natural Gas | Gas Boiler - Maintenance | A | Incremental Energy Savings (MWh or mTherms) | Achievable Economic UCT Potential | 0 | 0 | 0 | 0 | 0 | 0.06644 | 0.055172 | 0.044146 | 0.06644 | 0.055172 | 0.044146 | 0.06644 | 0.055172 | 0.044146 | 0.06644 | 0.055172 | 0.044146 | 0.06644 | 0.055172 | 0.044146 | 0.06644 | 0.055172 | 0.044146 | 0.06644 | 0.055172 | 0.044146 | 0.06644 | 0.055172 | 0.044146 | 0.06644 | 0.055172
F5_Industrial_Food Products_New_Process_Natural Gas_Gas Boiler - Maintenance_A_Achievable Economic UCT Potential | F5 | Industrial | Food Products | New | Process | Natural Gas | Gas Boiler - Maintenance | A | Incremental Summer Peak Savings (MW) | Achievable Economic UCT Potential | 0 | 0 | 0 | 0 | 0 | 0 | 0 | 0 | 0 | 0 | 0 | 0 | 0 | 0 | 0 | 0 | 0 | 0 | 0 | 0 | 0 | 0 | 0 | 0 | 0 | 0 | 0 | 0 | 0 | 0 | 0
F6_Industrial_Food Products_New_Process_Natural Gas_Gas Boiler - Maintenance_A_Achievable Economic UCT Potential | F6 | Industrial | Food Products | New | Process | Natural Gas | Gas Boiler - Maintenance | A | Incremental Winter Peak Savings (MW) | Achievable Economic UCT Potential | 0 | 0 | 0 | 0 | 0 | 0 | 0 | 0 | 0 | 0 | 0 | 0 | 0 | 0 | 0 | 0 | 0 | 0 | 0 | 0 | 0 | 0 | 0 | 0 | 0 | 0 | 0 | 0 | 0 | 0 | 0
F7_Industrial_Food Products_New_Process_Natural Gas_Gas Boiler - Maintenance_A_Achievable Economic UCT Potential | F7 | Industrial | Food Products | New | Process | Natural Gas | Gas Boiler - Maintenance | A | Cumulative Energy Savings (MWh or mTherms) | Achievable Economic UCT Potential | 0 | 0 | 0 | 0 | 0 | 0.06644 | 0.12161 | 0.16576 | 0.16576 | 0.16576 | 0.16576 | 0.16576 | 0.16576 | 0.16576 | 0.16576 | 0.16576 | 0.16576 | 0.16576 | 0.16576 | 0.16576 | 0.16576 | 0.16576 | 0.16576 | 0.16576 | 0.16576 | 0.16576 | 0.16576 | 0.16576 | 0 | 0 | 0
F8_Industrial_Food Products_New_Process_Natural Gas_Gas Boiler - Maintenance_A_Achievable Economic UCT Potential | F8 | Industrial | Food Products | New | Process | Natural Gas | Gas Boiler - Maintenance | A | Cumulative Summer Peak Savings (MW) | Achievable Economic UCT Potential | 0 | 0 | 0 | 0 | 0 | 0 | 0 | 0 | 0 | 0 | 0 | 0 | 0 | 0 | 0 | 0 | 0 | 0 | 0 | 0 | 0 | 0 | 0 | 0 | 0 | 0 | 0 | 0 | 0 | 0 | 0
F9_Industrial_Food Products_New_Process_Natural Gas_Gas Boiler - Maintenance_A_Achievable Economic UCT Potential | F9 | Industrial | Food Products | New | Process | Natural Gas | Gas Boiler - Maintenance | A | Cumulative Winter Peak Savings (MW) | Achievable Economic UCT Potential | 0 | 0 | 0 | 0 | 0 | 0 | 0 | 0 | 0 | 0 | 0 | 0 | 0 | 0 | 0 | 0 | 0 | 0 | 0 | 0 | 0 | 0 | 0 | 0 | 0 | 0 | 0 | 0 | 0 | 0 | 0
F10_Industrial_Food Products_New_Process_Natural Gas_Gas Boiler - Maintenance_A_Achievable Economic UCT Potential | F10 | Industrial | Food Products | New | Process | Natural Gas | Gas Boiler - Maintenance | A | Purchases (Incremental) | Achievable Economic UCT Potential | 0 | 0 | 0 | 0 | 0 | 1.9119 | 1.5877 | 1.2704 | 1.9119 | 1.5877 | 1.2704 | 1.9119 | 1.5877 | 1.2704 | 1.9119 | 1.5877 | 1.2704 | 1.9119 | 1.5877 | 1.2704 | 1.9119 | 1.5877 | 1.2704 | 1.9119 | 1.5877 | 1.2704 | 1.9119 | 1.5877 | 1.2704 | 1.9119 | 1.5877
F11_Industrial_Food Products_New_Process_Natural Gas_Gas Boiler - Maintenance_A_Achievable Economic UCT Potential | F11 | Industrial | Food Products | New | Process | Natural Gas | Gas Boiler - Maintenance | A | Purchases (Cumulative) | Achievable Economic UCT Potential | 0 | 0 | 0 | 0 | 0 | 1.9119 | 3.4996 | 4.77 | 4.77 | 4.77 | 4.77 | 4.77 | 4.77 | 4.77 | 4.77 | 4.77 | 4.77 | 4.77 | 4.77 | 4.77 | 4.77 | 4.77 | 4.77 | 4.77 | 4.77 | 4.77 | 4.77 | 4.77 | 4.77 | 4.77 | 4.77
F1_Industrial_Food Products_New_Space Heating_Natural Gas_Gas Furnace - Maintenance_A_Achievable Economic UCT Potential | F1 | Industrial | Food Products | New | Space Heating | Natural Gas | Gas Furnace - Maintenance | A | Integrated Unit Energy Savings (kWh or therms) | Achievable Economic UCT Potential | 0 | 0 | 0 | 0 | 0 | 0 | 0 | 0 | 0 | 0 | 0 | 0 | 0 | 0 | 0 | 0 | 0 | 0 | 0 | 0 | 0 | 0 | 0 | 0 | 0 | 0 | 0 | 0 | 0 | 0 | 0
F2_Industrial_Food Products_New_Space Heating_Natural Gas_Gas Furnace - Maintenance_A_Achievable Economic UCT Potential | F2 | Industrial | Food Products | New | Space Heating | Natural Gas | Gas Furnace - Maintenance | A | Integrated Unit Summer Peak Savings (kW) | Achievable Economic UCT Potential | 0 | 0 | 0 | 0 | 0 | 0 | 0 | 0 | 0 | 0 | 0 | 0 | 0 | 0 | 0 | 0 | 0 | 0 | 0 | 0 | 0 | 0 | 0 | 0 | 0 | 0 | 0 | 0 | 0 | 0 | 0
F3_Industrial_Food Products_New_Space Heating_Natural Gas_Gas Furnace - Maintenance_A_Achievable Economic UCT Potential | F3 | Industrial | Food Products | New | Space Heating | Natural Gas | Gas Furnace - Maintenance | A | Integrated Unit Winter Peak Savings (kW) | Achievable Economic UCT Potential | 0 | 0 | 0 | 0 | 0 | 0 | 0 | 0 | 0 | 0 | 0 | 0 | 0 | 0 | 0 | 0 | 0 | 0 | 0 | 0 | 0 | 0 | 0 | 0 | 0 | 0 | 0 | 0 | 0 | 0 | 0
F4_Industrial_Food Products_New_Space Heating_Natural Gas_Gas Furnace - Maintenance_A_Achievable Economic UCT Potential | F4 | Industrial | Food Products | New | Space Heating | Natural Gas | Gas Furnace - Maintenance | A | Incremental Energy Savings (MWh or mTherms) | Achievable Economic UCT Potential | 0 | 0 | 0 | 0 | 0 | 0 | 0 | 0 | 0 | 0 | 0 | 0 | 0 | 0 | 0 | 0 | 0 | 0 | 0 | 0 | 0 | 0 | 0 | 0 | 0 | 0 | 0 | 0 | 0 | 0 | 0
F5_Industrial_Food Products_New_Space Heating_Natural Gas_Gas Furnace - Maintenance_A_Achievable Economic UCT Potential | F5 | Industrial | Food Products | New | Space Heating | Natural Gas | Gas Furnace - Maintenance | A | Incremental Summer Peak Savings (MW) | Achievable Economic UCT Potential | 0 | 0 | 0 | 0 | 0 | 0 | 0 | 0 | 0 | 0 | 0 | 0 | 0 | 0 | 0 | 0 | 0 | 0 | 0 | 0 | 0 | 0 | 0 | 0 | 0 | 0 | 0 | 0 | 0 | 0 | 0
F6_Industrial_Food Products_New_Space Heating_Natural Gas_Gas Furnace - Maintenance_A_Achievable Economic UCT Potential | F6 | Industrial | Food Products | New | Space Heating | Natural Gas | Gas Furnace - Maintenance | A | Incremental Winter Peak Savings (MW) | Achievable Economic UCT Potential | 0 | 0 | 0 | 0 | 0 | 0 | 0 | 0 | 0 | 0 | 0 | 0 | 0 | 0 | 0 | 0 | 0 | 0 | 0 | 0 | 0 | 0 | 0 | 0 | 0 | 0 | 0 | 0 | 0 | 0 | 0
F7_Industrial_Food Products_New_Space Heating_Natural Gas_Gas Furnace - Maintenance_A_Achievable Economic UCT Potential | F7 | Industrial | Food Products | New | Space Heating | Natural Gas | Gas Furnace - Maintenance | A | Cumulative Energy Savings (MWh or mTherms) | Achievable Economic UCT Potential | 0 | 0 | 0 | 0 | 0 | 0 | 0 | 0 | 0 | 0 | 0 | 0 | 0 | 0 | 0 | 0 | 0 | 0 | 0 | 0 | 0 | 0 | 0 | 0 | 0 | 0 | 0 | 0 | 0 | 0 | 0
F8_Industrial_Food Products_New_Space Heating_Natural Gas_Gas Furnace - Maintenance_A_Achievable Economic UCT Potential | F8 | Industrial | Food Products | New | Space Heating | Natural Gas | Gas Furnace - Maintenance | A | Cumulative Summer Peak Savings (MW) | Achievable Economic UCT Potential | 0 | 0 | 0 | 0 | 0 | 0 | 0 | 0 | 0 | 0 | 0 | 0 | 0 | 0 | 0 | 0 | 0 | 0 | 0 | 0 | 0 | 0 | 0 | 0 | 0 | 0 | 0 | 0 | 0 | 0 | 0
F9_Industrial_Food Products_New_Space Heating_Natural Gas_Gas Furnace - Maintenance_A_Achievable Economic UCT Potential | F9 | Industrial | Food Products | New | Space Heating | Natural Gas | Gas Furnace - Maintenance | A | Cumulative Winter Peak Savings (MW) | Achievable Economic UCT Potential | 0 | 0 | 0 | 0 | 0 | 0 | 0 | 0 | 0 | 0 | 0 | 0 | 0 | 0 | 0 | 0 | 0 | 0 | 0 | 0 | 0 | 0 | 0 | 0 | 0 | 0 | 0 | 0 | 0 | 0 | 0
F10_Industrial_Food Products_New_Space Heating_Natural Gas_Gas Furnace - Maintenance_A_Achievable Economic UCT Potential | F10 | Industrial | Food Products | New | Space Heating | Natural Gas | Gas Furnace - Maintenance | A | Purchases (Incremental) | Achievable Economic UCT Potential | 0 | 0 | 0 | 0 | 0 | 0 | 0 | 0 | 0 | 0 | 0 | 0 | 0 | 0 | 0 | 0 | 0 | 0 | 0 | 0 | 0 | 0 | 0 | 0 | 0 | 0 | 0 | 0 | 0 | 0 | 0
F11_Industrial_Food Products_New_Space Heating_Natural Gas_Gas Furnace - Maintenance_A_Achievable Economic UCT Potential | F11 | Industrial | Food Products | New | Space Heating | Natural Gas | Gas Furnace - Maintenance | A | Purchases (Cumulative) | Achievable Economic UCT Potential | 0 | 0 | 0 | 0 | 0 | 0 | 0 | 0 | 0 | 0 | 0 | 0 | 0 | 0 | 0 | 0 | 0 | 0 | 0 | 0 | 0 | 0 | 0 | 0 | 0 | 0 | 0 | 0 | 0 | 0 | 0
F1_Industrial_Food Products_New_Space Heating_Natural Gas_Gas Boiler - Hot Water Reset_A_Achievable Economic UCT Potential | F1 | Industrial | Food Products | New | Space Heating | Natural Gas | Gas Boiler - Hot Water Reset | A | Integrated Unit Energy Savings (kWh or therms) | Achievable Economic UCT Potential | 0 | 0 | 0 | 0 | 0 | 0 | 0 | 0 | 0 | 0 | 0 | 0 | 0 | 0 | 0 | 0 | 0 | 0 | 0 | 0 | 0 | 0 | 0 | 0 | 0 | 0 | 0 | 0 | 0 | 0 | 0
F2_Industrial_Food Products_New_Space Heating_Natural Gas_Gas Boiler - Hot Water Reset_A_Achievable Economic UCT Potential | F2 | Industrial | Food Products | New | Space Heating | Natural Gas | Gas Boiler - Hot Water Reset | A | Integrated Unit Summer Peak Savings (kW) | Achievable Economic UCT Potential | 0 | 0 | 0 | 0 | 0 | 0 | 0 | 0 | 0 | 0 | 0 | 0 | 0 | 0 | 0 | 0 | 0 | 0 | 0 | 0 | 0 | 0 | 0 | 0 | 0 | 0 | 0 | 0 | 0 | 0 | 0
F3_Industrial_Food Products_New_Space Heating_Natural Gas_Gas Boiler - Hot Water Reset_A_Achievable Economic UCT Potential | F3 | Industrial | Food Products | New | Space Heating | Natural Gas | Gas Boiler - Hot Water Reset | A | Integrated Unit Winter Peak Savings (kW) | Achievable Economic UCT Potential | 0 | 0 | 0 | 0 | 0 | 0 | 0 | 0 | 0 | 0 | 0 | 0 | 0 | 0 | 0 | 0 | 0 | 0 | 0 | 0 | 0 | 0 | 0 | 0 | 0 | 0 | 0 | 0 | 0 | 0 | 0
F4_Industrial_Food Products_New_Space Heating_Natural Gas_Gas Boiler - Hot Water Reset_A_Achievable Economic UCT Potential | F4 | Industrial | Food Products | New | Space Heating | Natural Gas | Gas Boiler - Hot Water Reset | A | Incremental Energy Savings (MWh or mTherms) | Achievable Economic UCT Potential | 0 | 0 | 0 | 0 | 0 | 0 | 0 | 0 | 0 | 0 | 0 | 0 | 0 | 0 | 0 | 0 | 0 | 0 | 0 | 0 | 0 | 0 | 0 | 0 | 0 | 0 | 0 | 0 | 0 | 0 | 0
F5_Industrial_Food Products_New_Space Heating_Natural Gas_Gas Boiler - Hot Water Reset_A_Achievable Economic UCT Potential | F5 | Industrial | Food Products | New | Space Heating | Natural Gas | Gas Boiler - Hot Water Reset | A | Incremental Summer Peak Savings (MW) | Achievable Economic UCT Potential | 0 | 0 | 0 | 0 | 0 | 0 | 0 | 0 | 0 | 0 | 0 | 0 | 0 | 0 | 0 | 0 | 0 | 0 | 0 | 0 | 0 | 0 | 0 | 0 | 0 | 0 | 0 | 0 | 0 | 0 | 0
F6_Industrial_Food Products_New_Space Heating_Natural Gas_Gas Boiler - Hot Water Reset_A_Achievable Economic UCT Potential | F6 | Industrial | Food Products | New | Space Heating | Natural Gas | Gas Boiler - Hot Water Reset | A | Incremental Winter Peak Savings (MW) | Achievable Economic UCT Potential | 0 | 0 | 0 | 0 | 0 | 0 | 0 | 0 | 0 | 0 | 0 | 0 | 0 | 0 | 0 | 0 | 0 | 0 | 0 | 0 | 0 | 0 | 0 | 0 | 0 | 0 | 0 | 0 | 0 | 0 | 0
F7_Industrial_Food Products_New_Space Heating_Natural Gas_Gas Boiler - Hot Water Reset_A_Achievable Economic UCT Potential | F7 | Industrial | Food Products | New | Space Heating | Natural Gas | Gas Boiler - Hot Water Reset | A | Cumulative Energy Savings (MWh or mTherms) | Achievable Economic UCT Potential | 0 | 0 | 0 | 0 | 0 | 0 | 0 | 0 | 0 | 0 | 0 | 0 | 0 | 0 | 0 | 0 | 0 | 0 | 0 | 0 | 0 | 0 | 0 | 0 | 0 | 0 | 0 | 0 | 0 | 0 | 0
F8_Industrial_Food Products_New_Space Heating_Natural Gas_Gas Boiler - Hot Water Reset_A_Achievable Economic UCT Potential | F8 | Industrial | Food Products | New | Space Heating | Natural Gas | Gas Boiler - Hot Water Reset | A | Cumulative Summer Peak Savings (MW) | Achievable Economic UCT Potential | 0 | 0 | 0 | 0 | 0 | 0 | 0 | 0 | 0 | 0 | 0 | 0 | 0 | 0 | 0 | 0 | 0 | 0 | 0 | 0 | 0 | 0 | 0 | 0 | 0 | 0 | 0 | 0 | 0 | 0 | 0
F9_Industrial_Food Products_New_Space Heating_Natural Gas_Gas Boiler - Hot Water Reset_A_Achievable Economic UCT Potential | F9 | Industrial | Food Products | New | Space Heating | Natural Gas | Gas Boiler - Hot Water Reset | A | Cumulative Winter Peak Savings (MW) | Achievable Economic UCT Potential | 0 | 0 | 0 | 0 | 0 | 0 | 0 | 0 | 0 | 0 | 0 | 0 | 0 | 0 | 0 | 0 | 0 | 0 | 0 | 0 | 0 | 0 | 0 | 0 | 0 | 0 | 0 | 0 | 0 | 0 | 0
F10_Industrial_Food Products_New_Space Heating_Natural Gas_Gas Boiler - Hot Water Reset_A_Achievable Economic UCT Potential | F10 | Industrial | Food Products | New | Space Heating | Natural Gas | Gas Boiler - Hot Water Reset | A | Purchases (Incremental) | Achievable Economic UCT Potential | 0 | 0 | 0 | 0 | 0 | 0 | 0 | 0 | 0 | 0 | 0 | 0 | 0 | 0 | 0 | 0 | 0 | 0 | 0 | 0 | 0 | 0 | 0 | 0 | 0 | 0 | 0 | 0 | 0 | 0 | 0
F11_Industrial_Food Products_New_Space Heating_Natural Gas_Gas Boiler - Hot Water Reset_A_Achievable Economic UCT Potential | F11 | Industrial | Food Products | New | Space Heating | Natural Gas | Gas Boiler - Hot Water Reset | A | Purchases (Cumulative) | Achievable Economic UCT Potential | 0 | 0 | 0 | 0 | 0 | 0 | 0 | 0 | 0 | 0 | 0 | 0 | 0 | 0 | 0 | 0 | 0 | 0 | 0 | 0 | 0 | 0 | 0 | 0 | 0 | 0 | 0 | 0 | 0 | 0 | 0
F1_Industrial_Food Products_New_Process_Natural Gas_Gas Boiler - Hot Water Reset_A_Achievable Economic UCT Potential | F1 | Industrial | Food Products | New | Process | Natural Gas | Gas Boiler - Hot Water Reset | A | Integrated Unit Energy Savings (kWh or therms) | Achievable Economic UCT Potential | 0 | 0 | 0 | 0 | 0 | 63.0844 | 63.0044 | 62.9346 | 62.8735 | 62.8157 | 62.7908 | 62.7734 | 62.7617 | 62.7541 | 62.7491 | 62.7467 | 62.7459 | 62.7468 | 62.749 | 62.7522 | 62.7601 | 62.7673 | 62.7739 | 62.7798 | 62.7853 | 62.8002 | 62.814 | 62.8267 | 63.1817 | 63.1817 | 63.1817
F2_Industrial_Food Products_New_Process_Natural Gas_Gas Boiler - Hot Water Reset_A_Achievable Economic UCT Potential | F2 | Industrial | Food Products | New | Process | Natural Gas | Gas Boiler - Hot Water Reset | A | Integrated Unit Summer Peak Savings (kW) | Achievable Economic UCT Potential | 0 | 0 | 0 | 0 | 0 | 0 | 0 | 0 | 0 | 0 | 0 | 0 | 0 | 0 | 0 | 0 | 0 | 0 | 0 | 0 | 0 | 0 | 0 | 0 | 0 | 0 | 0 | 0 | 0 | 0 | 0
F3_Industrial_Food Products_New_Process_Natural Gas_Gas Boiler - Hot Water Reset_A_Achievable Economic UCT Potential | F3 | Industrial | Food Products | New | Process | Natural Gas | Gas Boiler - Hot Water Reset | A | Integrated Unit Winter Peak Savings (kW) | Achievable Economic UCT Potential | 0 | 0 | 0 | 0 | 0 | 0 | 0 | 0 | 0 | 0 | 0 | 0 | 0 | 0 | 0 | 0 | 0 | 0 | 0 | 0 | 0 | 0 | 0 | 0 | 0 | 0 | 0 | 0 | 0 | 0 | 0
F4_Industrial_Food Products_New_Process_Natural Gas_Gas Boiler - Hot Water Reset_A_Achievable Economic UCT Potential | F4 | Industrial | Food Products | New | Process | Natural Gas | Gas Boiler - Hot Water Reset | A | Incremental Energy Savings (MWh or mTherms) | Achievable Economic UCT Potential | 0 | 0 | 0 | 0 | 0 | 0.11723 | 0.17032 | 0.24063 | 0.31647 | 0.40329 | 0.52119 | 0.6256 | 0.69399 | 0.70566 | 0.65029 | 0.53719 | 0.3778 | 0.23231 | 0.11806 | 0.052549 | 0.020058 | 0.11664 | 0.1697 | 0.24004 | 0.31603 | 0.40319 | 0.52138 | 0.62614 | 0.69864 | 0.71047 | 0.65477
F5_Industrial_Food Products_New_Process_Natural Gas_Gas Boiler - Hot Water Reset_A_Achievable Economic UCT Potential | F5 | Industrial | Food Products | New | Process | Natural Gas | Gas Boiler - Hot Water Reset | A | Incremental Summer Peak Savings (MW) | Achievable Economic UCT Potential | 0 | 0 | 0 | 0 | 0 | 0 | 0 | 0 | 0 | 0 | 0 | 0 | 0 | 0 | 0 | 0 | 0 | 0 | 0 | 0 | 0 | 0 | 0 | 0 | 0 | 0 | 0 | 0 | 0 | 0 | 0
F6_Industrial_Food Products_New_Process_Natural Gas_Gas Boiler - Hot Water Reset_A_Achievable Economic UCT Potential | F6 | Industrial | Food Products | New | Process | Natural Gas | Gas Boiler - Hot Water Reset | A | Incremental Winter Peak Savings (MW) | Achievable Economic UCT Potential | 0 | 0 | 0 | 0 | 0 | 0 | 0 | 0 | 0 | 0 | 0 | 0 | 0 | 0 | 0 | 0 | 0 | 0 | 0 | 0 | 0 | 0 | 0 | 0 | 0 | 0 | 0 | 0 | 0 | 0 | 0
F7_Industrial_Food Products_New_Process_Natural Gas_Gas Boiler - Hot Water Reset_A_Achievable Economic UCT Potential | F7 | Industrial | Food Products | New | Process | Natural Gas | Gas Boiler - Hot Water Reset | A | Cumulative Energy Savings (MWh or mTherms) | Achievable Economic UCT Potential | 0 | 0 | 0 | 0 | 0 | 0.11723 | 0.2874 | 0.52772 | 0.84368 | 1.2462 | 1.7669 | 2.392 | 3.0855 | 3.7908 | 4.4408 | 4.9778 | 5.3556 | 5.588 | 5.7062 | 5.7591 | 5.7798 | 5.7805 | 5.7811 | 5.7817 | 5.7822 | 5.7835 | 5.7848 | 5.786 | 0 | 0 | 0
F8_Industrial_Food Products_New_Process_Natural Gas_Gas Boiler - Hot Water Reset_A_Achievable Economic UCT Potential | F8 | Industrial | Food Products | New | Process | Natural Gas | Gas Boiler - Hot Water Reset | A | Cumulative Summer Peak Savings (MW) | Achievable Economic UCT Potential | 0 | 0 | 0 | 0 | 0 | 0 | 0 | 0 | 0 | 0 | 0 | 0 | 0 | 0 | 0 | 0 | 0 | 0 | 0 | 0 | 0 | 0 | 0 | 0 | 0 | 0 | 0 | 0 | 0 | 0 | 0
F9_Industrial_Food Products_New_Process_Natural Gas_Gas Boiler - Hot Water Reset_A_Achievable Economic UCT Potential | F9 | Industrial | Food Products | New | Process | Natural Gas | Gas Boiler - Hot Water Reset | A | Cumulative Winter Peak Savings (MW) | Achievable Economic UCT Potential | 0 | 0 | 0 | 0 | 0 | 0 | 0 | 0 | 0 | 0 | 0 | 0 | 0 | 0 | 0 | 0 | 0 | 0 | 0 | 0 | 0 | 0 | 0 | 0 | 0 | 0 | 0 | 0 | 0 | 0 | 0
F10_Industrial_Food Products_New_Process_Natural Gas_Gas Boiler - Hot Water Reset_A_Achievable Economic UCT Potential | F10 | Industrial | Food Products | New | Process | Natural Gas | Gas Boiler - Hot Water Reset | A | Purchases (Incremental) | Achievable Economic UCT Potential | 0 | 0 | 0 | 0 | 0 | 1.8584 | 2.7033 | 3.8235 | 5.0334 | 6.4202 | 8.3004 | 9.9661 | 11.0576 | 11.2449 | 10.3633 | 8.5613 | 6.0211 | 3.7024 | 1.8814 | 0.8374 | 0.31959 | 1.8584 | 2.7033 | 3.8235 | 5.0334 | 6.4202 | 8.3004 | 9.9661 | 11.0576 | 11.2449 | 10.3633
F11_Industrial_Food Products_New_Process_Natural Gas_Gas Boiler - Hot Water Reset_A_Achievable Economic UCT Potential | F11 | Industrial | Food Products | New | Process | Natural Gas | Gas Boiler - Hot Water Reset | A | Purchases (Cumulative) | Achievable Economic UCT Potential | 0 | 0 | 0 | 0 | 0 | 1.8584 | 4.5616 | 8.3852 | 13.4186 | 19.8388 | 28.1392 | 38.1053 | 49.1629 | 60.4078 | 70.771 | 79.3323 | 85.3534 | 89.0558 | 90.9372 | 91.7746 | 92.0942 | 92.0942 | 92.0942 | 92.0942 | 92.0942 | 92.0942 | 92.0942 | 92.0942 | 92.0942 | 92.0942 | 92.0942
F1_Industrial_Food Products_New_Space Heating_Natural Gas_Steam Trap Maintenance_A_Achievable Economic UCT Potential | F1 | Industrial | Food Products | New | Space Heating | Natural Gas | Steam Trap Maintenance | A | Integrated Unit Energy Savings (kWh or therms) | Achievable Economic UCT Potential | 0 | 0 | 0 | 0 | 0 | 0 | 0 | 0 | 0 | 0 | 0 | 0 | 0 | 0 | 0 | 0 | 0 | 0 | 0 | 0 | 0 | 0 | 0 | 0 | 0 | 0 | 0 | 0 | 0 | 0 | 0
F2_Industrial_Food Products_New_Space Heating_Natural Gas_Steam Trap Maintenance_A_Achievable Economic UCT Potential | F2 | Industrial | Food Products | New | Space Heating | Natural Gas | Steam Trap Maintenance | A | Integrated Unit Summer Peak Savings (kW) | Achievable Economic UCT Potential | 0 | 0 | 0 | 0 | 0 | 0 | 0 | 0 | 0 | 0 | 0 | 0 | 0 | 0 | 0 | 0 | 0 | 0 | 0 | 0 | 0 | 0 | 0 | 0 | 0 | 0 | 0 | 0 | 0 | 0 | 0
F3_Industrial_Food Products_New_Space Heating_Natural Gas_Steam Trap Maintenance_A_Achievable Economic UCT Potential | F3 | Industrial | Food Products | New | Space Heating | Natural Gas | Steam Trap Maintenance | A | Integrated Unit Winter Peak Savings (kW) | Achievable Economic UCT Potential | 0 | 0 | 0 | 0 | 0 | 0 | 0 | 0 | 0 | 0 | 0 | 0 | 0 | 0 | 0 | 0 | 0 | 0 | 0 | 0 | 0 | 0 | 0 | 0 | 0 | 0 | 0 | 0 | 0 | 0 | 0
F4_Industrial_Food Products_New_Space Heating_Natural Gas_Steam Trap Maintenance_A_Achievable Economic UCT Potential | F4 | Industrial | Food Products | New | Space Heating | Natural Gas | Steam Trap Maintenance | A | Incremental Energy Savings (MWh or mTherms) | Achievable Economic UCT Potential | 0 | 0 | 0 | 0 | 0 | 0 | 0 | 0 | 0 | 0 | 0 | 0 | 0 | 0 | 0 | 0 | 0 | 0 | 0 | 0 | 0 | 0 | 0 | 0 | 0 | 0 | 0 | 0 | 0 | 0 | 0
F5_Industrial_Food Products_New_Space Heating_Natural Gas_Steam Trap Maintenance_A_Achievable Economic UCT Potential | F5 | Industrial | Food Products | New | Space Heating | Natural Gas | Steam Trap Maintenance | A | Incremental Summer Peak Savings (MW) | Achievable Economic UCT Potential | 0 | 0 | 0 | 0 | 0 | 0 | 0 | 0 | 0 | 0 | 0 | 0 | 0 | 0 | 0 | 0 | 0 | 0 | 0 | 0 | 0 | 0 | 0 | 0 | 0 | 0 | 0 | 0 | 0 | 0 | 0
F6_Industrial_Food Products_New_Space Heating_Natural Gas_Steam Trap Maintenance_A_Achievable Economic UCT Potential | F6 | Industrial | Food Products | New | Space Heating | Natural Gas | Steam Trap Maintenance | A | Incremental Winter Peak Savings (MW) | Achievable Economic UCT Potential | 0 | 0 | 0 | 0 | 0 | 0 | 0 | 0 | 0 | 0 | 0 | 0 | 0 | 0 | 0 | 0 | 0 | 0 | 0 | 0 | 0 | 0 | 0 | 0 | 0 | 0 | 0 | 0 | 0 | 0 | 0
F7_Industrial_Food Products_New_Space Heating_Natural Gas_Steam Trap Maintenance_A_Achievable Economic UCT Potential | F7 | Industrial | Food Products | New | Space Heating | Natural Gas | Steam Trap Maintenance | A | Cumulative Energy Savings (MWh or mTherms) | Achievable Economic UCT Potential | 0 | 0 | 0 | 0 | 0 | 0 | 0 | 0 | 0 | 0 | 0 | 0 | 0 | 0 | 0 | 0 | 0 | 0 | 0 | 0 | 0 | 0 | 0 | 0 | 0 | 0 | 0 | 0 | 0 | 0 | 0
F8_Industrial_Food Products_New_Space Heating_Natural Gas_Steam Trap Maintenance_A_Achievable Economic UCT Potential | F8 | Industrial | Food Products | New | Space Heating | Natural Gas | Steam Trap Maintenance | A | Cumulative Summer Peak Savings (MW) | Achievable Economic UCT Potential | 0 | 0 | 0 | 0 | 0 | 0 | 0 | 0 | 0 | 0 | 0 | 0 | 0 | 0 | 0 | 0 | 0 | 0 | 0 | 0 | 0 | 0 | 0 | 0 | 0 | 0 | 0 | 0 | 0 | 0 | 0
F9_Industrial_Food Products_New_Space Heating_Natural Gas_Steam Trap Maintenance_A_Achievable Economic UCT Potential | F9 | Industrial | Food Products | New | Space Heating | Natural Gas | Steam Trap Maintenance | A | Cumulative Winter Peak Savings (MW) | Achievable Economic UCT Potential | 0 | 0 | 0 | 0 | 0 | 0 | 0 | 0 | 0 | 0 | 0 | 0 | 0 | 0 | 0 | 0 | 0 | 0 | 0 | 0 | 0 | 0 | 0 | 0 | 0 | 0 | 0 | 0 | 0 | 0 | 0
F10_Industrial_Food Products_New_Space Heating_Natural Gas_Steam Trap Maintenance_A_Achievable Economic UCT Potential | F10 | Industrial | Food Products | New | Space Heating | Natural Gas | Steam Trap Maintenance | A | Purchases (Incremental) | Achievable Economic UCT Potential | 0 | 0 | 0 | 0 | 0 | 0 | 0 | 0 | 0 | 0 | 0 | 0 | 0 | 0 | 0 | 0 | 0 | 0 | 0 | 0 | 0 | 0 | 0 | 0 | 0 | 0 | 0 | 0 | 0 | 0 | 0
F11_Industrial_Food Products_New_Space Heating_Natural Gas_Steam Trap Maintenance_A_Achievable Economic UCT Potential | F11 | Industrial | Food Products | New | Space Heating | Natural Gas | Steam Trap Maintenance | A | Purchases (Cumulative) | Achievable Economic UCT Potential | 0 | 0 | 0 | 0 | 0 | 0 | 0 | 0 | 0 | 0 | 0 | 0 | 0 | 0 | 0 | 0 | 0 | 0 | 0 | 0 | 0 | 0 | 0 | 0 | 0 | 0 | 0 | 0 | 0 | 0 | 0
F1_Industrial_Food Products_New_Process_Natural Gas_Steam Trap Maintenance_A_Achievable Economic UCT Potential | F1 | Industrial | Food Products | New | Process | Natural Gas | Steam Trap Maintenance | A | Integrated Unit Energy Savings (kWh or therms) | Achievable Economic UCT Potential | 0 | 0 | 0 | 0 | 0 | 44.6095 | 44.5838 | 44.5621 | 44.5443 | 44.5272 | 44.5134 | 44.5042 | 44.4986 | 44.4954 | 44.494 | 44.4939 | 44.4949 | 44.4968 | 44.4995 | 44.5028 | 44.5094 | 44.5153 | 44.5207 | 44.5257 | 44.5302 | 44.5344 | 44.5382 | 44.5418 | 44.6416 | 44.6416 | 44.6416
F2_Industrial_Food Products_New_Process_Natural Gas_Steam Trap Maintenance_A_Achievable Economic UCT Potential | F2 | Industrial | Food Products | New | Process | Natural Gas | Steam Trap Maintenance | A | Integrated Unit Summer Peak Savings (kW) | Achievable Economic UCT Potential | 0 | 0 | 0 | 0 | 0 | 0 | 0 | 0 | 0 | 0 | 0 | 0 | 0 | 0 | 0 | 0 | 0 | 0 | 0 | 0 | 0 | 0 | 0 | 0 | 0 | 0 | 0 | 0 | 0 | 0 | 0
F3_Industrial_Food Products_New_Process_Natural Gas_Steam Trap Maintenance_A_Achievable Economic UCT Potential | F3 | Industrial | Food Products | New | Process | Natural Gas | Steam Trap Maintenance | A | Integrated Unit Winter Peak Savings (kW) | Achievable Economic UCT Potential | 0 | 0 | 0 | 0 | 0 | 0 | 0 | 0 | 0 | 0 | 0 | 0 | 0 | 0 | 0 | 0 | 0 | 0 | 0 | 0 | 0 | 0 | 0 | 0 | 0 | 0 | 0 | 0 | 0 | 0 | 0
F4_Industrial_Food Products_New_Process_Natural Gas_Steam Trap Maintenance_A_Achievable Economic UCT Potential | F4 | Industrial | Food Products | New | Process | Natural Gas | Steam Trap Maintenance | A | Incremental Energy Savings (MWh or mTherms) | Achievable Economic UCT Potential | 0 | 0 | 0 | 0 | 0 | 0 | 0 | 0 | 0 | 0 | 0 | 0 | 0 | 0 | 0 | 0 | 0 | 0 | 0 | 0 | 0 | 0 | 0 | 0 | 0 | 0 | 0 | 0 | 0 | 0 | 0
F5_Industrial_Food Products_New_Process_Natural Gas_Steam Trap Maintenance_A_Achievable Economic UCT Potential | F5 | Industrial | Food Products | New | Process | Natural Gas | Steam Trap Maintenance | A | Incremental Summer Peak Savings (MW) | Achievable Economic UCT Potential | 0 | 0 | 0 | 0 | 0 | 0 | 0 | 0 | 0 | 0 | 0 | 0 | 0 | 0 | 0 | 0 | 0 | 0 | 0 | 0 | 0 | 0 | 0 | 0 | 0 | 0 | 0 | 0 | 0 | 0 | 0
F6_Industrial_Food Products_New_Process_Natural Gas_Steam Trap Maintenance_A_Achievable Economic UCT Potential | F6 | Industrial | Food Products | New | Process | Natural Gas | Steam Trap Maintenance | A | Incremental Winter Peak Savings (MW) | Achievable Economic UCT Potential | 0 | 0 | 0 | 0 | 0 | 0 | 0 | 0 | 0 | 0 | 0 | 0 | 0 | 0 | 0 | 0 | 0 | 0 | 0 | 0 | 0 | 0 | 0 | 0 | 0 | 0 | 0 | 0 | 0 | 0 | 0
F7_Industrial_Food Products_New_Process_Natural Gas_Steam Trap Maintenance_A_Achievable Economic UCT Potential | F7 | Industrial | Food Products | New | Process | Natural Gas | Steam Trap Maintenance | A | Cumulative Energy Savings (MWh or mTherms) | Achievable Economic UCT Potential | 0 | 0 | 0 | 0 | 0 | 0 | 0 | 0 | 0 | 0 | 0 | 0 | 0 | 0 | 0 | 0 | 0 | 0 | 0 | 0 | 0 | 0 | 0 | 0 | 0 | 0 | 0 | 0 | 0 | 0 | 0
F8_Industrial_Food Products_New_Process_Natural Gas_Steam Trap Maintenance_A_Achievable Economic UCT Potential | F8 | Industrial | Food Products | New | Process | Natural Gas | Steam Trap Maintenance | A | Cumulative Summer Peak Savings (MW) | Achievable Economic UCT Potential | 0 | 0 | 0 | 0 | 0 | 0 | 0 | 0 | 0 | 0 | 0 | 0 | 0 | 0 | 0 | 0 | 0 | 0 | 0 | 0 | 0 | 0 | 0 | 0 | 0 | 0 | 0 | 0 | 0 | 0 | 0
F9_Industrial_Food Products_New_Process_Natural Gas_Steam Trap Maintenance_A_Achievable Economic UCT Potential | F9 | Industrial | Food Products | New | Process | Natural Gas | Steam Trap Maintenance | A | Cumulative Winter Peak Savings (MW) | Achievable Economic UCT Potential | 0 | 0 | 0 | 0 | 0 | 0 | 0 | 0 | 0 | 0 | 0 | 0 | 0 | 0 | 0 | 0 | 0 | 0 | 0 | 0 | 0 | 0 | 0 | 0 | 0 | 0 | 0 | 0 | 0 | 0 | 0
F10_Industrial_Food Products_New_Process_Natural Gas_Steam Trap Maintenance_A_Achievable Economic UCT Potential | F10 | Industrial | Food Products | New | Process | Natural Gas | Steam Trap Maintenance | A | Purchases (Incremental) | Achievable Economic UCT Potential | 0 | 0 | 0 | 0 | 0 | 0 | 0 | 0 | 0 | 0 | 0 | 0 | 0 | 0 | 0 | 0 | 0 | 0 | 0 | 0 | 0 | 0 | 0 | 0 | 0 | 0 | 0 | 0 | 0 | 0 | 0
F11_Industrial_Food Products_New_Process_Natural Gas_Steam Trap Maintenance_A_Achievable Economic UCT Potential | F11 | Industrial | Food Products | New | Process | Natural Gas | Steam Trap Maintenance | A | Purchases (Cumulative) | Achievable Economic UCT Potential | 0 | 0 | 0 | 0 | 0 | 0 | 0 | 0 | 0 | 0 | 0 | 0 | 0 | 0 | 0 | 0 | 0 | 0 | 0 | 0 | 0 | 0 | 0 | 0 | 0 | 0 | 0 | 0 | 0 | 0 | 0
F1_Industrial_Food Products_New_Space Heating_Natural Gas_Gas Boiler - High Turndown_A_Achievable Economic UCT Potential | F1 | Industrial | Food Products | New | Space Heating | Natural Gas | Gas Boiler - High Turndown | A | Integrated Unit Energy Savings (kWh or therms) | Achievable Economic UCT Potential | 0 | 0 | 0 | 0 | 0 | 0 | 0 | 0 | 0 | 0 | 0 | 0 | 0 | 0 | 0 | 0 | 0 | 0 | 0 | 0 | 0 | 0 | 0 | 0 | 0 | 0 | 0 | 0 | 0 | 0 | 0
F2_Industrial_Food Products_New_Space Heating_Natural Gas_Gas Boiler - High Turndown_A_Achievable Economic UCT Potential | F2 | Industrial | Food Products | New | Space Heating | Natural Gas | Gas Boiler - High Turndown | A | Integrated Unit Summer Peak Savings (kW) | Achievable Economic UCT Potential | 0 | 0 | 0 | 0 | 0 | 0 | 0 | 0 | 0 | 0 | 0 | 0 | 0 | 0 | 0 | 0 | 0 | 0 | 0 | 0 | 0 | 0 | 0 | 0 | 0 | 0 | 0 | 0 | 0 | 0 | 0
F3_Industrial_Food Products_New_Space Heating_Natural Gas_Gas Boiler - High Turndown_A_Achievable Economic UCT Potential | F3 | Industrial | Food Products | New | Space Heating | Natural Gas | Gas Boiler - High Turndown | A | Integrated Unit Winter Peak Savings (kW) | Achievable Economic UCT Potential | 0 | 0 | 0 | 0 | 0 | 0 | 0 | 0 | 0 | 0 | 0 | 0 | 0 | 0 | 0 | 0 | 0 | 0 | 0 | 0 | 0 | 0 | 0 | 0 | 0 | 0 | 0 | 0 | 0 | 0 | 0
F4_Industrial_Food Products_New_Space Heating_Natural Gas_Gas Boiler - High Turndown_A_Achievable Economic UCT Potential | F4 | Industrial | Food Products | New | Space Heating | Natural Gas | Gas Boiler - High Turndown | A | Incremental Energy Savings (MWh or mTherms) | Achievable Economic UCT Potential | 0 | 0 | 0 | 0 | 0 | 0 | 0 | 0 | 0 | 0 | 0 | 0 | 0 | 0 | 0 | 0 | 0 | 0 | 0 | 0 | 0 | 0 | 0 | 0 | 0 | 0 | 0 | 0 | 0 | 0 | 0
F5_Industrial_Food Products_New_Space Heating_Natural Gas_Gas Boiler - High Turndown_A_Achievable Economic UCT Potential | F5 | Industrial | Food Products | New | Space Heating | Natural Gas | Gas Boiler - High Turndown | A | Incremental Summer Peak Savings (MW) | Achievable Economic UCT Potential | 0 | 0 | 0 | 0 | 0 | 0 | 0 | 0 | 0 | 0 | 0 | 0 | 0 | 0 | 0 | 0 | 0 | 0 | 0 | 0 | 0 | 0 | 0 | 0 | 0 | 0 | 0 | 0 | 0 | 0 | 0
F6_Industrial_Food Products_New_Space Heating_Natural Gas_Gas Boiler - High Turndown_A_Achievable Economic UCT Potential | F6 | Industrial | Food Products | New | Space Heating | Natural Gas | Gas Boiler - High Turndown | A | Incremental Winter Peak Savings (MW) | Achievable Economic UCT Potential | 0 | 0 | 0 | 0 | 0 | 0 | 0 | 0 | 0 | 0 | 0 | 0 | 0 | 0 | 0 | 0 | 0 | 0 | 0 | 0 | 0 | 0 | 0 | 0 | 0 | 0 | 0 | 0 | 0 | 0 | 0
F7_Industrial_Food Products_New_Space Heating_Natural Gas_Gas Boiler - High Turndown_A_Achievable Economic UCT Potential | F7 | Industrial | Food Products | New | Space Heating | Natural Gas | Gas Boiler - High Turndown | A | Cumulative Energy Savings (MWh or mTherms) | Achievable Economic UCT Potential | 0 | 0 | 0 | 0 | 0 | 0 | 0 | 0 | 0 | 0 | 0 | 0 | 0 | 0 | 0 | 0 | 0 | 0 | 0 | 0 | 0 | 0 | 0 | 0 | 0 | 0 | 0 | 0 | 0 | 0 | 0
F8_Industrial_Food Products_New_Space Heating_Natural Gas_Gas Boiler - High Turndown_A_Achievable Economic UCT Potential | F8 | Industrial | Food Products | New | Space Heating | Natural Gas | Gas Boiler - High Turndown | A | Cumulative Summer Peak Savings (MW) | Achievable Economic UCT Potential | 0 | 0 | 0 | 0 | 0 | 0 | 0 | 0 | 0 | 0 | 0 | 0 | 0 | 0 | 0 | 0 | 0 | 0 | 0 | 0 | 0 | 0 | 0 | 0 | 0 | 0 | 0 | 0 | 0 | 0 | 0
F9_Industrial_Food Products_New_Space Heating_Natural Gas_Gas Boiler - High Turndown_A_Achievable Economic UCT Potential | F9 | Industrial | Food Products | New | Space Heating | Natural Gas | Gas Boiler - High Turndown | A | Cumulative Winter Peak Savings (MW) | Achievable Economic UCT Potential | 0 | 0 | 0 | 0 | 0 | 0 | 0 | 0 | 0 | 0 | 0 | 0 | 0 | 0 | 0 | 0 | 0 | 0 | 0 | 0 | 0 | 0 | 0 | 0 | 0 | 0 | 0 | 0 | 0 | 0 | 0
F10_Industrial_Food Products_New_Space Heating_Natural Gas_Gas Boiler - High Turndown_A_Achievable Economic UCT Potential | F10 | Industrial | Food Products | New | Space Heating | Natural Gas | Gas Boiler - High Turndown | A | Purchases (Incremental) | Achievable Economic UCT Potential | 0 | 0 | 0 | 0 | 0 | 0 | 0 | 0 | 0 | 0 | 0 | 0 | 0 | 0 | 0 | 0 | 0 | 0 | 0 | 0 | 0 | 0 | 0 | 0 | 0 | 0 | 0 | 0 | 0 | 0 | 0
F11_Industrial_Food Products_New_Space Heating_Natural Gas_Gas Boiler - High Turndown_A_Achievable Economic UCT Potential | F11 | Industrial | Food Products | New | Space Heating | Natural Gas | Gas Boiler - High Turndown | A | Purchases (Cumulative) | Achievable Economic UCT Potential | 0 | 0 | 0 | 0 | 0 | 0 | 0 | 0 | 0 | 0 | 0 | 0 | 0 | 0 | 0 | 0 | 0 | 0 | 0 | 0 | 0 | 0 | 0 | 0 | 0 | 0 | 0 | 0 | 0 | 0 | 0
F1_Industrial_Food Products_New_Process_Natural Gas_Gas Boiler - High Turndown_A_Achievable Economic UCT Potential | F1 | Industrial | Food Products | New | Process | Natural Gas | Gas Boiler - High Turndown | A | Integrated Unit Energy Savings (kWh or therms) | Achievable Economic UCT Potential | 0 | 0 | 0 | 0 | 0 | 47.2533 | 47.1407 | 47.0391 | 46.9457 | 46.8556 | 46.7914 | 46.7361 | 46.6888 | 46.6493 | 46.6171 | 46.593 | 46.5762 | 46.5653 | 46.5583 | 46.5534 | 46.5525 | 46.5526 | 46.5514 | 46.5491 | 46.5457 | 46.5771 | 46.6061 | 46.6331 | 47.3863 | 47.3863 | 47.3863
F2_Industrial_Food Products_New_Process_Natural Gas_Gas Boiler - High Turndown_A_Achievable Economic UCT Potential | F2 | Industrial | Food Products | New | Process | Natural Gas | Gas Boiler - High Turndown | A | Integrated Unit Summer Peak Savings (kW) | Achievable Economic UCT Potential | 0 | 0 | 0 | 0 | 0 | 0 | 0 | 0 | 0 | 0 | 0 | 0 | 0 | 0 | 0 | 0 | 0 | 0 | 0 | 0 | 0 | 0 | 0 | 0 | 0 | 0 | 0 | 0 | 0 | 0 | 0
F3_Industrial_Food Products_New_Process_Natural Gas_Gas Boiler - High Turndown_A_Achievable Economic UCT Potential | F3 | Industrial | Food Products | New | Process | Natural Gas | Gas Boiler - High Turndown | A | Integrated Unit Winter Peak Savings (kW) | Achievable Economic UCT Potential | 0 | 0 | 0 | 0 | 0 | 0 | 0 | 0 | 0 | 0 | 0 | 0 | 0 | 0 | 0 | 0 | 0 | 0 | 0 | 0 | 0 | 0 | 0 | 0 | 0 | 0 | 0 | 0 | 0 | 0 | 0
F4_Industrial_Food Products_New_Process_Natural Gas_Gas Boiler - High Turndown_A_Achievable Economic UCT Potential | F4 | Industrial | Food Products | New | Process | Natural Gas | Gas Boiler - High Turndown | A | Incremental Energy Savings (MWh or mTherms) | Achievable Economic UCT Potential | 0 | 0 | 0 | 0 | 0 | 0.13402 | 0.1584 | 0.18269 | 0.20676 | 0.23077 | 0.22936 | 0.20059 | 0.17411 | 0.15018 | 0.12872 | 0.10988 | 0.093377 | 0.079089 | 0.066768 | 0.056188 | 0.13203 | 0.15642 | 0.18079 | 0.20501 | 0.22924 | 0.22831 | 0.20003 | 0.1739 | 0.15255 | 0.13085 | 0.11175
F5_Industrial_Food Products_New_Process_Natural Gas_Gas Boiler - High Turndown_A_Achievable Economic UCT Potential | F5 | Industrial | Food Products | New | Process | Natural Gas | Gas Boiler - High Turndown | A | Incremental Summer Peak Savings (MW) | Achievable Economic UCT Potential | 0 | 0 | 0 | 0 | 0 | 0 | 0 | 0 | 0 | 0 | 0 | 0 | 0 | 0 | 0 | 0 | 0 | 0 | 0 | 0 | 0 | 0 | 0 | 0 | 0 | 0 | 0 | 0 | 0 | 0 | 0
F6_Industrial_Food Products_New_Process_Natural Gas_Gas Boiler - High Turndown_A_Achievable Economic UCT Potential | F6 | Industrial | Food Products | New | Process | Natural Gas | Gas Boiler - High Turndown | A | Incremental Winter Peak Savings (MW) | Achievable Economic UCT Potential | 0 | 0 | 0 | 0 | 0 | 0 | 0 | 0 | 0 | 0 | 0 | 0 | 0 | 0 | 0 | 0 | 0 | 0 | 0 | 0 | 0 | 0 | 0 | 0 | 0 | 0 | 0 | 0 | 0 | 0 | 0
F7_Industrial_Food Products_New_Process_Natural Gas_Gas Boiler - High Turndown_A_Achievable Economic UCT Potential | F7 | Industrial | Food Products | New | Process | Natural Gas | Gas Boiler - High Turndown | A | Cumulative Energy Savings (MWh or mTherms) | Achievable Economic UCT Potential | 0 | 0 | 0 | 0 | 0 | 0.13402 | 0.29209 | 0.47415 | 0.67997 | 0.90943 | 1.1375 | 1.3368 | 1.5095 | 1.6584 | 1.786 | 1.895 | 1.9877 | 2.0663 | 2.1327 | 2.1887 | 2.1887 | 2.1887 | 2.1886 | 2.1885 | 2.1883 | 2.1898 | 2.1912 | 2.1925 | 0 | 0 | 0
F8_Industrial_Food Products_New_Process_Natural Gas_Gas Boiler - High Turndown_A_Achievable Economic UCT Potential | F8 | Industrial | Food Products | New | Process | Natural Gas | Gas Boiler - High Turndown | A | Cumulative Summer Peak Savings (MW) | Achievable Economic UCT Potential | 0 | 0 | 0 | 0 | 0 | 0 | 0 | 0 | 0 | 0 | 0 | 0 | 0 | 0 | 0 | 0 | 0 | 0 | 0 | 0 | 0 | 0 | 0 | 0 | 0 | 0 | 0 | 0 | 0 | 0 | 0
F9_Industrial_Food Products_New_Process_Natural Gas_Gas Boiler - High Turndown_A_Achievable Economic UCT Potential | F9 | Industrial | Food Products | New | Process | Natural Gas | Gas Boiler - High Turndown | A | Cumulative Winter Peak Savings (MW) | Achievable Economic UCT Potential | 0 | 0 | 0 | 0 | 0 | 0 | 0 | 0 | 0 | 0 | 0 | 0 | 0 | 0 | 0 | 0 | 0 | 0 | 0 | 0 | 0 | 0 | 0 | 0 | 0 | 0 | 0 | 0 | 0 | 0 | 0
F10_Industrial_Food Products_New_Process_Natural Gas_Gas Boiler - High Turndown_A_Achievable Economic UCT Potential | F10 | Industrial | Food Products | New | Process | Natural Gas | Gas Boiler - High Turndown | A | Purchases (Incremental) | Achievable Economic UCT Potential | 0 | 0 | 0 | 0 | 0 | 2.8362 | 3.3601 | 3.8837 | 4.4042 | 4.9251 | 4.9017 | 4.2919 | 3.7291 | 3.2193 | 2.7613 | 2.3582 | 2.0048 | 1.6985 | 1.4341 | 1.207 | 2.8362 | 3.3601 | 3.8837 | 4.4042 | 4.9251 | 4.9017 | 4.2919 | 3.7291 | 3.2193 | 2.7613 | 2.3582
F11_Industrial_Food Products_New_Process_Natural Gas_Gas Boiler - High Turndown_A_Achievable Economic UCT Potential | F11 | Industrial | Food Products | New | Process | Natural Gas | Gas Boiler - High Turndown | A | Purchases (Cumulative) | Achievable Economic UCT Potential | 0 | 0 | 0 | 0 | 0 | 2.8362 | 6.1962 | 10.0799 | 14.4842 | 19.4092 | 24.3109 | 28.6028 | 32.3319 | 35.5512 | 38.3125 | 40.6707 | 42.6755 | 44.374 | 45.8081 | 47.015 | 47.015 | 47.015 | 47.015 | 47.015 | 47.015 | 47.015 | 47.015 | 47.015 | 47.015 | 47.015 | 47.015
F1_Industrial_Food Products_New_Space Heating_Natural Gas_Gas Boiler - Burner Control Optimization_A_Achievable Economic UCT Potential | F1 | Industrial | Food Products | New | Space Heating | Natural Gas | Gas Boiler - Burner Control Optimization | A | Integrated Unit Energy Savings (kWh or therms) | Achievable Economic UCT Potential | 0 | 0 | 0 | 0 | 0 | 0 | 0 | 0 | 0 | 0 | 0 | 0 | 0 | 0 | 0 | 0 | 0 | 0 | 0 | 0 | 0 | 0 | 0 | 0 | 0 | 0 | 0 | 0 | 0 | 0 | 0
F2_Industrial_Food Products_New_Space Heating_Natural Gas_Gas Boiler - Burner Control Optimization_A_Achievable Economic UCT Potential | F2 | Industrial | Food Products | New | Space Heating | Natural Gas | Gas Boiler - Burner Control Optimization | A | Integrated Unit Summer Peak Savings (kW) | Achievable Economic UCT Potential | 0 | 0 | 0 | 0 | 0 | 0 | 0 | 0 | 0 | 0 | 0 | 0 | 0 | 0 | 0 | 0 | 0 | 0 | 0 | 0 | 0 | 0 | 0 | 0 | 0 | 0 | 0 | 0 | 0 | 0 | 0
F3_Industrial_Food Products_New_Space Heating_Natural Gas_Gas Boiler - Burner Control Optimization_A_Achievable Economic UCT Potential | F3 | Industrial | Food Products | New | Space Heating | Natural Gas | Gas Boiler - Burner Control Optimization | A | Integrated Unit Winter Peak Savings (kW) | Achievable Economic UCT Potential | 0 | 0 | 0 | 0 | 0 | 0 | 0 | 0 | 0 | 0 | 0 | 0 | 0 | 0 | 0 | 0 | 0 | 0 | 0 | 0 | 0 | 0 | 0 | 0 | 0 | 0 | 0 | 0 | 0 | 0 | 0
F4_Industrial_Food Products_New_Space Heating_Natural Gas_Gas Boiler - Burner Control Optimization_A_Achievable Economic UCT Potential | F4 | Industrial | Food Products | New | Space Heating | Natural Gas | Gas Boiler - Burner Control Optimization | A | Incremental Energy Savings (MWh or mTherms) | Achievable Economic UCT Potential | 0 | 0 | 0 | 0 | 0 | 0 | 0 | 0 | 0 | 0 | 0 | 0 | 0 | 0 | 0 | 0 | 0 | 0 | 0 | 0 | 0 | 0 | 0 | 0 | 0 | 0 | 0 | 0 | 0 | 0 | 0
F5_Industrial_Food Products_New_Space Heating_Natural Gas_Gas Boiler - Burner Control Optimization_A_Achievable Economic UCT Potential | F5 | Industrial | Food Products | New | Space Heating | Natural Gas | Gas Boiler - Burner Control Optimization | A | Incremental Summer Peak Savings (MW) | Achievable Economic UCT Potential | 0 | 0 | 0 | 0 | 0 | 0 | 0 | 0 | 0 | 0 | 0 | 0 | 0 | 0 | 0 | 0 | 0 | 0 | 0 | 0 | 0 | 0 | 0 | 0 | 0 | 0 | 0 | 0 | 0 | 0 | 0
F6_Industrial_Food Products_New_Space Heating_Natural Gas_Gas Boiler - Burner Control Optimization_A_Achievable Economic UCT Potential | F6 | Industrial | Food Products | New | Space Heating | Natural Gas | Gas Boiler - Burner Control Optimization | A | Incremental Winter Peak Savings (MW) | Achievable Economic UCT Potential | 0 | 0 | 0 | 0 | 0 | 0 | 0 | 0 | 0 | 0 | 0 | 0 | 0 | 0 | 0 | 0 | 0 | 0 | 0 | 0 | 0 | 0 | 0 | 0 | 0 | 0 | 0 | 0 | 0 | 0 | 0
F7_Industrial_Food Products_New_Space Heating_Natural Gas_Gas Boiler - Burner Control Optimization_A_Achievable Economic UCT Potential | F7 | Industrial | Food Products | New | Space Heating | Natural Gas | Gas Boiler - Burner Control Optimization | A | Cumulative Energy Savings (MWh or mTherms) | Achievable Economic UCT Potential | 0 | 0 | 0 | 0 | 0 | 0 | 0 | 0 | 0 | 0 | 0 | 0 | 0 | 0 | 0 | 0 | 0 | 0 | 0 | 0 | 0 | 0 | 0 | 0 | 0 | 0 | 0 | 0 | 0 | 0 | 0
F8_Industrial_Food Products_New_Space Heating_Natural Gas_Gas Boiler - Burner Control Optimization_A_Achievable Economic UCT Potential | F8 | Industrial | Food Products | New | Space Heating | Natural Gas | Gas Boiler - Burner Control Optimization | A | Cumulative Summer Peak Savings (MW) | Achievable Economic UCT Potential | 0 | 0 | 0 | 0 | 0 | 0 | 0 | 0 | 0 | 0 | 0 | 0 | 0 | 0 | 0 | 0 | 0 | 0 | 0 | 0 | 0 | 0 | 0 | 0 | 0 | 0 | 0 | 0 | 0 | 0 | 0
F9_Industrial_Food Products_New_Space Heating_Natural Gas_Gas Boiler - Burner Control Optimization_A_Achievable Economic UCT Potential | F9 | Industrial | Food Products | New | Space Heating | Natural Gas | Gas Boiler - Burner Control Optimization | A | Cumulative Winter Peak Savings (MW) | Achievable Economic UCT Potential | 0 | 0 | 0 | 0 | 0 | 0 | 0 | 0 | 0 | 0 | 0 | 0 | 0 | 0 | 0 | 0 | 0 | 0 | 0 | 0 | 0 | 0 | 0 | 0 | 0 | 0 | 0 | 0 | 0 | 0 | 0
F10_Industrial_Food Products_New_Space Heating_Natural Gas_Gas Boiler - Burner Control Optimization_A_Achievable Economic UCT Potential | F10 | Industrial | Food Products | New | Space Heating | Natural Gas | Gas Boiler - Burner Control Optimization | A | Purchases (Incremental) | Achievable Economic UCT Potential | 0 | 0 | 0 | 0 | 0 | 0 | 0 | 0 | 0 | 0 | 0 | 0 | 0 | 0 | 0 | 0 | 0 | 0 | 0 | 0 | 0 | 0 | 0 | 0 | 0 | 0 | 0 | 0 | 0 | 0 | 0
F11_Industrial_Food Products_New_Space Heating_Natural Gas_Gas Boiler - Burner Control Optimization_A_Achievable Economic UCT Potential | F11 | Industrial | Food Products | New | Space Heating | Natural Gas | Gas Boiler - Burner Control Optimization | A | Purchases (Cumulative) | Achievable Economic UCT Potential | 0 | 0 | 0 | 0 | 0 | 0 | 0 | 0 | 0 | 0 | 0 | 0 | 0 | 0 | 0 | 0 | 0 | 0 | 0 | 0 | 0 | 0 | 0 | 0 | 0 | 0 | 0 | 0 | 0 | 0 | 0
F1_Industrial_Food Products_New_Process_Natural Gas_Gas Boiler - Burner Control Optimization_A_Achievable Economic UCT Potential | F1 | Industrial | Food Products | New | Process | Natural Gas | Gas Boiler - Burner Control Optimization | A | Integrated Unit Energy Savings (kWh or therms) | Achievable Economic UCT Potential | 0 | 0 | 0 | 0 | 0 | 13.7002 | 13.6649 | 13.633 | 13.6037 | 13.5755 | 13.5553 | 13.5382 | 13.5239 | 13.5121 | 13.5027 | 13.4958 | 13.4911 | 13.4883 | 13.4866 | 13.4856 | 13.486 | 13.4867 | 13.4869 | 13.4868 | 13.4863 | 13.4958 | 13.5046 | 13.5128 | 13.742 | 13.742 | 13.742
F2_Industrial_Food Products_New_Process_Natural Gas_Gas Boiler - Burner Control Optimization_A_Achievable Economic UCT Potential | F2 | Industrial | Food Products | New | Process | Natural Gas | Gas Boiler - Burner Control Optimization | A | Integrated Unit Summer Peak Savings (kW) | Achievable Economic UCT Potential | 0 | 0 | 0 | 0 | 0 | 0 | 0 | 0 | 0 | 0 | 0 | 0 | 0 | 0 | 0 | 0 | 0 | 0 | 0 | 0 | 0 | 0 | 0 | 0 | 0 | 0 | 0 | 0 | 0 | 0 | 0
F3_Industrial_Food Products_New_Process_Natural Gas_Gas Boiler - Burner Control Optimization_A_Achievable Economic UCT Potential | F3 | Industrial | Food Products | New | Process | Natural Gas | Gas Boiler - Burner Control Optimization | A | Integrated Unit Winter Peak Savings (kW) | Achievable Economic UCT Potential | 0 | 0 | 0 | 0 | 0 | 0 | 0 | 0 | 0 | 0 | 0 | 0 | 0 | 0 | 0 | 0 | 0 | 0 | 0 | 0 | 0 | 0 | 0 | 0 | 0 | 0 | 0 | 0 | 0 | 0 | 0
F4_Industrial_Food Products_New_Process_Natural Gas_Gas Boiler - Burner Control Optimization_A_Achievable Economic UCT Potential | F4 | Industrial | Food Products | New | Process | Natural Gas | Gas Boiler - Burner Control Optimization | A | Incremental Energy Savings (MWh or mTherms) | Achievable Economic UCT Potential | 0 | 0 | 0 | 0 | 0 | 0.010482 | 0.019469 | 0.044902 | 0.088919 | 0.15435 | 0.23861 | 0.33196 | 0.42019 | 0.48788 | 0.52272 | 0.52056 | 0.48387 | 0.4219 | 0.34628 | 0.26841 | 0.1972 | 0.13765 | 0.091515 | 0.058079 | 0.040926 | 0.04445 | 0.088271 | 0.15364 | 0.2419 | 0.33696 | 0.42697
F5_Industrial_Food Products_New_Process_Natural Gas_Gas Boiler - Burner Control Optimization_A_Achievable Economic UCT Potential | F5 | Industrial | Food Products | New | Process | Natural Gas | Gas Boiler - Burner Control Optimization | A | Incremental Summer Peak Savings (MW) | Achievable Economic UCT Potential | 0 | 0 | 0 | 0 | 0 | 0 | 0 | 0 | 0 | 0 | 0 | 0 | 0 | 0 | 0 | 0 | 0 | 0 | 0 | 0 | 0 | 0 | 0 | 0 | 0 | 0 | 0 | 0 | 0 | 0 | 0
F6_Industrial_Food Products_New_Process_Natural Gas_Gas Boiler - Burner Control Optimization_A_Achievable Economic UCT Potential | F6 | Industrial | Food Products | New | Process | Natural Gas | Gas Boiler - Burner Control Optimization | A | Incremental Winter Peak Savings (MW) | Achievable Economic UCT Potential | 0 | 0 | 0 | 0 | 0 | 0 | 0 | 0 | 0 | 0 | 0 | 0 | 0 | 0 | 0 | 0 | 0 | 0 | 0 | 0 | 0 | 0 | 0 | 0 | 0 | 0 | 0 | 0 | 0 | 0 | 0
F7_Industrial_Food Products_New_Process_Natural Gas_Gas Boiler - Burner Control Optimization_A_Achievable Economic UCT Potential | F7 | Industrial | Food Products | New | Process | Natural Gas | Gas Boiler - Burner Control Optimization | A | Cumulative Energy Savings (MWh or mTherms) | Achievable Economic UCT Potential | 0 | 0 | 0 | 0 | 0 | 0.010482 | 0.029924 | 0.074756 | 0.16351 | 0.31753 | 0.55566 | 0.88692 | 1.3062 | 1.7929 | 2.3144 | 2.8338 | 3.3167 | 3.7379 | 4.0837 | 4.3518 | 4.5491 | 4.687 | 4.7786 | 4.8263 | 4.8478 | 4.8513 | 4.8544 | 4.8574 | 0 | 0 | 0
F8_Industrial_Food Products_New_Process_Natural Gas_Gas Boiler - Burner Control Optimization_A_Achievable Economic UCT Potential | F8 | Industrial | Food Products | New | Process | Natural Gas | Gas Boiler - Burner Control Optimization | A | Cumulative Summer Peak Savings (MW) | Achievable Economic UCT Potential | 0 | 0 | 0 | 0 | 0 | 0 | 0 | 0 | 0 | 0 | 0 | 0 | 0 | 0 | 0 | 0 | 0 | 0 | 0 | 0 | 0 | 0 | 0 | 0 | 0 | 0 | 0 | 0 | 0 | 0 | 0
F9_Industrial_Food Products_New_Process_Natural Gas_Gas Boiler - Burner Control Optimization_A_Achievable Economic UCT Potential | F9 | Industrial | Food Products | New | Process | Natural Gas | Gas Boiler - Burner Control Optimization | A | Cumulative Winter Peak Savings (MW) | Achievable Economic UCT Potential | 0 | 0 | 0 | 0 | 0 | 0 | 0 | 0 | 0 | 0 | 0 | 0 | 0 | 0 | 0 | 0 | 0 | 0 | 0 | 0 | 0 | 0 | 0 | 0 | 0 | 0 | 0 | 0 | 0 | 0 | 0
F10_Industrial_Food Products_New_Process_Natural Gas_Gas Boiler - Burner Control Optimization_A_Achievable Economic UCT Potential | F10 | Industrial | Food Products | New | Process | Natural Gas | Gas Boiler - Burner Control Optimization | A | Purchases (Incremental) | Achievable Economic UCT Potential | 0 | 0 | 0 | 0 | 0 | 0.76507 | 1.4248 | 3.2936 | 6.5363 | 11.37 | 17.6027 | 24.5204 | 31.0701 | 36.1072 | 38.7123 | 38.5721 | 35.8659 | 31.2788 | 25.6761 | 19.9038 | 14.6227 | 10.2065 | 6.7855 | 4.3064 | 3.0346 | 3.2936 | 6.5363 | 11.37 | 17.6027 | 24.5204 | 31.0701
F11_Industrial_Food Products_New_Process_Natural Gas_Gas Boiler - Burner Control Optimization_A_Achievable Economic UCT Potential | F11 | Industrial | Food Products | New | Process | Natural Gas | Gas Boiler - Burner Control Optimization | A | Purchases (Cumulative) | Achievable Economic UCT Potential | 0 | 0 | 0 | 0 | 0 | 0.76507 | 2.1898 | 5.4834 | 12.0198 | 23.3898 | 40.9925 | 65.5128 | 96.583 | 132.6902 | 171.4025 | 209.9747 | 245.8405 | 277.1193 | 302.7954 | 322.6992 | 337.3219 | 347.5284 | 354.3139 | 357.8552 | 359.4651 | 359.4651 | 359.4651 | 359.4651 | 359.4651 | 359.4651 | 359.4651
F1_Industrial_Food Products_New_Space Heating_Natural Gas_HVAC - Demand Controlled Ventilation_A_Achievable Economic UCT Potential | F1 | Industrial | Food Products | New | Space Heating | Natural Gas | HVAC - Demand Controlled Ventilation | A | Integrated Unit Energy Savings (kWh or therms) | Achievable Economic UCT Potential | 0 | 0 | 0 | 0 | 0 | 0 | 0 | 0 | 0 | 0 | 0 | 0 | 0 | 0 | 0 | 0 | 0 | 0 | 0 | 0 | 0 | 0 | 0 | 0 | 0 | 0 | 0 | 0 | 0 | 0 | 0
F2_Industrial_Food Products_New_Space Heating_Natural Gas_HVAC - Demand Controlled Ventilation_A_Achievable Economic UCT Potential | F2 | Industrial | Food Products | New | Space Heating | Natural Gas | HVAC - Demand Controlled Ventilation | A | Integrated Unit Summer Peak Savings (kW) | Achievable Economic UCT Potential | 0 | 0 | 0 | 0 | 0 | 0 | 0 | 0 | 0 | 0 | 0 | 0 | 0 | 0 | 0 | 0 | 0 | 0 | 0 | 0 | 0 | 0 | 0 | 0 | 0 | 0 | 0 | 0 | 0 | 0 | 0
F3_Industrial_Food Products_New_Space Heating_Natural Gas_HVAC - Demand Controlled Ventilation_A_Achievable Economic UCT Potential | F3 | Industrial | Food Products | New | Space Heating | Natural Gas | HVAC - Demand Controlled Ventilation | A | Integrated Unit Winter Peak Savings (kW) | Achievable Economic UCT Potential | 0 | 0 | 0 | 0 | 0 | 0 | 0 | 0 | 0 | 0 | 0 | 0 | 0 | 0 | 0 | 0 | 0 | 0 | 0 | 0 | 0 | 0 | 0 | 0 | 0 | 0 | 0 | 0 | 0 | 0 | 0
F4_Industrial_Food Products_New_Space Heating_Natural Gas_HVAC - Demand Controlled Ventilation_A_Achievable Economic UCT Potential | F4 | Industrial | Food Products | New | Space Heating | Natural Gas | HVAC - Demand Controlled Ventilation | A | Incremental Energy Savings (MWh or mTherms) | Achievable Economic UCT Potential | 0 | 0 | 0 | 0 | 0 | 0 | 0 | 0 | 0 | 0 | 0 | 0 | 0 | 0 | 0 | 0 | 0 | 0 | 0 | 0 | 0 | 0 | 0 | 0 | 0 | 0 | 0 | 0 | 0 | 0 | 0
F5_Industrial_Food Products_New_Space Heating_Natural Gas_HVAC - Demand Controlled Ventilation_A_Achievable Economic UCT Potential | F5 | Industrial | Food Products | New | Space Heating | Natural Gas | HVAC - Demand Controlled Ventilation | A | Incremental Summer Peak Savings (MW) | Achievable Economic UCT Potential | 0 | 0 | 0 | 0 | 0 | 0 | 0 | 0 | 0 | 0 | 0 | 0 | 0 | 0 | 0 | 0 | 0 | 0 | 0 | 0 | 0 | 0 | 0 | 0 | 0 | 0 | 0 | 0 | 0 | 0 | 0
F6_Industrial_Food Products_New_Space Heating_Natural Gas_HVAC - Demand Controlled Ventilation_A_Achievable Economic UCT Potential | F6 | Industrial | Food Products | New | Space Heating | Natural Gas | HVAC - Demand Controlled Ventilation | A | Incremental Winter Peak Savings (MW) | Achievable Economic UCT Potential | 0 | 0 | 0 | 0 | 0 | 0 | 0 | 0 | 0 | 0 | 0 | 0 | 0 | 0 | 0 | 0 | 0 | 0 | 0 | 0 | 0 | 0 | 0 | 0 | 0 | 0 | 0 | 0 | 0 | 0 | 0
F7_Industrial_Food Products_New_Space Heating_Natural Gas_HVAC - Demand Controlled Ventilation_A_Achievable Economic UCT Potential | F7 | Industrial | Food Products | New | Space Heating | Natural Gas | HVAC - Demand Controlled Ventilation | A | Cumulative Energy Savings (MWh or mTherms) | Achievable Economic UCT Potential | 0 | 0 | 0 | 0 | 0 | 0 | 0 | 0 | 0 | 0 | 0 | 0 | 0 | 0 | 0 | 0 | 0 | 0 | 0 | 0 | 0 | 0 | 0 | 0 | 0 | 0 | 0 | 0 | 0 | 0 | 0
F8_Industrial_Food Products_New_Space Heating_Natural Gas_HVAC - Demand Controlled Ventilation_A_Achievable Economic UCT Potential | F8 | Industrial | Food Products | New | Space Heating | Natural Gas | HVAC - Demand Controlled Ventilation | A | Cumulative Summer Peak Savings (MW) | Achievable Economic UCT Potential | 0 | 0 | 0 | 0 | 0 | 0 | 0 | 0 | 0 | 0 | 0 | 0 | 0 | 0 | 0 | 0 | 0 | 0 | 0 | 0 | 0 | 0 | 0 | 0 | 0 | 0 | 0 | 0 | 0 | 0 | 0
F9_Industrial_Food Products_New_Space Heating_Natural Gas_HVAC - Demand Controlled Ventilation_A_Achievable Economic UCT Potential | F9 | Industrial | Food Products | New | Space Heating | Natural Gas | HVAC - Demand Controlled Ventilation | A | Cumulative Winter Peak Savings (MW) | Achievable Economic UCT Potential | 0 | 0 | 0 | 0 | 0 | 0 | 0 | 0 | 0 | 0 | 0 | 0 | 0 | 0 | 0 | 0 | 0 | 0 | 0 | 0 | 0 | 0 | 0 | 0 | 0 | 0 | 0 | 0 | 0 | 0 | 0
F10_Industrial_Food Products_New_Space Heating_Natural Gas_HVAC - Demand Controlled Ventilation_A_Achievable Economic UCT Potential | F10 | Industrial | Food Products | New | Space Heating | Natural Gas | HVAC - Demand Controlled Ventilation | A | Purchases (Incremental) | Achievable Economic UCT Potential | 0 | 0 | 0 | 0 | 0 | 0 | 0 | 0 | 0 | 0 | 0 | 0 | 0 | 0 | 0 | 0 | 0 | 0 | 0 | 0 | 0 | 0 | 0 | 0 | 0 | 0 | 0 | 0 | 0 | 0 | 0
F11_Industrial_Food Products_New_Space Heating_Natural Gas_HVAC - Demand Controlled Ventilation_A_Achievable Economic UCT Potential | F11 | Industrial | Food Products | New | Space Heating | Natural Gas | HVAC - Demand Controlled Ventilation | A | Purchases (Cumulative) | Achievable Economic UCT Potential | 0 | 0 | 0 | 0 | 0 | 0 | 0 | 0 | 0 | 0 | 0 | 0 | 0 | 0 | 0 | 0 | 0 | 0 | 0 | 0 | 0 | 0 | 0 | 0 | 0 | 0 | 0 | 0 | 0 | 0 | 0
F1_Industrial_Food Products_New_Space Heating_Natural Gas_Gas Boiler - Stack Economizer_A_Achievable Economic UCT Potential | F1 | Industrial | Food Products | New | Space Heating | Natural Gas | Gas Boiler - Stack Economizer | A | Integrated Unit Energy Savings (kWh or therms) | Achievable Economic UCT Potential | 0 | 0 | 0 | 0 | 0 | 0 | 0 | 0 | 0 | 0 | 0 | 0 | 0 | 0 | 0 | 0 | 0 | 0 | 0 | 0 | 0 | 0 | 0 | 0 | 0 | 0 | 0 | 0 | 0 | 0 | 0
F2_Industrial_Food Products_New_Space Heating_Natural Gas_Gas Boiler - Stack Economizer_A_Achievable Economic UCT Potential | F2 | Industrial | Food Products | New | Space Heating | Natural Gas | Gas Boiler - Stack Economizer | A | Integrated Unit Summer Peak Savings (kW) | Achievable Economic UCT Potential | 0 | 0 | 0 | 0 | 0 | 0 | 0 | 0 | 0 | 0 | 0 | 0 | 0 | 0 | 0 | 0 | 0 | 0 | 0 | 0 | 0 | 0 | 0 | 0 | 0 | 0 | 0 | 0 | 0 | 0 | 0
F3_Industrial_Food Products_New_Space Heating_Natural Gas_Gas Boiler - Stack Economizer_A_Achievable Economic UCT Potential | F3 | Industrial | Food Products | New | Space Heating | Natural Gas | Gas Boiler - Stack Economizer | A | Integrated Unit Winter Peak Savings (kW) | Achievable Economic UCT Potential | 0 | 0 | 0 | 0 | 0 | 0 | 0 | 0 | 0 | 0 | 0 | 0 | 0 | 0 | 0 | 0 | 0 | 0 | 0 | 0 | 0 | 0 | 0 | 0 | 0 | 0 | 0 | 0 | 0 | 0 | 0
F4_Industrial_Food Products_New_Space Heating_Natural Gas_Gas Boiler - Stack Economizer_A_Achievable Economic UCT Potential | F4 | Industrial | Food Products | New | Space Heating | Natural Gas | Gas Boiler - Stack Economizer | A | Incremental Energy Savings (MWh or mTherms) | Achievable Economic UCT Potential | 0 | 0 | 0 | 0 | 0 | 0 | 0 | 0 | 0 | 0 | 0 | 0 | 0 | 0 | 0 | 0 | 0 | 0 | 0 | 0 | 0 | 0 | 0 | 0 | 0 | 0 | 0 | 0 | 0 | 0 | 0
F5_Industrial_Food Products_New_Space Heating_Natural Gas_Gas Boiler - Stack Economizer_A_Achievable Economic UCT Potential | F5 | Industrial | Food Products | New | Space Heating | Natural Gas | Gas Boiler - Stack Economizer | A | Incremental Summer Peak Savings (MW) | Achievable Economic UCT Potential | 0 | 0 | 0 | 0 | 0 | 0 | 0 | 0 | 0 | 0 | 0 | 0 | 0 | 0 | 0 | 0 | 0 | 0 | 0 | 0 | 0 | 0 | 0 | 0 | 0 | 0 | 0 | 0 | 0 | 0 | 0
F6_Industrial_Food Products_New_Space Heating_Natural Gas_Gas Boiler - Stack Economizer_A_Achievable Economic UCT Potential | F6 | Industrial | Food Products | New | Space Heating | Natural Gas | Gas Boiler - Stack Economizer | A | Incremental Winter Peak Savings (MW) | Achievable Economic UCT Potential | 0 | 0 | 0 | 0 | 0 | 0 | 0 | 0 | 0 | 0 | 0 | 0 | 0 | 0 | 0 | 0 | 0 | 0 | 0 | 0 | 0 | 0 | 0 | 0 | 0 | 0 | 0 | 0 | 0 | 0 | 0
F7_Industrial_Food Products_New_Space Heating_Natural Gas_Gas Boiler - Stack Economizer_A_Achievable Economic UCT Potential | F7 | Industrial | Food Products | New | Space Heating | Natural Gas | Gas Boiler - Stack Economizer | A | Cumulative Energy Savings (MWh or mTherms) | Achievable Economic UCT Potential | 0 | 0 | 0 | 0 | 0 | 0 | 0 | 0 | 0 | 0 | 0 | 0 | 0 | 0 | 0 | 0 | 0 | 0 | 0 | 0 | 0 | 0 | 0 | 0 | 0 | 0 | 0 | 0 | 0 | 0 | 0
F8_Industrial_Food Products_New_Space Heating_Natural Gas_Gas Boiler - Stack Economizer_A_Achievable Economic UCT Potential | F8 | Industrial | Food Products | New | Space Heating | Natural Gas | Gas Boiler - Stack Economizer | A | Cumulative Summer Peak Savings (MW) | Achievable Economic UCT Potential | 0 | 0 | 0 | 0 | 0 | 0 | 0 | 0 | 0 | 0 | 0 | 0 | 0 | 0 | 0 | 0 | 0 | 0 | 0 | 0 | 0 | 0 | 0 | 0 | 0 | 0 | 0 | 0 | 0 | 0 | 0
F9_Industrial_Food Products_New_Space Heating_Natural Gas_Gas Boiler - Stack Economizer_A_Achievable Economic UCT Potential | F9 | Industrial | Food Products | New | Space Heating | Natural Gas | Gas Boiler - Stack Economizer | A | Cumulative Winter Peak Savings (MW) | Achievable Economic UCT Potential | 0 | 0 | 0 | 0 | 0 | 0 | 0 | 0 | 0 | 0 | 0 | 0 | 0 | 0 | 0 | 0 | 0 | 0 | 0 | 0 | 0 | 0 | 0 | 0 | 0 | 0 | 0 | 0 | 0 | 0 | 0
F10_Industrial_Food Products_New_Space Heating_Natural Gas_Gas Boiler - Stack Economizer_A_Achievable Economic UCT Potential | F10 | Industrial | Food Products | New | Space Heating | Natural Gas | Gas Boiler - Stack Economizer | A | Purchases (Incremental) | Achievable Economic UCT Potential | 0 | 0 | 0 | 0 | 0 | 0 | 0 | 0 | 0 | 0 | 0 | 0 | 0 | 0 | 0 | 0 | 0 | 0 | 0 | 0 | 0 | 0 | 0 | 0 | 0 | 0 | 0 | 0 | 0 | 0 | 0
F11_Industrial_Food Products_New_Space Heating_Natural Gas_Gas Boiler - Stack Economizer_A_Achievable Economic UCT Potential | F11 | Industrial | Food Products | New | Space Heating | Natural Gas | Gas Boiler - Stack Economizer | A | Purchases (Cumulative) | Achievable Economic UCT Potential | 0 | 0 | 0 | 0 | 0 | 0 | 0 | 0 | 0 | 0 | 0 | 0 | 0 | 0 | 0 | 0 | 0 | 0 | 0 | 0 | 0 | 0 | 0 | 0 | 0 | 0 | 0 | 0 | 0 | 0 | 0
F1_Industrial_Food Products_New_Process_Natural Gas_Gas Boiler - Stack Economizer_A_Achievable Economic UCT Potential | F1 | Industrial | Food Products | New | Process | Natural Gas | Gas Boiler - Stack Economizer | A | Integrated Unit Energy Savings (kWh or therms) | Achievable Economic UCT Potential | 0 | 0 | 0 | 0 | 0 | 45.4856 | 45.4827 | 45.4812 | 45.4824 | 45.4833 | 45.484 | 45.4846 | 45.4851 | 45.4855 | 45.4859 | 45.4862 | 45.4865 | 45.4867 | 45.4869 | 45.4871 | 45.4873 | 45.4874 | 45.4876 | 45.4877 | 45.4878 | 45.488 | 45.4881 | 45.4882 | 45.4909 | 45.4909 | 45.4909
F2_Industrial_Food Products_New_Process_Natural Gas_Gas Boiler - Stack Economizer_A_Achievable Economic UCT Potential | F2 | Industrial | Food Products | New | Process | Natural Gas | Gas Boiler - Stack Economizer | A | Integrated Unit Summer Peak Savings (kW) | Achievable Economic UCT Potential | 0 | 0 | 0 | 0 | 0 | 0 | 0 | 0 | 0 | 0 | 0 | 0 | 0 | 0 | 0 | 0 | 0 | 0 | 0 | 0 | 0 | 0 | 0 | 0 | 0 | 0 | 0 | 0 | 0 | 0 | 0
F3_Industrial_Food Products_New_Process_Natural Gas_Gas Boiler - Stack Economizer_A_Achievable Economic UCT Potential | F3 | Industrial | Food Products | New | Process | Natural Gas | Gas Boiler - Stack Economizer | A | Integrated Unit Winter Peak Savings (kW) | Achievable Economic UCT Potential | 0 | 0 | 0 | 0 | 0 | 0 | 0 | 0 | 0 | 0 | 0 | 0 | 0 | 0 | 0 | 0 | 0 | 0 | 0 | 0 | 0 | 0 | 0 | 0 | 0 | 0 | 0 | 0 | 0 | 0 | 0
F4_Industrial_Food Products_New_Process_Natural Gas_Gas Boiler - Stack Economizer_A_Achievable Economic UCT Potential | F4 | Industrial | Food Products | New | Process | Natural Gas | Gas Boiler - Stack Economizer | A | Incremental Energy Savings (MWh or mTherms) | Achievable Economic UCT Potential | 0 | 0 | 0 | 0 | 0 | 0.34401 | 0.40753 | 0.47103 | 0.53417 | 0.59735 | 0.59453 | 0.52057 | 0.45232 | 0.39049 | 0.33493 | 0.28604 | 0.24318 | 0.20602 | 0.17395 | 0.1464 | 0.34402 | 0.40758 | 0.47109 | 0.53424 | 0.59741 | 0.59458 | 0.52061 | 0.45235 | 0.39053 | 0.33497 | 0.28607
F5_Industrial_Food Products_New_Process_Natural Gas_Gas Boiler - Stack Economizer_A_Achievable Economic UCT Potential | F5 | Industrial | Food Products | New | Process | Natural Gas | Gas Boiler - Stack Economizer | A | Incremental Summer Peak Savings (MW) | Achievable Economic UCT Potential | 0 | 0 | 0 | 0 | 0 | 0 | 0 | 0 | 0 | 0 | 0 | 0 | 0 | 0 | 0 | 0 | 0 | 0 | 0 | 0 | 0 | 0 | 0 | 0 | 0 | 0 | 0 | 0 | 0 | 0 | 0
F6_Industrial_Food Products_New_Process_Natural Gas_Gas Boiler - Stack Economizer_A_Achievable Economic UCT Potential | F6 | Industrial | Food Products | New | Process | Natural Gas | Gas Boiler - Stack Economizer | A | Incremental Winter Peak Savings (MW) | Achievable Economic UCT Potential | 0 | 0 | 0 | 0 | 0 | 0 | 0 | 0 | 0 | 0 | 0 | 0 | 0 | 0 | 0 | 0 | 0 | 0 | 0 | 0 | 0 | 0 | 0 | 0 | 0 | 0 | 0 | 0 | 0 | 0 | 0
F7_Industrial_Food Products_New_Process_Natural Gas_Gas Boiler - Stack Economizer_A_Achievable Economic UCT Potential | F7 | Industrial | Food Products | New | Process | Natural Gas | Gas Boiler - Stack Economizer | A | Cumulative Energy Savings (MWh or mTherms) | Achievable Economic UCT Potential | 0 | 0 | 0 | 0 | 0 | 0.34401 | 0.75152 | 1.2225 | 1.7567 | 2.3541 | 2.9487 | 3.4693 | 3.9217 | 4.3122 | 4.6471 | 4.9332 | 5.1764 | 5.3825 | 5.5564 | 5.7029 | 5.7029 | 5.7029 | 5.7029 | 5.7029 | 5.703 | 5.703 | 5.703 | 5.703 | 0 | 0 | 0
F8_Industrial_Food Products_New_Process_Natural Gas_Gas Boiler - Stack Economizer_A_Achievable Economic UCT Potential | F8 | Industrial | Food Products | New | Process | Natural Gas | Gas Boiler - Stack Economizer | A | Cumulative Summer Peak Savings (MW) | Achievable Economic UCT Potential | 0 | 0 | 0 | 0 | 0 | 0 | 0 | 0 | 0 | 0 | 0 | 0 | 0 | 0 | 0 | 0 | 0 | 0 | 0 | 0 | 0 | 0 | 0 | 0 | 0 | 0 | 0 | 0 | 0 | 0 | 0
F9_Industrial_Food Products_New_Process_Natural Gas_Gas Boiler - Stack Economizer_A_Achievable Economic UCT Potential | F9 | Industrial | Food Products | New | Process | Natural Gas | Gas Boiler - Stack Economizer | A | Cumulative Winter Peak Savings (MW) | Achievable Economic UCT Potential | 0 | 0 | 0 | 0 | 0 | 0 | 0 | 0 | 0 | 0 | 0 | 0 | 0 | 0 | 0 | 0 | 0 | 0 | 0 | 0 | 0 | 0 | 0 | 0 | 0 | 0 | 0 | 0 | 0 | 0 | 0
F10_Industrial_Food Products_New_Process_Natural Gas_Gas Boiler - Stack Economizer_A_Achievable Economic UCT Potential | F10 | Industrial | Food Products | New | Process | Natural Gas | Gas Boiler - Stack Economizer | A | Purchases (Incremental) | Achievable Economic UCT Potential | 0 | 0 | 0 | 0 | 0 | 7.5631 | 8.9602 | 10.3565 | 11.7446 | 13.1335 | 13.0711 | 11.445 | 9.9443 | 8.5848 | 7.3634 | 6.2886 | 5.3462 | 4.5292 | 3.8242 | 3.2185 | 7.5631 | 8.9602 | 10.3565 | 11.7446 | 13.1335 | 13.0711 | 11.445 | 9.9443 | 8.5848 | 7.3634 | 6.2886
F11_Industrial_Food Products_New_Process_Natural Gas_Gas Boiler - Stack Economizer_A_Achievable Economic UCT Potential | F11 | Industrial | Food Products | New | Process | Natural Gas | Gas Boiler - Stack Economizer | A | Purchases (Cumulative) | Achievable Economic UCT Potential | 0 | 0 | 0 | 0 | 0 | 7.5631 | 16.5233 | 26.8798 | 38.6244 | 51.7579 | 64.8291 | 76.2741 | 86.2184 | 94.8033 | 102.1666 | 108.4552 | 113.8014 | 118.3306 | 122.1548 | 125.3733 | 125.3733 | 125.3733 | 125.3733 | 125.3733 | 125.3733 | 125.3733 | 125.3733 | 125.3733 | 125.3733 | 125.3733 | 125.3733
F1_Industrial_Food Products_New_Space Heating_Natural Gas_Gas Furnace Tube Inserts_A_Achievable Economic UCT Potential | F1 | Industrial | Food Products | New | Space Heating | Natural Gas | Gas Furnace Tube Inserts | A | Integrated Unit Energy Savings (kWh or therms) | Achievable Economic UCT Potential | 0 | 0 | 0 | 0 | 0 | 0 | 0 | 0 | 0 | 0 | 0 | 0 | 0 | 0 | 0 | 0 | 0 | 0 | 0 | 0 | 0 | 0 | 0 | 0 | 0 | 0 | 0 | 0 | 0 | 0 | 0
F2_Industrial_Food Products_New_Space Heating_Natural Gas_Gas Furnace Tube Inserts_A_Achievable Economic UCT Potential | F2 | Industrial | Food Products | New | Space Heating | Natural Gas | Gas Furnace Tube Inserts | A | Integrated Unit Summer Peak Savings (kW) | Achievable Economic UCT Potential | 0 | 0 | 0 | 0 | 0 | 0 | 0 | 0 | 0 | 0 | 0 | 0 | 0 | 0 | 0 | 0 | 0 | 0 | 0 | 0 | 0 | 0 | 0 | 0 | 0 | 0 | 0 | 0 | 0 | 0 | 0
F3_Industrial_Food Products_New_Space Heating_Natural Gas_Gas Furnace Tube Inserts_A_Achievable Economic UCT Potential | F3 | Industrial | Food Products | New | Space Heating | Natural Gas | Gas Furnace Tube Inserts | A | Integrated Unit Winter Peak Savings (kW) | Achievable Economic UCT Potential | 0 | 0 | 0 | 0 | 0 | 0 | 0 | 0 | 0 | 0 | 0 | 0 | 0 | 0 | 0 | 0 | 0 | 0 | 0 | 0 | 0 | 0 | 0 | 0 | 0 | 0 | 0 | 0 | 0 | 0 | 0
F4_Industrial_Food Products_New_Space Heating_Natural Gas_Gas Furnace Tube Inserts_A_Achievable Economic UCT Potential | F4 | Industrial | Food Products | New | Space Heating | Natural Gas | Gas Furnace Tube Inserts | A | Incremental Energy Savings (MWh or mTherms) | Achievable Economic UCT Potential | 0 | 0 | 0 | 0 | 0 | 0 | 0 | 0 | 0 | 0 | 0 | 0 | 0 | 0 | 0 | 0 | 0 | 0 | 0 | 0 | 0 | 0 | 0 | 0 | 0 | 0 | 0 | 0 | 0 | 0 | 0
F5_Industrial_Food Products_New_Space Heating_Natural Gas_Gas Furnace Tube Inserts_A_Achievable Economic UCT Potential | F5 | Industrial | Food Products | New | Space Heating | Natural Gas | Gas Furnace Tube Inserts | A | Incremental Summer Peak Savings (MW) | Achievable Economic UCT Potential | 0 | 0 | 0 | 0 | 0 | 0 | 0 | 0 | 0 | 0 | 0 | 0 | 0 | 0 | 0 | 0 | 0 | 0 | 0 | 0 | 0 | 0 | 0 | 0 | 0 | 0 | 0 | 0 | 0 | 0 | 0
F6_Industrial_Food Products_New_Space Heating_Natural Gas_Gas Furnace Tube Inserts_A_Achievable Economic UCT Potential | F6 | Industrial | Food Products | New | Space Heating | Natural Gas | Gas Furnace Tube Inserts | A | Incremental Winter Peak Savings (MW) | Achievable Economic UCT Potential | 0 | 0 | 0 | 0 | 0 | 0 | 0 | 0 | 0 | 0 | 0 | 0 | 0 | 0 | 0 | 0 | 0 | 0 | 0 | 0 | 0 | 0 | 0 | 0 | 0 | 0 | 0 | 0 | 0 | 0 | 0
F7_Industrial_Food Products_New_Space Heating_Natural Gas_Gas Furnace Tube Inserts_A_Achievable Economic UCT Potential | F7 | Industrial | Food Products | New | Space Heating | Natural Gas | Gas Furnace Tube Inserts | A | Cumulative Energy Savings (MWh or mTherms) | Achievable Economic UCT Potential | 0 | 0 | 0 | 0 | 0 | 0 | 0 | 0 | 0 | 0 | 0 | 0 | 0 | 0 | 0 | 0 | 0 | 0 | 0 | 0 | 0 | 0 | 0 | 0 | 0 | 0 | 0 | 0 | 0 | 0 | 0
F8_Industrial_Food Products_New_Space Heating_Natural Gas_Gas Furnace Tube Inserts_A_Achievable Economic UCT Potential | F8 | Industrial | Food Products | New | Space Heating | Natural Gas | Gas Furnace Tube Inserts | A | Cumulative Summer Peak Savings (MW) | Achievable Economic UCT Potential | 0 | 0 | 0 | 0 | 0 | 0 | 0 | 0 | 0 | 0 | 0 | 0 | 0 | 0 | 0 | 0 | 0 | 0 | 0 | 0 | 0 | 0 | 0 | 0 | 0 | 0 | 0 | 0 | 0 | 0 | 0
F9_Industrial_Food Products_New_Space Heating_Natural Gas_Gas Furnace Tube Inserts_A_Achievable Economic UCT Potential | F9 | Industrial | Food Products | New | Space Heating | Natural Gas | Gas Furnace Tube Inserts | A | Cumulative Winter Peak Savings (MW) | Achievable Economic UCT Potential | 0 | 0 | 0 | 0 | 0 | 0 | 0 | 0 | 0 | 0 | 0 | 0 | 0 | 0 | 0 | 0 | 0 | 0 | 0 | 0 | 0 | 0 | 0 | 0 | 0 | 0 | 0 | 0 | 0 | 0 | 0
F10_Industrial_Food Products_New_Space Heating_Natural Gas_Gas Furnace Tube Inserts_A_Achievable Economic UCT Potential | F10 | Industrial | Food Products | New | Space Heating | Natural Gas | Gas Furnace Tube Inserts | A | Purchases (Incremental) | Achievable Economic UCT Potential | 0 | 0 | 0 | 0 | 0 | 0 | 0 | 0 | 0 | 0 | 0 | 0 | 0 | 0 | 0 | 0 | 0 | 0 | 0 | 0 | 0 | 0 | 0 | 0 | 0 | 0 | 0 | 0 | 0 | 0 | 0
F11_Industrial_Food Products_New_Space Heating_Natural Gas_Gas Furnace Tube Inserts_A_Achievable Economic UCT Potential | F11 | Industrial | Food Products | New | Space Heating | Natural Gas | Gas Furnace Tube Inserts | A | Purchases (Cumulative) | Achievable Economic UCT Potential | 0 | 0 | 0 | 0 | 0 | 0 | 0 | 0 | 0 | 0 | 0 | 0 | 0 | 0 | 0 | 0 | 0 | 0 | 0 | 0 | 0 | 0 | 0 | 0 | 0 | 0 | 0 | 0 | 0 | 0 | 0
F1_Industrial_Food Products_New_Space Heating_Natural Gas_Space Heating - Heat Recovery Ventilator_A_Achievable Economic UCT Potential | F1 | Industrial | Food Products | New | Space Heating | Natural Gas | Space Heating - Heat Recovery Ventilator | A | Integrated Unit Energy Savings (kWh or therms) | Achievable Economic UCT Potential | 0 | 0 | 0 | 0 | 0 | 0.012436 | 0.012229 | 0.012057 | 0.011908 | 0.011772 | 0.011648 | 0.011499 | 0.011338 | 0.011172 | 0.011007 | 0.010855 | 0.010716 | 0.010598 | 0.010447 | 0.010331 | 0.010244 | 0.010177 | 0.010141 | 0.01012 | 0.010111 | 0.010109 | 0.01011 | 0.010114 | 0 | 0 | 0
F2_Industrial_Food Products_New_Space Heating_Natural Gas_Space Heating - Heat Recovery Ventilator_A_Achievable Economic UCT Potential | F2 | Industrial | Food Products | New | Space Heating | Natural Gas | Space Heating - Heat Recovery Ventilator | A | Integrated Unit Summer Peak Savings (kW) | Achievable Economic UCT Potential | 0 | 0 | 0 | 0 | 0 | 0 | 0 | 0 | 0 | 0 | 0 | 0 | 0 | 0 | 0 | 0 | 0 | 0 | 0 | 0 | 0 | 0 | 0 | 0 | 0 | 0 | 0 | 0 | 0 | 0 | 0
F3_Industrial_Food Products_New_Space Heating_Natural Gas_Space Heating - Heat Recovery Ventilator_A_Achievable Economic UCT Potential | F3 | Industrial | Food Products | New | Space Heating | Natural Gas | Space Heating - Heat Recovery Ventilator | A | Integrated Unit Winter Peak Savings (kW) | Achievable Economic UCT Potential | 0 | 0 | 0 | 0 | 0 | 0 | 0 | 0 | 0 | 0 | 0 | 0 | 0 | 0 | 0 | 0 | 0 | 0 | 0 | 0 | 0 | 0 | 0 | 0 | 0 | 0 | 0 | 0 | 0 | 0 | 0
F4_Industrial_Food Products_New_Space Heating_Natural Gas_Space Heating - Heat Recovery Ventilator_A_Achievable Economic UCT Potential | F4 | Industrial | Food Products | New | Space Heating | Natural Gas | Space Heating - Heat Recovery Ventilator | A | Incremental Energy Savings (MWh or mTherms) | Achievable Economic UCT Potential | 0 | 0 | 0 | 0 | 0 | 0 | 0 | 0 | 0 | 0 | 0 | 0 | 0 | 0 | 0 | 0 | 0 | 0 | 0 | 0 | 0 | 0 | 0 | 0 | 0 | 0 | 0 | 0 | 0 | 0 | 0
F5_Industrial_Food Products_New_Space Heating_Natural Gas_Space Heating - Heat Recovery Ventilator_A_Achievable Economic UCT Potential | F5 | Industrial | Food Products | New | Space Heating | Natural Gas | Space Heating - Heat Recovery Ventilator | A | Incremental Summer Peak Savings (MW) | Achievable Economic UCT Potential | 0 | 0 | 0 | 0 | 0 | 0 | 0 | 0 | 0 | 0 | 0 | 0 | 0 | 0 | 0 | 0 | 0 | 0 | 0 | 0 | 0 | 0 | 0 | 0 | 0 | 0 | 0 | 0 | 0 | 0 | 0
F6_Industrial_Food Products_New_Space Heating_Natural Gas_Space Heating - Heat Recovery Ventilator_A_Achievable Economic UCT Potential | F6 | Industrial | Food Products | New | Space Heating | Natural Gas | Space Heating - Heat Recovery Ventilator | A | Incremental Winter Peak Savings (MW) | Achievable Economic UCT Potential | 0 | 0 | 0 | 0 | 0 | 0 | 0 | 0 | 0 | 0 | 0 | 0 | 0 | 0 | 0 | 0 | 0 | 0 | 0 | 0 | 0 | 0 | 0 | 0 | 0 | 0 | 0 | 0 | 0 | 0 | 0
F7_Industrial_Food Products_New_Space Heating_Natural Gas_Space Heating - Heat Recovery Ventilator_A_Achievable Economic UCT Potential | F7 | Industrial | Food Products | New | Space Heating | Natural Gas | Space Heating - Heat Recovery Ventilator | A | Cumulative Energy Savings (MWh or mTherms) | Achievable Economic UCT Potential | 0 | 0 | 0 | 0 | 0 | 0 | 0 | 0 | 0 | 0 | 0 | 0 | 0 | 0 | 0 | 0 | 0 | 0 | 0 | 0 | 0 | 0 | 0 | 0 | 0 | 0 | 0 | 0 | 0 | 0 | 0
F8_Industrial_Food Products_New_Space Heating_Natural Gas_Space Heating - Heat Recovery Ventilator_A_Achievable Economic UCT Potential | F8 | Industrial | Food Products | New | Space Heating | Natural Gas | Space Heating - Heat Recovery Ventilator | A | Cumulative Summer Peak Savings (MW) | Achievable Economic UCT Potential | 0 | 0 | 0 | 0 | 0 | 0 | 0 | 0 | 0 | 0 | 0 | 0 | 0 | 0 | 0 | 0 | 0 | 0 | 0 | 0 | 0 | 0 | 0 | 0 | 0 | 0 | 0 | 0 | 0 | 0 | 0
F9_Industrial_Food Products_New_Space Heating_Natural Gas_Space Heating - Heat Recovery Ventilator_A_Achievable Economic UCT Potential | F9 | Industrial | Food Products | New | Space Heating | Natural Gas | Space Heating - Heat Recovery Ventilator | A | Cumulative Winter Peak Savings (MW) | Achievable Economic UCT Potential | 0 | 0 | 0 | 0 | 0 | 0 | 0 | 0 | 0 | 0 | 0 | 0 | 0 | 0 | 0 | 0 | 0 | 0 | 0 | 0 | 0 | 0 | 0 | 0 | 0 | 0 | 0 | 0 | 0 | 0 | 0
F10_Industrial_Food Products_New_Space Heating_Natural Gas_Space Heating - Heat Recovery Ventilator_A_Achievable Economic UCT Potential | F10 | Industrial | Food Products | New | Space Heating | Natural Gas | Space Heating - Heat Recovery Ventilator | A | Purchases (Incremental) | Achievable Economic UCT Potential | 0 | 0 | 0 | 0 | 0 | 0 | 0 | 0 | 0 | 0 | 0 | 0 | 0 | 0 | 0 | 0 | 0 | 0 | 0 | 0 | 0 | 0 | 0 | 0 | 0 | 0 | 0 | 0 | 0 | 0 | 0
F11_Industrial_Food Products_New_Space Heating_Natural Gas_Space Heating - Heat Recovery Ventilator_A_Achievable Economic UCT Potential | F11 | Industrial | Food Products | New | Space Heating | Natural Gas | Space Heating - Heat Recovery Ventilator | A | Purchases (Cumulative) | Achievable Economic UCT Potential | 0 | 0 | 0 | 0 | 0 | 0 | 0 | 0 | 0 | 0 | 0 | 0 | 0 | 0 | 0 | 0 | 0 | 0 | 0 | 0 | 0 | 0 | 0 | 0 | 0 | 0 | 0 | 0 | 0 | 0 | 0
F1_Industrial_Food Products_New_Space Heating_Natural Gas_Thermostat - Programmable_A_Achievable Economic UCT Potential | F1 | Industrial | Food Products | New | Space Heating | Natural Gas | Thermostat - Programmable | A | Integrated Unit Energy Savings (kWh or therms) | Achievable Economic UCT Potential | 0 | 0 | 0 | 0 | 0 | 0.006178 | 0.0060754 | 0.0059899 | 0.0059155 | 0.0058479 | 0.0057865 | 0.0057127 | 0.0056324 | 0.0055501 | 0.005468 | 0.0053926 | 0.0053237 | 0.0052649 | 0.0051901 | 0.0051324 | 0.005089 | 0.0050555 | 0.0050379 | 0.0050277 | 0.0050229 | 0.005022 | 0.0050224 | 0.0050244 | 0 | 0 | 0
F2_Industrial_Food Products_New_Space Heating_Natural Gas_Thermostat - Programmable_A_Achievable Economic UCT Potential | F2 | Industrial | Food Products | New | Space Heating | Natural Gas | Thermostat - Programmable | A | Integrated Unit Summer Peak Savings (kW) | Achievable Economic UCT Potential | 0 | 0 | 0 | 0 | 0 | 0 | 0 | 0 | 0 | 0 | 0 | 0 | 0 | 0 | 0 | 0 | 0 | 0 | 0 | 0 | 0 | 0 | 0 | 0 | 0 | 0 | 0 | 0 | 0 | 0 | 0
F3_Industrial_Food Products_New_Space Heating_Natural Gas_Thermostat - Programmable_A_Achievable Economic UCT Potential | F3 | Industrial | Food Products | New | Space Heating | Natural Gas | Thermostat - Programmable | A | Integrated Unit Winter Peak Savings (kW) | Achievable Economic UCT Potential | 0 | 0 | 0 | 0 | 0 | 0 | 0 | 0 | 0 | 0 | 0 | 0 | 0 | 0 | 0 | 0 | 0 | 0 | 0 | 0 | 0 | 0 | 0 | 0 | 0 | 0 | 0 | 0 | 0 | 0 | 0
F4_Industrial_Food Products_New_Space Heating_Natural Gas_Thermostat - Programmable_A_Achievable Economic UCT Potential | F4 | Industrial | Food Products | New | Space Heating | Natural Gas | Thermostat - Programmable | A | Incremental Energy Savings (MWh or mTherms) | Achievable Economic UCT Potential | 0 | 0 | 0 | 0 | 0 | 0 | 0 | 0 | 0 | 0 | 0 | 0 | 0 | 0 | 0 | 0 | 0 | 0 | 0 | 0 | 0 | 0 | 0 | 0 | 0 | 0 | 0 | 0 | 0 | 0 | 0
F5_Industrial_Food Products_New_Space Heating_Natural Gas_Thermostat - Programmable_A_Achievable Economic UCT Potential | F5 | Industrial | Food Products | New | Space Heating | Natural Gas | Thermostat - Programmable | A | Incremental Summer Peak Savings (MW) | Achievable Economic UCT Potential | 0 | 0 | 0 | 0 | 0 | 0 | 0 | 0 | 0 | 0 | 0 | 0 | 0 | 0 | 0 | 0 | 0 | 0 | 0 | 0 | 0 | 0 | 0 | 0 | 0 | 0 | 0 | 0 | 0 | 0 | 0
F6_Industrial_Food Products_New_Space Heating_Natural Gas_Thermostat - Programmable_A_Achievable Economic UCT Potential | F6 | Industrial | Food Products | New | Space Heating | Natural Gas | Thermostat - Programmable | A | Incremental Winter Peak Savings (MW) | Achievable Economic UCT Potential | 0 | 0 | 0 | 0 | 0 | 0 | 0 | 0 | 0 | 0 | 0 | 0 | 0 | 0 | 0 | 0 | 0 | 0 | 0 | 0 | 0 | 0 | 0 | 0 | 0 | 0 | 0 | 0 | 0 | 0 | 0
F7_Industrial_Food Products_New_Space Heating_Natural Gas_Thermostat - Programmable_A_Achievable Economic UCT Potential | F7 | Industrial | Food Products | New | Space Heating | Natural Gas | Thermostat - Programmable | A | Cumulative Energy Savings (MWh or mTherms) | Achievable Economic UCT Potential | 0 | 0 | 0 | 0 | 0 | 0 | 0 | 0 | 0 | 0 | 0 | 0 | 0 | 0 | 0 | 0 | 0 | 0 | 0 | 0 | 0 | 0 | 0 | 0 | 0 | 0 | 0 | 0 | 0 | 0 | 0
F8_Industrial_Food Products_New_Space Heating_Natural Gas_Thermostat - Programmable_A_Achievable Economic UCT Potential | F8 | Industrial | Food Products | New | Space Heating | Natural Gas | Thermostat - Programmable | A | Cumulative Summer Peak Savings (MW) | Achievable Economic UCT Potential | 0 | 0 | 0 | 0 | 0 | 0 | 0 | 0 | 0 | 0 | 0 | 0 | 0 | 0 | 0 | 0 | 0 | 0 | 0 | 0 | 0 | 0 | 0 | 0 | 0 | 0 | 0 | 0 | 0 | 0 | 0
F9_Industrial_Food Products_New_Space Heating_Natural Gas_Thermostat - Programmable_A_Achievable Economic UCT Potential | F9 | Industrial | Food Products | New | Space Heating | Natural Gas | Thermostat - Programmable | A | Cumulative Winter Peak Savings (MW) | Achievable Economic UCT Potential | 0 | 0 | 0 | 0 | 0 | 0 | 0 | 0 | 0 | 0 | 0 | 0 | 0 | 0 | 0 | 0 | 0 | 0 | 0 | 0 | 0 | 0 | 0 | 0 | 0 | 0 | 0 | 0 | 0 | 0 | 0
F10_Industrial_Food Products_New_Space Heating_Natural Gas_Thermostat - Programmable_A_Achievable Economic UCT Potential | F10 | Industrial | Food Products | New | Space Heating | Natural Gas | Thermostat - Programmable | A | Purchases (Incremental) | Achievable Economic UCT Potential | 0 | 0 | 0 | 0 | 0 | 0 | 0 | 0 | 0 | 0 | 0 | 0 | 0 | 0 | 0 | 0 | 0 | 0 | 0 | 0 | 0 | 0 | 0 | 0 | 0 | 0 | 0 | 0 | 0 | 0 | 0
F11_Industrial_Food Products_New_Space Heating_Natural Gas_Thermostat - Programmable_A_Achievable Economic UCT Potential | F11 | Industrial | Food Products | New | Space Heating | Natural Gas | Thermostat - Programmable | A | Purchases (Cumulative) | Achievable Economic UCT Potential | 0 | 0 | 0 | 0 | 0 | 0 | 0 | 0 | 0 | 0 | 0 | 0 | 0 | 0 | 0 | 0 | 0 | 0 | 0 | 0 | 0 | 0 | 0 | 0 | 0 | 0 | 0 | 0 | 0 | 0 | 0
F1_Industrial_Food Products_New_Space Heating_Natural Gas_ENERGY STAR Connected Thermostat_A_Achievable Economic UCT Potential | F1 | Industrial | Food Products | New | Space Heating | Natural Gas | ENERGY STAR Connected Thermostat | A | Integrated Unit Energy Savings (kWh or therms) | Achievable Economic UCT Potential | 0 | 0 | 0 | 0 | 0 | 0.014543 | 0.014301 | 0.0141 | 0.013925 | 0.013766 | 0.013622 | 0.013448 | 0.013259 | 0.013065 | 0.012872 | 0.012694 | 0.012532 | 0.012394 | 0.012217 | 0.012082 | 0.01198 | 0.011901 | 0.011859 | 0.011835 | 0.011824 | 0.011822 | 0.011823 | 0.011828 | 0 | 0 | 0
F2_Industrial_Food Products_New_Space Heating_Natural Gas_ENERGY STAR Connected Thermostat_A_Achievable Economic UCT Potential | F2 | Industrial | Food Products | New | Space Heating | Natural Gas | ENERGY STAR Connected Thermostat | A | Integrated Unit Summer Peak Savings (kW) | Achievable Economic UCT Potential | 0 | 0 | 0 | 0 | 0 | 0 | 0 | 0 | 0 | 0 | 0 | 0 | 0 | 0 | 0 | 0 | 0 | 0 | 0 | 0 | 0 | 0 | 0 | 0 | 0 | 0 | 0 | 0 | 0 | 0 | 0
F3_Industrial_Food Products_New_Space Heating_Natural Gas_ENERGY STAR Connected Thermostat_A_Achievable Economic UCT Potential | F3 | Industrial | Food Products | New | Space Heating | Natural Gas | ENERGY STAR Connected Thermostat | A | Integrated Unit Winter Peak Savings (kW) | Achievable Economic UCT Potential | 0 | 0 | 0 | 0 | 0 | 0 | 0 | 0 | 0 | 0 | 0 | 0 | 0 | 0 | 0 | 0 | 0 | 0 | 0 | 0 | 0 | 0 | 0 | 0 | 0 | 0 | 0 | 0 | 0 | 0 | 0
F4_Industrial_Food Products_New_Space Heating_Natural Gas_ENERGY STAR Connected Thermostat_A_Achievable Economic UCT Potential | F4 | Industrial | Food Products | New | Space Heating | Natural Gas | ENERGY STAR Connected Thermostat | A | Incremental Energy Savings (MWh or mTherms) | Achievable Economic UCT Potential | 0 | 0 | 0 | 0 | 0 | 0 | 0 | 0 | 0 | 0 | 0 | 0 | 0 | 0 | 0 | 0 | 0 | 0 | 0 | 0 | 0 | 0 | 0 | 0 | 0 | 0 | 0 | 0 | 0 | 0 | 0
F5_Industrial_Food Products_New_Space Heating_Natural Gas_ENERGY STAR Connected Thermostat_A_Achievable Economic UCT Potential | F5 | Industrial | Food Products | New | Space Heating | Natural Gas | ENERGY STAR Connected Thermostat | A | Incremental Summer Peak Savings (MW) | Achievable Economic UCT Potential | 0 | 0 | 0 | 0 | 0 | 0 | 0 | 0 | 0 | 0 | 0 | 0 | 0 | 0 | 0 | 0 | 0 | 0 | 0 | 0 | 0 | 0 | 0 | 0 | 0 | 0 | 0 | 0 | 0 | 0 | 0
F6_Industrial_Food Products_New_Space Heating_Natural Gas_ENERGY STAR Connected Thermostat_A_Achievable Economic UCT Potential | F6 | Industrial | Food Products | New | Space Heating | Natural Gas | ENERGY STAR Connected Thermostat | A | Incremental Winter Peak Savings (MW) | Achievable Economic UCT Potential | 0 | 0 | 0 | 0 | 0 | 0 | 0 | 0 | 0 | 0 | 0 | 0 | 0 | 0 | 0 | 0 | 0 | 0 | 0 | 0 | 0 | 0 | 0 | 0 | 0 | 0 | 0 | 0 | 0 | 0 | 0
F7_Industrial_Food Products_New_Space Heating_Natural Gas_ENERGY STAR Connected Thermostat_A_Achievable Economic UCT Potential | F7 | Industrial | Food Products | New | Space Heating | Natural Gas | ENERGY STAR Connected Thermostat | A | Cumulative Energy Savings (MWh or mTherms) | Achievable Economic UCT Potential | 0 | 0 | 0 | 0 | 0 | 0 | 0 | 0 | 0 | 0 | 0 | 0 | 0 | 0 | 0 | 0 | 0 | 0 | 0 | 0 | 0 | 0 | 0 | 0 | 0 | 0 | 0 | 0 | 0 | 0 | 0
F8_Industrial_Food Products_New_Space Heating_Natural Gas_ENERGY STAR Connected Thermostat_A_Achievable Economic UCT Potential | F8 | Industrial | Food Products | New | Space Heating | Natural Gas | ENERGY STAR Connected Thermostat | A | Cumulative Summer Peak Savings (MW) | Achievable Economic UCT Potential | 0 | 0 | 0 | 0 | 0 | 0 | 0 | 0 | 0 | 0 | 0 | 0 | 0 | 0 | 0 | 0 | 0 | 0 | 0 | 0 | 0 | 0 | 0 | 0 | 0 | 0 | 0 | 0 | 0 | 0 | 0
F9_Industrial_Food Products_New_Space Heating_Natural Gas_ENERGY STAR Connected Thermostat_A_Achievable Economic UCT Potential | F9 | Industrial | Food Products | New | Space Heating | Natural Gas | ENERGY STAR Connected Thermostat | A | Cumulative Winter Peak Savings (MW) | Achievable Economic UCT Potential | 0 | 0 | 0 | 0 | 0 | 0 | 0 | 0 | 0 | 0 | 0 | 0 | 0 | 0 | 0 | 0 | 0 | 0 | 0 | 0 | 0 | 0 | 0 | 0 | 0 | 0 | 0 | 0 | 0 | 0 | 0
F10_Industrial_Food Products_New_Space Heating_Natural Gas_ENERGY STAR Connected Thermostat_A_Achievable Economic UCT Potential | F10 | Industrial | Food Products | New | Space Heating | Natural Gas | ENERGY STAR Connected Thermostat | A | Purchases (Incremental) | Achievable Economic UCT Potential | 0 | 0 | 0 | 0 | 0 | 0 | 0 | 0 | 0 | 0 | 0 | 0 | 0 | 0 | 0 | 0 | 0 | 0 | 0 | 0 | 0 | 0 | 0 | 0 | 0 | 0 | 0 | 0 | 0 | 0 | 0
F11_Industrial_Food Products_New_Space Heating_Natural Gas_ENERGY STAR Connected Thermostat_A_Achievable Economic UCT Potential | F11 | Industrial | Food Products | New | Space Heating | Natural Gas | ENERGY STAR Connected Thermostat | A | Purchases (Cumulative) | Achievable Economic UCT Potential | 0 | 0 | 0 | 0 | 0 | 0 | 0 | 0 | 0 | 0 | 0 | 0 | 0 | 0 | 0 | 0 | 0 | 0 | 0 | 0 | 0 | 0 | 0 | 0 | 0 | 0 | 0 | 0 | 0 | 0 | 0
F1_Industrial_Food Products_New_Space Heating_Natural Gas_Destratification Fans (HVLS)_A_Achievable Economic UCT Potential | F1 | Industrial | Food Products | New | Space Heating | Natural Gas | Destratification Fans (HVLS) | A | Integrated Unit Energy Savings (kWh or therms) | Achievable Economic UCT Potential | 0 | 0 | 0 | 0 | 0 | 0.014543 | 0.014301 | 0.0141 | 0.013925 | 0.013766 | 0.013622 | 0.013448 | 0.013259 | 0.013065 | 0.012872 | 0.012694 | 0.012532 | 0.012394 | 0.012217 | 0.012082 | 0.01198 | 0.011901 | 0.011859 | 0.011835 | 0.011824 | 0.011822 | 0.011823 | 0.011828 | 0 | 0 | 0
F2_Industrial_Food Products_New_Space Heating_Natural Gas_Destratification Fans (HVLS)_A_Achievable Economic UCT Potential | F2 | Industrial | Food Products | New | Space Heating | Natural Gas | Destratification Fans (HVLS) | A | Integrated Unit Summer Peak Savings (kW) | Achievable Economic UCT Potential | 0 | 0 | 0 | 0 | 0 | 0 | 0 | 0 | 0 | 0 | 0 | 0 | 0 | 0 | 0 | 0 | 0 | 0 | 0 | 0 | 0 | 0 | 0 | 0 | 0 | 0 | 0 | 0 | 0 | 0 | 0
F3_Industrial_Food Products_New_Space Heating_Natural Gas_Destratification Fans (HVLS)_A_Achievable Economic UCT Potential | F3 | Industrial | Food Products | New | Space Heating | Natural Gas | Destratification Fans (HVLS) | A | Integrated Unit Winter Peak Savings (kW) | Achievable Economic UCT Potential | 0 | 0 | 0 | 0 | 0 | 0 | 0 | 0 | 0 | 0 | 0 | 0 | 0 | 0 | 0 | 0 | 0 | 0 | 0 | 0 | 0 | 0 | 0 | 0 | 0 | 0 | 0 | 0 | 0 | 0 | 0
F4_Industrial_Food Products_New_Space Heating_Natural Gas_Destratification Fans (HVLS)_A_Achievable Economic UCT Potential | F4 | Industrial | Food Products | New | Space Heating | Natural Gas | Destratification Fans (HVLS) | A | Incremental Energy Savings (MWh or mTherms) | Achievable Economic UCT Potential | 0 | 0 | 0 | 0 | 0 | 0 | 0 | 0 | 0 | 0 | 0 | 0 | 0 | 0 | 0 | 0 | 0 | 0 | 0 | 0 | 0 | 0 | 0 | 0 | 0 | 0 | 0 | 0 | 0 | 0 | 0
F5_Industrial_Food Products_New_Space Heating_Natural Gas_Destratification Fans (HVLS)_A_Achievable Economic UCT Potential | F5 | Industrial | Food Products | New | Space Heating | Natural Gas | Destratification Fans (HVLS) | A | Incremental Summer Peak Savings (MW) | Achievable Economic UCT Potential | 0 | 0 | 0 | 0 | 0 | 0 | 0 | 0 | 0 | 0 | 0 | 0 | 0 | 0 | 0 | 0 | 0 | 0 | 0 | 0 | 0 | 0 | 0 | 0 | 0 | 0 | 0 | 0 | 0 | 0 | 0
F6_Industrial_Food Products_New_Space Heating_Natural Gas_Destratification Fans (HVLS)_A_Achievable Economic UCT Potential | F6 | Industrial | Food Products | New | Space Heating | Natural Gas | Destratification Fans (HVLS) | A | Incremental Winter Peak Savings (MW) | Achievable Economic UCT Potential | 0 | 0 | 0 | 0 | 0 | 0 | 0 | 0 | 0 | 0 | 0 | 0 | 0 | 0 | 0 | 0 | 0 | 0 | 0 | 0 | 0 | 0 | 0 | 0 | 0 | 0 | 0 | 0 | 0 | 0 | 0
F7_Industrial_Food Products_New_Space Heating_Natural Gas_Destratification Fans (HVLS)_A_Achievable Economic UCT Potential | F7 | Industrial | Food Products | New | Space Heating | Natural Gas | Destratification Fans (HVLS) | A | Cumulative Energy Savings (MWh or mTherms) | Achievable Economic UCT Potential | 0 | 0 | 0 | 0 | 0 | 0 | 0 | 0 | 0 | 0 | 0 | 0 | 0 | 0 | 0 | 0 | 0 | 0 | 0 | 0 | 0 | 0 | 0 | 0 | 0 | 0 | 0 | 0 | 0 | 0 | 0
F8_Industrial_Food Products_New_Space Heating_Natural Gas_Destratification Fans (HVLS)_A_Achievable Economic UCT Potential | F8 | Industrial | Food Products | New | Space Heating | Natural Gas | Destratification Fans (HVLS) | A | Cumulative Summer Peak Savings (MW) | Achievable Economic UCT Potential | 0 | 0 | 0 | 0 | 0 | 0 | 0 | 0 | 0 | 0 | 0 | 0 | 0 | 0 | 0 | 0 | 0 | 0 | 0 | 0 | 0 | 0 | 0 | 0 | 0 | 0 | 0 | 0 | 0 | 0 | 0
F9_Industrial_Food Products_New_Space Heating_Natural Gas_Destratification Fans (HVLS)_A_Achievable Economic UCT Potential | F9 | Industrial | Food Products | New | Space Heating | Natural Gas | Destratification Fans (HVLS) | A | Cumulative Winter Peak Savings (MW) | Achievable Economic UCT Potential | 0 | 0 | 0 | 0 | 0 | 0 | 0 | 0 | 0 | 0 | 0 | 0 | 0 | 0 | 0 | 0 | 0 | 0 | 0 | 0 | 0 | 0 | 0 | 0 | 0 | 0 | 0 | 0 | 0 | 0 | 0
F10_Industrial_Food Products_New_Space Heating_Natural Gas_Destratification Fans (HVLS)_A_Achievable Economic UCT Potential | F10 | Industrial | Food Products | New | Space Heating | Natural Gas | Destratification Fans (HVLS) | A | Purchases (Incremental) | Achievable Economic UCT Potential | 0 | 0 | 0 | 0 | 0 | 0 | 0 | 0 | 0 | 0 | 0 | 0 | 0 | 0 | 0 | 0 | 0 | 0 | 0 | 0 | 0 | 0 | 0 | 0 | 0 | 0 | 0 | 0 | 0 | 0 | 0
F11_Industrial_Food Products_New_Space Heating_Natural Gas_Destratification Fans (HVLS)_A_Achievable Economic UCT Potential | F11 | Industrial | Food Products | New | Space Heating | Natural Gas | Destratification Fans (HVLS) | A | Purchases (Cumulative) | Achievable Economic UCT Potential | 0 | 0 | 0 | 0 | 0 | 0 | 0 | 0 | 0 | 0 | 0 | 0 | 0 | 0 | 0 | 0 | 0 | 0 | 0 | 0 | 0 | 0 | 0 | 0 | 0 | 0 | 0 | 0 | 0 | 0 | 0
F1_Industrial_Food Products_New_Space Heating_Natural Gas_Gas Boiler - Insulate Steam Lines/Condensate Tank_A_Achievable Economic UCT Potential | F1 | Industrial | Food Products | New | Space Heating | Natural Gas | Gas Boiler - Insulate Steam Lines/Condensate Tank | A | Integrated Unit Energy Savings (kWh or therms) | Achievable Economic UCT Potential | 0 | 0 | 0 | 0 | 0 | 0 | 0 | 0 | 0 | 0 | 0 | 0 | 0 | 0 | 0 | 0 | 0 | 0 | 0 | 0 | 0 | 0 | 0 | 0 | 0 | 0 | 0 | 0 | 0 | 0 | 0
F2_Industrial_Food Products_New_Space Heating_Natural Gas_Gas Boiler - Insulate Steam Lines/Condensate Tank_A_Achievable Economic UCT Potential | F2 | Industrial | Food Products | New | Space Heating | Natural Gas | Gas Boiler - Insulate Steam Lines/Condensate Tank | A | Integrated Unit Summer Peak Savings (kW) | Achievable Economic UCT Potential | 0 | 0 | 0 | 0 | 0 | 0 | 0 | 0 | 0 | 0 | 0 | 0 | 0 | 0 | 0 | 0 | 0 | 0 | 0 | 0 | 0 | 0 | 0 | 0 | 0 | 0 | 0 | 0 | 0 | 0 | 0
F3_Industrial_Food Products_New_Space Heating_Natural Gas_Gas Boiler - Insulate Steam Lines/Condensate Tank_A_Achievable Economic UCT Potential | F3 | Industrial | Food Products | New | Space Heating | Natural Gas | Gas Boiler - Insulate Steam Lines/Condensate Tank | A | Integrated Unit Winter Peak Savings (kW) | Achievable Economic UCT Potential | 0 | 0 | 0 | 0 | 0 | 0 | 0 | 0 | 0 | 0 | 0 | 0 | 0 | 0 | 0 | 0 | 0 | 0 | 0 | 0 | 0 | 0 | 0 | 0 | 0 | 0 | 0 | 0 | 0 | 0 | 0
F4_Industrial_Food Products_New_Space Heating_Natural Gas_Gas Boiler - Insulate Steam Lines/Condensate Tank_A_Achievable Economic UCT Potential | F4 | Industrial | Food Products | New | Space Heating | Natural Gas | Gas Boiler - Insulate Steam Lines/Condensate Tank | A | Incremental Energy Savings (MWh or mTherms) | Achievable Economic UCT Potential | 0 | 0 | 0 | 0 | 0 | 0 | 0 | 0 | 0 | 0 | 0 | 0 | 0 | 0 | 0 | 0 | 0 | 0 | 0 | 0 | 0 | 0 | 0 | 0 | 0 | 0 | 0 | 0 | 0 | 0 | 0
F5_Industrial_Food Products_New_Space Heating_Natural Gas_Gas Boiler - Insulate Steam Lines/Condensate Tank_A_Achievable Economic UCT Potential | F5 | Industrial | Food Products | New | Space Heating | Natural Gas | Gas Boiler - Insulate Steam Lines/Condensate Tank | A | Incremental Summer Peak Savings (MW) | Achievable Economic UCT Potential | 0 | 0 | 0 | 0 | 0 | 0 | 0 | 0 | 0 | 0 | 0 | 0 | 0 | 0 | 0 | 0 | 0 | 0 | 0 | 0 | 0 | 0 | 0 | 0 | 0 | 0 | 0 | 0 | 0 | 0 | 0
F6_Industrial_Food Products_New_Space Heating_Natural Gas_Gas Boiler - Insulate Steam Lines/Condensate Tank_A_Achievable Economic UCT Potential | F6 | Industrial | Food Products | New | Space Heating | Natural Gas | Gas Boiler - Insulate Steam Lines/Condensate Tank | A | Incremental Winter Peak Savings (MW) | Achievable Economic UCT Potential | 0 | 0 | 0 | 0 | 0 | 0 | 0 | 0 | 0 | 0 | 0 | 0 | 0 | 0 | 0 | 0 | 0 | 0 | 0 | 0 | 0 | 0 | 0 | 0 | 0 | 0 | 0 | 0 | 0 | 0 | 0
F7_Industrial_Food Products_New_Space Heating_Natural Gas_Gas Boiler - Insulate Steam Lines/Condensate Tank_A_Achievable Economic UCT Potential | F7 | Industrial | Food Products | New | Space Heating | Natural Gas | Gas Boiler - Insulate Steam Lines/Condensate Tank | A | Cumulative Energy Savings (MWh or mTherms) | Achievable Economic UCT Potential | 0 | 0 | 0 | 0 | 0 | 0 | 0 | 0 | 0 | 0 | 0 | 0 | 0 | 0 | 0 | 0 | 0 | 0 | 0 | 0 | 0 | 0 | 0 | 0 | 0 | 0 | 0 | 0 | 0 | 0 | 0
F8_Industrial_Food Products_New_Space Heating_Natural Gas_Gas Boiler - Insulate Steam Lines/Condensate Tank_A_Achievable Economic UCT Potential | F8 | Industrial | Food Products | New | Space Heating | Natural Gas | Gas Boiler - Insulate Steam Lines/Condensate Tank | A | Cumulative Summer Peak Savings (MW) | Achievable Economic UCT Potential | 0 | 0 | 0 | 0 | 0 | 0 | 0 | 0 | 0 | 0 | 0 | 0 | 0 | 0 | 0 | 0 | 0 | 0 | 0 | 0 | 0 | 0 | 0 | 0 | 0 | 0 | 0 | 0 | 0 | 0 | 0
F9_Industrial_Food Products_New_Space Heating_Natural Gas_Gas Boiler - Insulate Steam Lines/Condensate Tank_A_Achievable Economic UCT Potential | F9 | Industrial | Food Products | New | Space Heating | Natural Gas | Gas Boiler - Insulate Steam Lines/Condensate Tank | A | Cumulative Winter Peak Savings (MW) | Achievable Economic UCT Potential | 0 | 0 | 0 | 0 | 0 | 0 | 0 | 0 | 0 | 0 | 0 | 0 | 0 | 0 | 0 | 0 | 0 | 0 | 0 | 0 | 0 | 0 | 0 | 0 | 0 | 0 | 0 | 0 | 0 | 0 | 0
F10_Industrial_Food Products_New_Space Heating_Natural Gas_Gas Boiler - Insulate Steam Lines/Condensate Tank_A_Achievable Economic UCT Potential | F10 | Industrial | Food Products | New | Space Heating | Natural Gas | Gas Boiler - Insulate Steam Lines/Condensate Tank | A | Purchases (Incremental) | Achievable Economic UCT Potential | 0 | 0 | 0 | 0 | 0 | 0 | 0 | 0 | 0 | 0 | 0 | 0 | 0 | 0 | 0 | 0 | 0 | 0 | 0 | 0 | 0 | 0 | 0 | 0 | 0 | 0 | 0 | 0 | 0 | 0 | 0
F11_Industrial_Food Products_New_Space Heating_Natural Gas_Gas Boiler - Insulate Steam Lines/Condensate Tank_A_Achievable Economic UCT Potential | F11 | Industrial | Food Products | New | Space Heating | Natural Gas | Gas Boiler - Insulate Steam Lines/Condensate Tank | A | Purchases (Cumulative) | Achievable Economic UCT Potential | 0 | 0 | 0 | 0 | 0 | 0 | 0 | 0 | 0 | 0 | 0 | 0 | 0 | 0 | 0 | 0 | 0 | 0 | 0 | 0 | 0 | 0 | 0 | 0 | 0 | 0 | 0 | 0 | 0 | 0 | 0
F1_Industrial_Food Products_New_Process_Natural Gas_Gas Boiler - Insulate Steam Lines/Condensate Tank_A_Achievable Economic UCT Potential | F1 | Industrial | Food Products | New | Process | Natural Gas | Gas Boiler - Insulate Steam Lines/Condensate Tank | A | Integrated Unit Energy Savings (kWh or therms) | Achievable Economic UCT Potential | 0 | 0 | 0 | 0 | 0 | 375.3878 | 374.583 | 373.8555 | 373.1873 | 372.5398 | 372.0957 | 371.72 | 371.4064 | 371.1532 | 370.9574 | 370.8255 | 370.7505 | 370.7222 | 370.7251 | 370.7441 | 370.7942 | 370.8525 | 370.9001 | 370.9384 | 370.9684 | 371.169 | 371.3547 | 371.527 | 376.3371 | 376.3371 | 376.3371
F2_Industrial_Food Products_New_Process_Natural Gas_Gas Boiler - Insulate Steam Lines/Condensate Tank_A_Achievable Economic UCT Potential | F2 | Industrial | Food Products | New | Process | Natural Gas | Gas Boiler - Insulate Steam Lines/Condensate Tank | A | Integrated Unit Summer Peak Savings (kW) | Achievable Economic UCT Potential | 0 | 0 | 0 | 0 | 0 | 0 | 0 | 0 | 0 | 0 | 0 | 0 | 0 | 0 | 0 | 0 | 0 | 0 | 0 | 0 | 0 | 0 | 0 | 0 | 0 | 0 | 0 | 0 | 0 | 0 | 0
F3_Industrial_Food Products_New_Process_Natural Gas_Gas Boiler - Insulate Steam Lines/Condensate Tank_A_Achievable Economic UCT Potential | F3 | Industrial | Food Products | New | Process | Natural Gas | Gas Boiler - Insulate Steam Lines/Condensate Tank | A | Integrated Unit Winter Peak Savings (kW) | Achievable Economic UCT Potential | 0 | 0 | 0 | 0 | 0 | 0 | 0 | 0 | 0 | 0 | 0 | 0 | 0 | 0 | 0 | 0 | 0 | 0 | 0 | 0 | 0 | 0 | 0 | 0 | 0 | 0 | 0 | 0 | 0 | 0 | 0
F4_Industrial_Food Products_New_Process_Natural Gas_Gas Boiler - Insulate Steam Lines/Condensate Tank_A_Achievable Economic UCT Potential | F4 | Industrial | Food Products | New | Process | Natural Gas | Gas Boiler - Insulate Steam Lines/Condensate Tank | A | Incremental Energy Savings (MWh or mTherms) | Achievable Economic UCT Potential | 0 | 0 | 0 | 0 | 0 | 0.16223 | 0.19179 | 0.22125 | 0.25046 | 0.27959 | 0.30881 | 0.33765 | 0.36641 | 0.39513 | 0.42341 | 0.45185 | 0.48007 | 0.50835 | 0.53653 | 0.56448 | 0.59251 | 0.62045 | 0.64827 | 0.67599 | 0.70359 | 0.16041 | 0.19014 | 0.21987 | 0.25257 | 0.28244 | 0.31233
F5_Industrial_Food Products_New_Process_Natural Gas_Gas Boiler - Insulate Steam Lines/Condensate Tank_A_Achievable Economic UCT Potential | F5 | Industrial | Food Products | New | Process | Natural Gas | Gas Boiler - Insulate Steam Lines/Condensate Tank | A | Incremental Summer Peak Savings (MW) | Achievable Economic UCT Potential | 0 | 0 | 0 | 0 | 0 | 0 | 0 | 0 | 0 | 0 | 0 | 0 | 0 | 0 | 0 | 0 | 0 | 0 | 0 | 0 | 0 | 0 | 0 | 0 | 0 | 0 | 0 | 0 | 0 | 0 | 0
F6_Industrial_Food Products_New_Process_Natural Gas_Gas Boiler - Insulate Steam Lines/Condensate Tank_A_Achievable Economic UCT Potential | F6 | Industrial | Food Products | New | Process | Natural Gas | Gas Boiler - Insulate Steam Lines/Condensate Tank | A | Incremental Winter Peak Savings (MW) | Achievable Economic UCT Potential | 0 | 0 | 0 | 0 | 0 | 0 | 0 | 0 | 0 | 0 | 0 | 0 | 0 | 0 | 0 | 0 | 0 | 0 | 0 | 0 | 0 | 0 | 0 | 0 | 0 | 0 | 0 | 0 | 0 | 0 | 0
F7_Industrial_Food Products_New_Process_Natural Gas_Gas Boiler - Insulate Steam Lines/Condensate Tank_A_Achievable Economic UCT Potential | F7 | Industrial | Food Products | New | Process | Natural Gas | Gas Boiler - Insulate Steam Lines/Condensate Tank | A | Cumulative Energy Savings (MWh or mTherms) | Achievable Economic UCT Potential | 0 | 0 | 0 | 0 | 0 | 0.16223 | 0.35368 | 0.57424 | 0.82367 | 1.1018 | 1.4093 | 1.7455 | 2.1105 | 2.5042 | 2.9263 | 3.3771 | 3.8565 | 4.3645 | 4.9011 | 5.4658 | 6.0591 | 6.6805 | 7.3296 | 8.0063 | 8.7106 | 8.7153 | 8.7196 | 8.7237 | 0 | 0 | 0
F8_Industrial_Food Products_New_Process_Natural Gas_Gas Boiler - Insulate Steam Lines/Condensate Tank_A_Achievable Economic UCT Potential | F8 | Industrial | Food Products | New | Process | Natural Gas | Gas Boiler - Insulate Steam Lines/Condensate Tank | A | Cumulative Summer Peak Savings (MW) | Achievable Economic UCT Potential | 0 | 0 | 0 | 0 | 0 | 0 | 0 | 0 | 0 | 0 | 0 | 0 | 0 | 0 | 0 | 0 | 0 | 0 | 0 | 0 | 0 | 0 | 0 | 0 | 0 | 0 | 0 | 0 | 0 | 0 | 0
F9_Industrial_Food Products_New_Process_Natural Gas_Gas Boiler - Insulate Steam Lines/Condensate Tank_A_Achievable Economic UCT Potential | F9 | Industrial | Food Products | New | Process | Natural Gas | Gas Boiler - Insulate Steam Lines/Condensate Tank | A | Cumulative Winter Peak Savings (MW) | Achievable Economic UCT Potential | 0 | 0 | 0 | 0 | 0 | 0 | 0 | 0 | 0 | 0 | 0 | 0 | 0 | 0 | 0 | 0 | 0 | 0 | 0 | 0 | 0 | 0 | 0 | 0 | 0 | 0 | 0 | 0 | 0 | 0 | 0
F10_Industrial_Food Products_New_Process_Natural Gas_Gas Boiler - Insulate Steam Lines/Condensate Tank_A_Achievable Economic UCT Potential | F10 | Industrial | Food Products | New | Process | Natural Gas | Gas Boiler - Insulate Steam Lines/Condensate Tank | A | Purchases (Incremental) | Achievable Economic UCT Potential | 0 | 0 | 0 | 0 | 0 | 0.43218 | 0.51201 | 0.5918 | 0.67112 | 0.75049 | 0.82992 | 0.90834 | 0.98654 | 1.0646 | 1.1414 | 1.2185 | 1.2949 | 1.3712 | 1.4472 | 1.5225 | 1.598 | 1.673 | 1.7478 | 1.8224 | 1.8966 | 0.43218 | 0.51201 | 0.5918 | 0.67112 | 0.75049 | 0.82992
F11_Industrial_Food Products_New_Process_Natural Gas_Gas Boiler - Insulate Steam Lines/Condensate Tank_A_Achievable Economic UCT Potential | F11 | Industrial | Food Products | New | Process | Natural Gas | Gas Boiler - Insulate Steam Lines/Condensate Tank | A | Purchases (Cumulative) | Achievable Economic UCT Potential | 0 | 0 | 0 | 0 | 0 | 0.43218 | 0.94419 | 1.536 | 2.2071 | 2.9576 | 3.7875 | 4.6959 | 5.6824 | 6.747 | 7.8884 | 9.1069 | 10.4018 | 11.773 | 13.2202 | 14.7428 | 16.3407 | 18.0138 | 19.7616 | 21.584 | 23.4806 | 23.4806 | 23.4806 | 23.4806 | 23.4806 | 23.4806 | 23.4806
F1_Industrial_Food Products_New_Space Heating_Natural Gas_Gas Boiler - Insulate Hot Water Lines_A_Achievable Economic UCT Potential | F1 | Industrial | Food Products | New | Space Heating | Natural Gas | Gas Boiler - Insulate Hot Water Lines | A | Integrated Unit Energy Savings (kWh or therms) | Achievable Economic UCT Potential | 0 | 0 | 0 | 0 | 0 | 0 | 0 | 0 | 0 | 0 | 0 | 0 | 0 | 0 | 0 | 0 | 0 | 0 | 0 | 0 | 0 | 0 | 0 | 0 | 0 | 0 | 0 | 0 | 0 | 0 | 0
F2_Industrial_Food Products_New_Space Heating_Natural Gas_Gas Boiler - Insulate Hot Water Lines_A_Achievable Economic UCT Potential | F2 | Industrial | Food Products | New | Space Heating | Natural Gas | Gas Boiler - Insulate Hot Water Lines | A | Integrated Unit Summer Peak Savings (kW) | Achievable Economic UCT Potential | 0 | 0 | 0 | 0 | 0 | 0 | 0 | 0 | 0 | 0 | 0 | 0 | 0 | 0 | 0 | 0 | 0 | 0 | 0 | 0 | 0 | 0 | 0 | 0 | 0 | 0 | 0 | 0 | 0 | 0 | 0
F3_Industrial_Food Products_New_Space Heating_Natural Gas_Gas Boiler - Insulate Hot Water Lines_A_Achievable Economic UCT Potential | F3 | Industrial | Food Products | New | Space Heating | Natural Gas | Gas Boiler - Insulate Hot Water Lines | A | Integrated Unit Winter Peak Savings (kW) | Achievable Economic UCT Potential | 0 | 0 | 0 | 0 | 0 | 0 | 0 | 0 | 0 | 0 | 0 | 0 | 0 | 0 | 0 | 0 | 0 | 0 | 0 | 0 | 0 | 0 | 0 | 0 | 0 | 0 | 0 | 0 | 0 | 0 | 0
F4_Industrial_Food Products_New_Space Heating_Natural Gas_Gas Boiler - Insulate Hot Water Lines_A_Achievable Economic UCT Potential | F4 | Industrial | Food Products | New | Space Heating | Natural Gas | Gas Boiler - Insulate Hot Water Lines | A | Incremental Energy Savings (MWh or mTherms) | Achievable Economic UCT Potential | 0 | 0 | 0 | 0 | 0 | 0 | 0 | 0 | 0 | 0 | 0 | 0 | 0 | 0 | 0 | 0 | 0 | 0 | 0 | 0 | 0 | 0 | 0 | 0 | 0 | 0 | 0 | 0 | 0 | 0 | 0
F5_Industrial_Food Products_New_Space Heating_Natural Gas_Gas Boiler - Insulate Hot Water Lines_A_Achievable Economic UCT Potential | F5 | Industrial | Food Products | New | Space Heating | Natural Gas | Gas Boiler - Insulate Hot Water Lines | A | Incremental Summer Peak Savings (MW) | Achievable Economic UCT Potential | 0 | 0 | 0 | 0 | 0 | 0 | 0 | 0 | 0 | 0 | 0 | 0 | 0 | 0 | 0 | 0 | 0 | 0 | 0 | 0 | 0 | 0 | 0 | 0 | 0 | 0 | 0 | 0 | 0 | 0 | 0
F6_Industrial_Food Products_New_Space Heating_Natural Gas_Gas Boiler - Insulate Hot Water Lines_A_Achievable Economic UCT Potential | F6 | Industrial | Food Products | New | Space Heating | Natural Gas | Gas Boiler - Insulate Hot Water Lines | A | Incremental Winter Peak Savings (MW) | Achievable Economic UCT Potential | 0 | 0 | 0 | 0 | 0 | 0 | 0 | 0 | 0 | 0 | 0 | 0 | 0 | 0 | 0 | 0 | 0 | 0 | 0 | 0 | 0 | 0 | 0 | 0 | 0 | 0 | 0 | 0 | 0 | 0 | 0
F7_Industrial_Food Products_New_Space Heating_Natural Gas_Gas Boiler - Insulate Hot Water Lines_A_Achievable Economic UCT Potential | F7 | Industrial | Food Products | New | Space Heating | Natural Gas | Gas Boiler - Insulate Hot Water Lines | A | Cumulative Energy Savings (MWh or mTherms) | Achievable Economic UCT Potential | 0 | 0 | 0 | 0 | 0 | 0 | 0 | 0 | 0 | 0 | 0 | 0 | 0 | 0 | 0 | 0 | 0 | 0 | 0 | 0 | 0 | 0 | 0 | 0 | 0 | 0 | 0 | 0 | 0 | 0 | 0
F8_Industrial_Food Products_New_Space Heating_Natural Gas_Gas Boiler - Insulate Hot Water Lines_A_Achievable Economic UCT Potential | F8 | Industrial | Food Products | New | Space Heating | Natural Gas | Gas Boiler - Insulate Hot Water Lines | A | Cumulative Summer Peak Savings (MW) | Achievable Economic UCT Potential | 0 | 0 | 0 | 0 | 0 | 0 | 0 | 0 | 0 | 0 | 0 | 0 | 0 | 0 | 0 | 0 | 0 | 0 | 0 | 0 | 0 | 0 | 0 | 0 | 0 | 0 | 0 | 0 | 0 | 0 | 0
F9_Industrial_Food Products_New_Space Heating_Natural Gas_Gas Boiler - Insulate Hot Water Lines_A_Achievable Economic UCT Potential | F9 | Industrial | Food Products | New | Space Heating | Natural Gas | Gas Boiler - Insulate Hot Water Lines | A | Cumulative Winter Peak Savings (MW) | Achievable Economic UCT Potential | 0 | 0 | 0 | 0 | 0 | 0 | 0 | 0 | 0 | 0 | 0 | 0 | 0 | 0 | 0 | 0 | 0 | 0 | 0 | 0 | 0 | 0 | 0 | 0 | 0 | 0 | 0 | 0 | 0 | 0 | 0
F10_Industrial_Food Products_New_Space Heating_Natural Gas_Gas Boiler - Insulate Hot Water Lines_A_Achievable Economic UCT Potential | F10 | Industrial | Food Products | New | Space Heating | Natural Gas | Gas Boiler - Insulate Hot Water Lines | A | Purchases (Incremental) | Achievable Economic UCT Potential | 0 | 0 | 0 | 0 | 0 | 0 | 0 | 0 | 0 | 0 | 0 | 0 | 0 | 0 | 0 | 0 | 0 | 0 | 0 | 0 | 0 | 0 | 0 | 0 | 0 | 0 | 0 | 0 | 0 | 0 | 0
F11_Industrial_Food Products_New_Space Heating_Natural Gas_Gas Boiler - Insulate Hot Water Lines_A_Achievable Economic UCT Potential | F11 | Industrial | Food Products | New | Space Heating | Natural Gas | Gas Boiler - Insulate Hot Water Lines | A | Purchases (Cumulative) | Achievable Economic UCT Potential | 0 | 0 | 0 | 0 | 0 | 0 | 0 | 0 | 0 | 0 | 0 | 0 | 0 | 0 | 0 | 0 | 0 | 0 | 0 | 0 | 0 | 0 | 0 | 0 | 0 | 0 | 0 | 0 | 0 | 0 | 0
F1_Industrial_Food Products_New_Process_Natural Gas_Gas Boiler - Insulate Hot Water Lines_A_Achievable Economic UCT Potential | F1 | Industrial | Food Products | New | Process | Natural Gas | Gas Boiler - Insulate Hot Water Lines | A | Integrated Unit Energy Savings (kWh or therms) | Achievable Economic UCT Potential | 0 | 0 | 0 | 0 | 0 | 424.6364 | 424.0044 | 423.4284 | 422.8999 | 422.3805 | 422.0624 | 421.7831 | 421.5452 | 421.3544 | 421.215 | 421.1361 | 421.1146 | 421.14 | 421.1971 | 421.2705 | 421.3772 | 421.4776 | 421.5691 | 421.6528 | 421.7297 | 421.8664 | 421.9929 | 422.1103 | 425.3792 | 425.3792 | 425.3792
F2_Industrial_Food Products_New_Process_Natural Gas_Gas Boiler - Insulate Hot Water Lines_A_Achievable Economic UCT Potential | F2 | Industrial | Food Products | New | Process | Natural Gas | Gas Boiler - Insulate Hot Water Lines | A | Integrated Unit Summer Peak Savings (kW) | Achievable Economic UCT Potential | 0 | 0 | 0 | 0 | 0 | 0 | 0 | 0 | 0 | 0 | 0 | 0 | 0 | 0 | 0 | 0 | 0 | 0 | 0 | 0 | 0 | 0 | 0 | 0 | 0 | 0 | 0 | 0 | 0 | 0 | 0
F3_Industrial_Food Products_New_Process_Natural Gas_Gas Boiler - Insulate Hot Water Lines_A_Achievable Economic UCT Potential | F3 | Industrial | Food Products | New | Process | Natural Gas | Gas Boiler - Insulate Hot Water Lines | A | Integrated Unit Winter Peak Savings (kW) | Achievable Economic UCT Potential | 0 | 0 | 0 | 0 | 0 | 0 | 0 | 0 | 0 | 0 | 0 | 0 | 0 | 0 | 0 | 0 | 0 | 0 | 0 | 0 | 0 | 0 | 0 | 0 | 0 | 0 | 0 | 0 | 0 | 0 | 0
F4_Industrial_Food Products_New_Process_Natural Gas_Gas Boiler - Insulate Hot Water Lines_A_Achievable Economic UCT Potential | F4 | Industrial | Food Products | New | Process | Natural Gas | Gas Boiler - Insulate Hot Water Lines | A | Incremental Energy Savings (MWh or mTherms) | Achievable Economic UCT Potential | 0 | 0 | 0 | 0 | 0 | 0.18352 | 0.2171 | 0.25059 | 0.28382 | 0.31699 | 0.35028 | 0.38312 | 0.41587 | 0.44857 | 0.48077 | 0.51315 | 0.54529 | 0.57748 | 0.60957 | 0.6414 | 0.67334 | 0.70515 | 0.73684 | 0.76841 | 0.79987 | 0.18232 | 0.21607 | 0.24981 | 0.28548 | 0.31924 | 0.35303
F5_Industrial_Food Products_New_Process_Natural Gas_Gas Boiler - Insulate Hot Water Lines_A_Achievable Economic UCT Potential | F5 | Industrial | Food Products | New | Process | Natural Gas | Gas Boiler - Insulate Hot Water Lines | A | Incremental Summer Peak Savings (MW) | Achievable Economic UCT Potential | 0 | 0 | 0 | 0 | 0 | 0 | 0 | 0 | 0 | 0 | 0 | 0 | 0 | 0 | 0 | 0 | 0 | 0 | 0 | 0 | 0 | 0 | 0 | 0 | 0 | 0 | 0 | 0 | 0 | 0 | 0
F6_Industrial_Food Products_New_Process_Natural Gas_Gas Boiler - Insulate Hot Water Lines_A_Achievable Economic UCT Potential | F6 | Industrial | Food Products | New | Process | Natural Gas | Gas Boiler - Insulate Hot Water Lines | A | Incremental Winter Peak Savings (MW) | Achievable Economic UCT Potential | 0 | 0 | 0 | 0 | 0 | 0 | 0 | 0 | 0 | 0 | 0 | 0 | 0 | 0 | 0 | 0 | 0 | 0 | 0 | 0 | 0 | 0 | 0 | 0 | 0 | 0 | 0 | 0 | 0 | 0 | 0
F7_Industrial_Food Products_New_Process_Natural Gas_Gas Boiler - Insulate Hot Water Lines_A_Achievable Economic UCT Potential | F7 | Industrial | Food Products | New | Process | Natural Gas | Gas Boiler - Insulate Hot Water Lines | A | Cumulative Energy Savings (MWh or mTherms) | Achievable Economic UCT Potential | 0 | 0 | 0 | 0 | 0 | 0.18352 | 0.40034 | 0.65038 | 0.93339 | 1.2492 | 1.5986 | 1.9806 | 2.3954 | 2.8429 | 3.3227 | 3.8352 | 4.3803 | 4.9581 | 5.5683 | 6.2107 | 6.8856 | 7.5924 | 8.3309 | 9.1009 | 9.9025 | 9.9057 | 9.9087 | 9.9114 | 0 | 0 | 0
F8_Industrial_Food Products_New_Process_Natural Gas_Gas Boiler - Insulate Hot Water Lines_A_Achievable Economic UCT Potential | F8 | Industrial | Food Products | New | Process | Natural Gas | Gas Boiler - Insulate Hot Water Lines | A | Cumulative Summer Peak Savings (MW) | Achievable Economic UCT Potential | 0 | 0 | 0 | 0 | 0 | 0 | 0 | 0 | 0 | 0 | 0 | 0 | 0 | 0 | 0 | 0 | 0 | 0 | 0 | 0 | 0 | 0 | 0 | 0 | 0 | 0 | 0 | 0 | 0 | 0 | 0
F9_Industrial_Food Products_New_Process_Natural Gas_Gas Boiler - Insulate Hot Water Lines_A_Achievable Economic UCT Potential | F9 | Industrial | Food Products | New | Process | Natural Gas | Gas Boiler - Insulate Hot Water Lines | A | Cumulative Winter Peak Savings (MW) | Achievable Economic UCT Potential | 0 | 0 | 0 | 0 | 0 | 0 | 0 | 0 | 0 | 0 | 0 | 0 | 0 | 0 | 0 | 0 | 0 | 0 | 0 | 0 | 0 | 0 | 0 | 0 | 0 | 0 | 0 | 0 | 0 | 0 | 0
F10_Industrial_Food Products_New_Process_Natural Gas_Gas Boiler - Insulate Hot Water Lines_A_Achievable Economic UCT Potential | F10 | Industrial | Food Products | New | Process | Natural Gas | Gas Boiler - Insulate Hot Water Lines | A | Purchases (Incremental) | Achievable Economic UCT Potential | 0 | 0 | 0 | 0 | 0 | 0.43218 | 0.51201 | 0.5918 | 0.67112 | 0.75049 | 0.82992 | 0.90834 | 0.98654 | 1.0646 | 1.1414 | 1.2185 | 1.2949 | 1.3712 | 1.4472 | 1.5225 | 1.598 | 1.673 | 1.7478 | 1.8224 | 1.8966 | 0.43218 | 0.51201 | 0.5918 | 0.67112 | 0.75049 | 0.82992
F11_Industrial_Food Products_New_Process_Natural Gas_Gas Boiler - Insulate Hot Water Lines_A_Achievable Economic UCT Potential | F11 | Industrial | Food Products | New | Process | Natural Gas | Gas Boiler - Insulate Hot Water Lines | A | Purchases (Cumulative) | Achievable Economic UCT Potential | 0 | 0 | 0 | 0 | 0 | 0.43218 | 0.94419 | 1.536 | 2.2071 | 2.9576 | 3.7875 | 4.6959 | 5.6824 | 6.747 | 7.8884 | 9.1069 | 10.4018 | 11.773 | 13.2202 | 14.7428 | 16.3407 | 18.0138 | 19.7616 | 21.584 | 23.4806 | 23.4806 | 23.4806 | 23.4806 | 23.4806 | 23.4806 | 23.4806
F1_Industrial_Food Products_New_Process_Natural Gas_Process - Insulate Heated Process Fluids_A_Achievable Economic UCT Potential | F1 | Industrial | Food Products | New | Process | Natural Gas | Process - Insulate Heated Process Fluids | A | Integrated Unit Energy Savings (kWh or therms) | Achievable Economic UCT Potential | 0 | 0 | 0 | 0 | 0 | 275.0372 | 274.5532 | 274.114 | 273.7107 | 273.3171 | 273.0565 | 272.8225 | 272.6168 | 272.4427 | 272.3022 | 272.2018 | 272.1388 | 272.1067 | 272.0954 | 272.0947 | 272.1159 | 272.1332 | 272.1449 | 272.1517 | 272.1542 | 272.2833 | 272.4028 | 272.5137 | 275.607 | 275.607 | 275.607
F2_Industrial_Food Products_New_Process_Natural Gas_Process - Insulate Heated Process Fluids_A_Achievable Economic UCT Potential | F2 | Industrial | Food Products | New | Process | Natural Gas | Process - Insulate Heated Process Fluids | A | Integrated Unit Summer Peak Savings (kW) | Achievable Economic UCT Potential | 0 | 0 | 0 | 0 | 0 | 0 | 0 | 0 | 0 | 0 | 0 | 0 | 0 | 0 | 0 | 0 | 0 | 0 | 0 | 0 | 0 | 0 | 0 | 0 | 0 | 0 | 0 | 0 | 0 | 0 | 0
F3_Industrial_Food Products_New_Process_Natural Gas_Process - Insulate Heated Process Fluids_A_Achievable Economic UCT Potential | F3 | Industrial | Food Products | New | Process | Natural Gas | Process - Insulate Heated Process Fluids | A | Integrated Unit Winter Peak Savings (kW) | Achievable Economic UCT Potential | 0 | 0 | 0 | 0 | 0 | 0 | 0 | 0 | 0 | 0 | 0 | 0 | 0 | 0 | 0 | 0 | 0 | 0 | 0 | 0 | 0 | 0 | 0 | 0 | 0 | 0 | 0 | 0 | 0 | 0 | 0
F4_Industrial_Food Products_New_Process_Natural Gas_Process - Insulate Heated Process Fluids_A_Achievable Economic UCT Potential | F4 | Industrial | Food Products | New | Process | Natural Gas | Process - Insulate Heated Process Fluids | A | Incremental Energy Savings (MWh or mTherms) | Achievable Economic UCT Potential | 0 | 0 | 0 | 0 | 0 | 0.26002 | 0.30751 | 0.35486 | 0.40183 | 0.4487 | 0.44615 | 0.39031 | 0.33887 | 0.29236 | 0.25063 | 0.21397 | 0.18186 | 0.15405 | 0.13007 | 0.10947 | 0.091919 | 0.00065646 | 0.00024494 | 8.7066e-05 | 2.9549e-05 | 0.25741 | 0.3051 | 0.35279 | 0.40461 | 0.45246 | 0.45031
F5_Industrial_Food Products_New_Process_Natural Gas_Process - Insulate Heated Process Fluids_A_Achievable Economic UCT Potential | F5 | Industrial | Food Products | New | Process | Natural Gas | Process - Insulate Heated Process Fluids | A | Incremental Summer Peak Savings (MW) | Achievable Economic UCT Potential | 0 | 0 | 0 | 0 | 0 | 0 | 0 | 0 | 0 | 0 | 0 | 0 | 0 | 0 | 0 | 0 | 0 | 0 | 0 | 0 | 0 | 0 | 0 | 0 | 0 | 0 | 0 | 0 | 0 | 0 | 0
F6_Industrial_Food Products_New_Process_Natural Gas_Process - Insulate Heated Process Fluids_A_Achievable Economic UCT Potential | F6 | Industrial | Food Products | New | Process | Natural Gas | Process - Insulate Heated Process Fluids | A | Incremental Winter Peak Savings (MW) | Achievable Economic UCT Potential | 0 | 0 | 0 | 0 | 0 | 0 | 0 | 0 | 0 | 0 | 0 | 0 | 0 | 0 | 0 | 0 | 0 | 0 | 0 | 0 | 0 | 0 | 0 | 0 | 0 | 0 | 0 | 0 | 0 | 0 | 0
F7_Industrial_Food Products_New_Process_Natural Gas_Process - Insulate Heated Process Fluids_A_Achievable Economic UCT Potential | F7 | Industrial | Food Products | New | Process | Natural Gas | Process - Insulate Heated Process Fluids | A | Cumulative Energy Savings (MWh or mTherms) | Achievable Economic UCT Potential | 0 | 0 | 0 | 0 | 0 | 0.26002 | 0.56706 | 0.92102 | 1.3215 | 1.7683 | 2.2128 | 2.6012 | 2.9381 | 3.2286 | 3.4775 | 3.6902 | 3.8712 | 4.0248 | 4.1547 | 4.2642 | 4.3564 | 4.3574 | 4.3578 | 4.358 | 4.3581 | 4.3601 | 4.362 | 4.3638 | 0 | 0 | 0
F8_Industrial_Food Products_New_Process_Natural Gas_Process - Insulate Heated Process Fluids_A_Achievable Economic UCT Potential | F8 | Industrial | Food Products | New | Process | Natural Gas | Process - Insulate Heated Process Fluids | A | Cumulative Summer Peak Savings (MW) | Achievable Economic UCT Potential | 0 | 0 | 0 | 0 | 0 | 0 | 0 | 0 | 0 | 0 | 0 | 0 | 0 | 0 | 0 | 0 | 0 | 0 | 0 | 0 | 0 | 0 | 0 | 0 | 0 | 0 | 0 | 0 | 0 | 0 | 0
F9_Industrial_Food Products_New_Process_Natural Gas_Process - Insulate Heated Process Fluids_A_Achievable Economic UCT Potential | F9 | Industrial | Food Products | New | Process | Natural Gas | Process - Insulate Heated Process Fluids | A | Cumulative Winter Peak Savings (MW) | Achievable Economic UCT Potential | 0 | 0 | 0 | 0 | 0 | 0 | 0 | 0 | 0 | 0 | 0 | 0 | 0 | 0 | 0 | 0 | 0 | 0 | 0 | 0 | 0 | 0 | 0 | 0 | 0 | 0 | 0 | 0 | 0 | 0 | 0
F10_Industrial_Food Products_New_Process_Natural Gas_Process - Insulate Heated Process Fluids_A_Achievable Economic UCT Potential | F10 | Industrial | Food Products | New | Process | Natural Gas | Process - Insulate Heated Process Fluids | A | Purchases (Incremental) | Achievable Economic UCT Potential | 0 | 0 | 0 | 0 | 0 | 0.94539 | 1.12 | 1.2946 | 1.4681 | 1.6417 | 1.6339 | 1.4306 | 1.243 | 1.0731 | 0.92042 | 0.78608 | 0.66827 | 0.56615 | 0.47802 | 0.40232 | 0.33779 | 0.0024123 | 0.00090005 | 0.00031992 | 0.00010857 | 0.94539 | 1.12 | 1.2946 | 1.4681 | 1.6417 | 1.6339
F11_Industrial_Food Products_New_Process_Natural Gas_Process - Insulate Heated Process Fluids_A_Achievable Economic UCT Potential | F11 | Industrial | Food Products | New | Process | Natural Gas | Process - Insulate Heated Process Fluids | A | Purchases (Cumulative) | Achievable Economic UCT Potential | 0 | 0 | 0 | 0 | 0 | 0.94539 | 2.0654 | 3.36 | 4.8281 | 6.4697 | 8.1036 | 9.5343 | 10.7773 | 11.8504 | 12.7708 | 13.5569 | 14.2252 | 14.7913 | 15.2694 | 15.6717 | 16.0095 | 16.0119 | 16.0128 | 16.0131 | 16.0132 | 16.0132 | 16.0132 | 16.0132 | 16.0132 | 16.0132 | 16.0132
F1_Industrial_Food Products_New_Process_Natural Gas_Process Heat Recovery_A_Achievable Economic UCT Potential | F1 | Industrial | Food Products | New | Process | Natural Gas | Process Heat Recovery | A | Integrated Unit Energy Savings (kWh or therms) | Achievable Economic UCT Potential | 0 | 0 | 0 | 0 | 0 | 3.2259 | 3.2175 | 3.2098 | 3.2026 | 3.1955 | 3.1902 | 3.1854 | 3.1812 | 3.1775 | 3.1745 | 3.1721 | 3.1704 | 3.1694 | 3.1687 | 3.1684 | 3.1685 | 3.1688 | 3.169 | 3.1692 | 3.1693 | 3.1718 | 3.1741 | 3.1762 | 0 | 0 | 0
F2_Industrial_Food Products_New_Process_Natural Gas_Process Heat Recovery_A_Achievable Economic UCT Potential | F2 | Industrial | Food Products | New | Process | Natural Gas | Process Heat Recovery | A | Integrated Unit Summer Peak Savings (kW) | Achievable Economic UCT Potential | 0 | 0 | 0 | 0 | 0 | 0 | 0 | 0 | 0 | 0 | 0 | 0 | 0 | 0 | 0 | 0 | 0 | 0 | 0 | 0 | 0 | 0 | 0 | 0 | 0 | 0 | 0 | 0 | 0 | 0 | 0
F3_Industrial_Food Products_New_Process_Natural Gas_Process Heat Recovery_A_Achievable Economic UCT Potential | F3 | Industrial | Food Products | New | Process | Natural Gas | Process Heat Recovery | A | Integrated Unit Winter Peak Savings (kW) | Achievable Economic UCT Potential | 0 | 0 | 0 | 0 | 0 | 0 | 0 | 0 | 0 | 0 | 0 | 0 | 0 | 0 | 0 | 0 | 0 | 0 | 0 | 0 | 0 | 0 | 0 | 0 | 0 | 0 | 0 | 0 | 0 | 0 | 0
F4_Industrial_Food Products_New_Process_Natural Gas_Process Heat Recovery_A_Achievable Economic UCT Potential | F4 | Industrial | Food Products | New | Process | Natural Gas | Process Heat Recovery | A | Incremental Energy Savings (MWh or mTherms) | Achievable Economic UCT Potential | 0 | 0 | 0 | 0 | 0 | 0 | 0 | 0 | 0 | 0 | 0 | 0 | 0 | 0 | 0 | 0 | 0 | 0 | 0 | 0 | 0 | 0 | 0 | 0 | 0 | 0 | 0 | 0 | 0 | 0 | 0
F5_Industrial_Food Products_New_Process_Natural Gas_Process Heat Recovery_A_Achievable Economic UCT Potential | F5 | Industrial | Food Products | New | Process | Natural Gas | Process Heat Recovery | A | Incremental Summer Peak Savings (MW) | Achievable Economic UCT Potential | 0 | 0 | 0 | 0 | 0 | 0 | 0 | 0 | 0 | 0 | 0 | 0 | 0 | 0 | 0 | 0 | 0 | 0 | 0 | 0 | 0 | 0 | 0 | 0 | 0 | 0 | 0 | 0 | 0 | 0 | 0
F6_Industrial_Food Products_New_Process_Natural Gas_Process Heat Recovery_A_Achievable Economic UCT Potential | F6 | Industrial | Food Products | New | Process | Natural Gas | Process Heat Recovery | A | Incremental Winter Peak Savings (MW) | Achievable Economic UCT Potential | 0 | 0 | 0 | 0 | 0 | 0 | 0 | 0 | 0 | 0 | 0 | 0 | 0 | 0 | 0 | 0 | 0 | 0 | 0 | 0 | 0 | 0 | 0 | 0 | 0 | 0 | 0 | 0 | 0 | 0 | 0
F7_Industrial_Food Products_New_Process_Natural Gas_Process Heat Recovery_A_Achievable Economic UCT Potential | F7 | Industrial | Food Products | New | Process | Natural Gas | Process Heat Recovery | A | Cumulative Energy Savings (MWh or mTherms) | Achievable Economic UCT Potential | 0 | 0 | 0 | 0 | 0 | 0 | 0 | 0 | 0 | 0 | 0 | 0 | 0 | 0 | 0 | 0 | 0 | 0 | 0 | 0 | 0 | 0 | 0 | 0 | 0 | 0 | 0 | 0 | 0 | 0 | 0
F8_Industrial_Food Products_New_Process_Natural Gas_Process Heat Recovery_A_Achievable Economic UCT Potential | F8 | Industrial | Food Products | New | Process | Natural Gas | Process Heat Recovery | A | Cumulative Summer Peak Savings (MW) | Achievable Economic UCT Potential | 0 | 0 | 0 | 0 | 0 | 0 | 0 | 0 | 0 | 0 | 0 | 0 | 0 | 0 | 0 | 0 | 0 | 0 | 0 | 0 | 0 | 0 | 0 | 0 | 0 | 0 | 0 | 0 | 0 | 0 | 0
F9_Industrial_Food Products_New_Process_Natural Gas_Process Heat Recovery_A_Achievable Economic UCT Potential | F9 | Industrial | Food Products | New | Process | Natural Gas | Process Heat Recovery | A | Cumulative Winter Peak Savings (MW) | Achievable Economic UCT Potential | 0 | 0 | 0 | 0 | 0 | 0 | 0 | 0 | 0 | 0 | 0 | 0 | 0 | 0 | 0 | 0 | 0 | 0 | 0 | 0 | 0 | 0 | 0 | 0 | 0 | 0 | 0 | 0 | 0 | 0 | 0
F10_Industrial_Food Products_New_Process_Natural Gas_Process Heat Recovery_A_Achievable Economic UCT Potential | F10 | Industrial | Food Products | New | Process | Natural Gas | Process Heat Recovery | A | Purchases (Incremental) | Achievable Economic UCT Potential | 0 | 0 | 0 | 0 | 0 | 0 | 0 | 0 | 0 | 0 | 0 | 0 | 0 | 0 | 0 | 0 | 0 | 0 | 0 | 0 | 0 | 0 | 0 | 0 | 0 | 0 | 0 | 0 | 0 | 0 | 0
F11_Industrial_Food Products_New_Process_Natural Gas_Process Heat Recovery_A_Achievable Economic UCT Potential | F11 | Industrial | Food Products | New | Process | Natural Gas | Process Heat Recovery | A | Purchases (Cumulative) | Achievable Economic UCT Potential | 0 | 0 | 0 | 0 | 0 | 0 | 0 | 0 | 0 | 0 | 0 | 0 | 0 | 0 | 0 | 0 | 0 | 0 | 0 | 0 | 0 | 0 | 0 | 0 | 0 | 0 | 0 | 0 | 0 | 0 | 0
F1_Industrial_Food Products_New_Space Heating_Natural Gas_Building Automation System_A_Achievable Economic UCT Potential | F1 | Industrial | Food Products | New | Space Heating | Natural Gas | Building Automation System | A | Integrated Unit Energy Savings (kWh or therms) | Achievable Economic UCT Potential | 0 | 0 | 0 | 0 | 0 | 0.014544 | 0.014304 | 0.014105 | 0.013934 | 0.01378 | 0.013643 | 0.01348 | 0.013304 | 0.013126 | 0.01295 | 0.012792 | 0.01265 | 0.01253 | 0.012369 | 0.012246 | 0.012152 | 0.012078 | 0.012036 | 0.012009 | 0.011992 | 0.011984 | 0.011979 | 0.011978 | 0 | 0 | 0
F2_Industrial_Food Products_New_Space Heating_Natural Gas_Building Automation System_A_Achievable Economic UCT Potential | F2 | Industrial | Food Products | New | Space Heating | Natural Gas | Building Automation System | A | Integrated Unit Summer Peak Savings (kW) | Achievable Economic UCT Potential | 0 | 0 | 0 | 0 | 0 | 0 | 0 | 0 | 0 | 0 | 0 | 0 | 0 | 0 | 0 | 0 | 0 | 0 | 0 | 0 | 0 | 0 | 0 | 0 | 0 | 0 | 0 | 0 | 0 | 0 | 0
F3_Industrial_Food Products_New_Space Heating_Natural Gas_Building Automation System_A_Achievable Economic UCT Potential | F3 | Industrial | Food Products | New | Space Heating | Natural Gas | Building Automation System | A | Integrated Unit Winter Peak Savings (kW) | Achievable Economic UCT Potential | 0 | 0 | 0 | 0 | 0 | 0 | 0 | 0 | 0 | 0 | 0 | 0 | 0 | 0 | 0 | 0 | 0 | 0 | 0 | 0 | 0 | 0 | 0 | 0 | 0 | 0 | 0 | 0 | 0 | 0 | 0
F4_Industrial_Food Products_New_Space Heating_Natural Gas_Building Automation System_A_Achievable Economic UCT Potential | F4 | Industrial | Food Products | New | Space Heating | Natural Gas | Building Automation System | A | Incremental Energy Savings (MWh or mTherms) | Achievable Economic UCT Potential | 0 | 0 | 0 | 0 | 0 | 0.00019937 | 0.00046433 | 0.00093968 | 0.0017123 | 0.0028744 | 0.0045073 | 0.0066302 | 0.0092132 | 0.012132 | 0.015134 | 0.017905 | 0.020015 | 0.021083 | 0.020707 | 0.018962 | 0.016332 | 0.012996 | 0.0093673 | 0.0062258 | 0.0042199 | 0.003959 | 0.0058919 | 0.0082951 | 0 | 0 | 0
F5_Industrial_Food Products_New_Space Heating_Natural Gas_Building Automation System_A_Achievable Economic UCT Potential | F5 | Industrial | Food Products | New | Space Heating | Natural Gas | Building Automation System | A | Incremental Summer Peak Savings (MW) | Achievable Economic UCT Potential | 0 | 0 | 0 | 0 | 0 | 0 | 0 | 0 | 0 | 0 | 0 | 0 | 0 | 0 | 0 | 0 | 0 | 0 | 0 | 0 | 0 | 0 | 0 | 0 | 0 | 0 | 0 | 0 | 0 | 0 | 0
F6_Industrial_Food Products_New_Space Heating_Natural Gas_Building Automation System_A_Achievable Economic UCT Potential | F6 | Industrial | Food Products | New | Space Heating | Natural Gas | Building Automation System | A | Incremental Winter Peak Savings (MW) | Achievable Economic UCT Potential | 0 | 0 | 0 | 0 | 0 | 0 | 0 | 0 | 0 | 0 | 0 | 0 | 0 | 0 | 0 | 0 | 0 | 0 | 0 | 0 | 0 | 0 | 0 | 0 | 0 | 0 | 0 | 0 | 0 | 0 | 0
F7_Industrial_Food Products_New_Space Heating_Natural Gas_Building Automation System_A_Achievable Economic UCT Potential | F7 | Industrial | Food Products | New | Space Heating | Natural Gas | Building Automation System | A | Cumulative Energy Savings (MWh or mTherms) | Achievable Economic UCT Potential | 0 | 0 | 0 | 0 | 0 | 0.00019937 | 0.00066041 | 0.0015909 | 0.0032839 | 0.0061222 | 0.010569 | 0.017072 | 0.026063 | 0.037846 | 0.052474 | 0.069738 | 0.088976 | 0.10922 | 0.12852 | 0.1462 | 0.16125 | 0.17286 | 0.18084 | 0.18518 | 0.18664 | 0.1865 | 0.18643 | 0.18642 | 0 | 0 | 0
F8_Industrial_Food Products_New_Space Heating_Natural Gas_Building Automation System_A_Achievable Economic UCT Potential | F8 | Industrial | Food Products | New | Space Heating | Natural Gas | Building Automation System | A | Cumulative Summer Peak Savings (MW) | Achievable Economic UCT Potential | 0 | 0 | 0 | 0 | 0 | 0 | 0 | 0 | 0 | 0 | 0 | 0 | 0 | 0 | 0 | 0 | 0 | 0 | 0 | 0 | 0 | 0 | 0 | 0 | 0 | 0 | 0 | 0 | 0 | 0 | 0
F9_Industrial_Food Products_New_Space Heating_Natural Gas_Building Automation System_A_Achievable Economic UCT Potential | F9 | Industrial | Food Products | New | Space Heating | Natural Gas | Building Automation System | A | Cumulative Winter Peak Savings (MW) | Achievable Economic UCT Potential | 0 | 0 | 0 | 0 | 0 | 0 | 0 | 0 | 0 | 0 | 0 | 0 | 0 | 0 | 0 | 0 | 0 | 0 | 0 | 0 | 0 | 0 | 0 | 0 | 0 | 0 | 0 | 0 | 0 | 0 | 0
F10_Industrial_Food Products_New_Space Heating_Natural Gas_Building Automation System_A_Achievable Economic UCT Potential | F10 | Industrial | Food Products | New | Space Heating | Natural Gas | Building Automation System | A | Purchases (Incremental) | Achievable Economic UCT Potential | 0 | 0 | 0 | 0 | 0 | 13.7077 | 32.4625 | 66.621 | 122.893 | 208.593 | 330.3684 | 491.8557 | 692.5207 | 924.2903 | 1168.596 | 1399.6525 | 1582.2835 | 1682.6077 | 1674.0423 | 1548.4527 | 1343.9716 | 1076.0388 | 778.2554 | 518.4197 | 351.8796 | 330.3684 | 491.8557 | 692.5207 | 924.2903 | 1168.596 | 1399.6525
F11_Industrial_Food Products_New_Space Heating_Natural Gas_Building Automation System_A_Achievable Economic UCT Potential | F11 | Industrial | Food Products | New | Space Heating | Natural Gas | Building Automation System | A | Purchases (Cumulative) | Achievable Economic UCT Potential | 0 | 0 | 0 | 0 | 0 | 13.7077 | 46.1703 | 112.7913 | 235.6844 | 444.2774 | 774.6458 | 1266.5014 | 1959.0221 | 2883.3124 | 4051.9085 | 5451.561 | 7033.8444 | 8716.4522 | 10390.4945 | 11938.9471 | 13269.211 | 14312.7872 | 15024.4216 | 15419.9483 | 15563.2349 | 15563.2349 | 15563.2349 | 15563.2349 | 15563.2349 | 15563.2349 | 15563.2349
F1_Industrial_Food Products_New_Space Heating_Natural Gas_Steam System Efficiency Improvements_A_Achievable Economic UCT Potential | F1 | Industrial | Food Products | New | Space Heating | Natural Gas | Steam System Efficiency Improvements | A | Integrated Unit Energy Savings (kWh or therms) | Achievable Economic UCT Potential | 0 | 0 | 0 | 0 | 0 | 0 | 0 | 0 | 0 | 0 | 0 | 0 | 0 | 0 | 0 | 0 | 0 | 0 | 0 | 0 | 0 | 0 | 0 | 0 | 0 | 0 | 0 | 0 | 0 | 0 | 0
F2_Industrial_Food Products_New_Space Heating_Natural Gas_Steam System Efficiency Improvements_A_Achievable Economic UCT Potential | F2 | Industrial | Food Products | New | Space Heating | Natural Gas | Steam System Efficiency Improvements | A | Integrated Unit Summer Peak Savings (kW) | Achievable Economic UCT Potential | 0 | 0 | 0 | 0 | 0 | 0 | 0 | 0 | 0 | 0 | 0 | 0 | 0 | 0 | 0 | 0 | 0 | 0 | 0 | 0 | 0 | 0 | 0 | 0 | 0 | 0 | 0 | 0 | 0 | 0 | 0
F3_Industrial_Food Products_New_Space Heating_Natural Gas_Steam System Efficiency Improvements_A_Achievable Economic UCT Potential | F3 | Industrial | Food Products | New | Space Heating | Natural Gas | Steam System Efficiency Improvements | A | Integrated Unit Winter Peak Savings (kW) | Achievable Economic UCT Potential | 0 | 0 | 0 | 0 | 0 | 0 | 0 | 0 | 0 | 0 | 0 | 0 | 0 | 0 | 0 | 0 | 0 | 0 | 0 | 0 | 0 | 0 | 0 | 0 | 0 | 0 | 0 | 0 | 0 | 0 | 0
F4_Industrial_Food Products_New_Space Heating_Natural Gas_Steam System Efficiency Improvements_A_Achievable Economic UCT Potential | F4 | Industrial | Food Products | New | Space Heating | Natural Gas | Steam System Efficiency Improvements | A | Incremental Energy Savings (MWh or mTherms) | Achievable Economic UCT Potential | 0 | 0 | 0 | 0 | 0 | 0 | 0 | 0 | 0 | 0 | 0 | 0 | 0 | 0 | 0 | 0 | 0 | 0 | 0 | 0 | 0 | 0 | 0 | 0 | 0 | 0 | 0 | 0 | 0 | 0 | 0
F5_Industrial_Food Products_New_Space Heating_Natural Gas_Steam System Efficiency Improvements_A_Achievable Economic UCT Potential | F5 | Industrial | Food Products | New | Space Heating | Natural Gas | Steam System Efficiency Improvements | A | Incremental Summer Peak Savings (MW) | Achievable Economic UCT Potential | 0 | 0 | 0 | 0 | 0 | 0 | 0 | 0 | 0 | 0 | 0 | 0 | 0 | 0 | 0 | 0 | 0 | 0 | 0 | 0 | 0 | 0 | 0 | 0 | 0 | 0 | 0 | 0 | 0 | 0 | 0
F6_Industrial_Food Products_New_Space Heating_Natural Gas_Steam System Efficiency Improvements_A_Achievable Economic UCT Potential | F6 | Industrial | Food Products | New | Space Heating | Natural Gas | Steam System Efficiency Improvements | A | Incremental Winter Peak Savings (MW) | Achievable Economic UCT Potential | 0 | 0 | 0 | 0 | 0 | 0 | 0 | 0 | 0 | 0 | 0 | 0 | 0 | 0 | 0 | 0 | 0 | 0 | 0 | 0 | 0 | 0 | 0 | 0 | 0 | 0 | 0 | 0 | 0 | 0 | 0
F7_Industrial_Food Products_New_Space Heating_Natural Gas_Steam System Efficiency Improvements_A_Achievable Economic UCT Potential | F7 | Industrial | Food Products | New | Space Heating | Natural Gas | Steam System Efficiency Improvements | A | Cumulative Energy Savings (MWh or mTherms) | Achievable Economic UCT Potential | 0 | 0 | 0 | 0 | 0 | 0 | 0 | 0 | 0 | 0 | 0 | 0 | 0 | 0 | 0 | 0 | 0 | 0 | 0 | 0 | 0 | 0 | 0 | 0 | 0 | 0 | 0 | 0 | 0 | 0 | 0
F8_Industrial_Food Products_New_Space Heating_Natural Gas_Steam System Efficiency Improvements_A_Achievable Economic UCT Potential | F8 | Industrial | Food Products | New | Space Heating | Natural Gas | Steam System Efficiency Improvements | A | Cumulative Summer Peak Savings (MW) | Achievable Economic UCT Potential | 0 | 0 | 0 | 0 | 0 | 0 | 0 | 0 | 0 | 0 | 0 | 0 | 0 | 0 | 0 | 0 | 0 | 0 | 0 | 0 | 0 | 0 | 0 | 0 | 0 | 0 | 0 | 0 | 0 | 0 | 0
F9_Industrial_Food Products_New_Space Heating_Natural Gas_Steam System Efficiency Improvements_A_Achievable Economic UCT Potential | F9 | Industrial | Food Products | New | Space Heating | Natural Gas | Steam System Efficiency Improvements | A | Cumulative Winter Peak Savings (MW) | Achievable Economic UCT Potential | 0 | 0 | 0 | 0 | 0 | 0 | 0 | 0 | 0 | 0 | 0 | 0 | 0 | 0 | 0 | 0 | 0 | 0 | 0 | 0 | 0 | 0 | 0 | 0 | 0 | 0 | 0 | 0 | 0 | 0 | 0
F10_Industrial_Food Products_New_Space Heating_Natural Gas_Steam System Efficiency Improvements_A_Achievable Economic UCT Potential | F10 | Industrial | Food Products | New | Space Heating | Natural Gas | Steam System Efficiency Improvements | A | Purchases (Incremental) | Achievable Economic UCT Potential | 0 | 0 | 0 | 0 | 0 | 0 | 0 | 0 | 0 | 0 | 0 | 0 | 0 | 0 | 0 | 0 | 0 | 0 | 0 | 0 | 0 | 0 | 0 | 0 | 0 | 0 | 0 | 0 | 0 | 0 | 0
F11_Industrial_Food Products_New_Space Heating_Natural Gas_Steam System Efficiency Improvements_A_Achievable Economic UCT Potential | F11 | Industrial | Food Products | New | Space Heating | Natural Gas | Steam System Efficiency Improvements | A | Purchases (Cumulative) | Achievable Economic UCT Potential | 0 | 0 | 0 | 0 | 0 | 0 | 0 | 0 | 0 | 0 | 0 | 0 | 0 | 0 | 0 | 0 | 0 | 0 | 0 | 0 | 0 | 0 | 0 | 0 | 0 | 0 | 0 | 0 | 0 | 0 | 0
F1_Industrial_Food Products_New_Process_Natural Gas_Steam System Efficiency Improvements_A_Achievable Economic UCT Potential | F1 | Industrial | Food Products | New | Process | Natural Gas | Steam System Efficiency Improvements | A | Integrated Unit Energy Savings (kWh or therms) | Achievable Economic UCT Potential | 0 | 0 | 0 | 0 | 0 | 5.0872 | 5.0843 | 5.0818 | 5.0798 | 5.0779 | 5.0764 | 5.0754 | 5.0749 | 5.0746 | 5.0746 | 5.0747 | 5.0749 | 5.0752 | 5.0756 | 5.076 | 5.0767 | 5.0773 | 5.0779 | 5.0784 | 5.0789 | 5.0794 | 5.0798 | 5.0802 | 5.0908 | 5.0908 | 5.0908
F2_Industrial_Food Products_New_Process_Natural Gas_Steam System Efficiency Improvements_A_Achievable Economic UCT Potential | F2 | Industrial | Food Products | New | Process | Natural Gas | Steam System Efficiency Improvements | A | Integrated Unit Summer Peak Savings (kW) | Achievable Economic UCT Potential | 0 | 0 | 0 | 0 | 0 | 0 | 0 | 0 | 0 | 0 | 0 | 0 | 0 | 0 | 0 | 0 | 0 | 0 | 0 | 0 | 0 | 0 | 0 | 0 | 0 | 0 | 0 | 0 | 0 | 0 | 0
F3_Industrial_Food Products_New_Process_Natural Gas_Steam System Efficiency Improvements_A_Achievable Economic UCT Potential | F3 | Industrial | Food Products | New | Process | Natural Gas | Steam System Efficiency Improvements | A | Integrated Unit Winter Peak Savings (kW) | Achievable Economic UCT Potential | 0 | 0 | 0 | 0 | 0 | 0 | 0 | 0 | 0 | 0 | 0 | 0 | 0 | 0 | 0 | 0 | 0 | 0 | 0 | 0 | 0 | 0 | 0 | 0 | 0 | 0 | 0 | 0 | 0 | 0 | 0
F4_Industrial_Food Products_New_Process_Natural Gas_Steam System Efficiency Improvements_A_Achievable Economic UCT Potential | F4 | Industrial | Food Products | New | Process | Natural Gas | Steam System Efficiency Improvements | A | Incremental Energy Savings (MWh or mTherms) | Achievable Economic UCT Potential | 0 | 0 | 0 | 0 | 0 | 0.00067656 | 0.0016013 | 0.0032847 | 0.0060567 | 0.010277 | 0.016271 | 0.02422 | 0.034097 | 0.045507 | 0.057535 | 0.068912 | 0.077907 | 0.082852 | 0.082436 | 0.076257 | 0.068939 | 0.077944 | 0.082895 | 0.082482 | 0.076301 | 0.068975 | 0.077982 | 0.082932 | 0.082683 | 0.07648 | 0.069131
F5_Industrial_Food Products_New_Process_Natural Gas_Steam System Efficiency Improvements_A_Achievable Economic UCT Potential | F5 | Industrial | Food Products | New | Process | Natural Gas | Steam System Efficiency Improvements | A | Incremental Summer Peak Savings (MW) | Achievable Economic UCT Potential | 0 | 0 | 0 | 0 | 0 | 0 | 0 | 0 | 0 | 0 | 0 | 0 | 0 | 0 | 0 | 0 | 0 | 0 | 0 | 0 | 0 | 0 | 0 | 0 | 0 | 0 | 0 | 0 | 0 | 0 | 0
F6_Industrial_Food Products_New_Process_Natural Gas_Steam System Efficiency Improvements_A_Achievable Economic UCT Potential | F6 | Industrial | Food Products | New | Process | Natural Gas | Steam System Efficiency Improvements | A | Incremental Winter Peak Savings (MW) | Achievable Economic UCT Potential | 0 | 0 | 0 | 0 | 0 | 0 | 0 | 0 | 0 | 0 | 0 | 0 | 0 | 0 | 0 | 0 | 0 | 0 | 0 | 0 | 0 | 0 | 0 | 0 | 0 | 0 | 0 | 0 | 0 | 0 | 0
F7_Industrial_Food Products_New_Process_Natural Gas_Steam System Efficiency Improvements_A_Achievable Economic UCT Potential | F7 | Industrial | Food Products | New | Process | Natural Gas | Steam System Efficiency Improvements | A | Cumulative Energy Savings (MWh or mTherms) | Achievable Economic UCT Potential | 0 | 0 | 0 | 0 | 0 | 0.00067656 | 0.0022775 | 0.005561 | 0.011616 | 0.021888 | 0.037477 | 0.060091 | 0.090902 | 0.13035 | 0.17762 | 0.23027 | 0.28397 | 0.33274 | 0.36968 | 0.38842 | 0.38847 | 0.38852 | 0.38856 | 0.3886 | 0.38864 | 0.38867 | 0.38871 | 0.38874 | 0 | 0 | 0
F8_Industrial_Food Products_New_Process_Natural Gas_Steam System Efficiency Improvements_A_Achievable Economic UCT Potential | F8 | Industrial | Food Products | New | Process | Natural Gas | Steam System Efficiency Improvements | A | Cumulative Summer Peak Savings (MW) | Achievable Economic UCT Potential | 0 | 0 | 0 | 0 | 0 | 0 | 0 | 0 | 0 | 0 | 0 | 0 | 0 | 0 | 0 | 0 | 0 | 0 | 0 | 0 | 0 | 0 | 0 | 0 | 0 | 0 | 0 | 0 | 0 | 0 | 0
F9_Industrial_Food Products_New_Process_Natural Gas_Steam System Efficiency Improvements_A_Achievable Economic UCT Potential | F9 | Industrial | Food Products | New | Process | Natural Gas | Steam System Efficiency Improvements | A | Cumulative Winter Peak Savings (MW) | Achievable Economic UCT Potential | 0 | 0 | 0 | 0 | 0 | 0 | 0 | 0 | 0 | 0 | 0 | 0 | 0 | 0 | 0 | 0 | 0 | 0 | 0 | 0 | 0 | 0 | 0 | 0 | 0 | 0 | 0 | 0 | 0 | 0 | 0
F10_Industrial_Food Products_New_Process_Natural Gas_Steam System Efficiency Improvements_A_Achievable Economic UCT Potential | F10 | Industrial | Food Products | New | Process | Natural Gas | Steam System Efficiency Improvements | A | Purchases (Incremental) | Achievable Economic UCT Potential | 0 | 0 | 0 | 0 | 0 | 0.13299 | 0.31495 | 0.64636 | 1.1923 | 2.0238 | 3.2052 | 4.772 | 6.7189 | 8.9675 | 11.3378 | 13.5795 | 15.3514 | 16.3247 | 16.2416 | 15.0232 | 13.5795 | 15.3514 | 16.3247 | 16.2416 | 15.0232 | 13.5795 | 15.3514 | 16.3247 | 16.2416 | 15.0232 | 13.5795
F11_Industrial_Food Products_New_Process_Natural Gas_Steam System Efficiency Improvements_A_Achievable Economic UCT Potential | F11 | Industrial | Food Products | New | Process | Natural Gas | Steam System Efficiency Improvements | A | Purchases (Cumulative) | Achievable Economic UCT Potential | 0 | 0 | 0 | 0 | 0 | 0.13299 | 0.44795 | 1.0943 | 2.2866 | 4.3104 | 7.3827 | 11.8397 | 17.9122 | 25.6874 | 35.0014 | 45.3756 | 55.955 | 65.5609 | 72.835 | 76.5204 | 76.5204 | 76.5204 | 76.5204 | 76.5204 | 76.5204 | 76.5204 | 76.5204 | 76.5204 | 76.5204 | 76.5204 | 76.5204
F1_Industrial_Food Products_New_Space Heating_Natural Gas_Strategic Energy Management_A_Achievable Economic UCT Potential | F1 | Industrial | Food Products | New | Space Heating | Natural Gas | Strategic Energy Management | A | Integrated Unit Energy Savings (kWh or therms) | Achievable Economic UCT Potential | 0 | 0 | 0 | 0 | 0 | 7.3834 | 7.2635 | 7.1644 | 7.079 | 7.0026 | 6.9333 | 6.8505 | 6.7612 | 6.6708 | 6.5818 | 6.5015 | 6.4292 | 6.3684 | 6.2869 | 6.2242 | 6.1766 | 6.1387 | 6.1178 | 6.104 | 6.0955 | 6.0907 | 6.088 | 6.0873 | 0 | 0 | 0
F2_Industrial_Food Products_New_Space Heating_Natural Gas_Strategic Energy Management_A_Achievable Economic UCT Potential | F2 | Industrial | Food Products | New | Space Heating | Natural Gas | Strategic Energy Management | A | Integrated Unit Summer Peak Savings (kW) | Achievable Economic UCT Potential | 0 | 0 | 0 | 0 | 0 | 0 | 0 | 0 | 0 | 0 | 0 | 0 | 0 | 0 | 0 | 0 | 0 | 0 | 0 | 0 | 0 | 0 | 0 | 0 | 0 | 0 | 0 | 0 | 0 | 0 | 0
F3_Industrial_Food Products_New_Space Heating_Natural Gas_Strategic Energy Management_A_Achievable Economic UCT Potential | F3 | Industrial | Food Products | New | Space Heating | Natural Gas | Strategic Energy Management | A | Integrated Unit Winter Peak Savings (kW) | Achievable Economic UCT Potential | 0 | 0 | 0 | 0 | 0 | 0 | 0 | 0 | 0 | 0 | 0 | 0 | 0 | 0 | 0 | 0 | 0 | 0 | 0 | 0 | 0 | 0 | 0 | 0 | 0 | 0 | 0 | 0 | 0 | 0 | 0
F4_Industrial_Food Products_New_Space Heating_Natural Gas_Strategic Energy Management_A_Achievable Economic UCT Potential | F4 | Industrial | Food Products | New | Space Heating | Natural Gas | Strategic Energy Management | A | Incremental Energy Savings (MWh or mTherms) | Achievable Economic UCT Potential | 0 | 0 | 0 | 0 | 0 | 0.001254 | 0.0014616 | 0.0016663 | 0.0018671 | 0.0020654 | 0.0022614 | 0.0024455 | 0.0026214 | 0.002791 | 0.0029524 | 0.0031134 | 0.0032717 | 0.003432 | 0.0035758 | 0.0037243 | 0.0038789 | 0.0040363 | 0.0042023 | 0.0043716 | 0.0045435 | 0.003825 | 0.0040029 | 0.0041814 | 0 | 0 | 0
F5_Industrial_Food Products_New_Space Heating_Natural Gas_Strategic Energy Management_A_Achievable Economic UCT Potential | F5 | Industrial | Food Products | New | Space Heating | Natural Gas | Strategic Energy Management | A | Incremental Summer Peak Savings (MW) | Achievable Economic UCT Potential | 0 | 0 | 0 | 0 | 0 | 0 | 0 | 0 | 0 | 0 | 0 | 0 | 0 | 0 | 0 | 0 | 0 | 0 | 0 | 0 | 0 | 0 | 0 | 0 | 0 | 0 | 0 | 0 | 0 | 0 | 0
F6_Industrial_Food Products_New_Space Heating_Natural Gas_Strategic Energy Management_A_Achievable Economic UCT Potential | F6 | Industrial | Food Products | New | Space Heating | Natural Gas | Strategic Energy Management | A | Incremental Winter Peak Savings (MW) | Achievable Economic UCT Potential | 0 | 0 | 0 | 0 | 0 | 0 | 0 | 0 | 0 | 0 | 0 | 0 | 0 | 0 | 0 | 0 | 0 | 0 | 0 | 0 | 0 | 0 | 0 | 0 | 0 | 0 | 0 | 0 | 0 | 0 | 0
F7_Industrial_Food Products_New_Space Heating_Natural Gas_Strategic Energy Management_A_Achievable Economic UCT Potential | F7 | Industrial | Food Products | New | Space Heating | Natural Gas | Strategic Energy Management | A | Cumulative Energy Savings (MWh or mTherms) | Achievable Economic UCT Potential | 0 | 0 | 0 | 0 | 0 | 0.001254 | 0.0026953 | 0.0043248 | 0.0061404 | 0.0081394 | 0.0091427 | 0.0101 | 0.011018 | 0.011902 | 0.012754 | 0.013592 | 0.014417 | 0.015244 | 0.015994 | 0.016767 | 0.01756 | 0.018364 | 0.019207 | 0.020064 | 0.020932 | 0.020916 | 0.020906 | 0.020904 | 0 | 0 | 0
F8_Industrial_Food Products_New_Space Heating_Natural Gas_Strategic Energy Management_A_Achievable Economic UCT Potential | F8 | Industrial | Food Products | New | Space Heating | Natural Gas | Strategic Energy Management | A | Cumulative Summer Peak Savings (MW) | Achievable Economic UCT Potential | 0 | 0 | 0 | 0 | 0 | 0 | 0 | 0 | 0 | 0 | 0 | 0 | 0 | 0 | 0 | 0 | 0 | 0 | 0 | 0 | 0 | 0 | 0 | 0 | 0 | 0 | 0 | 0 | 0 | 0 | 0
F9_Industrial_Food Products_New_Space Heating_Natural Gas_Strategic Energy Management_A_Achievable Economic UCT Potential | F9 | Industrial | Food Products | New | Space Heating | Natural Gas | Strategic Energy Management | A | Cumulative Winter Peak Savings (MW) | Achievable Economic UCT Potential | 0 | 0 | 0 | 0 | 0 | 0 | 0 | 0 | 0 | 0 | 0 | 0 | 0 | 0 | 0 | 0 | 0 | 0 | 0 | 0 | 0 | 0 | 0 | 0 | 0 | 0 | 0 | 0 | 0 | 0 | 0
F10_Industrial_Food Products_New_Space Heating_Natural Gas_Strategic Energy Management_A_Achievable Economic UCT Potential | F10 | Industrial | Food Products | New | Space Heating | Natural Gas | Strategic Energy Management | A | Purchases (Incremental) | Achievable Economic UCT Potential | 0 | 0 | 0 | 0 | 0 | 0.16985 | 0.20122 | 0.23258 | 0.26375 | 0.29494 | 0.32616 | 0.35698 | 0.38771 | 0.41839 | 0.44857 | 0.47887 | 0.50889 | 0.5389 | 0.56877 | 0.59836 | 0.628 | 0.65751 | 0.68691 | 0.71619 | 0.74538 | 0.628 | 0.65751 | 0.68691 | 0.71619 | 0.74538 | 0.628
F11_Industrial_Food Products_New_Space Heating_Natural Gas_Strategic Energy Management_A_Achievable Economic UCT Potential | F11 | Industrial | Food Products | New | Space Heating | Natural Gas | Strategic Energy Management | A | Purchases (Cumulative) | Achievable Economic UCT Potential | 0 | 0 | 0 | 0 | 0 | 0.16985 | 0.37107 | 0.60365 | 0.8674 | 1.1623 | 1.3187 | 1.4744 | 1.6295 | 1.7842 | 1.9378 | 2.0905 | 2.2424 | 2.3936 | 2.544 | 2.6938 | 2.8429 | 2.9915 | 3.1395 | 3.287 | 3.434 | 3.434 | 3.434 | 3.434 | 3.434 | 3.434 | 3.434
F1_Industrial_Food Products_New_Process_Natural Gas_Strategic Energy Management_A_Achievable Economic UCT Potential | F1 | Industrial | Food Products | New | Process | Natural Gas | Strategic Energy Management | A | Integrated Unit Energy Savings (kWh or therms) | Achievable Economic UCT Potential | 0 | 0 | 0 | 0 | 0 | 30.186 | 30.1687 | 30.1539 | 30.1419 | 30.1303 | 30.121 | 30.1148 | 30.111 | 30.1088 | 30.1078 | 30.1078 | 30.1085 | 30.1097 | 30.1116 | 30.1138 | 30.1183 | 30.1223 | 30.1259 | 30.1293 | 30.1324 | 30.1352 | 30.1378 | 30.1402 | 0 | 0 | 0
F2_Industrial_Food Products_New_Process_Natural Gas_Strategic Energy Management_A_Achievable Economic UCT Potential | F2 | Industrial | Food Products | New | Process | Natural Gas | Strategic Energy Management | A | Integrated Unit Summer Peak Savings (kW) | Achievable Economic UCT Potential | 0 | 0 | 0 | 0 | 0 | 0 | 0 | 0 | 0 | 0 | 0 | 0 | 0 | 0 | 0 | 0 | 0 | 0 | 0 | 0 | 0 | 0 | 0 | 0 | 0 | 0 | 0 | 0 | 0 | 0 | 0
F3_Industrial_Food Products_New_Process_Natural Gas_Strategic Energy Management_A_Achievable Economic UCT Potential | F3 | Industrial | Food Products | New | Process | Natural Gas | Strategic Energy Management | A | Integrated Unit Winter Peak Savings (kW) | Achievable Economic UCT Potential | 0 | 0 | 0 | 0 | 0 | 0 | 0 | 0 | 0 | 0 | 0 | 0 | 0 | 0 | 0 | 0 | 0 | 0 | 0 | 0 | 0 | 0 | 0 | 0 | 0 | 0 | 0 | 0 | 0 | 0 | 0
F4_Industrial_Food Products_New_Process_Natural Gas_Strategic Energy Management_A_Achievable Economic UCT Potential | F4 | Industrial | Food Products | New | Process | Natural Gas | Strategic Energy Management | A | Incremental Energy Savings (MWh or mTherms) | Achievable Economic UCT Potential | 0 | 0 | 0 | 0 | 0 | 0.46965 | 0.55608 | 0.64243 | 0.72824 | 0.81405 | 0.89992 | 0.98476 | 1.0694 | 1.1539 | 1.2371 | 1.3207 | 1.4035 | 1.4864 | 1.5688 | 1.6506 | 1.7326 | 1.8142 | 1.8956 | 1.9766 | 2.0574 | 1.7336 | 1.8152 | 1.8965 | 0 | 0 | 0
F5_Industrial_Food Products_New_Process_Natural Gas_Strategic Energy Management_A_Achievable Economic UCT Potential | F5 | Industrial | Food Products | New | Process | Natural Gas | Strategic Energy Management | A | Incremental Summer Peak Savings (MW) | Achievable Economic UCT Potential | 0 | 0 | 0 | 0 | 0 | 0 | 0 | 0 | 0 | 0 | 0 | 0 | 0 | 0 | 0 | 0 | 0 | 0 | 0 | 0 | 0 | 0 | 0 | 0 | 0 | 0 | 0 | 0 | 0 | 0 | 0
F6_Industrial_Food Products_New_Process_Natural Gas_Strategic Energy Management_A_Achievable Economic UCT Potential | F6 | Industrial | Food Products | New | Process | Natural Gas | Strategic Energy Management | A | Incremental Winter Peak Savings (MW) | Achievable Economic UCT Potential | 0 | 0 | 0 | 0 | 0 | 0 | 0 | 0 | 0 | 0 | 0 | 0 | 0 | 0 | 0 | 0 | 0 | 0 | 0 | 0 | 0 | 0 | 0 | 0 | 0 | 0 | 0 | 0 | 0 | 0 | 0
F7_Industrial_Food Products_New_Process_Natural Gas_Strategic Energy Management_A_Achievable Economic UCT Potential | F7 | Industrial | Food Products | New | Process | Natural Gas | Strategic Energy Management | A | Cumulative Energy Savings (MWh or mTherms) | Achievable Economic UCT Potential | 0 | 0 | 0 | 0 | 0 | 0.46965 | 1.0255 | 1.6674 | 2.395 | 3.2081 | 3.6384 | 4.0673 | 4.4947 | 4.9209 | 5.3444 | 5.7656 | 6.1847 | 6.6019 | 7.0171 | 7.4308 | 7.8433 | 8.2545 | 8.6639 | 9.0718 | 9.4785 | 9.4794 | 9.4802 | 9.481 | 0 | 0 | 0
F8_Industrial_Food Products_New_Process_Natural Gas_Strategic Energy Management_A_Achievable Economic UCT Potential | F8 | Industrial | Food Products | New | Process | Natural Gas | Strategic Energy Management | A | Cumulative Summer Peak Savings (MW) | Achievable Economic UCT Potential | 0 | 0 | 0 | 0 | 0 | 0 | 0 | 0 | 0 | 0 | 0 | 0 | 0 | 0 | 0 | 0 | 0 | 0 | 0 | 0 | 0 | 0 | 0 | 0 | 0 | 0 | 0 | 0 | 0 | 0 | 0
F9_Industrial_Food Products_New_Process_Natural Gas_Strategic Energy Management_A_Achievable Economic UCT Potential | F9 | Industrial | Food Products | New | Process | Natural Gas | Strategic Energy Management | A | Cumulative Winter Peak Savings (MW) | Achievable Economic UCT Potential | 0 | 0 | 0 | 0 | 0 | 0 | 0 | 0 | 0 | 0 | 0 | 0 | 0 | 0 | 0 | 0 | 0 | 0 | 0 | 0 | 0 | 0 | 0 | 0 | 0 | 0 | 0 | 0 | 0 | 0 | 0
F10_Industrial_Food Products_New_Process_Natural Gas_Strategic Energy Management_A_Achievable Economic UCT Potential | F10 | Industrial | Food Products | New | Process | Natural Gas | Strategic Energy Management | A | Purchases (Incremental) | Achievable Economic UCT Potential | 0 | 0 | 0 | 0 | 0 | 15.5584 | 18.4325 | 21.3049 | 24.1605 | 27.0176 | 29.877 | 32.7002 | 35.5156 | 38.3253 | 41.0904 | 43.866 | 46.6152 | 49.3647 | 52.1004 | 54.8117 | 57.5262 | 60.2295 | 62.9223 | 65.6052 | 68.279 | 57.5262 | 60.2295 | 62.9223 | 65.6052 | 68.279 | 57.5262
F11_Industrial_Food Products_New_Process_Natural Gas_Strategic Energy Management_A_Achievable Economic UCT Potential | F11 | Industrial | Food Products | New | Process | Natural Gas | Strategic Energy Management | A | Purchases (Cumulative) | Achievable Economic UCT Potential | 0 | 0 | 0 | 0 | 0 | 15.5584 | 33.9909 | 55.2958 | 79.4563 | 106.4739 | 120.7925 | 135.0602 | 149.2708 | 163.4356 | 177.5084 | 191.4974 | 205.4124 | 219.2616 | 233.0367 | 246.7581 | 260.4182 | 274.0325 | 287.5901 | 301.0949 | 314.5622 | 314.5622 | 314.5622 | 314.5622 | 314.5622 | 314.5622 | 314.5622
F1_Industrial_Food Products_New_Miscellaneous_Natural Gas_Strategic Energy Management_A_Achievable Economic UCT Potential | F1 | Industrial | Food Products | New | Miscellaneous | Natural Gas | Strategic Energy Management | A | Integrated Unit Energy Savings (kWh or therms) | Achievable Economic UCT Potential | 0 | 0 | 0 | 0 | 0 | 2.7925 | 2.7925 | 2.7925 | 2.7925 | 2.7925 | 2.7925 | 2.7925 | 2.7925 | 2.7925 | 2.7925 | 2.7925 | 2.7925 | 2.7925 | 2.7925 | 2.7925 | 2.7925 | 2.7925 | 2.7925 | 2.7925 | 2.7925 | 2.7925 | 2.7925 | 2.7925 | 0 | 0 | 0
F2_Industrial_Food Products_New_Miscellaneous_Natural Gas_Strategic Energy Management_A_Achievable Economic UCT Potential | F2 | Industrial | Food Products | New | Miscellaneous | Natural Gas | Strategic Energy Management | A | Integrated Unit Summer Peak Savings (kW) | Achievable Economic UCT Potential | 0 | 0 | 0 | 0 | 0 | 0 | 0 | 0 | 0 | 0 | 0 | 0 | 0 | 0 | 0 | 0 | 0 | 0 | 0 | 0 | 0 | 0 | 0 | 0 | 0 | 0 | 0 | 0 | 0 | 0 | 0
F3_Industrial_Food Products_New_Miscellaneous_Natural Gas_Strategic Energy Management_A_Achievable Economic UCT Potential | F3 | Industrial | Food Products | New | Miscellaneous | Natural Gas | Strategic Energy Management | A | Integrated Unit Winter Peak Savings (kW) | Achievable Economic UCT Potential | 0 | 0 | 0 | 0 | 0 | 0 | 0 | 0 | 0 | 0 | 0 | 0 | 0 | 0 | 0 | 0 | 0 | 0 | 0 | 0 | 0 | 0 | 0 | 0 | 0 | 0 | 0 | 0 | 0 | 0 | 0
F4_Industrial_Food Products_New_Miscellaneous_Natural Gas_Strategic Energy Management_A_Achievable Economic UCT Potential | F4 | Industrial | Food Products | New | Miscellaneous | Natural Gas | Strategic Energy Management | A | Incremental Energy Savings (MWh or mTherms) | Achievable Economic UCT Potential | 0 | 0 | 0 | 0 | 0 | 0.010862 | 0.012868 | 0.014873 | 0.016867 | 0.018862 | 0.020858 | 0.022829 | 0.024794 | 0.026756 | 0.028686 | 0.030624 | 0.032543 | 0.034463 | 0.036372 | 0.038265 | 0.04016 | 0.042048 | 0.043927 | 0.0458 | 0.047667 | 0.04016 | 0.042048 | 0.043927 | 0 | 0 | 0
F5_Industrial_Food Products_New_Miscellaneous_Natural Gas_Strategic Energy Management_A_Achievable Economic UCT Potential | F5 | Industrial | Food Products | New | Miscellaneous | Natural Gas | Strategic Energy Management | A | Incremental Summer Peak Savings (MW) | Achievable Economic UCT Potential | 0 | 0 | 0 | 0 | 0 | 0 | 0 | 0 | 0 | 0 | 0 | 0 | 0 | 0 | 0 | 0 | 0 | 0 | 0 | 0 | 0 | 0 | 0 | 0 | 0 | 0 | 0 | 0 | 0 | 0 | 0
F6_Industrial_Food Products_New_Miscellaneous_Natural Gas_Strategic Energy Management_A_Achievable Economic UCT Potential | F6 | Industrial | Food Products | New | Miscellaneous | Natural Gas | Strategic Energy Management | A | Incremental Winter Peak Savings (MW) | Achievable Economic UCT Potential | 0 | 0 | 0 | 0 | 0 | 0 | 0 | 0 | 0 | 0 | 0 | 0 | 0 | 0 | 0 | 0 | 0 | 0 | 0 | 0 | 0 | 0 | 0 | 0 | 0 | 0 | 0 | 0 | 0 | 0 | 0
F7_Industrial_Food Products_New_Miscellaneous_Natural Gas_Strategic Energy Management_A_Achievable Economic UCT Potential | F7 | Industrial | Food Products | New | Miscellaneous | Natural Gas | Strategic Energy Management | A | Cumulative Energy Savings (MWh or mTherms) | Achievable Economic UCT Potential | 0 | 0 | 0 | 0 | 0 | 0.010862 | 0.02373 | 0.038603 | 0.05547 | 0.074332 | 0.084328 | 0.094288 | 0.10421 | 0.1141 | 0.12392 | 0.13369 | 0.1434 | 0.15307 | 0.16269 | 0.17227 | 0.1818 | 0.19131 | 0.20077 | 0.2102 | 0.2196 | 0.2196 | 0.2196 | 0.2196 | 0 | 0 | 0
F8_Industrial_Food Products_New_Miscellaneous_Natural Gas_Strategic Energy Management_A_Achievable Economic UCT Potential | F8 | Industrial | Food Products | New | Miscellaneous | Natural Gas | Strategic Energy Management | A | Cumulative Summer Peak Savings (MW) | Achievable Economic UCT Potential | 0 | 0 | 0 | 0 | 0 | 0 | 0 | 0 | 0 | 0 | 0 | 0 | 0 | 0 | 0 | 0 | 0 | 0 | 0 | 0 | 0 | 0 | 0 | 0 | 0 | 0 | 0 | 0 | 0 | 0 | 0
F9_Industrial_Food Products_New_Miscellaneous_Natural Gas_Strategic Energy Management_A_Achievable Economic UCT Potential | F9 | Industrial | Food Products | New | Miscellaneous | Natural Gas | Strategic Energy Management | A | Cumulative Winter Peak Savings (MW) | Achievable Economic UCT Potential | 0 | 0 | 0 | 0 | 0 | 0 | 0 | 0 | 0 | 0 | 0 | 0 | 0 | 0 | 0 | 0 | 0 | 0 | 0 | 0 | 0 | 0 | 0 | 0 | 0 | 0 | 0 | 0 | 0 | 0 | 0
F10_Industrial_Food Products_New_Miscellaneous_Natural Gas_Strategic Energy Management_A_Achievable Economic UCT Potential | F10 | Industrial | Food Products | New | Miscellaneous | Natural Gas | Strategic Energy Management | A | Purchases (Incremental) | Achievable Economic UCT Potential | 0 | 0 | 0 | 0 | 0 | 3.8896 | 4.6081 | 5.3262 | 6.0401 | 6.7544 | 7.4693 | 8.175 | 8.8789 | 9.5813 | 10.2726 | 10.9665 | 11.6538 | 12.3412 | 13.0251 | 13.7029 | 14.3816 | 15.0574 | 15.7306 | 16.4013 | 17.0698 | 14.3816 | 15.0574 | 15.7306 | 16.4013 | 17.0698 | 14.3816
F11_Industrial_Food Products_New_Miscellaneous_Natural Gas_Strategic Energy Management_A_Achievable Economic UCT Potential | F11 | Industrial | Food Products | New | Miscellaneous | Natural Gas | Strategic Energy Management | A | Purchases (Cumulative) | Achievable Economic UCT Potential | 0 | 0 | 0 | 0 | 0 | 3.8896 | 8.4977 | 13.824 | 19.8641 | 26.6185 | 30.1981 | 33.765 | 37.3177 | 40.8589 | 44.3771 | 47.8743 | 51.3531 | 54.8154 | 58.2592 | 61.6895 | 65.1046 | 68.5081 | 71.8975 | 75.2737 | 78.6406 | 78.6406 | 78.6406 | 78.6406 | 78.6406 | 78.6406 | 78.6406
F1_Industrial_Food Products_New_Space Heating_Natural Gas_Commissioning_A_Achievable Economic UCT Potential | F1 | Industrial | Food Products | New | Space Heating | Natural Gas | Commissioning | A | Integrated Unit Energy Savings (kWh or therms) | Achievable Economic UCT Potential | 0 | 0 | 0 | 0 | 0 | 10.0173 | 9.8546 | 9.7201 | 9.6044 | 9.5007 | 9.4067 | 9.2943 | 9.1731 | 9.0505 | 8.9298 | 8.8209 | 8.7227 | 8.6403 | 8.5296 | 8.4445 | 8.38 | 8.3286 | 8.3002 | 8.2815 | 8.27 | 8.2635 | 8.2597 | 8.2588 | 0 | 0 | 0
F2_Industrial_Food Products_New_Space Heating_Natural Gas_Commissioning_A_Achievable Economic UCT Potential | F2 | Industrial | Food Products | New | Space Heating | Natural Gas | Commissioning | A | Integrated Unit Summer Peak Savings (kW) | Achievable Economic UCT Potential | 0 | 0 | 0 | 0 | 0 | 0 | 0 | 0 | 0 | 0 | 0 | 0 | 0 | 0 | 0 | 0 | 0 | 0 | 0 | 0 | 0 | 0 | 0 | 0 | 0 | 0 | 0 | 0 | 0 | 0 | 0
F3_Industrial_Food Products_New_Space Heating_Natural Gas_Commissioning_A_Achievable Economic UCT Potential | F3 | Industrial | Food Products | New | Space Heating | Natural Gas | Commissioning | A | Integrated Unit Winter Peak Savings (kW) | Achievable Economic UCT Potential | 0 | 0 | 0 | 0 | 0 | 0 | 0 | 0 | 0 | 0 | 0 | 0 | 0 | 0 | 0 | 0 | 0 | 0 | 0 | 0 | 0 | 0 | 0 | 0 | 0 | 0 | 0 | 0 | 0 | 0 | 0
F4_Industrial_Food Products_New_Space Heating_Natural Gas_Commissioning_A_Achievable Economic UCT Potential | F4 | Industrial | Food Products | New | Space Heating | Natural Gas | Commissioning | A | Incremental Energy Savings (MWh or mTherms) | Achievable Economic UCT Potential | 0 | 0 | 0 | 0 | 0 | 0 | 0 | 0 | 0 | 0 | 0 | 0 | 0 | 0 | 0 | 0 | 0 | 0 | 0 | 0 | 0 | 0 | 0 | 0 | 0 | 0 | 0 | 0 | 0 | 0 | 0
F5_Industrial_Food Products_New_Space Heating_Natural Gas_Commissioning_A_Achievable Economic UCT Potential | F5 | Industrial | Food Products | New | Space Heating | Natural Gas | Commissioning | A | Incremental Summer Peak Savings (MW) | Achievable Economic UCT Potential | 0 | 0 | 0 | 0 | 0 | 0 | 0 | 0 | 0 | 0 | 0 | 0 | 0 | 0 | 0 | 0 | 0 | 0 | 0 | 0 | 0 | 0 | 0 | 0 | 0 | 0 | 0 | 0 | 0 | 0 | 0
F6_Industrial_Food Products_New_Space Heating_Natural Gas_Commissioning_A_Achievable Economic UCT Potential | F6 | Industrial | Food Products | New | Space Heating | Natural Gas | Commissioning | A | Incremental Winter Peak Savings (MW) | Achievable Economic UCT Potential | 0 | 0 | 0 | 0 | 0 | 0 | 0 | 0 | 0 | 0 | 0 | 0 | 0 | 0 | 0 | 0 | 0 | 0 | 0 | 0 | 0 | 0 | 0 | 0 | 0 | 0 | 0 | 0 | 0 | 0 | 0
F7_Industrial_Food Products_New_Space Heating_Natural Gas_Commissioning_A_Achievable Economic UCT Potential | F7 | Industrial | Food Products | New | Space Heating | Natural Gas | Commissioning | A | Cumulative Energy Savings (MWh or mTherms) | Achievable Economic UCT Potential | 0 | 0 | 0 | 0 | 0 | 0 | 0 | 0 | 0 | 0 | 0 | 0 | 0 | 0 | 0 | 0 | 0 | 0 | 0 | 0 | 0 | 0 | 0 | 0 | 0 | 0 | 0 | 0 | 0 | 0 | 0
F8_Industrial_Food Products_New_Space Heating_Natural Gas_Commissioning_A_Achievable Economic UCT Potential | F8 | Industrial | Food Products | New | Space Heating | Natural Gas | Commissioning | A | Cumulative Summer Peak Savings (MW) | Achievable Economic UCT Potential | 0 | 0 | 0 | 0 | 0 | 0 | 0 | 0 | 0 | 0 | 0 | 0 | 0 | 0 | 0 | 0 | 0 | 0 | 0 | 0 | 0 | 0 | 0 | 0 | 0 | 0 | 0 | 0 | 0 | 0 | 0
F9_Industrial_Food Products_New_Space Heating_Natural Gas_Commissioning_A_Achievable Economic UCT Potential | F9 | Industrial | Food Products | New | Space Heating | Natural Gas | Commissioning | A | Cumulative Winter Peak Savings (MW) | Achievable Economic UCT Potential | 0 | 0 | 0 | 0 | 0 | 0 | 0 | 0 | 0 | 0 | 0 | 0 | 0 | 0 | 0 | 0 | 0 | 0 | 0 | 0 | 0 | 0 | 0 | 0 | 0 | 0 | 0 | 0 | 0 | 0 | 0
F10_Industrial_Food Products_New_Space Heating_Natural Gas_Commissioning_A_Achievable Economic UCT Potential | F10 | Industrial | Food Products | New | Space Heating | Natural Gas | Commissioning | A | Purchases (Incremental) | Achievable Economic UCT Potential | 0 | 0 | 0 | 0 | 0 | 0 | 0 | 0 | 0 | 0 | 0 | 0 | 0 | 0 | 0 | 0 | 0 | 0 | 0 | 0 | 0 | 0 | 0 | 0 | 0 | 0 | 0 | 0 | 0 | 0 | 0
F11_Industrial_Food Products_New_Space Heating_Natural Gas_Commissioning_A_Achievable Economic UCT Potential | F11 | Industrial | Food Products | New | Space Heating | Natural Gas | Commissioning | A | Purchases (Cumulative) | Achievable Economic UCT Potential | 0 | 0 | 0 | 0 | 0 | 0 | 0 | 0 | 0 | 0 | 0 | 0 | 0 | 0 | 0 | 0 | 0 | 0 | 0 | 0 | 0 | 0 | 0 | 0 | 0 | 0 | 0 | 0 | 0 | 0 | 0
F1_Industrial_Food Products_New_Process_Natural Gas_Commissioning_A_Achievable Economic UCT Potential | F1 | Industrial | Food Products | New | Process | Natural Gas | Commissioning | A | Integrated Unit Energy Savings (kWh or therms) | Achievable Economic UCT Potential | 0 | 0 | 0 | 0 | 0 | 168.6012 | 168.6012 | 168.6012 | 168.6012 | 168.6012 | 168.6012 | 168.6012 | 168.6012 | 168.6012 | 168.6012 | 168.6012 | 168.6012 | 168.6012 | 168.6012 | 168.6012 | 168.6012 | 168.6012 | 168.6012 | 168.6012 | 168.6012 | 168.6012 | 168.6012 | 168.6012 | 0 | 0 | 0
F2_Industrial_Food Products_New_Process_Natural Gas_Commissioning_A_Achievable Economic UCT Potential | F2 | Industrial | Food Products | New | Process | Natural Gas | Commissioning | A | Integrated Unit Summer Peak Savings (kW) | Achievable Economic UCT Potential | 0 | 0 | 0 | 0 | 0 | 0 | 0 | 0 | 0 | 0 | 0 | 0 | 0 | 0 | 0 | 0 | 0 | 0 | 0 | 0 | 0 | 0 | 0 | 0 | 0 | 0 | 0 | 0 | 0 | 0 | 0
F3_Industrial_Food Products_New_Process_Natural Gas_Commissioning_A_Achievable Economic UCT Potential | F3 | Industrial | Food Products | New | Process | Natural Gas | Commissioning | A | Integrated Unit Winter Peak Savings (kW) | Achievable Economic UCT Potential | 0 | 0 | 0 | 0 | 0 | 0 | 0 | 0 | 0 | 0 | 0 | 0 | 0 | 0 | 0 | 0 | 0 | 0 | 0 | 0 | 0 | 0 | 0 | 0 | 0 | 0 | 0 | 0 | 0 | 0 | 0
F4_Industrial_Food Products_New_Process_Natural Gas_Commissioning_A_Achievable Economic UCT Potential | F4 | Industrial | Food Products | New | Process | Natural Gas | Commissioning | A | Incremental Energy Savings (MWh or mTherms) | Achievable Economic UCT Potential | 0 | 0 | 0 | 0 | 0 | 0 | 0 | 0 | 0 | 0 | 0 | 0 | 0 | 0 | 0 | 0 | 0 | 0 | 0 | 0 | 0 | 0 | 0 | 0 | 0 | 0 | 0 | 0 | 0 | 0 | 0
F5_Industrial_Food Products_New_Process_Natural Gas_Commissioning_A_Achievable Economic UCT Potential | F5 | Industrial | Food Products | New | Process | Natural Gas | Commissioning | A | Incremental Summer Peak Savings (MW) | Achievable Economic UCT Potential | 0 | 0 | 0 | 0 | 0 | 0 | 0 | 0 | 0 | 0 | 0 | 0 | 0 | 0 | 0 | 0 | 0 | 0 | 0 | 0 | 0 | 0 | 0 | 0 | 0 | 0 | 0 | 0 | 0 | 0 | 0
F6_Industrial_Food Products_New_Process_Natural Gas_Commissioning_A_Achievable Economic UCT Potential | F6 | Industrial | Food Products | New | Process | Natural Gas | Commissioning | A | Incremental Winter Peak Savings (MW) | Achievable Economic UCT Potential | 0 | 0 | 0 | 0 | 0 | 0 | 0 | 0 | 0 | 0 | 0 | 0 | 0 | 0 | 0 | 0 | 0 | 0 | 0 | 0 | 0 | 0 | 0 | 0 | 0 | 0 | 0 | 0 | 0 | 0 | 0
F7_Industrial_Food Products_New_Process_Natural Gas_Commissioning_A_Achievable Economic UCT Potential | F7 | Industrial | Food Products | New | Process | Natural Gas | Commissioning | A | Cumulative Energy Savings (MWh or mTherms) | Achievable Economic UCT Potential | 0 | 0 | 0 | 0 | 0 | 0 | 0 | 0 | 0 | 0 | 0 | 0 | 0 | 0 | 0 | 0 | 0 | 0 | 0 | 0 | 0 | 0 | 0 | 0 | 0 | 0 | 0 | 0 | 0 | 0 | 0
F8_Industrial_Food Products_New_Process_Natural Gas_Commissioning_A_Achievable Economic UCT Potential | F8 | Industrial | Food Products | New | Process | Natural Gas | Commissioning | A | Cumulative Summer Peak Savings (MW) | Achievable Economic UCT Potential | 0 | 0 | 0 | 0 | 0 | 0 | 0 | 0 | 0 | 0 | 0 | 0 | 0 | 0 | 0 | 0 | 0 | 0 | 0 | 0 | 0 | 0 | 0 | 0 | 0 | 0 | 0 | 0 | 0 | 0 | 0
F9_Industrial_Food Products_New_Process_Natural Gas_Commissioning_A_Achievable Economic UCT Potential | F9 | Industrial | Food Products | New | Process | Natural Gas | Commissioning | A | Cumulative Winter Peak Savings (MW) | Achievable Economic UCT Potential | 0 | 0 | 0 | 0 | 0 | 0 | 0 | 0 | 0 | 0 | 0 | 0 | 0 | 0 | 0 | 0 | 0 | 0 | 0 | 0 | 0 | 0 | 0 | 0 | 0 | 0 | 0 | 0 | 0 | 0 | 0
F10_Industrial_Food Products_New_Process_Natural Gas_Commissioning_A_Achievable Economic UCT Potential | F10 | Industrial | Food Products | New | Process | Natural Gas | Commissioning | A | Purchases (Incremental) | Achievable Economic UCT Potential | 0 | 0 | 0 | 0 | 0 | 0 | 0 | 0 | 0 | 0 | 0 | 0 | 0 | 0 | 0 | 0 | 0 | 0 | 0 | 0 | 0 | 0 | 0 | 0 | 0 | 0 | 0 | 0 | 0 | 0 | 0
F11_Industrial_Food Products_New_Process_Natural Gas_Commissioning_A_Achievable Economic UCT Potential | F11 | Industrial | Food Products | New | Process | Natural Gas | Commissioning | A | Purchases (Cumulative) | Achievable Economic UCT Potential | 0 | 0 | 0 | 0 | 0 | 0 | 0 | 0 | 0 | 0 | 0 | 0 | 0 | 0 | 0 | 0 | 0 | 0 | 0 | 0 | 0 | 0 | 0 | 0 | 0 | 0 | 0 | 0 | 0 | 0 | 0
F1_Industrial_Food Products_New_Space Heating_Natural Gas_Retrocommissioning_A_Achievable Economic UCT Potential | F1 | Industrial | Food Products | New | Space Heating | Natural Gas | Retrocommissioning | A | Integrated Unit Energy Savings (kWh or therms) | Achievable Economic UCT Potential | 0 | 0 | 0 | 0 | 0 | 0 | 0 | 0 | 0 | 0 | 0 | 0 | 0 | 0 | 0 | 0 | 0 | 0 | 0 | 0 | 0 | 0 | 0 | 0 | 0 | 0 | 0 | 0 | 0 | 0 | 0
F2_Industrial_Food Products_New_Space Heating_Natural Gas_Retrocommissioning_A_Achievable Economic UCT Potential | F2 | Industrial | Food Products | New | Space Heating | Natural Gas | Retrocommissioning | A | Integrated Unit Summer Peak Savings (kW) | Achievable Economic UCT Potential | 0 | 0 | 0 | 0 | 0 | 0 | 0 | 0 | 0 | 0 | 0 | 0 | 0 | 0 | 0 | 0 | 0 | 0 | 0 | 0 | 0 | 0 | 0 | 0 | 0 | 0 | 0 | 0 | 0 | 0 | 0
F3_Industrial_Food Products_New_Space Heating_Natural Gas_Retrocommissioning_A_Achievable Economic UCT Potential | F3 | Industrial | Food Products | New | Space Heating | Natural Gas | Retrocommissioning | A | Integrated Unit Winter Peak Savings (kW) | Achievable Economic UCT Potential | 0 | 0 | 0 | 0 | 0 | 0 | 0 | 0 | 0 | 0 | 0 | 0 | 0 | 0 | 0 | 0 | 0 | 0 | 0 | 0 | 0 | 0 | 0 | 0 | 0 | 0 | 0 | 0 | 0 | 0 | 0
F4_Industrial_Food Products_New_Space Heating_Natural Gas_Retrocommissioning_A_Achievable Economic UCT Potential | F4 | Industrial | Food Products | New | Space Heating | Natural Gas | Retrocommissioning | A | Incremental Energy Savings (MWh or mTherms) | Achievable Economic UCT Potential | 0 | 0 | 0 | 0 | 0 | 0 | 0 | 0 | 0 | 0 | 0 | 0 | 0 | 0 | 0 | 0 | 0 | 0 | 0 | 0 | 0 | 0 | 0 | 0 | 0 | 0 | 0 | 0 | 0 | 0 | 0
F5_Industrial_Food Products_New_Space Heating_Natural Gas_Retrocommissioning_A_Achievable Economic UCT Potential | F5 | Industrial | Food Products | New | Space Heating | Natural Gas | Retrocommissioning | A | Incremental Summer Peak Savings (MW) | Achievable Economic UCT Potential | 0 | 0 | 0 | 0 | 0 | 0 | 0 | 0 | 0 | 0 | 0 | 0 | 0 | 0 | 0 | 0 | 0 | 0 | 0 | 0 | 0 | 0 | 0 | 0 | 0 | 0 | 0 | 0 | 0 | 0 | 0
F6_Industrial_Food Products_New_Space Heating_Natural Gas_Retrocommissioning_A_Achievable Economic UCT Potential | F6 | Industrial | Food Products | New | Space Heating | Natural Gas | Retrocommissioning | A | Incremental Winter Peak Savings (MW) | Achievable Economic UCT Potential | 0 | 0 | 0 | 0 | 0 | 0 | 0 | 0 | 0 | 0 | 0 | 0 | 0 | 0 | 0 | 0 | 0 | 0 | 0 | 0 | 0 | 0 | 0 | 0 | 0 | 0 | 0 | 0 | 0 | 0 | 0
F7_Industrial_Food Products_New_Space Heating_Natural Gas_Retrocommissioning_A_Achievable Economic UCT Potential | F7 | Industrial | Food Products | New | Space Heating | Natural Gas | Retrocommissioning | A | Cumulative Energy Savings (MWh or mTherms) | Achievable Economic UCT Potential | 0 | 0 | 0 | 0 | 0 | 0 | 0 | 0 | 0 | 0 | 0 | 0 | 0 | 0 | 0 | 0 | 0 | 0 | 0 | 0 | 0 | 0 | 0 | 0 | 0 | 0 | 0 | 0 | 0 | 0 | 0
F8_Industrial_Food Products_New_Space Heating_Natural Gas_Retrocommissioning_A_Achievable Economic UCT Potential | F8 | Industrial | Food Products | New | Space Heating | Natural Gas | Retrocommissioning | A | Cumulative Summer Peak Savings (MW) | Achievable Economic UCT Potential | 0 | 0 | 0 | 0 | 0 | 0 | 0 | 0 | 0 | 0 | 0 | 0 | 0 | 0 | 0 | 0 | 0 | 0 | 0 | 0 | 0 | 0 | 0 | 0 | 0 | 0 | 0 | 0 | 0 | 0 | 0
F9_Industrial_Food Products_New_Space Heating_Natural Gas_Retrocommissioning_A_Achievable Economic UCT Potential | F9 | Industrial | Food Products | New | Space Heating | Natural Gas | Retrocommissioning | A | Cumulative Winter Peak Savings (MW) | Achievable Economic UCT Potential | 0 | 0 | 0 | 0 | 0 | 0 | 0 | 0 | 0 | 0 | 0 | 0 | 0 | 0 | 0 | 0 | 0 | 0 | 0 | 0 | 0 | 0 | 0 | 0 | 0 | 0 | 0 | 0 | 0 | 0 | 0
F10_Industrial_Food Products_New_Space Heating_Natural Gas_Retrocommissioning_A_Achievable Economic UCT Potential | F10 | Industrial | Food Products | New | Space Heating | Natural Gas | Retrocommissioning | A | Purchases (Incremental) | Achievable Economic UCT Potential | 0 | 0 | 0 | 0 | 0 | 0 | 0 | 0 | 0 | 0 | 0 | 0 | 0 | 0 | 0 | 0 | 0 | 0 | 0 | 0 | 0 | 0 | 0 | 0 | 0 | 0 | 0 | 0 | 0 | 0 | 0
F11_Industrial_Food Products_New_Space Heating_Natural Gas_Retrocommissioning_A_Achievable Economic UCT Potential | F11 | Industrial | Food Products | New | Space Heating | Natural Gas | Retrocommissioning | A | Purchases (Cumulative) | Achievable Economic UCT Potential | 0 | 0 | 0 | 0 | 0 | 0 | 0 | 0 | 0 | 0 | 0 | 0 | 0 | 0 | 0 | 0 | 0 | 0 | 0 | 0 | 0 | 0 | 0 | 0 | 0 | 0 | 0 | 0 | 0 | 0 | 0
F1_Industrial_Food Products_New_Process_Natural Gas_Retrocommissioning_A_Achievable Economic UCT Potential | F1 | Industrial | Food Products | New | Process | Natural Gas | Retrocommissioning | A | Integrated Unit Energy Savings (kWh or therms) | Achievable Economic UCT Potential | 0 | 0 | 0 | 0 | 0 | 0 | 0 | 0 | 0 | 0 | 0 | 0 | 0 | 0 | 0 | 0 | 0 | 0 | 0 | 0 | 0 | 0 | 0 | 0 | 0 | 0 | 0 | 0 | 0 | 0 | 0
F2_Industrial_Food Products_New_Process_Natural Gas_Retrocommissioning_A_Achievable Economic UCT Potential | F2 | Industrial | Food Products | New | Process | Natural Gas | Retrocommissioning | A | Integrated Unit Summer Peak Savings (kW) | Achievable Economic UCT Potential | 0 | 0 | 0 | 0 | 0 | 0 | 0 | 0 | 0 | 0 | 0 | 0 | 0 | 0 | 0 | 0 | 0 | 0 | 0 | 0 | 0 | 0 | 0 | 0 | 0 | 0 | 0 | 0 | 0 | 0 | 0
F3_Industrial_Food Products_New_Process_Natural Gas_Retrocommissioning_A_Achievable Economic UCT Potential | F3 | Industrial | Food Products | New | Process | Natural Gas | Retrocommissioning | A | Integrated Unit Winter Peak Savings (kW) | Achievable Economic UCT Potential | 0 | 0 | 0 | 0 | 0 | 0 | 0 | 0 | 0 | 0 | 0 | 0 | 0 | 0 | 0 | 0 | 0 | 0 | 0 | 0 | 0 | 0 | 0 | 0 | 0 | 0 | 0 | 0 | 0 | 0 | 0
F4_Industrial_Food Products_New_Process_Natural Gas_Retrocommissioning_A_Achievable Economic UCT Potential | F4 | Industrial | Food Products | New | Process | Natural Gas | Retrocommissioning | A | Incremental Energy Savings (MWh or mTherms) | Achievable Economic UCT Potential | 0 | 0 | 0 | 0 | 0 | 0 | 0 | 0 | 0 | 0 | 0 | 0 | 0 | 0 | 0 | 0 | 0 | 0 | 0 | 0 | 0 | 0 | 0 | 0 | 0 | 0 | 0 | 0 | 0 | 0 | 0
F5_Industrial_Food Products_New_Process_Natural Gas_Retrocommissioning_A_Achievable Economic UCT Potential | F5 | Industrial | Food Products | New | Process | Natural Gas | Retrocommissioning | A | Incremental Summer Peak Savings (MW) | Achievable Economic UCT Potential | 0 | 0 | 0 | 0 | 0 | 0 | 0 | 0 | 0 | 0 | 0 | 0 | 0 | 0 | 0 | 0 | 0 | 0 | 0 | 0 | 0 | 0 | 0 | 0 | 0 | 0 | 0 | 0 | 0 | 0 | 0
F6_Industrial_Food Products_New_Process_Natural Gas_Retrocommissioning_A_Achievable Economic UCT Potential | F6 | Industrial | Food Products | New | Process | Natural Gas | Retrocommissioning | A | Incremental Winter Peak Savings (MW) | Achievable Economic UCT Potential | 0 | 0 | 0 | 0 | 0 | 0 | 0 | 0 | 0 | 0 | 0 | 0 | 0 | 0 | 0 | 0 | 0 | 0 | 0 | 0 | 0 | 0 | 0 | 0 | 0 | 0 | 0 | 0 | 0 | 0 | 0
F7_Industrial_Food Products_New_Process_Natural Gas_Retrocommissioning_A_Achievable Economic UCT Potential | F7 | Industrial | Food Products | New | Process | Natural Gas | Retrocommissioning | A | Cumulative Energy Savings (MWh or mTherms) | Achievable Economic UCT Potential | 0 | 0 | 0 | 0 | 0 | 0 | 0 | 0 | 0 | 0 | 0 | 0 | 0 | 0 | 0 | 0 | 0 | 0 | 0 | 0 | 0 | 0 | 0 | 0 | 0 | 0 | 0 | 0 | 0 | 0 | 0
F8_Industrial_Food Products_New_Process_Natural Gas_Retrocommissioning_A_Achievable Economic UCT Potential | F8 | Industrial | Food Products | New | Process | Natural Gas | Retrocommissioning | A | Cumulative Summer Peak Savings (MW) | Achievable Economic UCT Potential | 0 | 0 | 0 | 0 | 0 | 0 | 0 | 0 | 0 | 0 | 0 | 0 | 0 | 0 | 0 | 0 | 0 | 0 | 0 | 0 | 0 | 0 | 0 | 0 | 0 | 0 | 0 | 0 | 0 | 0 | 0
F9_Industrial_Food Products_New_Process_Natural Gas_Retrocommissioning_A_Achievable Economic UCT Potential | F9 | Industrial | Food Products | New | Process | Natural Gas | Retrocommissioning | A | Cumulative Winter Peak Savings (MW) | Achievable Economic UCT Potential | 0 | 0 | 0 | 0 | 0 | 0 | 0 | 0 | 0 | 0 | 0 | 0 | 0 | 0 | 0 | 0 | 0 | 0 | 0 | 0 | 0 | 0 | 0 | 0 | 0 | 0 | 0 | 0 | 0 | 0 | 0
F10_Industrial_Food Products_New_Process_Natural Gas_Retrocommissioning_A_Achievable Economic UCT Potential | F10 | Industrial | Food Products | New | Process | Natural Gas | Retrocommissioning | A | Purchases (Incremental) | Achievable Economic UCT Potential | 0 | 0 | 0 | 0 | 0 | 0 | 0 | 0 | 0 | 0 | 0 | 0 | 0 | 0 | 0 | 0 | 0 | 0 | 0 | 0 | 0 | 0 | 0 | 0 | 0 | 0 | 0 | 0 | 0 | 0 | 0
F11_Industrial_Food Products_New_Process_Natural Gas_Retrocommissioning_A_Achievable Economic UCT Potential | F11 | Industrial | Food Products | New | Process | Natural Gas | Retrocommissioning | A | Purchases (Cumulative) | Achievable Economic UCT Potential | 0 | 0 | 0 | 0 | 0 | 0 | 0 | 0 | 0 | 0 | 0 | 0 | 0 | 0 | 0 | 0 | 0 | 0 | 0 | 0 | 0 | 0 | 0 | 0 | 0 | 0 | 0 | 0 | 0 | 0 | 0
F1_Industrial_Agriculture_Existing_Space Heating_Natural Gas_Insulation - Roof/Ceiling_A_Achievable Economic UCT Potential | F1 | Industrial | Agriculture | Existing | Space Heating | Natural Gas | Insulation - Roof/Ceiling | A | Integrated Unit Energy Savings (kWh or therms) | Achievable Economic UCT Potential | 0 | 0 | 0 | 0 | 0 | 0.099412 | 0.098685 | 0.097797 | 0.096821 | 0.095746 | 0.094569 | 0.093305 | 0.091962 | 0.090496 | 0.088933 | 0.087334 | 0.085753 | 0.084219 | 0.082751 | 0.081444 | 0.080223 | 0.079069 | 0.078093 | 0.077276 | 0.076535 | 0.075992 | 0.075541 | 0.07512 | 0 | 0 | 0
F2_Industrial_Agriculture_Existing_Space Heating_Natural Gas_Insulation - Roof/Ceiling_A_Achievable Economic UCT Potential | F2 | Industrial | Agriculture | Existing | Space Heating | Natural Gas | Insulation - Roof/Ceiling | A | Integrated Unit Summer Peak Savings (kW) | Achievable Economic UCT Potential | 0 | 0 | 0 | 0 | 0 | 0 | 0 | 0 | 0 | 0 | 0 | 0 | 0 | 0 | 0 | 0 | 0 | 0 | 0 | 0 | 0 | 0 | 0 | 0 | 0 | 0 | 0 | 0 | 0 | 0 | 0
F3_Industrial_Agriculture_Existing_Space Heating_Natural Gas_Insulation - Roof/Ceiling_A_Achievable Economic UCT Potential | F3 | Industrial | Agriculture | Existing | Space Heating | Natural Gas | Insulation - Roof/Ceiling | A | Integrated Unit Winter Peak Savings (kW) | Achievable Economic UCT Potential | 0 | 0 | 0 | 0 | 0 | 0 | 0 | 0 | 0 | 0 | 0 | 0 | 0 | 0 | 0 | 0 | 0 | 0 | 0 | 0 | 0 | 0 | 0 | 0 | 0 | 0 | 0 | 0 | 0 | 0 | 0
F4_Industrial_Agriculture_Existing_Space Heating_Natural Gas_Insulation - Roof/Ceiling_A_Achievable Economic UCT Potential | F4 | Industrial | Agriculture | Existing | Space Heating | Natural Gas | Insulation - Roof/Ceiling | A | Incremental Energy Savings (MWh or mTherms) | Achievable Economic UCT Potential | 0 | 0 | 0 | 0 | 0 | 0.97895 | 1.6997 | 2.6047 | 3.6122 | 4.55 | 5.1765 | 5.4852 | 5.3953 | 4.8766 | 4.2093 | 3.3717 | 2.5753 | 1.8543 | 1.264 | 0.83033 | 0.51832 | 0.30975 | 0.20638 | 0 | 0 | 0 | 0 | 0 | 0 | 0 | 0
F5_Industrial_Agriculture_Existing_Space Heating_Natural Gas_Insulation - Roof/Ceiling_A_Achievable Economic UCT Potential | F5 | Industrial | Agriculture | Existing | Space Heating | Natural Gas | Insulation - Roof/Ceiling | A | Incremental Summer Peak Savings (MW) | Achievable Economic UCT Potential | 0 | 0 | 0 | 0 | 0 | 0 | 0 | 0 | 0 | 0 | 0 | 0 | 0 | 0 | 0 | 0 | 0 | 0 | 0 | 0 | 0 | 0 | 0 | 0 | 0 | 0 | 0 | 0 | 0 | 0 | 0
F6_Industrial_Agriculture_Existing_Space Heating_Natural Gas_Insulation - Roof/Ceiling_A_Achievable Economic UCT Potential | F6 | Industrial | Agriculture | Existing | Space Heating | Natural Gas | Insulation - Roof/Ceiling | A | Incremental Winter Peak Savings (MW) | Achievable Economic UCT Potential | 0 | 0 | 0 | 0 | 0 | 0 | 0 | 0 | 0 | 0 | 0 | 0 | 0 | 0 | 0 | 0 | 0 | 0 | 0 | 0 | 0 | 0 | 0 | 0 | 0 | 0 | 0 | 0 | 0 | 0 | 0
F7_Industrial_Agriculture_Existing_Space Heating_Natural Gas_Insulation - Roof/Ceiling_A_Achievable Economic UCT Potential | F7 | Industrial | Agriculture | Existing | Space Heating | Natural Gas | Insulation - Roof/Ceiling | A | Cumulative Energy Savings (MWh or mTherms) | Achievable Economic UCT Potential | 0 | 0 | 0 | 0 | 0 | 0.97895 | 2.6715 | 5.2522 | 8.8119 | 13.2641 | 18.2776 | 23.5185 | 28.5752 | 32.9961 | 36.6358 | 39.3489 | 41.2119 | 42.3289 | 42.8548 | 43.0082 | 42.882 | 42.5747 | 42.2557 | 41.8136 | 41.4126 | 41.1186 | 40.8746 | 40.6471 | 0 | 0 | 0
F8_Industrial_Agriculture_Existing_Space Heating_Natural Gas_Insulation - Roof/Ceiling_A_Achievable Economic UCT Potential | F8 | Industrial | Agriculture | Existing | Space Heating | Natural Gas | Insulation - Roof/Ceiling | A | Cumulative Summer Peak Savings (MW) | Achievable Economic UCT Potential | 0 | 0 | 0 | 0 | 0 | 0 | 0 | 0 | 0 | 0 | 0 | 0 | 0 | 0 | 0 | 0 | 0 | 0 | 0 | 0 | 0 | 0 | 0 | 0 | 0 | 0 | 0 | 0 | 0 | 0 | 0
F9_Industrial_Agriculture_Existing_Space Heating_Natural Gas_Insulation - Roof/Ceiling_A_Achievable Economic UCT Potential | F9 | Industrial | Agriculture | Existing | Space Heating | Natural Gas | Insulation - Roof/Ceiling | A | Cumulative Winter Peak Savings (MW) | Achievable Economic UCT Potential | 0 | 0 | 0 | 0 | 0 | 0 | 0 | 0 | 0 | 0 | 0 | 0 | 0 | 0 | 0 | 0 | 0 | 0 | 0 | 0 | 0 | 0 | 0 | 0 | 0 | 0 | 0 | 0 | 0 | 0 | 0
F10_Industrial_Agriculture_Existing_Space Heating_Natural Gas_Insulation - Roof/Ceiling_A_Achievable Economic UCT Potential | F10 | Industrial | Agriculture | Existing | Space Heating | Natural Gas | Insulation - Roof/Ceiling | A | Purchases (Incremental) | Achievable Economic UCT Potential | 0 | 0 | 0 | 0 | 0 | 9847.3552 | 17223.4135 | 26633.9747 | 37307.7237 | 47521.8199 | 54738.0652 | 58787.5983 | 58668.2342 | 53887.496 | 47331.5852 | 38607.2374 | 30031.7482 | 22017.2821 | 15274.6225 | 10195.1441 | 6460.9903 | 3917.4808 | 2642.7978 | 0 | 0 | 0 | 0 | 0 | 0 | 0 | 0
F11_Industrial_Agriculture_Existing_Space Heating_Natural Gas_Insulation - Roof/Ceiling_A_Achievable Economic UCT Potential | F11 | Industrial | Agriculture | Existing | Space Heating | Natural Gas | Insulation - Roof/Ceiling | A | Purchases (Cumulative) | Achievable Economic UCT Potential | 0 | 0 | 0 | 0 | 0 | 9847.3552 | 27070.7687 | 53704.7433 | 91012.4671 | 138534.287 | 193272.3522 | 252059.9505 | 310728.1847 | 364615.6806 | 411947.2659 | 450554.5033 | 480586.2515 | 502603.5336 | 517878.1561 | 528073.3001 | 534534.2904 | 538451.7712 | 541094.569 | 541094.569 | 541094.569 | 541094.569 | 541094.569 | 541094.569 | 541094.569 | 541094.569 | 541094.569
F1_Industrial_Agriculture_Existing_Space Heating_Natural Gas_Insulation - Wall Cavity_A_Achievable Economic UCT Potential | F1 | Industrial | Agriculture | Existing | Space Heating | Natural Gas | Insulation - Wall Cavity | A | Integrated Unit Energy Savings (kWh or therms) | Achievable Economic UCT Potential | 0 | 0 | 0 | 0 | 0 | 0.017882 | 0.017715 | 0.017499 | 0.017248 | 0.01696 | 0.016636 | 0.016295 | 0.015943 | 0.015571 | 0.015213 | 0.014857 | 0.014531 | 0.014225 | 0.013941 | 0.013703 | 0.013482 | 0.013277 | 0.013105 | 0.012965 | 0.012837 | 0.012743 | 0.012665 | 0.012592 | 0 | 0 | 0
F2_Industrial_Agriculture_Existing_Space Heating_Natural Gas_Insulation - Wall Cavity_A_Achievable Economic UCT Potential | F2 | Industrial | Agriculture | Existing | Space Heating | Natural Gas | Insulation - Wall Cavity | A | Integrated Unit Summer Peak Savings (kW) | Achievable Economic UCT Potential | 0 | 0 | 0 | 0 | 0 | 0 | 0 | 0 | 0 | 0 | 0 | 0 | 0 | 0 | 0 | 0 | 0 | 0 | 0 | 0 | 0 | 0 | 0 | 0 | 0 | 0 | 0 | 0 | 0 | 0 | 0
F3_Industrial_Agriculture_Existing_Space Heating_Natural Gas_Insulation - Wall Cavity_A_Achievable Economic UCT Potential | F3 | Industrial | Agriculture | Existing | Space Heating | Natural Gas | Insulation - Wall Cavity | A | Integrated Unit Winter Peak Savings (kW) | Achievable Economic UCT Potential | 0 | 0 | 0 | 0 | 0 | 0 | 0 | 0 | 0 | 0 | 0 | 0 | 0 | 0 | 0 | 0 | 0 | 0 | 0 | 0 | 0 | 0 | 0 | 0 | 0 | 0 | 0 | 0 | 0 | 0 | 0
F4_Industrial_Agriculture_Existing_Space Heating_Natural Gas_Insulation - Wall Cavity_A_Achievable Economic UCT Potential | F4 | Industrial | Agriculture | Existing | Space Heating | Natural Gas | Insulation - Wall Cavity | A | Incremental Energy Savings (MWh or mTherms) | Achievable Economic UCT Potential | 0 | 0 | 0 | 0 | 0 | 0 | 0 | 0 | 0 | 0 | 0 | 0 | 0 | 0 | 0 | 0 | 0 | 0 | 0 | 0 | 0 | 0 | 0 | 0 | 0 | 0 | 0 | 0 | 0 | 0 | 0
F5_Industrial_Agriculture_Existing_Space Heating_Natural Gas_Insulation - Wall Cavity_A_Achievable Economic UCT Potential | F5 | Industrial | Agriculture | Existing | Space Heating | Natural Gas | Insulation - Wall Cavity | A | Incremental Summer Peak Savings (MW) | Achievable Economic UCT Potential | 0 | 0 | 0 | 0 | 0 | 0 | 0 | 0 | 0 | 0 | 0 | 0 | 0 | 0 | 0 | 0 | 0 | 0 | 0 | 0 | 0 | 0 | 0 | 0 | 0 | 0 | 0 | 0 | 0 | 0 | 0
F6_Industrial_Agriculture_Existing_Space Heating_Natural Gas_Insulation - Wall Cavity_A_Achievable Economic UCT Potential | F6 | Industrial | Agriculture | Existing | Space Heating | Natural Gas | Insulation - Wall Cavity | A | Incremental Winter Peak Savings (MW) | Achievable Economic UCT Potential | 0 | 0 | 0 | 0 | 0 | 0 | 0 | 0 | 0 | 0 | 0 | 0 | 0 | 0 | 0 | 0 | 0 | 0 | 0 | 0 | 0 | 0 | 0 | 0 | 0 | 0 | 0 | 0 | 0 | 0 | 0
F7_Industrial_Agriculture_Existing_Space Heating_Natural Gas_Insulation - Wall Cavity_A_Achievable Economic UCT Potential | F7 | Industrial | Agriculture | Existing | Space Heating | Natural Gas | Insulation - Wall Cavity | A | Cumulative Energy Savings (MWh or mTherms) | Achievable Economic UCT Potential | 0 | 0 | 0 | 0 | 0 | 0 | 0 | 0 | 0 | 0 | 0 | 0 | 0 | 0 | 0 | 0 | 0 | 0 | 0 | 0 | 0 | 0 | 0 | 0 | 0 | 0 | 0 | 0 | 0 | 0 | 0
F8_Industrial_Agriculture_Existing_Space Heating_Natural Gas_Insulation - Wall Cavity_A_Achievable Economic UCT Potential | F8 | Industrial | Agriculture | Existing | Space Heating | Natural Gas | Insulation - Wall Cavity | A | Cumulative Summer Peak Savings (MW) | Achievable Economic UCT Potential | 0 | 0 | 0 | 0 | 0 | 0 | 0 | 0 | 0 | 0 | 0 | 0 | 0 | 0 | 0 | 0 | 0 | 0 | 0 | 0 | 0 | 0 | 0 | 0 | 0 | 0 | 0 | 0 | 0 | 0 | 0
F9_Industrial_Agriculture_Existing_Space Heating_Natural Gas_Insulation - Wall Cavity_A_Achievable Economic UCT Potential | F9 | Industrial | Agriculture | Existing | Space Heating | Natural Gas | Insulation - Wall Cavity | A | Cumulative Winter Peak Savings (MW) | Achievable Economic UCT Potential | 0 | 0 | 0 | 0 | 0 | 0 | 0 | 0 | 0 | 0 | 0 | 0 | 0 | 0 | 0 | 0 | 0 | 0 | 0 | 0 | 0 | 0 | 0 | 0 | 0 | 0 | 0 | 0 | 0 | 0 | 0
F10_Industrial_Agriculture_Existing_Space Heating_Natural Gas_Insulation - Wall Cavity_A_Achievable Economic UCT Potential | F10 | Industrial | Agriculture | Existing | Space Heating | Natural Gas | Insulation - Wall Cavity | A | Purchases (Incremental) | Achievable Economic UCT Potential | 0 | 0 | 0 | 0 | 0 | 0 | 0 | 0 | 0 | 0 | 0 | 0 | 0 | 0 | 0 | 0 | 0 | 0 | 0 | 0 | 0 | 0 | 0 | 0 | 0 | 0 | 0 | 0 | 0 | 0 | 0
F11_Industrial_Agriculture_Existing_Space Heating_Natural Gas_Insulation - Wall Cavity_A_Achievable Economic UCT Potential | F11 | Industrial | Agriculture | Existing | Space Heating | Natural Gas | Insulation - Wall Cavity | A | Purchases (Cumulative) | Achievable Economic UCT Potential | 0 | 0 | 0 | 0 | 0 | 0 | 0 | 0 | 0 | 0 | 0 | 0 | 0 | 0 | 0 | 0 | 0 | 0 | 0 | 0 | 0 | 0 | 0 | 0 | 0 | 0 | 0 | 0 | 0 | 0 | 0
F1_Industrial_Agriculture_Existing_Space Heating_Natural Gas_Insulation - Ducting_A_Achievable Economic UCT Potential | F1 | Industrial | Agriculture | Existing | Space Heating | Natural Gas | Insulation - Ducting | A | Integrated Unit Energy Savings (kWh or therms) | Achievable Economic UCT Potential | 0 | 0 | 0 | 0 | 0 | 0.001626 | 0.0016041 | 0.0015758 | 0.0015446 | 0.0015106 | 0.0014741 | 0.0014366 | 0.0013993 | 0.0013614 | 0.0013254 | 0.0012907 | 0.0012594 | 0.0012299 | 0.0012024 | 0.0011788 | 0.0011567 | 0.0011363 | 0.0011178 | 0.0011022 | 0.0010879 | 0.0010766 | 0.0010668 | 0.0010576 | 0.00131 | 0.0013019 | 0.0012943
F2_Industrial_Agriculture_Existing_Space Heating_Natural Gas_Insulation - Ducting_A_Achievable Economic UCT Potential | F2 | Industrial | Agriculture | Existing | Space Heating | Natural Gas | Insulation - Ducting | A | Integrated Unit Summer Peak Savings (kW) | Achievable Economic UCT Potential | 0 | 0 | 0 | 0 | 0 | 0 | 0 | 0 | 0 | 0 | 0 | 0 | 0 | 0 | 0 | 0 | 0 | 0 | 0 | 0 | 0 | 0 | 0 | 0 | 0 | 0 | 0 | 0 | 0 | 0 | 0
F3_Industrial_Agriculture_Existing_Space Heating_Natural Gas_Insulation - Ducting_A_Achievable Economic UCT Potential | F3 | Industrial | Agriculture | Existing | Space Heating | Natural Gas | Insulation - Ducting | A | Integrated Unit Winter Peak Savings (kW) | Achievable Economic UCT Potential | 0 | 0 | 0 | 0 | 0 | 0 | 0 | 0 | 0 | 0 | 0 | 0 | 0 | 0 | 0 | 0 | 0 | 0 | 0 | 0 | 0 | 0 | 0 | 0 | 0 | 0 | 0 | 0 | 0 | 0 | 0
F4_Industrial_Agriculture_Existing_Space Heating_Natural Gas_Insulation - Ducting_A_Achievable Economic UCT Potential | F4 | Industrial | Agriculture | Existing | Space Heating | Natural Gas | Insulation - Ducting | A | Incremental Energy Savings (MWh or mTherms) | Achievable Economic UCT Potential | 0 | 0 | 0 | 0 | 0 | 0 | 0 | 0 | 0 | 0 | 0 | 0 | 0 | 0 | 0 | 0 | 0 | 0 | 0 | 0 | 0 | 0 | 0 | 0 | 0 | 0 | 0 | 0 | 0 | 0 | 0
F5_Industrial_Agriculture_Existing_Space Heating_Natural Gas_Insulation - Ducting_A_Achievable Economic UCT Potential | F5 | Industrial | Agriculture | Existing | Space Heating | Natural Gas | Insulation - Ducting | A | Incremental Summer Peak Savings (MW) | Achievable Economic UCT Potential | 0 | 0 | 0 | 0 | 0 | 0 | 0 | 0 | 0 | 0 | 0 | 0 | 0 | 0 | 0 | 0 | 0 | 0 | 0 | 0 | 0 | 0 | 0 | 0 | 0 | 0 | 0 | 0 | 0 | 0 | 0
F6_Industrial_Agriculture_Existing_Space Heating_Natural Gas_Insulation - Ducting_A_Achievable Economic UCT Potential | F6 | Industrial | Agriculture | Existing | Space Heating | Natural Gas | Insulation - Ducting | A | Incremental Winter Peak Savings (MW) | Achievable Economic UCT Potential | 0 | 0 | 0 | 0 | 0 | 0 | 0 | 0 | 0 | 0 | 0 | 0 | 0 | 0 | 0 | 0 | 0 | 0 | 0 | 0 | 0 | 0 | 0 | 0 | 0 | 0 | 0 | 0 | 0 | 0 | 0
F7_Industrial_Agriculture_Existing_Space Heating_Natural Gas_Insulation - Ducting_A_Achievable Economic UCT Potential | F7 | Industrial | Agriculture | Existing | Space Heating | Natural Gas | Insulation - Ducting | A | Cumulative Energy Savings (MWh or mTherms) | Achievable Economic UCT Potential | 0 | 0 | 0 | 0 | 0 | 0 | 0 | 0 | 0 | 0 | 0 | 0 | 0 | 0 | 0 | 0 | 0 | 0 | 0 | 0 | 0 | 0 | 0 | 0 | 0 | 0 | 0 | 0 | 0 | 0 | 0
F8_Industrial_Agriculture_Existing_Space Heating_Natural Gas_Insulation - Ducting_A_Achievable Economic UCT Potential | F8 | Industrial | Agriculture | Existing | Space Heating | Natural Gas | Insulation - Ducting | A | Cumulative Summer Peak Savings (MW) | Achievable Economic UCT Potential | 0 | 0 | 0 | 0 | 0 | 0 | 0 | 0 | 0 | 0 | 0 | 0 | 0 | 0 | 0 | 0 | 0 | 0 | 0 | 0 | 0 | 0 | 0 | 0 | 0 | 0 | 0 | 0 | 0 | 0 | 0
F9_Industrial_Agriculture_Existing_Space Heating_Natural Gas_Insulation - Ducting_A_Achievable Economic UCT Potential | F9 | Industrial | Agriculture | Existing | Space Heating | Natural Gas | Insulation - Ducting | A | Cumulative Winter Peak Savings (MW) | Achievable Economic UCT Potential | 0 | 0 | 0 | 0 | 0 | 0 | 0 | 0 | 0 | 0 | 0 | 0 | 0 | 0 | 0 | 0 | 0 | 0 | 0 | 0 | 0 | 0 | 0 | 0 | 0 | 0 | 0 | 0 | 0 | 0 | 0
F10_Industrial_Agriculture_Existing_Space Heating_Natural Gas_Insulation - Ducting_A_Achievable Economic UCT Potential | F10 | Industrial | Agriculture | Existing | Space Heating | Natural Gas | Insulation - Ducting | A | Purchases (Incremental) | Achievable Economic UCT Potential | 0 | 0 | 0 | 0 | 0 | 0 | 0 | 0 | 0 | 0 | 0 | 0 | 0 | 0 | 0 | 0 | 0 | 0 | 0 | 0 | 0 | 0 | 0 | 0 | 0 | 0 | 0 | 0 | 0 | 0 | 0
F11_Industrial_Agriculture_Existing_Space Heating_Natural Gas_Insulation - Ducting_A_Achievable Economic UCT Potential | F11 | Industrial | Agriculture | Existing | Space Heating | Natural Gas | Insulation - Ducting | A | Purchases (Cumulative) | Achievable Economic UCT Potential | 0 | 0 | 0 | 0 | 0 | 0 | 0 | 0 | 0 | 0 | 0 | 0 | 0 | 0 | 0 | 0 | 0 | 0 | 0 | 0 | 0 | 0 | 0 | 0 | 0 | 0 | 0 | 0 | 0 | 0 | 0
F1_Industrial_Agriculture_Existing_Space Heating_Natural Gas_HVAC - Duct Repair and Sealing_A_Achievable Economic UCT Potential | F1 | Industrial | Agriculture | Existing | Space Heating | Natural Gas | HVAC - Duct Repair and Sealing | A | Integrated Unit Energy Savings (kWh or therms) | Achievable Economic UCT Potential | 0 | 0 | 0 | 0 | 0 | 0.003828 | 0.0037765 | 0.0037099 | 0.0036365 | 0.0035568 | 0.0034714 | 0.0033836 | 0.0032963 | 0.0032077 | 0.0031236 | 0.0030429 | 0.0029699 | 0.0029014 | 0.0028375 | 0.0027825 | 0.0027309 | 0.0026833 | 0.00264 | 0.0026033 | 0.0025696 | 0.0025429 | 0.0025198 | 0.0024981 | 0.0030839 | 0.0030649 | 0.0030471
F2_Industrial_Agriculture_Existing_Space Heating_Natural Gas_HVAC - Duct Repair and Sealing_A_Achievable Economic UCT Potential | F2 | Industrial | Agriculture | Existing | Space Heating | Natural Gas | HVAC - Duct Repair and Sealing | A | Integrated Unit Summer Peak Savings (kW) | Achievable Economic UCT Potential | 0 | 0 | 0 | 0 | 0 | 0 | 0 | 0 | 0 | 0 | 0 | 0 | 0 | 0 | 0 | 0 | 0 | 0 | 0 | 0 | 0 | 0 | 0 | 0 | 0 | 0 | 0 | 0 | 0 | 0 | 0
F3_Industrial_Agriculture_Existing_Space Heating_Natural Gas_HVAC - Duct Repair and Sealing_A_Achievable Economic UCT Potential | F3 | Industrial | Agriculture | Existing | Space Heating | Natural Gas | HVAC - Duct Repair and Sealing | A | Integrated Unit Winter Peak Savings (kW) | Achievable Economic UCT Potential | 0 | 0 | 0 | 0 | 0 | 0 | 0 | 0 | 0 | 0 | 0 | 0 | 0 | 0 | 0 | 0 | 0 | 0 | 0 | 0 | 0 | 0 | 0 | 0 | 0 | 0 | 0 | 0 | 0 | 0 | 0
F4_Industrial_Agriculture_Existing_Space Heating_Natural Gas_HVAC - Duct Repair and Sealing_A_Achievable Economic UCT Potential | F4 | Industrial | Agriculture | Existing | Space Heating | Natural Gas | HVAC - Duct Repair and Sealing | A | Incremental Energy Savings (MWh or mTherms) | Achievable Economic UCT Potential | 0 | 0 | 0 | 0 | 0 | 0 | 0 | 0 | 0 | 0 | 0 | 0 | 0 | 0 | 0 | 0 | 0 | 0 | 0 | 0 | 0 | 0 | 0 | 0 | 0 | 0 | 0 | 0 | 0 | 0 | 0
F5_Industrial_Agriculture_Existing_Space Heating_Natural Gas_HVAC - Duct Repair and Sealing_A_Achievable Economic UCT Potential | F5 | Industrial | Agriculture | Existing | Space Heating | Natural Gas | HVAC - Duct Repair and Sealing | A | Incremental Summer Peak Savings (MW) | Achievable Economic UCT Potential | 0 | 0 | 0 | 0 | 0 | 0 | 0 | 0 | 0 | 0 | 0 | 0 | 0 | 0 | 0 | 0 | 0 | 0 | 0 | 0 | 0 | 0 | 0 | 0 | 0 | 0 | 0 | 0 | 0 | 0 | 0
F6_Industrial_Agriculture_Existing_Space Heating_Natural Gas_HVAC - Duct Repair and Sealing_A_Achievable Economic UCT Potential | F6 | Industrial | Agriculture | Existing | Space Heating | Natural Gas | HVAC - Duct Repair and Sealing | A | Incremental Winter Peak Savings (MW) | Achievable Economic UCT Potential | 0 | 0 | 0 | 0 | 0 | 0 | 0 | 0 | 0 | 0 | 0 | 0 | 0 | 0 | 0 | 0 | 0 | 0 | 0 | 0 | 0 | 0 | 0 | 0 | 0 | 0 | 0 | 0 | 0 | 0 | 0
F7_Industrial_Agriculture_Existing_Space Heating_Natural Gas_HVAC - Duct Repair and Sealing_A_Achievable Economic UCT Potential | F7 | Industrial | Agriculture | Existing | Space Heating | Natural Gas | HVAC - Duct Repair and Sealing | A | Cumulative Energy Savings (MWh or mTherms) | Achievable Economic UCT Potential | 0 | 0 | 0 | 0 | 0 | 0 | 0 | 0 | 0 | 0 | 0 | 0 | 0 | 0 | 0 | 0 | 0 | 0 | 0 | 0 | 0 | 0 | 0 | 0 | 0 | 0 | 0 | 0 | 0 | 0 | 0
F8_Industrial_Agriculture_Existing_Space Heating_Natural Gas_HVAC - Duct Repair and Sealing_A_Achievable Economic UCT Potential | F8 | Industrial | Agriculture | Existing | Space Heating | Natural Gas | HVAC - Duct Repair and Sealing | A | Cumulative Summer Peak Savings (MW) | Achievable Economic UCT Potential | 0 | 0 | 0 | 0 | 0 | 0 | 0 | 0 | 0 | 0 | 0 | 0 | 0 | 0 | 0 | 0 | 0 | 0 | 0 | 0 | 0 | 0 | 0 | 0 | 0 | 0 | 0 | 0 | 0 | 0 | 0
F9_Industrial_Agriculture_Existing_Space Heating_Natural Gas_HVAC - Duct Repair and Sealing_A_Achievable Economic UCT Potential | F9 | Industrial | Agriculture | Existing | Space Heating | Natural Gas | HVAC - Duct Repair and Sealing | A | Cumulative Winter Peak Savings (MW) | Achievable Economic UCT Potential | 0 | 0 | 0 | 0 | 0 | 0 | 0 | 0 | 0 | 0 | 0 | 0 | 0 | 0 | 0 | 0 | 0 | 0 | 0 | 0 | 0 | 0 | 0 | 0 | 0 | 0 | 0 | 0 | 0 | 0 | 0
F10_Industrial_Agriculture_Existing_Space Heating_Natural Gas_HVAC - Duct Repair and Sealing_A_Achievable Economic UCT Potential | F10 | Industrial | Agriculture | Existing | Space Heating | Natural Gas | HVAC - Duct Repair and Sealing | A | Purchases (Incremental) | Achievable Economic UCT Potential | 0 | 0 | 0 | 0 | 0 | 0 | 0 | 0 | 0 | 0 | 0 | 0 | 0 | 0 | 0 | 0 | 0 | 0 | 0 | 0 | 0 | 0 | 0 | 0 | 0 | 0 | 0 | 0 | 0 | 0 | 0
F11_Industrial_Agriculture_Existing_Space Heating_Natural Gas_HVAC - Duct Repair and Sealing_A_Achievable Economic UCT Potential | F11 | Industrial | Agriculture | Existing | Space Heating | Natural Gas | HVAC - Duct Repair and Sealing | A | Purchases (Cumulative) | Achievable Economic UCT Potential | 0 | 0 | 0 | 0 | 0 | 0 | 0 | 0 | 0 | 0 | 0 | 0 | 0 | 0 | 0 | 0 | 0 | 0 | 0 | 0 | 0 | 0 | 0 | 0 | 0 | 0 | 0 | 0 | 0 | 0 | 0
F1_Industrial_Agriculture_Existing_Space Heating_Natural Gas_Windows - High Efficiency_A_Achievable Economic UCT Potential | F1 | Industrial | Agriculture | Existing | Space Heating | Natural Gas | Windows - High Efficiency | A | Integrated Unit Energy Savings (kWh or therms) | Achievable Economic UCT Potential | 0 | 0 | 0 | 0 | 0 | 0.0056751 | 0.0056219 | 0.0055534 | 0.0054733 | 0.0053815 | 0.0052783 | 0.0051692 | 0.0050566 | 0.0049377 | 0.0048228 | 0.0047085 | 0.0046037 | 0.0045054 | 0.0044137 | 0.0043373 | 0.0042663 | 0.0042008 | 0.0041458 | 0.0041011 | 0.0040606 | 0.0040309 | 0.0040061 | 0.0039831 | 0 | 0 | 0
F2_Industrial_Agriculture_Existing_Space Heating_Natural Gas_Windows - High Efficiency_A_Achievable Economic UCT Potential | F2 | Industrial | Agriculture | Existing | Space Heating | Natural Gas | Windows - High Efficiency | A | Integrated Unit Summer Peak Savings (kW) | Achievable Economic UCT Potential | 0 | 0 | 0 | 0 | 0 | 0 | 0 | 0 | 0 | 0 | 0 | 0 | 0 | 0 | 0 | 0 | 0 | 0 | 0 | 0 | 0 | 0 | 0 | 0 | 0 | 0 | 0 | 0 | 0 | 0 | 0
F3_Industrial_Agriculture_Existing_Space Heating_Natural Gas_Windows - High Efficiency_A_Achievable Economic UCT Potential | F3 | Industrial | Agriculture | Existing | Space Heating | Natural Gas | Windows - High Efficiency | A | Integrated Unit Winter Peak Savings (kW) | Achievable Economic UCT Potential | 0 | 0 | 0 | 0 | 0 | 0 | 0 | 0 | 0 | 0 | 0 | 0 | 0 | 0 | 0 | 0 | 0 | 0 | 0 | 0 | 0 | 0 | 0 | 0 | 0 | 0 | 0 | 0 | 0 | 0 | 0
F4_Industrial_Agriculture_Existing_Space Heating_Natural Gas_Windows - High Efficiency_A_Achievable Economic UCT Potential | F4 | Industrial | Agriculture | Existing | Space Heating | Natural Gas | Windows - High Efficiency | A | Incremental Energy Savings (MWh or mTherms) | Achievable Economic UCT Potential | 0 | 0 | 0 | 0 | 0 | 0 | 0 | 0 | 0 | 0 | 0 | 0 | 0 | 0 | 0 | 0 | 0 | 0 | 0 | 0 | 0 | 0 | 0 | 0 | 0 | 0 | 0 | 0 | 0 | 0 | 0
F5_Industrial_Agriculture_Existing_Space Heating_Natural Gas_Windows - High Efficiency_A_Achievable Economic UCT Potential | F5 | Industrial | Agriculture | Existing | Space Heating | Natural Gas | Windows - High Efficiency | A | Incremental Summer Peak Savings (MW) | Achievable Economic UCT Potential | 0 | 0 | 0 | 0 | 0 | 0 | 0 | 0 | 0 | 0 | 0 | 0 | 0 | 0 | 0 | 0 | 0 | 0 | 0 | 0 | 0 | 0 | 0 | 0 | 0 | 0 | 0 | 0 | 0 | 0 | 0
F6_Industrial_Agriculture_Existing_Space Heating_Natural Gas_Windows - High Efficiency_A_Achievable Economic UCT Potential | F6 | Industrial | Agriculture | Existing | Space Heating | Natural Gas | Windows - High Efficiency | A | Incremental Winter Peak Savings (MW) | Achievable Economic UCT Potential | 0 | 0 | 0 | 0 | 0 | 0 | 0 | 0 | 0 | 0 | 0 | 0 | 0 | 0 | 0 | 0 | 0 | 0 | 0 | 0 | 0 | 0 | 0 | 0 | 0 | 0 | 0 | 0 | 0 | 0 | 0
F7_Industrial_Agriculture_Existing_Space Heating_Natural Gas_Windows - High Efficiency_A_Achievable Economic UCT Potential | F7 | Industrial | Agriculture | Existing | Space Heating | Natural Gas | Windows - High Efficiency | A | Cumulative Energy Savings (MWh or mTherms) | Achievable Economic UCT Potential | 0 | 0 | 0 | 0 | 0 | 0 | 0 | 0 | 0 | 0 | 0 | 0 | 0 | 0 | 0 | 0 | 0 | 0 | 0 | 0 | 0 | 0 | 0 | 0 | 0 | 0 | 0 | 0 | 0 | 0 | 0
F8_Industrial_Agriculture_Existing_Space Heating_Natural Gas_Windows - High Efficiency_A_Achievable Economic UCT Potential | F8 | Industrial | Agriculture | Existing | Space Heating | Natural Gas | Windows - High Efficiency | A | Cumulative Summer Peak Savings (MW) | Achievable Economic UCT Potential | 0 | 0 | 0 | 0 | 0 | 0 | 0 | 0 | 0 | 0 | 0 | 0 | 0 | 0 | 0 | 0 | 0 | 0 | 0 | 0 | 0 | 0 | 0 | 0 | 0 | 0 | 0 | 0 | 0 | 0 | 0
F9_Industrial_Agriculture_Existing_Space Heating_Natural Gas_Windows - High Efficiency_A_Achievable Economic UCT Potential | F9 | Industrial | Agriculture | Existing | Space Heating | Natural Gas | Windows - High Efficiency | A | Cumulative Winter Peak Savings (MW) | Achievable Economic UCT Potential | 0 | 0 | 0 | 0 | 0 | 0 | 0 | 0 | 0 | 0 | 0 | 0 | 0 | 0 | 0 | 0 | 0 | 0 | 0 | 0 | 0 | 0 | 0 | 0 | 0 | 0 | 0 | 0 | 0 | 0 | 0
F10_Industrial_Agriculture_Existing_Space Heating_Natural Gas_Windows - High Efficiency_A_Achievable Economic UCT Potential | F10 | Industrial | Agriculture | Existing | Space Heating | Natural Gas | Windows - High Efficiency | A | Purchases (Incremental) | Achievable Economic UCT Potential | 0 | 0 | 0 | 0 | 0 | 0 | 0 | 0 | 0 | 0 | 0 | 0 | 0 | 0 | 0 | 0 | 0 | 0 | 0 | 0 | 0 | 0 | 0 | 0 | 0 | 0 | 0 | 0 | 0 | 0 | 0
F11_Industrial_Agriculture_Existing_Space Heating_Natural Gas_Windows - High Efficiency_A_Achievable Economic UCT Potential | F11 | Industrial | Agriculture | Existing | Space Heating | Natural Gas | Windows - High Efficiency | A | Purchases (Cumulative) | Achievable Economic UCT Potential | 0 | 0 | 0 | 0 | 0 | 0 | 0 | 0 | 0 | 0 | 0 | 0 | 0 | 0 | 0 | 0 | 0 | 0 | 0 | 0 | 0 | 0 | 0 | 0 | 0 | 0 | 0 | 0 | 0 | 0 | 0
F1_Industrial_Agriculture_Existing_Space Heating_Natural Gas_Gas Boiler - Maintenance_A_Achievable Economic UCT Potential | F1 | Industrial | Agriculture | Existing | Space Heating | Natural Gas | Gas Boiler - Maintenance | A | Integrated Unit Energy Savings (kWh or therms) | Achievable Economic UCT Potential | 0 | 0 | 0 | 0 | 0 | 1.1526 | 1.1441 | 1.1354 | 1.1263 | 1.1167 | 1.107 | 1.097 | 1.0868 | 1.0761 | 1.0644 | 1.0531 | 1.0417 | 1.0306 | 1.0195 | 1.009 | 0.99879 | 0.98836 | 0.97885 | 0.97048 | 0.9623 | 0.95487 | 0.94851 | 0.94264 | 0.99593 | 0.99184 | 0.9881
F2_Industrial_Agriculture_Existing_Space Heating_Natural Gas_Gas Boiler - Maintenance_A_Achievable Economic UCT Potential | F2 | Industrial | Agriculture | Existing | Space Heating | Natural Gas | Gas Boiler - Maintenance | A | Integrated Unit Summer Peak Savings (kW) | Achievable Economic UCT Potential | 0 | 0 | 0 | 0 | 0 | 0 | 0 | 0 | 0 | 0 | 0 | 0 | 0 | 0 | 0 | 0 | 0 | 0 | 0 | 0 | 0 | 0 | 0 | 0 | 0 | 0 | 0 | 0 | 0 | 0 | 0
F3_Industrial_Agriculture_Existing_Space Heating_Natural Gas_Gas Boiler - Maintenance_A_Achievable Economic UCT Potential | F3 | Industrial | Agriculture | Existing | Space Heating | Natural Gas | Gas Boiler - Maintenance | A | Integrated Unit Winter Peak Savings (kW) | Achievable Economic UCT Potential | 0 | 0 | 0 | 0 | 0 | 0 | 0 | 0 | 0 | 0 | 0 | 0 | 0 | 0 | 0 | 0 | 0 | 0 | 0 | 0 | 0 | 0 | 0 | 0 | 0 | 0 | 0 | 0 | 0 | 0 | 0
F4_Industrial_Agriculture_Existing_Space Heating_Natural Gas_Gas Boiler - Maintenance_A_Achievable Economic UCT Potential | F4 | Industrial | Agriculture | Existing | Space Heating | Natural Gas | Gas Boiler - Maintenance | A | Incremental Energy Savings (MWh or mTherms) | Achievable Economic UCT Potential | 0 | 0 | 0 | 0 | 0 | 0.035866 | 0.02494 | 0.017032 | 0.013165 | 0.011447 | 0.0096944 | 0.0082077 | 0.006894 | 0.0056676 | 0.0047199 | 0.0038595 | 0.0029737 | 0.0022795 | 0.0017407 | 0.0013432 | 0.0012158 | 0.00093792 | 0.00079697 | 0.00066046 | 0.00052728 | 0 | 0 | 0 | 0 | 0 | 0
F5_Industrial_Agriculture_Existing_Space Heating_Natural Gas_Gas Boiler - Maintenance_A_Achievable Economic UCT Potential | F5 | Industrial | Agriculture | Existing | Space Heating | Natural Gas | Gas Boiler - Maintenance | A | Incremental Summer Peak Savings (MW) | Achievable Economic UCT Potential | 0 | 0 | 0 | 0 | 0 | 0 | 0 | 0 | 0 | 0 | 0 | 0 | 0 | 0 | 0 | 0 | 0 | 0 | 0 | 0 | 0 | 0 | 0 | 0 | 0 | 0 | 0 | 0 | 0 | 0 | 0
F6_Industrial_Agriculture_Existing_Space Heating_Natural Gas_Gas Boiler - Maintenance_A_Achievable Economic UCT Potential | F6 | Industrial | Agriculture | Existing | Space Heating | Natural Gas | Gas Boiler - Maintenance | A | Incremental Winter Peak Savings (MW) | Achievable Economic UCT Potential | 0 | 0 | 0 | 0 | 0 | 0 | 0 | 0 | 0 | 0 | 0 | 0 | 0 | 0 | 0 | 0 | 0 | 0 | 0 | 0 | 0 | 0 | 0 | 0 | 0 | 0 | 0 | 0 | 0 | 0 | 0
F7_Industrial_Agriculture_Existing_Space Heating_Natural Gas_Gas Boiler - Maintenance_A_Achievable Economic UCT Potential | F7 | Industrial | Agriculture | Existing | Space Heating | Natural Gas | Gas Boiler - Maintenance | A | Cumulative Energy Savings (MWh or mTherms) | Achievable Economic UCT Potential | 0 | 0 | 0 | 0 | 0 | 0.035866 | 0.060542 | 0.077112 | 0.089657 | 0.10035 | 0.10917 | 0.11639 | 0.1222 | 0.12666 | 0.13001 | 0.13249 | 0.13403 | 0.13487 | 0.13517 | 0.13511 | 0.13496 | 0.13449 | 0.134 | 0.13351 | 0.13291 | 0.13189 | 0.13101 | 0.1302 | 0 | 0 | 0
F8_Industrial_Agriculture_Existing_Space Heating_Natural Gas_Gas Boiler - Maintenance_A_Achievable Economic UCT Potential | F8 | Industrial | Agriculture | Existing | Space Heating | Natural Gas | Gas Boiler - Maintenance | A | Cumulative Summer Peak Savings (MW) | Achievable Economic UCT Potential | 0 | 0 | 0 | 0 | 0 | 0 | 0 | 0 | 0 | 0 | 0 | 0 | 0 | 0 | 0 | 0 | 0 | 0 | 0 | 0 | 0 | 0 | 0 | 0 | 0 | 0 | 0 | 0 | 0 | 0 | 0
F9_Industrial_Agriculture_Existing_Space Heating_Natural Gas_Gas Boiler - Maintenance_A_Achievable Economic UCT Potential | F9 | Industrial | Agriculture | Existing | Space Heating | Natural Gas | Gas Boiler - Maintenance | A | Cumulative Winter Peak Savings (MW) | Achievable Economic UCT Potential | 0 | 0 | 0 | 0 | 0 | 0 | 0 | 0 | 0 | 0 | 0 | 0 | 0 | 0 | 0 | 0 | 0 | 0 | 0 | 0 | 0 | 0 | 0 | 0 | 0 | 0 | 0 | 0 | 0 | 0 | 0
F10_Industrial_Agriculture_Existing_Space Heating_Natural Gas_Gas Boiler - Maintenance_A_Achievable Economic UCT Potential | F10 | Industrial | Agriculture | Existing | Space Heating | Natural Gas | Gas Boiler - Maintenance | A | Purchases (Incremental) | Achievable Economic UCT Potential | 0 | 0 | 0 | 0 | 0 | 31.117 | 21.7986 | 15.0015 | 11.6895 | 10.2502 | 8.7572 | 7.4816 | 6.3435 | 5.267 | 4.4344 | 3.6649 | 2.8546 | 2.212 | 1.7073 | 1.3312 | 1.2173 | 0.94896 | 0.81419 | 0.68054 | 0.54794 | 0 | 0 | 0 | 0 | 0 | 0
F11_Industrial_Agriculture_Existing_Space Heating_Natural Gas_Gas Boiler - Maintenance_A_Achievable Economic UCT Potential | F11 | Industrial | Agriculture | Existing | Space Heating | Natural Gas | Gas Boiler - Maintenance | A | Purchases (Cumulative) | Achievable Economic UCT Potential | 0 | 0 | 0 | 0 | 0 | 31.117 | 52.9156 | 67.917 | 79.6065 | 89.8567 | 98.6139 | 106.0956 | 112.4391 | 117.7061 | 122.1404 | 125.8053 | 128.6599 | 130.8719 | 132.5792 | 133.9104 | 135.1277 | 136.0767 | 136.8909 | 137.5714 | 138.1193 | 138.1193 | 138.1193 | 138.1193 | 138.1193 | 138.1193 | 138.1193
F1_Industrial_Agriculture_Existing_Process_Natural Gas_Gas Boiler - Maintenance_A_Achievable Economic UCT Potential | F1 | Industrial | Agriculture | Existing | Process | Natural Gas | Gas Boiler - Maintenance | A | Integrated Unit Energy Savings (kWh or therms) | Achievable Economic UCT Potential | 0 | 0 | 0 | 0 | 0 | 1.5559 | 1.5559 | 1.5559 | 1.5559 | 1.5559 | 1.5559 | 1.5559 | 1.5559 | 1.5559 | 1.5559 | 1.5559 | 1.5559 | 1.5559 | 1.5559 | 1.5559 | 1.5559 | 1.5559 | 1.5559 | 1.5559 | 1.5559 | 1.5559 | 1.5559 | 1.5559 | 1.5559 | 1.5559 | 1.5559
F2_Industrial_Agriculture_Existing_Process_Natural Gas_Gas Boiler - Maintenance_A_Achievable Economic UCT Potential | F2 | Industrial | Agriculture | Existing | Process | Natural Gas | Gas Boiler - Maintenance | A | Integrated Unit Summer Peak Savings (kW) | Achievable Economic UCT Potential | 0 | 0 | 0 | 0 | 0 | 0 | 0 | 0 | 0 | 0 | 0 | 0 | 0 | 0 | 0 | 0 | 0 | 0 | 0 | 0 | 0 | 0 | 0 | 0 | 0 | 0 | 0 | 0 | 0 | 0 | 0
F3_Industrial_Agriculture_Existing_Process_Natural Gas_Gas Boiler - Maintenance_A_Achievable Economic UCT Potential | F3 | Industrial | Agriculture | Existing | Process | Natural Gas | Gas Boiler - Maintenance | A | Integrated Unit Winter Peak Savings (kW) | Achievable Economic UCT Potential | 0 | 0 | 0 | 0 | 0 | 0 | 0 | 0 | 0 | 0 | 0 | 0 | 0 | 0 | 0 | 0 | 0 | 0 | 0 | 0 | 0 | 0 | 0 | 0 | 0 | 0 | 0 | 0 | 0 | 0 | 0
F4_Industrial_Agriculture_Existing_Process_Natural Gas_Gas Boiler - Maintenance_A_Achievable Economic UCT Potential | F4 | Industrial | Agriculture | Existing | Process | Natural Gas | Gas Boiler - Maintenance | A | Incremental Energy Savings (MWh or mTherms) | Achievable Economic UCT Potential | 0 | 0 | 0 | 0 | 0 | 0.40048 | 0.28055 | 0.19307 | 0.15045 | 0.13192 | 0.11271 | 0.09629 | 0.081642 | 0.067787 | 0.057071 | 0.047168 | 0.036739 | 0.028468 | 0.021973 | 0.017133 | 0.015667 | 0.012213 | 0.010479 | 0.0087587 | 0.007052 | 0 | 0 | 0 | 0 | 0 | 0
F5_Industrial_Agriculture_Existing_Process_Natural Gas_Gas Boiler - Maintenance_A_Achievable Economic UCT Potential | F5 | Industrial | Agriculture | Existing | Process | Natural Gas | Gas Boiler - Maintenance | A | Incremental Summer Peak Savings (MW) | Achievable Economic UCT Potential | 0 | 0 | 0 | 0 | 0 | 0 | 0 | 0 | 0 | 0 | 0 | 0 | 0 | 0 | 0 | 0 | 0 | 0 | 0 | 0 | 0 | 0 | 0 | 0 | 0 | 0 | 0 | 0 | 0 | 0 | 0
F6_Industrial_Agriculture_Existing_Process_Natural Gas_Gas Boiler - Maintenance_A_Achievable Economic UCT Potential | F6 | Industrial | Agriculture | Existing | Process | Natural Gas | Gas Boiler - Maintenance | A | Incremental Winter Peak Savings (MW) | Achievable Economic UCT Potential | 0 | 0 | 0 | 0 | 0 | 0 | 0 | 0 | 0 | 0 | 0 | 0 | 0 | 0 | 0 | 0 | 0 | 0 | 0 | 0 | 0 | 0 | 0 | 0 | 0 | 0 | 0 | 0 | 0 | 0 | 0
F7_Industrial_Agriculture_Existing_Process_Natural Gas_Gas Boiler - Maintenance_A_Achievable Economic UCT Potential | F7 | Industrial | Agriculture | Existing | Process | Natural Gas | Gas Boiler - Maintenance | A | Cumulative Energy Savings (MWh or mTherms) | Achievable Economic UCT Potential | 0 | 0 | 0 | 0 | 0 | 0.40048 | 0.68103 | 0.8741 | 1.0245 | 1.1565 | 1.2692 | 1.3655 | 1.4471 | 1.5149 | 1.572 | 1.6191 | 1.6559 | 1.6843 | 1.7063 | 1.7234 | 1.7391 | 1.7513 | 1.7618 | 1.7706 | 1.7776 | 1.7776 | 1.7776 | 1.7776 | 0 | 0 | 0
F8_Industrial_Agriculture_Existing_Process_Natural Gas_Gas Boiler - Maintenance_A_Achievable Economic UCT Potential | F8 | Industrial | Agriculture | Existing | Process | Natural Gas | Gas Boiler - Maintenance | A | Cumulative Summer Peak Savings (MW) | Achievable Economic UCT Potential | 0 | 0 | 0 | 0 | 0 | 0 | 0 | 0 | 0 | 0 | 0 | 0 | 0 | 0 | 0 | 0 | 0 | 0 | 0 | 0 | 0 | 0 | 0 | 0 | 0 | 0 | 0 | 0 | 0 | 0 | 0
F9_Industrial_Agriculture_Existing_Process_Natural Gas_Gas Boiler - Maintenance_A_Achievable Economic UCT Potential | F9 | Industrial | Agriculture | Existing | Process | Natural Gas | Gas Boiler - Maintenance | A | Cumulative Winter Peak Savings (MW) | Achievable Economic UCT Potential | 0 | 0 | 0 | 0 | 0 | 0 | 0 | 0 | 0 | 0 | 0 | 0 | 0 | 0 | 0 | 0 | 0 | 0 | 0 | 0 | 0 | 0 | 0 | 0 | 0 | 0 | 0 | 0 | 0 | 0 | 0
F10_Industrial_Agriculture_Existing_Process_Natural Gas_Gas Boiler - Maintenance_A_Achievable Economic UCT Potential | F10 | Industrial | Agriculture | Existing | Process | Natural Gas | Gas Boiler - Maintenance | A | Purchases (Incremental) | Achievable Economic UCT Potential | 0 | 0 | 0 | 0 | 0 | 257.3986 | 180.317 | 124.0914 | 96.6947 | 84.7892 | 72.4393 | 61.8878 | 52.4731 | 43.5686 | 36.6809 | 30.3157 | 23.613 | 18.2972 | 14.1228 | 11.0119 | 10.0694 | 7.8498 | 6.7349 | 5.6294 | 4.5325 | 0 | 0 | 0 | 0 | 0 | 0
F11_Industrial_Agriculture_Existing_Process_Natural Gas_Gas Boiler - Maintenance_A_Achievable Economic UCT Potential | F11 | Industrial | Agriculture | Existing | Process | Natural Gas | Gas Boiler - Maintenance | A | Purchases (Cumulative) | Achievable Economic UCT Potential | 0 | 0 | 0 | 0 | 0 | 257.3986 | 437.7156 | 561.807 | 658.5018 | 743.291 | 815.7303 | 877.6181 | 930.0912 | 973.6599 | 1010.3407 | 1040.6565 | 1064.2695 | 1082.5667 | 1096.6895 | 1107.7014 | 1117.7708 | 1125.6206 | 1132.3555 | 1137.985 | 1142.5175 | 1142.5175 | 1142.5175 | 1142.5175 | 1142.5175 | 1142.5175 | 1142.5175
F1_Industrial_Agriculture_Existing_Space Heating_Natural Gas_Gas Furnace - Maintenance_A_Achievable Economic UCT Potential | F1 | Industrial | Agriculture | Existing | Space Heating | Natural Gas | Gas Furnace - Maintenance | A | Integrated Unit Energy Savings (kWh or therms) | Achievable Economic UCT Potential | 0 | 0 | 0 | 0 | 0 | 0.0091884 | 0.0090978 | 0.0089825 | 0.008863 | 0.0087401 | 0.0086163 | 0.0084913 | 0.00837 | 0.0082503 | 0.0081266 | 0.0080123 | 0.0079019 | 0.0077967 | 0.0076963 | 0.0075991 | 0.0075053 | 0.0074119 | 0.0073221 | 0.0072419 | 0.0071659 | 0.0070964 | 0.0070347 | 0.0069768 | 0.0073847 | 0.0073392 | 0.0072965
F2_Industrial_Agriculture_Existing_Space Heating_Natural Gas_Gas Furnace - Maintenance_A_Achievable Economic UCT Potential | F2 | Industrial | Agriculture | Existing | Space Heating | Natural Gas | Gas Furnace - Maintenance | A | Integrated Unit Summer Peak Savings (kW) | Achievable Economic UCT Potential | 0 | 0 | 0 | 0 | 0 | 0 | 0 | 0 | 0 | 0 | 0 | 0 | 0 | 0 | 0 | 0 | 0 | 0 | 0 | 0 | 0 | 0 | 0 | 0 | 0 | 0 | 0 | 0 | 0 | 0 | 0
F3_Industrial_Agriculture_Existing_Space Heating_Natural Gas_Gas Furnace - Maintenance_A_Achievable Economic UCT Potential | F3 | Industrial | Agriculture | Existing | Space Heating | Natural Gas | Gas Furnace - Maintenance | A | Integrated Unit Winter Peak Savings (kW) | Achievable Economic UCT Potential | 0 | 0 | 0 | 0 | 0 | 0 | 0 | 0 | 0 | 0 | 0 | 0 | 0 | 0 | 0 | 0 | 0 | 0 | 0 | 0 | 0 | 0 | 0 | 0 | 0 | 0 | 0 | 0 | 0 | 0 | 0
F4_Industrial_Agriculture_Existing_Space Heating_Natural Gas_Gas Furnace - Maintenance_A_Achievable Economic UCT Potential | F4 | Industrial | Agriculture | Existing | Space Heating | Natural Gas | Gas Furnace - Maintenance | A | Incremental Energy Savings (MWh or mTherms) | Achievable Economic UCT Potential | 0 | 0 | 0 | 0 | 0 | 0.00057792 | 0.00040086 | 0.00027237 | 0.00020941 | 0.00018108 | 0.00015252 | 0.00012841 | 0.00010732 | 8.7834e-05 | 7.2839e-05 | 5.9353e-05 | 4.5593e-05 | 3.4859e-05 | 2.656e-05 | 2.0448e-05 | 1.8467e-05 | 1.4217e-05 | 1.205e-05 | 9.9618e-06 | 7.9366e-06 | 0 | 0 | 0 | 0 | 0 | 0
F5_Industrial_Agriculture_Existing_Space Heating_Natural Gas_Gas Furnace - Maintenance_A_Achievable Economic UCT Potential | F5 | Industrial | Agriculture | Existing | Space Heating | Natural Gas | Gas Furnace - Maintenance | A | Incremental Summer Peak Savings (MW) | Achievable Economic UCT Potential | 0 | 0 | 0 | 0 | 0 | 0 | 0 | 0 | 0 | 0 | 0 | 0 | 0 | 0 | 0 | 0 | 0 | 0 | 0 | 0 | 0 | 0 | 0 | 0 | 0 | 0 | 0 | 0 | 0 | 0 | 0
F6_Industrial_Agriculture_Existing_Space Heating_Natural Gas_Gas Furnace - Maintenance_A_Achievable Economic UCT Potential | F6 | Industrial | Agriculture | Existing | Space Heating | Natural Gas | Gas Furnace - Maintenance | A | Incremental Winter Peak Savings (MW) | Achievable Economic UCT Potential | 0 | 0 | 0 | 0 | 0 | 0 | 0 | 0 | 0 | 0 | 0 | 0 | 0 | 0 | 0 | 0 | 0 | 0 | 0 | 0 | 0 | 0 | 0 | 0 | 0 | 0 | 0 | 0 | 0 | 0 | 0
F7_Industrial_Agriculture_Existing_Space Heating_Natural Gas_Gas Furnace - Maintenance_A_Achievable Economic UCT Potential | F7 | Industrial | Agriculture | Existing | Space Heating | Natural Gas | Gas Furnace - Maintenance | A | Cumulative Energy Savings (MWh or mTherms) | Achievable Economic UCT Potential | 0 | 0 | 0 | 0 | 0 | 0.00057792 | 0.00097308 | 0.0012331 | 0.0014261 | 0.0015874 | 0.0017175 | 0.001821 | 0.0019023 | 0.0019629 | 0.0020063 | 0.0020374 | 0.002055 | 0.0020625 | 0.0020625 | 0.0020568 | 0.0020499 | 0.0020387 | 0.002026 | 0.0020138 | 0.0020006 | 0.0019812 | 0.0019639 | 0.0019478 | 0 | 0 | 0
F8_Industrial_Agriculture_Existing_Space Heating_Natural Gas_Gas Furnace - Maintenance_A_Achievable Economic UCT Potential | F8 | Industrial | Agriculture | Existing | Space Heating | Natural Gas | Gas Furnace - Maintenance | A | Cumulative Summer Peak Savings (MW) | Achievable Economic UCT Potential | 0 | 0 | 0 | 0 | 0 | 0 | 0 | 0 | 0 | 0 | 0 | 0 | 0 | 0 | 0 | 0 | 0 | 0 | 0 | 0 | 0 | 0 | 0 | 0 | 0 | 0 | 0 | 0 | 0 | 0 | 0
F9_Industrial_Agriculture_Existing_Space Heating_Natural Gas_Gas Furnace - Maintenance_A_Achievable Economic UCT Potential | F9 | Industrial | Agriculture | Existing | Space Heating | Natural Gas | Gas Furnace - Maintenance | A | Cumulative Winter Peak Savings (MW) | Achievable Economic UCT Potential | 0 | 0 | 0 | 0 | 0 | 0 | 0 | 0 | 0 | 0 | 0 | 0 | 0 | 0 | 0 | 0 | 0 | 0 | 0 | 0 | 0 | 0 | 0 | 0 | 0 | 0 | 0 | 0 | 0 | 0 | 0
F10_Industrial_Agriculture_Existing_Space Heating_Natural Gas_Gas Furnace - Maintenance_A_Achievable Economic UCT Potential | F10 | Industrial | Agriculture | Existing | Space Heating | Natural Gas | Gas Furnace - Maintenance | A | Purchases (Incremental) | Achievable Economic UCT Potential | 0 | 0 | 0 | 0 | 0 | 62.8964 | 44.0612 | 30.3222 | 23.6277 | 20.7186 | 17.7008 | 15.1225 | 12.822 | 10.6462 | 8.9631 | 7.4078 | 5.7699 | 4.471 | 3.451 | 2.6908 | 2.4605 | 1.9181 | 1.6457 | 1.3756 | 1.1075 | 0 | 0 | 0 | 0 | 0 | 0
F11_Industrial_Agriculture_Existing_Space Heating_Natural Gas_Gas Furnace - Maintenance_A_Achievable Economic UCT Potential | F11 | Industrial | Agriculture | Existing | Space Heating | Natural Gas | Gas Furnace - Maintenance | A | Purchases (Cumulative) | Achievable Economic UCT Potential | 0 | 0 | 0 | 0 | 0 | 62.8964 | 106.9575 | 137.2798 | 160.9075 | 181.6261 | 199.3269 | 214.4494 | 227.2715 | 237.9176 | 246.8807 | 254.2885 | 260.0584 | 264.5294 | 267.9804 | 270.6712 | 273.1317 | 275.0498 | 276.6955 | 278.0711 | 279.1786 | 279.1786 | 279.1786 | 279.1786 | 279.1786 | 279.1786 | 279.1786
F1_Industrial_Agriculture_Existing_Space Heating_Natural Gas_Gas Boiler - Hot Water Reset_A_Achievable Economic UCT Potential | F1 | Industrial | Agriculture | Existing | Space Heating | Natural Gas | Gas Boiler - Hot Water Reset | A | Integrated Unit Energy Savings (kWh or therms) | Achievable Economic UCT Potential | 0 | 0 | 0 | 0 | 0 | 4.1902 | 4.1583 | 4.1255 | 4.0914 | 4.0559 | 4.0196 | 3.9826 | 3.9445 | 3.9048 | 3.8618 | 3.8201 | 3.7782 | 3.737 | 3.6964 | 3.6575 | 3.6201 | 3.5817 | 3.5467 | 3.5159 | 3.4857 | 3.4588 | 3.4357 | 3.4144 | 3.6216 | 3.6067 | 3.5931
F2_Industrial_Agriculture_Existing_Space Heating_Natural Gas_Gas Boiler - Hot Water Reset_A_Achievable Economic UCT Potential | F2 | Industrial | Agriculture | Existing | Space Heating | Natural Gas | Gas Boiler - Hot Water Reset | A | Integrated Unit Summer Peak Savings (kW) | Achievable Economic UCT Potential | 0 | 0 | 0 | 0 | 0 | 0 | 0 | 0 | 0 | 0 | 0 | 0 | 0 | 0 | 0 | 0 | 0 | 0 | 0 | 0 | 0 | 0 | 0 | 0 | 0 | 0 | 0 | 0 | 0 | 0 | 0
F3_Industrial_Agriculture_Existing_Space Heating_Natural Gas_Gas Boiler - Hot Water Reset_A_Achievable Economic UCT Potential | F3 | Industrial | Agriculture | Existing | Space Heating | Natural Gas | Gas Boiler - Hot Water Reset | A | Integrated Unit Winter Peak Savings (kW) | Achievable Economic UCT Potential | 0 | 0 | 0 | 0 | 0 | 0 | 0 | 0 | 0 | 0 | 0 | 0 | 0 | 0 | 0 | 0 | 0 | 0 | 0 | 0 | 0 | 0 | 0 | 0 | 0 | 0 | 0 | 0 | 0 | 0 | 0
F4_Industrial_Agriculture_Existing_Space Heating_Natural Gas_Gas Boiler - Hot Water Reset_A_Achievable Economic UCT Potential | F4 | Industrial | Agriculture | Existing | Space Heating | Natural Gas | Gas Boiler - Hot Water Reset | A | Incremental Energy Savings (MWh or mTherms) | Achievable Economic UCT Potential | 0 | 0 | 0 | 0 | 0 | 0.063366 | 0.077169 | 0.093135 | 0.10728 | 0.1214 | 0.13888 | 0.15054 | 0.152 | 0.13955 | 0.11909 | 0.090291 | 0.05911 | 0.033777 | 0.015943 | 0.0066819 | 0.002395 | 0.00073728 | 0.00015854 | 2.5745e-05 | 3.0542e-06 | 0 | 0 | 0 | 0 | 0 | 0
F5_Industrial_Agriculture_Existing_Space Heating_Natural Gas_Gas Boiler - Hot Water Reset_A_Achievable Economic UCT Potential | F5 | Industrial | Agriculture | Existing | Space Heating | Natural Gas | Gas Boiler - Hot Water Reset | A | Incremental Summer Peak Savings (MW) | Achievable Economic UCT Potential | 0 | 0 | 0 | 0 | 0 | 0 | 0 | 0 | 0 | 0 | 0 | 0 | 0 | 0 | 0 | 0 | 0 | 0 | 0 | 0 | 0 | 0 | 0 | 0 | 0 | 0 | 0 | 0 | 0 | 0 | 0
F6_Industrial_Agriculture_Existing_Space Heating_Natural Gas_Gas Boiler - Hot Water Reset_A_Achievable Economic UCT Potential | F6 | Industrial | Agriculture | Existing | Space Heating | Natural Gas | Gas Boiler - Hot Water Reset | A | Incremental Winter Peak Savings (MW) | Achievable Economic UCT Potential | 0 | 0 | 0 | 0 | 0 | 0 | 0 | 0 | 0 | 0 | 0 | 0 | 0 | 0 | 0 | 0 | 0 | 0 | 0 | 0 | 0 | 0 | 0 | 0 | 0 | 0 | 0 | 0 | 0 | 0 | 0
F7_Industrial_Agriculture_Existing_Space Heating_Natural Gas_Gas Boiler - Hot Water Reset_A_Achievable Economic UCT Potential | F7 | Industrial | Agriculture | Existing | Space Heating | Natural Gas | Gas Boiler - Hot Water Reset | A | Cumulative Energy Savings (MWh or mTherms) | Achievable Economic UCT Potential | 0 | 0 | 0 | 0 | 0 | 0.063366 | 0.14005 | 0.23208 | 0.33744 | 0.45592 | 0.59072 | 0.73581 | 0.88078 | 1.0115 | 1.1194 | 1.1976 | 1.2436 | 1.2638 | 1.266 | 1.2594 | 1.2489 | 1.2364 | 1.2245 | 1.2139 | 1.2035 | 1.1942 | 1.1862 | 1.1788 | 0 | 0 | 0
F8_Industrial_Agriculture_Existing_Space Heating_Natural Gas_Gas Boiler - Hot Water Reset_A_Achievable Economic UCT Potential | F8 | Industrial | Agriculture | Existing | Space Heating | Natural Gas | Gas Boiler - Hot Water Reset | A | Cumulative Summer Peak Savings (MW) | Achievable Economic UCT Potential | 0 | 0 | 0 | 0 | 0 | 0 | 0 | 0 | 0 | 0 | 0 | 0 | 0 | 0 | 0 | 0 | 0 | 0 | 0 | 0 | 0 | 0 | 0 | 0 | 0 | 0 | 0 | 0 | 0 | 0 | 0
F9_Industrial_Agriculture_Existing_Space Heating_Natural Gas_Gas Boiler - Hot Water Reset_A_Achievable Economic UCT Potential | F9 | Industrial | Agriculture | Existing | Space Heating | Natural Gas | Gas Boiler - Hot Water Reset | A | Cumulative Winter Peak Savings (MW) | Achievable Economic UCT Potential | 0 | 0 | 0 | 0 | 0 | 0 | 0 | 0 | 0 | 0 | 0 | 0 | 0 | 0 | 0 | 0 | 0 | 0 | 0 | 0 | 0 | 0 | 0 | 0 | 0 | 0 | 0 | 0 | 0 | 0 | 0
F10_Industrial_Agriculture_Existing_Space Heating_Natural Gas_Gas Boiler - Hot Water Reset_A_Achievable Economic UCT Potential | F10 | Industrial | Agriculture | Existing | Space Heating | Natural Gas | Gas Boiler - Hot Water Reset | A | Purchases (Incremental) | Achievable Economic UCT Potential | 0 | 0 | 0 | 0 | 0 | 15.1225 | 18.5578 | 22.5754 | 26.2206 | 29.9327 | 34.5505 | 37.7989 | 38.5358 | 35.7387 | 30.8377 | 23.636 | 15.6448 | 9.0384 | 4.313 | 1.8269 | 0.66158 | 0.20584 | 0.044701 | 0.0073226 | 0.00087619 | 0 | 0 | 0 | 0 | 0 | 0
F11_Industrial_Agriculture_Existing_Space Heating_Natural Gas_Gas Boiler - Hot Water Reset_A_Achievable Economic UCT Potential | F11 | Industrial | Agriculture | Existing | Space Heating | Natural Gas | Gas Boiler - Hot Water Reset | A | Purchases (Cumulative) | Achievable Economic UCT Potential | 0 | 0 | 0 | 0 | 0 | 15.1225 | 33.6803 | 56.2556 | 82.4763 | 112.4089 | 146.9594 | 184.7583 | 223.2941 | 259.0328 | 289.8705 | 313.5065 | 329.1513 | 338.1896 | 342.5026 | 344.3295 | 344.9911 | 345.1969 | 345.2416 | 345.249 | 345.2498 | 345.2498 | 345.2498 | 345.2498 | 345.2498 | 345.2498 | 345.2498
F1_Industrial_Agriculture_Existing_Process_Natural Gas_Gas Boiler - Hot Water Reset_A_Achievable Economic UCT Potential | F1 | Industrial | Agriculture | Existing | Process | Natural Gas | Gas Boiler - Hot Water Reset | A | Integrated Unit Energy Savings (kWh or therms) | Achievable Economic UCT Potential | 0 | 0 | 0 | 0 | 0 | 2.8264 | 2.8241 | 2.8219 | 2.8198 | 2.8177 | 2.8157 | 2.8141 | 2.8128 | 2.8115 | 2.8106 | 2.8097 | 2.809 | 2.8083 | 2.8076 | 2.8072 | 2.8067 | 2.8064 | 2.8061 | 2.8058 | 2.8055 | 2.8054 | 2.8053 | 2.8053 | 2.8289 | 2.8289 | 2.8289
F2_Industrial_Agriculture_Existing_Process_Natural Gas_Gas Boiler - Hot Water Reset_A_Achievable Economic UCT Potential | F2 | Industrial | Agriculture | Existing | Process | Natural Gas | Gas Boiler - Hot Water Reset | A | Integrated Unit Summer Peak Savings (kW) | Achievable Economic UCT Potential | 0 | 0 | 0 | 0 | 0 | 0 | 0 | 0 | 0 | 0 | 0 | 0 | 0 | 0 | 0 | 0 | 0 | 0 | 0 | 0 | 0 | 0 | 0 | 0 | 0 | 0 | 0 | 0 | 0 | 0 | 0
F3_Industrial_Agriculture_Existing_Process_Natural Gas_Gas Boiler - Hot Water Reset_A_Achievable Economic UCT Potential | F3 | Industrial | Agriculture | Existing | Process | Natural Gas | Gas Boiler - Hot Water Reset | A | Integrated Unit Winter Peak Savings (kW) | Achievable Economic UCT Potential | 0 | 0 | 0 | 0 | 0 | 0 | 0 | 0 | 0 | 0 | 0 | 0 | 0 | 0 | 0 | 0 | 0 | 0 | 0 | 0 | 0 | 0 | 0 | 0 | 0 | 0 | 0 | 0 | 0 | 0 | 0
F4_Industrial_Agriculture_Existing_Process_Natural Gas_Gas Boiler - Hot Water Reset_A_Achievable Economic UCT Potential | F4 | Industrial | Agriculture | Existing | Process | Natural Gas | Gas Boiler - Hot Water Reset | A | Incremental Energy Savings (MWh or mTherms) | Achievable Economic UCT Potential | 0 | 0 | 0 | 0 | 0 | 0.35356 | 0.43352 | 0.52697 | 0.6116 | 0.69768 | 0.80473 | 0.8799 | 0.89663 | 0.83115 | 0.71696 | 0.54933 | 0.36352 | 0.20996 | 0.10017 | 0.042423 | 0.01536 | 0.0047785 | 0.0010376 | 0.00016995 | 2.0333e-05 | 0 | 0 | 0 | 0 | 0 | 0
F5_Industrial_Agriculture_Existing_Process_Natural Gas_Gas Boiler - Hot Water Reset_A_Achievable Economic UCT Potential | F5 | Industrial | Agriculture | Existing | Process | Natural Gas | Gas Boiler - Hot Water Reset | A | Incremental Summer Peak Savings (MW) | Achievable Economic UCT Potential | 0 | 0 | 0 | 0 | 0 | 0 | 0 | 0 | 0 | 0 | 0 | 0 | 0 | 0 | 0 | 0 | 0 | 0 | 0 | 0 | 0 | 0 | 0 | 0 | 0 | 0 | 0 | 0 | 0 | 0 | 0
F6_Industrial_Agriculture_Existing_Process_Natural Gas_Gas Boiler - Hot Water Reset_A_Achievable Economic UCT Potential | F6 | Industrial | Agriculture | Existing | Process | Natural Gas | Gas Boiler - Hot Water Reset | A | Incremental Winter Peak Savings (MW) | Achievable Economic UCT Potential | 0 | 0 | 0 | 0 | 0 | 0 | 0 | 0 | 0 | 0 | 0 | 0 | 0 | 0 | 0 | 0 | 0 | 0 | 0 | 0 | 0 | 0 | 0 | 0 | 0 | 0 | 0 | 0 | 0 | 0 | 0
F7_Industrial_Agriculture_Existing_Process_Natural Gas_Gas Boiler - Hot Water Reset_A_Achievable Economic UCT Potential | F7 | Industrial | Agriculture | Existing | Process | Natural Gas | Gas Boiler - Hot Water Reset | A | Cumulative Energy Savings (MWh or mTherms) | Achievable Economic UCT Potential | 0 | 0 | 0 | 0 | 0 | 0.35356 | 0.78679 | 1.3131 | 1.9238 | 2.62 | 3.4229 | 4.3009 | 5.1955 | 6.0242 | 6.7393 | 7.2863 | 7.6481 | 7.8563 | 7.9545 | 7.9958 | 8.0097 | 8.0136 | 8.0137 | 8.013 | 8.0121 | 8.0119 | 8.0117 | 8.0116 | 0 | 0 | 0
F8_Industrial_Agriculture_Existing_Process_Natural Gas_Gas Boiler - Hot Water Reset_A_Achievable Economic UCT Potential | F8 | Industrial | Agriculture | Existing | Process | Natural Gas | Gas Boiler - Hot Water Reset | A | Cumulative Summer Peak Savings (MW) | Achievable Economic UCT Potential | 0 | 0 | 0 | 0 | 0 | 0 | 0 | 0 | 0 | 0 | 0 | 0 | 0 | 0 | 0 | 0 | 0 | 0 | 0 | 0 | 0 | 0 | 0 | 0 | 0 | 0 | 0 | 0 | 0 | 0 | 0
F9_Industrial_Agriculture_Existing_Process_Natural Gas_Gas Boiler - Hot Water Reset_A_Achievable Economic UCT Potential | F9 | Industrial | Agriculture | Existing | Process | Natural Gas | Gas Boiler - Hot Water Reset | A | Cumulative Winter Peak Savings (MW) | Achievable Economic UCT Potential | 0 | 0 | 0 | 0 | 0 | 0 | 0 | 0 | 0 | 0 | 0 | 0 | 0 | 0 | 0 | 0 | 0 | 0 | 0 | 0 | 0 | 0 | 0 | 0 | 0 | 0 | 0 | 0 | 0 | 0 | 0
F10_Industrial_Agriculture_Existing_Process_Natural Gas_Gas Boiler - Hot Water Reset_A_Achievable Economic UCT Potential | F10 | Industrial | Agriculture | Existing | Process | Natural Gas | Gas Boiler - Hot Water Reset | A | Purchases (Incremental) | Achievable Economic UCT Potential | 0 | 0 | 0 | 0 | 0 | 125.0924 | 153.5093 | 186.7426 | 216.8959 | 247.6019 | 285.8003 | 312.6706 | 318.7665 | 295.629 | 255.0884 | 195.5157 | 129.4132 | 74.765 | 35.6768 | 15.1119 | 5.4725 | 1.7027 | 0.36976 | 0.060572 | 0.0072478 | 0 | 0 | 0 | 0 | 0 | 0
F11_Industrial_Agriculture_Existing_Process_Natural Gas_Gas Boiler - Hot Water Reset_A_Achievable Economic UCT Potential | F11 | Industrial | Agriculture | Existing | Process | Natural Gas | Gas Boiler - Hot Water Reset | A | Purchases (Cumulative) | Achievable Economic UCT Potential | 0 | 0 | 0 | 0 | 0 | 125.0924 | 278.6017 | 465.3443 | 682.2403 | 929.8421 | 1215.6424 | 1528.313 | 1847.0796 | 2142.7085 | 2397.7969 | 2593.3126 | 2722.7259 | 2797.4908 | 2833.1677 | 2848.2796 | 2853.7521 | 2855.4548 | 2855.8246 | 2855.8852 | 2855.8924 | 2855.8924 | 2855.8924 | 2855.8924 | 2855.8924 | 2855.8924 | 2855.8924
F1_Industrial_Agriculture_Existing_Space Heating_Natural Gas_Steam Trap Maintenance_A_Achievable Economic UCT Potential | F1 | Industrial | Agriculture | Existing | Space Heating | Natural Gas | Steam Trap Maintenance | A | Integrated Unit Energy Savings (kWh or therms) | Achievable Economic UCT Potential | 0 | 0 | 0 | 0 | 0 | 1.4803 | 1.4691 | 1.4575 | 1.4455 | 1.433 | 1.4202 | 1.4071 | 1.3937 | 1.3797 | 1.3645 | 1.3498 | 1.335 | 1.3205 | 1.3061 | 1.2924 | 1.2792 | 1.2657 | 1.2533 | 1.2425 | 1.2318 | 1.2223 | 1.2141 | 1.2066 | 1.2794 | 1.2742 | 1.2694
F2_Industrial_Agriculture_Existing_Space Heating_Natural Gas_Steam Trap Maintenance_A_Achievable Economic UCT Potential | F2 | Industrial | Agriculture | Existing | Space Heating | Natural Gas | Steam Trap Maintenance | A | Integrated Unit Summer Peak Savings (kW) | Achievable Economic UCT Potential | 0 | 0 | 0 | 0 | 0 | 0 | 0 | 0 | 0 | 0 | 0 | 0 | 0 | 0 | 0 | 0 | 0 | 0 | 0 | 0 | 0 | 0 | 0 | 0 | 0 | 0 | 0 | 0 | 0 | 0 | 0
F3_Industrial_Agriculture_Existing_Space Heating_Natural Gas_Steam Trap Maintenance_A_Achievable Economic UCT Potential | F3 | Industrial | Agriculture | Existing | Space Heating | Natural Gas | Steam Trap Maintenance | A | Integrated Unit Winter Peak Savings (kW) | Achievable Economic UCT Potential | 0 | 0 | 0 | 0 | 0 | 0 | 0 | 0 | 0 | 0 | 0 | 0 | 0 | 0 | 0 | 0 | 0 | 0 | 0 | 0 | 0 | 0 | 0 | 0 | 0 | 0 | 0 | 0 | 0 | 0 | 0
F4_Industrial_Agriculture_Existing_Space Heating_Natural Gas_Steam Trap Maintenance_A_Achievable Economic UCT Potential | F4 | Industrial | Agriculture | Existing | Space Heating | Natural Gas | Steam Trap Maintenance | A | Incremental Energy Savings (MWh or mTherms) | Achievable Economic UCT Potential | 0 | 0 | 0 | 0 | 0 | 0.012495 | 0.012393 | 0.012223 | 0.012129 | 0.012033 | 0.011775 | 0.011634 | 0.0115 | 0.011203 | 0.011123 | 0.010898 | 0.01078 | 0.010609 | 0.0104 | 0.010303 | 0.010156 | 0.010009 | 0.0098753 | 0.0097563 | 0.0096422 | 0 | 0 | 0 | 0 | 0 | 0
F5_Industrial_Agriculture_Existing_Space Heating_Natural Gas_Steam Trap Maintenance_A_Achievable Economic UCT Potential | F5 | Industrial | Agriculture | Existing | Space Heating | Natural Gas | Steam Trap Maintenance | A | Incremental Summer Peak Savings (MW) | Achievable Economic UCT Potential | 0 | 0 | 0 | 0 | 0 | 0 | 0 | 0 | 0 | 0 | 0 | 0 | 0 | 0 | 0 | 0 | 0 | 0 | 0 | 0 | 0 | 0 | 0 | 0 | 0 | 0 | 0 | 0 | 0 | 0 | 0
F6_Industrial_Agriculture_Existing_Space Heating_Natural Gas_Steam Trap Maintenance_A_Achievable Economic UCT Potential | F6 | Industrial | Agriculture | Existing | Space Heating | Natural Gas | Steam Trap Maintenance | A | Incremental Winter Peak Savings (MW) | Achievable Economic UCT Potential | 0 | 0 | 0 | 0 | 0 | 0 | 0 | 0 | 0 | 0 | 0 | 0 | 0 | 0 | 0 | 0 | 0 | 0 | 0 | 0 | 0 | 0 | 0 | 0 | 0 | 0 | 0 | 0 | 0 | 0 | 0
F7_Industrial_Agriculture_Existing_Space Heating_Natural Gas_Steam Trap Maintenance_A_Achievable Economic UCT Potential | F7 | Industrial | Agriculture | Existing | Space Heating | Natural Gas | Steam Trap Maintenance | A | Cumulative Energy Savings (MWh or mTherms) | Achievable Economic UCT Potential | 0 | 0 | 0 | 0 | 0 | 0.012495 | 0.024793 | 0.036821 | 0.048645 | 0.060257 | 0.071494 | 0.08247 | 0.093183 | 0.10345 | 0.11344 | 0.12311 | 0.13254 | 0.14171 | 0.15057 | 0.15929 | 0.16782 | 0.17605 | 0.18421 | 0.19237 | 0.20036 | 0.19881 | 0.19749 | 0.19626 | 0 | 0 | 0
F8_Industrial_Agriculture_Existing_Space Heating_Natural Gas_Steam Trap Maintenance_A_Achievable Economic UCT Potential | F8 | Industrial | Agriculture | Existing | Space Heating | Natural Gas | Steam Trap Maintenance | A | Cumulative Summer Peak Savings (MW) | Achievable Economic UCT Potential | 0 | 0 | 0 | 0 | 0 | 0 | 0 | 0 | 0 | 0 | 0 | 0 | 0 | 0 | 0 | 0 | 0 | 0 | 0 | 0 | 0 | 0 | 0 | 0 | 0 | 0 | 0 | 0 | 0 | 0 | 0
F9_Industrial_Agriculture_Existing_Space Heating_Natural Gas_Steam Trap Maintenance_A_Achievable Economic UCT Potential | F9 | Industrial | Agriculture | Existing | Space Heating | Natural Gas | Steam Trap Maintenance | A | Cumulative Winter Peak Savings (MW) | Achievable Economic UCT Potential | 0 | 0 | 0 | 0 | 0 | 0 | 0 | 0 | 0 | 0 | 0 | 0 | 0 | 0 | 0 | 0 | 0 | 0 | 0 | 0 | 0 | 0 | 0 | 0 | 0 | 0 | 0 | 0 | 0 | 0 | 0
F10_Industrial_Agriculture_Existing_Space Heating_Natural Gas_Steam Trap Maintenance_A_Achievable Economic UCT Potential | F10 | Industrial | Agriculture | Existing | Space Heating | Natural Gas | Steam Trap Maintenance | A | Purchases (Incremental) | Achievable Economic UCT Potential | 0 | 0 | 0 | 0 | 0 | 8.4404 | 8.4358 | 8.3861 | 8.3906 | 8.3975 | 8.2909 | 8.2682 | 8.2515 | 8.1204 | 8.1514 | 8.0737 | 8.0747 | 8.0341 | 7.9624 | 7.9719 | 7.9389 | 7.908 | 7.8792 | 7.8524 | 7.8277 | 0 | 0 | 0 | 0 | 0 | 0
F11_Industrial_Agriculture_Existing_Space Heating_Natural Gas_Steam Trap Maintenance_A_Achievable Economic UCT Potential | F11 | Industrial | Agriculture | Existing | Space Heating | Natural Gas | Steam Trap Maintenance | A | Purchases (Cumulative) | Achievable Economic UCT Potential | 0 | 0 | 0 | 0 | 0 | 8.4404 | 16.8763 | 25.2623 | 33.6529 | 42.0505 | 50.3414 | 58.6096 | 66.8611 | 74.9815 | 83.1329 | 91.2066 | 99.2813 | 107.3155 | 115.2779 | 123.2498 | 131.1887 | 139.0967 | 146.9759 | 154.8283 | 162.656 | 162.656 | 162.656 | 162.656 | 162.656 | 162.656 | 162.656
F1_Industrial_Agriculture_Existing_Process_Natural Gas_Steam Trap Maintenance_A_Achievable Economic UCT Potential | F1 | Industrial | Agriculture | Existing | Process | Natural Gas | Steam Trap Maintenance | A | Integrated Unit Energy Savings (kWh or therms) | Achievable Economic UCT Potential | 0 | 0 | 0 | 0 | 0 | 1.9972 | 1.9957 | 1.9943 | 1.993 | 1.9917 | 1.9904 | 1.9894 | 1.9887 | 1.9879 | 1.9874 | 1.9869 | 1.9866 | 1.9863 | 1.986 | 1.9859 | 1.9857 | 1.9856 | 1.9855 | 1.9855 | 1.9854 | 1.9854 | 1.9854 | 1.9853 | 1.9988 | 1.9988 | 1.9988
F2_Industrial_Agriculture_Existing_Process_Natural Gas_Steam Trap Maintenance_A_Achievable Economic UCT Potential | F2 | Industrial | Agriculture | Existing | Process | Natural Gas | Steam Trap Maintenance | A | Integrated Unit Summer Peak Savings (kW) | Achievable Economic UCT Potential | 0 | 0 | 0 | 0 | 0 | 0 | 0 | 0 | 0 | 0 | 0 | 0 | 0 | 0 | 0 | 0 | 0 | 0 | 0 | 0 | 0 | 0 | 0 | 0 | 0 | 0 | 0 | 0 | 0 | 0 | 0
F3_Industrial_Agriculture_Existing_Process_Natural Gas_Steam Trap Maintenance_A_Achievable Economic UCT Potential | F3 | Industrial | Agriculture | Existing | Process | Natural Gas | Steam Trap Maintenance | A | Integrated Unit Winter Peak Savings (kW) | Achievable Economic UCT Potential | 0 | 0 | 0 | 0 | 0 | 0 | 0 | 0 | 0 | 0 | 0 | 0 | 0 | 0 | 0 | 0 | 0 | 0 | 0 | 0 | 0 | 0 | 0 | 0 | 0 | 0 | 0 | 0 | 0 | 0 | 0
F4_Industrial_Agriculture_Existing_Process_Natural Gas_Steam Trap Maintenance_A_Achievable Economic UCT Potential | F4 | Industrial | Agriculture | Existing | Process | Natural Gas | Steam Trap Maintenance | A | Incremental Energy Savings (MWh or mTherms) | Achievable Economic UCT Potential | 0 | 0 | 0 | 0 | 0 | 0.13944 | 0.13926 | 0.13834 | 0.13833 | 0.13835 | 0.13651 | 0.13607 | 0.13574 | 0.13353 | 0.13401 | 0.1327 | 0.13269 | 0.13201 | 0.13081 | 0.13095 | 0.1304 | 0.12989 | 0.12941 | 0.12897 | 0.12856 | 0 | 0 | 0 | 0 | 0 | 0
F5_Industrial_Agriculture_Existing_Process_Natural Gas_Steam Trap Maintenance_A_Achievable Economic UCT Potential | F5 | Industrial | Agriculture | Existing | Process | Natural Gas | Steam Trap Maintenance | A | Incremental Summer Peak Savings (MW) | Achievable Economic UCT Potential | 0 | 0 | 0 | 0 | 0 | 0 | 0 | 0 | 0 | 0 | 0 | 0 | 0 | 0 | 0 | 0 | 0 | 0 | 0 | 0 | 0 | 0 | 0 | 0 | 0 | 0 | 0 | 0 | 0 | 0 | 0
F6_Industrial_Agriculture_Existing_Process_Natural Gas_Steam Trap Maintenance_A_Achievable Economic UCT Potential | F6 | Industrial | Agriculture | Existing | Process | Natural Gas | Steam Trap Maintenance | A | Incremental Winter Peak Savings (MW) | Achievable Economic UCT Potential | 0 | 0 | 0 | 0 | 0 | 0 | 0 | 0 | 0 | 0 | 0 | 0 | 0 | 0 | 0 | 0 | 0 | 0 | 0 | 0 | 0 | 0 | 0 | 0 | 0 | 0 | 0 | 0 | 0 | 0 | 0
F7_Industrial_Agriculture_Existing_Process_Natural Gas_Steam Trap Maintenance_A_Achievable Economic UCT Potential | F7 | Industrial | Agriculture | Existing | Process | Natural Gas | Steam Trap Maintenance | A | Cumulative Energy Savings (MWh or mTherms) | Achievable Economic UCT Potential | 0 | 0 | 0 | 0 | 0 | 0.13944 | 0.2786 | 0.41675 | 0.55479 | 0.69278 | 0.82885 | 0.96452 | 1.0999 | 1.233 | 1.3667 | 1.4991 | 1.6315 | 1.7633 | 1.8938 | 2.0246 | 2.1548 | 2.2846 | 2.414 | 2.5429 | 2.6714 | 2.6713 | 2.6713 | 2.6712 | 0 | 0 | 0
F8_Industrial_Agriculture_Existing_Process_Natural Gas_Steam Trap Maintenance_A_Achievable Economic UCT Potential | F8 | Industrial | Agriculture | Existing | Process | Natural Gas | Steam Trap Maintenance | A | Cumulative Summer Peak Savings (MW) | Achievable Economic UCT Potential | 0 | 0 | 0 | 0 | 0 | 0 | 0 | 0 | 0 | 0 | 0 | 0 | 0 | 0 | 0 | 0 | 0 | 0 | 0 | 0 | 0 | 0 | 0 | 0 | 0 | 0 | 0 | 0 | 0 | 0 | 0
F9_Industrial_Agriculture_Existing_Process_Natural Gas_Steam Trap Maintenance_A_Achievable Economic UCT Potential | F9 | Industrial | Agriculture | Existing | Process | Natural Gas | Steam Trap Maintenance | A | Cumulative Winter Peak Savings (MW) | Achievable Economic UCT Potential | 0 | 0 | 0 | 0 | 0 | 0 | 0 | 0 | 0 | 0 | 0 | 0 | 0 | 0 | 0 | 0 | 0 | 0 | 0 | 0 | 0 | 0 | 0 | 0 | 0 | 0 | 0 | 0 | 0 | 0 | 0
F10_Industrial_Agriculture_Existing_Process_Natural Gas_Steam Trap Maintenance_A_Achievable Economic UCT Potential | F10 | Industrial | Agriculture | Existing | Process | Natural Gas | Steam Trap Maintenance | A | Purchases (Incremental) | Achievable Economic UCT Potential | 0 | 0 | 0 | 0 | 0 | 69.819 | 69.7807 | 69.3692 | 69.4067 | 69.4641 | 68.582 | 68.3946 | 68.2557 | 67.1718 | 67.4283 | 66.7853 | 66.7939 | 66.4578 | 65.865 | 65.943 | 65.6703 | 65.4149 | 65.1765 | 64.955 | 64.7502 | 0 | 0 | 0 | 0 | 0 | 0
F11_Industrial_Agriculture_Existing_Process_Natural Gas_Steam Trap Maintenance_A_Achievable Economic UCT Potential | F11 | Industrial | Agriculture | Existing | Process | Natural Gas | Steam Trap Maintenance | A | Purchases (Cumulative) | Achievable Economic UCT Potential | 0 | 0 | 0 | 0 | 0 | 69.819 | 139.5998 | 208.969 | 278.3757 | 347.8398 | 416.4217 | 484.8163 | 553.072 | 620.2438 | 687.6721 | 754.4573 | 821.2513 | 887.709 | 953.574 | 1019.5169 | 1085.1872 | 1150.6021 | 1215.7786 | 1280.7336 | 1345.4838 | 1345.4838 | 1345.4838 | 1345.4838 | 1345.4838 | 1345.4838 | 1345.4838
F1_Industrial_Agriculture_Existing_Space Heating_Natural Gas_Gas Boiler - High Turndown_A_Achievable Economic UCT Potential | F1 | Industrial | Agriculture | Existing | Space Heating | Natural Gas | Gas Boiler - High Turndown | A | Integrated Unit Energy Savings (kWh or therms) | Achievable Economic UCT Potential | 0 | 0 | 0 | 0 | 0 | 1.5676 | 1.5501 | 1.5303 | 1.5078 | 1.4826 | 1.4547 | 1.4257 | 1.3957 | 1.3641 | 1.3338 | 1.3038 | 1.2762 | 1.2499 | 1.2249 | 1.2038 | 1.184 | 1.1655 | 1.1495 | 1.1361 | 1.1235 | 1.1141 | 1.1062 | 1.099 | 1.3581 | 1.3525 | 1.3474
F2_Industrial_Agriculture_Existing_Space Heating_Natural Gas_Gas Boiler - High Turndown_A_Achievable Economic UCT Potential | F2 | Industrial | Agriculture | Existing | Space Heating | Natural Gas | Gas Boiler - High Turndown | A | Integrated Unit Summer Peak Savings (kW) | Achievable Economic UCT Potential | 0 | 0 | 0 | 0 | 0 | 0 | 0 | 0 | 0 | 0 | 0 | 0 | 0 | 0 | 0 | 0 | 0 | 0 | 0 | 0 | 0 | 0 | 0 | 0 | 0 | 0 | 0 | 0 | 0 | 0 | 0
F3_Industrial_Agriculture_Existing_Space Heating_Natural Gas_Gas Boiler - High Turndown_A_Achievable Economic UCT Potential | F3 | Industrial | Agriculture | Existing | Space Heating | Natural Gas | Gas Boiler - High Turndown | A | Integrated Unit Winter Peak Savings (kW) | Achievable Economic UCT Potential | 0 | 0 | 0 | 0 | 0 | 0 | 0 | 0 | 0 | 0 | 0 | 0 | 0 | 0 | 0 | 0 | 0 | 0 | 0 | 0 | 0 | 0 | 0 | 0 | 0 | 0 | 0 | 0 | 0 | 0 | 0
F4_Industrial_Agriculture_Existing_Space Heating_Natural Gas_Gas Boiler - High Turndown_A_Achievable Economic UCT Potential | F4 | Industrial | Agriculture | Existing | Space Heating | Natural Gas | Gas Boiler - High Turndown | A | Incremental Energy Savings (MWh or mTherms) | Achievable Economic UCT Potential | 0 | 0 | 0 | 0 | 0 | 0.03618 | 0.035756 | 0.03509 | 0.034593 | 0.034043 | 0.029681 | 0.023207 | 0.018138 | 0.013957 | 0.01096 | 0.0084883 | 0.0066481 | 0.0051824 | 0.0040268 | 0.0031697 | 0.0024838 | 1.6612e-05 | 5.8299e-06 | 1.9577e-06 | 6.2931e-07 | 5.2888e-07 | 5.2374e-07 | 5.1905e-07 | 6.4003e-07 | 6.3616e-07 | 6.3269e-07
F5_Industrial_Agriculture_Existing_Space Heating_Natural Gas_Gas Boiler - High Turndown_A_Achievable Economic UCT Potential | F5 | Industrial | Agriculture | Existing | Space Heating | Natural Gas | Gas Boiler - High Turndown | A | Incremental Summer Peak Savings (MW) | Achievable Economic UCT Potential | 0 | 0 | 0 | 0 | 0 | 0 | 0 | 0 | 0 | 0 | 0 | 0 | 0 | 0 | 0 | 0 | 0 | 0 | 0 | 0 | 0 | 0 | 0 | 0 | 0 | 0 | 0 | 0 | 0 | 0 | 0
F6_Industrial_Agriculture_Existing_Space Heating_Natural Gas_Gas Boiler - High Turndown_A_Achievable Economic UCT Potential | F6 | Industrial | Agriculture | Existing | Space Heating | Natural Gas | Gas Boiler - High Turndown | A | Incremental Winter Peak Savings (MW) | Achievable Economic UCT Potential | 0 | 0 | 0 | 0 | 0 | 0 | 0 | 0 | 0 | 0 | 0 | 0 | 0 | 0 | 0 | 0 | 0 | 0 | 0 | 0 | 0 | 0 | 0 | 0 | 0 | 0 | 0 | 0 | 0 | 0 | 0
F7_Industrial_Agriculture_Existing_Space Heating_Natural Gas_Gas Boiler - High Turndown_A_Achievable Economic UCT Potential | F7 | Industrial | Agriculture | Existing | Space Heating | Natural Gas | Gas Boiler - High Turndown | A | Cumulative Energy Savings (MWh or mTherms) | Achievable Economic UCT Potential | 0 | 0 | 0 | 0 | 0 | 0.03618 | 0.071532 | 0.10571 | 0.13874 | 0.17047 | 0.19695 | 0.21622 | 0.22981 | 0.23857 | 0.24424 | 0.24722 | 0.24864 | 0.24869 | 0.24775 | 0.24665 | 0.24508 | 0.24127 | 0.23796 | 0.23519 | 0.23259 | 0.23063 | 0.229 | 0.2275 | 0 | 0 | 0
F8_Industrial_Agriculture_Existing_Space Heating_Natural Gas_Gas Boiler - High Turndown_A_Achievable Economic UCT Potential | F8 | Industrial | Agriculture | Existing | Space Heating | Natural Gas | Gas Boiler - High Turndown | A | Cumulative Summer Peak Savings (MW) | Achievable Economic UCT Potential | 0 | 0 | 0 | 0 | 0 | 0 | 0 | 0 | 0 | 0 | 0 | 0 | 0 | 0 | 0 | 0 | 0 | 0 | 0 | 0 | 0 | 0 | 0 | 0 | 0 | 0 | 0 | 0 | 0 | 0 | 0
F9_Industrial_Agriculture_Existing_Space Heating_Natural Gas_Gas Boiler - High Turndown_A_Achievable Economic UCT Potential | F9 | Industrial | Agriculture | Existing | Space Heating | Natural Gas | Gas Boiler - High Turndown | A | Cumulative Winter Peak Savings (MW) | Achievable Economic UCT Potential | 0 | 0 | 0 | 0 | 0 | 0 | 0 | 0 | 0 | 0 | 0 | 0 | 0 | 0 | 0 | 0 | 0 | 0 | 0 | 0 | 0 | 0 | 0 | 0 | 0 | 0 | 0 | 0 | 0 | 0 | 0
F10_Industrial_Agriculture_Existing_Space Heating_Natural Gas_Gas Boiler - High Turndown_A_Achievable Economic UCT Potential | F10 | Industrial | Agriculture | Existing | Space Heating | Natural Gas | Gas Boiler - High Turndown | A | Purchases (Incremental) | Achievable Economic UCT Potential | 0 | 0 | 0 | 0 | 0 | 23.0793 | 23.0666 | 22.9306 | 22.943 | 22.9619 | 20.4033 | 16.278 | 12.996 | 10.2317 | 8.2166 | 6.5106 | 5.2092 | 4.1464 | 3.2875 | 2.6331 | 2.0978 | 0.014253 | 0.0050717 | 0.0017231 | 0.00056012 | 0.00047471 | 0.00047345 | 0.0004723 | 0.00047127 | 0.00047036 | 0.00046956
F11_Industrial_Agriculture_Existing_Space Heating_Natural Gas_Gas Boiler - High Turndown_A_Achievable Economic UCT Potential | F11 | Industrial | Agriculture | Existing | Space Heating | Natural Gas | Gas Boiler - High Turndown | A | Purchases (Cumulative) | Achievable Economic UCT Potential | 0 | 0 | 0 | 0 | 0 | 23.0793 | 46.1459 | 69.0764 | 92.0194 | 114.9813 | 135.3846 | 151.6627 | 164.6587 | 174.8904 | 183.107 | 189.6176 | 194.8267 | 198.9731 | 202.2606 | 204.8937 | 206.9915 | 207.0057 | 207.0108 | 207.0125 | 207.0131 | 207.0135 | 207.014 | 207.0145 | 207.015 | 207.0154 | 207.0159
F1_Industrial_Agriculture_Existing_Process_Natural Gas_Gas Boiler - High Turndown_A_Achievable Economic UCT Potential | F1 | Industrial | Agriculture | Existing | Process | Natural Gas | Gas Boiler - High Turndown | A | Integrated Unit Energy Savings (kWh or therms) | Achievable Economic UCT Potential | 0 | 0 | 0 | 0 | 0 | 2.1147 | 2.1078 | 2.1009 | 2.094 | 2.087 | 2.0798 | 2.0732 | 2.0669 | 2.0602 | 2.055 | 2.0493 | 2.0446 | 2.0398 | 2.0349 | 2.031 | 2.0267 | 2.0227 | 2.0186 | 2.0146 | 2.0106 | 2.0103 | 2.01 | 2.0098 | 2.1216 | 2.1216 | 2.1216
F2_Industrial_Agriculture_Existing_Process_Natural Gas_Gas Boiler - High Turndown_A_Achievable Economic UCT Potential | F2 | Industrial | Agriculture | Existing | Process | Natural Gas | Gas Boiler - High Turndown | A | Integrated Unit Summer Peak Savings (kW) | Achievable Economic UCT Potential | 0 | 0 | 0 | 0 | 0 | 0 | 0 | 0 | 0 | 0 | 0 | 0 | 0 | 0 | 0 | 0 | 0 | 0 | 0 | 0 | 0 | 0 | 0 | 0 | 0 | 0 | 0 | 0 | 0 | 0 | 0
F3_Industrial_Agriculture_Existing_Process_Natural Gas_Gas Boiler - High Turndown_A_Achievable Economic UCT Potential | F3 | Industrial | Agriculture | Existing | Process | Natural Gas | Gas Boiler - High Turndown | A | Integrated Unit Winter Peak Savings (kW) | Achievable Economic UCT Potential | 0 | 0 | 0 | 0 | 0 | 0 | 0 | 0 | 0 | 0 | 0 | 0 | 0 | 0 | 0 | 0 | 0 | 0 | 0 | 0 | 0 | 0 | 0 | 0 | 0 | 0 | 0 | 0 | 0 | 0 | 0
F4_Industrial_Agriculture_Existing_Process_Natural Gas_Gas Boiler - High Turndown_A_Achievable Economic UCT Potential | F4 | Industrial | Agriculture | Existing | Process | Natural Gas | Gas Boiler - High Turndown | A | Incremental Energy Savings (MWh or mTherms) | Achievable Economic UCT Potential | 0 | 0 | 0 | 0 | 0 | 0.40372 | 0.40219 | 0.3985 | 0.3974 | 0.39641 | 0.35101 | 0.27915 | 0.2222 | 0.17437 | 0.13967 | 0.11036 | 0.088101 | 0.069963 | 0.055338 | 0.044238 | 0.035169 | 0.00023847 | 8.4688e-05 | 2.8716e-05 | 9.3158e-06 | 7.8941e-06 | 7.872e-06 | 7.8518e-06 | 8.2709e-06 | 8.2549e-06 | 8.2408e-06
F5_Industrial_Agriculture_Existing_Process_Natural Gas_Gas Boiler - High Turndown_A_Achievable Economic UCT Potential | F5 | Industrial | Agriculture | Existing | Process | Natural Gas | Gas Boiler - High Turndown | A | Incremental Summer Peak Savings (MW) | Achievable Economic UCT Potential | 0 | 0 | 0 | 0 | 0 | 0 | 0 | 0 | 0 | 0 | 0 | 0 | 0 | 0 | 0 | 0 | 0 | 0 | 0 | 0 | 0 | 0 | 0 | 0 | 0 | 0 | 0 | 0 | 0 | 0 | 0
F6_Industrial_Agriculture_Existing_Process_Natural Gas_Gas Boiler - High Turndown_A_Achievable Economic UCT Potential | F6 | Industrial | Agriculture | Existing | Process | Natural Gas | Gas Boiler - High Turndown | A | Incremental Winter Peak Savings (MW) | Achievable Economic UCT Potential | 0 | 0 | 0 | 0 | 0 | 0 | 0 | 0 | 0 | 0 | 0 | 0 | 0 | 0 | 0 | 0 | 0 | 0 | 0 | 0 | 0 | 0 | 0 | 0 | 0 | 0 | 0 | 0 | 0 | 0 | 0
F7_Industrial_Agriculture_Existing_Process_Natural Gas_Gas Boiler - High Turndown_A_Achievable Economic UCT Potential | F7 | Industrial | Agriculture | Existing | Process | Natural Gas | Gas Boiler - High Turndown | A | Cumulative Energy Savings (MWh or mTherms) | Achievable Economic UCT Potential | 0 | 0 | 0 | 0 | 0 | 0.40372 | 0.80459 | 1.2004 | 1.5939 | 1.985 | 2.3291 | 2.6009 | 2.8152 | 2.9805 | 3.1126 | 3.2143 | 3.2951 | 3.3573 | 3.4046 | 3.4423 | 3.4702 | 3.4635 | 3.4567 | 3.4498 | 3.443 | 3.4425 | 3.442 | 3.4415 | 0 | 0 | 0
F8_Industrial_Agriculture_Existing_Process_Natural Gas_Gas Boiler - High Turndown_A_Achievable Economic UCT Potential | F8 | Industrial | Agriculture | Existing | Process | Natural Gas | Gas Boiler - High Turndown | A | Cumulative Summer Peak Savings (MW) | Achievable Economic UCT Potential | 0 | 0 | 0 | 0 | 0 | 0 | 0 | 0 | 0 | 0 | 0 | 0 | 0 | 0 | 0 | 0 | 0 | 0 | 0 | 0 | 0 | 0 | 0 | 0 | 0 | 0 | 0 | 0 | 0 | 0 | 0
F9_Industrial_Agriculture_Existing_Process_Natural Gas_Gas Boiler - High Turndown_A_Achievable Economic UCT Potential | F9 | Industrial | Agriculture | Existing | Process | Natural Gas | Gas Boiler - High Turndown | A | Cumulative Winter Peak Savings (MW) | Achievable Economic UCT Potential | 0 | 0 | 0 | 0 | 0 | 0 | 0 | 0 | 0 | 0 | 0 | 0 | 0 | 0 | 0 | 0 | 0 | 0 | 0 | 0 | 0 | 0 | 0 | 0 | 0 | 0 | 0 | 0 | 0 | 0 | 0
F10_Industrial_Agriculture_Existing_Process_Natural Gas_Gas Boiler - High Turndown_A_Achievable Economic UCT Potential | F10 | Industrial | Agriculture | Existing | Process | Natural Gas | Gas Boiler - High Turndown | A | Purchases (Incremental) | Achievable Economic UCT Potential | 0 | 0 | 0 | 0 | 0 | 190.9107 | 190.806 | 189.6807 | 189.7833 | 189.9402 | 168.7753 | 134.6513 | 107.5023 | 84.6362 | 67.9675 | 53.8554 | 43.0899 | 34.2985 | 27.194 | 21.781 | 17.3527 | 0.1179 | 0.041953 | 0.014254 | 0.0046333 | 0.0039268 | 0.0039164 | 0.0039069 | 0.0038983 | 0.0038908 | 0.0038842
F11_Industrial_Agriculture_Existing_Process_Natural Gas_Gas Boiler - High Turndown_A_Achievable Economic UCT Potential | F11 | Industrial | Agriculture | Existing | Process | Natural Gas | Gas Boiler - High Turndown | A | Purchases (Cumulative) | Achievable Economic UCT Potential | 0 | 0 | 0 | 0 | 0 | 190.9107 | 381.7167 | 571.3974 | 761.1806 | 951.1208 | 1119.8961 | 1254.5474 | 1362.0497 | 1446.6859 | 1514.6534 | 1568.5088 | 1611.5987 | 1645.8972 | 1673.0912 | 1694.8722 | 1712.2249 | 1712.3428 | 1712.3848 | 1712.399 | 1712.4036 | 1712.4076 | 1712.4115 | 1712.4154 | 1712.4193 | 1712.4232 | 1712.4271
F1_Industrial_Agriculture_Existing_Space Heating_Natural Gas_Gas Boiler - Burner Control Optimization_A_Achievable Economic UCT Potential | F1 | Industrial | Agriculture | Existing | Space Heating | Natural Gas | Gas Boiler - Burner Control Optimization | A | Integrated Unit Energy Savings (kWh or therms) | Achievable Economic UCT Potential | 0 | 0 | 0 | 0 | 0 | 0.4546 | 0.4495 | 0.44372 | 0.43718 | 0.42986 | 0.42176 | 0.41332 | 0.40462 | 0.39546 | 0.38668 | 0.37796 | 0.36997 | 0.36233 | 0.35508 | 0.34896 | 0.34323 | 0.33787 | 0.33322 | 0.32934 | 0.32569 | 0.32296 | 0.32068 | 0.31857 | 0.39384 | 0.39223 | 0.39075
F2_Industrial_Agriculture_Existing_Space Heating_Natural Gas_Gas Boiler - Burner Control Optimization_A_Achievable Economic UCT Potential | F2 | Industrial | Agriculture | Existing | Space Heating | Natural Gas | Gas Boiler - Burner Control Optimization | A | Integrated Unit Summer Peak Savings (kW) | Achievable Economic UCT Potential | 0 | 0 | 0 | 0 | 0 | 0 | 0 | 0 | 0 | 0 | 0 | 0 | 0 | 0 | 0 | 0 | 0 | 0 | 0 | 0 | 0 | 0 | 0 | 0 | 0 | 0 | 0 | 0 | 0 | 0 | 0
F3_Industrial_Agriculture_Existing_Space Heating_Natural Gas_Gas Boiler - Burner Control Optimization_A_Achievable Economic UCT Potential | F3 | Industrial | Agriculture | Existing | Space Heating | Natural Gas | Gas Boiler - Burner Control Optimization | A | Integrated Unit Winter Peak Savings (kW) | Achievable Economic UCT Potential | 0 | 0 | 0 | 0 | 0 | 0 | 0 | 0 | 0 | 0 | 0 | 0 | 0 | 0 | 0 | 0 | 0 | 0 | 0 | 0 | 0 | 0 | 0 | 0 | 0 | 0 | 0 | 0 | 0 | 0 | 0
F4_Industrial_Agriculture_Existing_Space Heating_Natural Gas_Gas Boiler - Burner Control Optimization_A_Achievable Economic UCT Potential | F4 | Industrial | Agriculture | Existing | Space Heating | Natural Gas | Gas Boiler - Burner Control Optimization | A | Incremental Energy Savings (MWh or mTherms) | Achievable Economic UCT Potential | 0 | 0 | 0 | 0 | 0 | 0.0028302 | 0.0043965 | 0.0086289 | 0.014886 | 0.022787 | 0.030903 | 0.038439 | 0.043812 | 0.045381 | 0.044544 | 0.040248 | 0.034478 | 0.027667 | 0.0209 | 0.015153 | 0.01039 | 0.0067917 | 0.004247 | 0.0025463 | 0.0016996 | 0 | 0 | 0 | 0 | 0 | 0
F5_Industrial_Agriculture_Existing_Space Heating_Natural Gas_Gas Boiler - Burner Control Optimization_A_Achievable Economic UCT Potential | F5 | Industrial | Agriculture | Existing | Space Heating | Natural Gas | Gas Boiler - Burner Control Optimization | A | Incremental Summer Peak Savings (MW) | Achievable Economic UCT Potential | 0 | 0 | 0 | 0 | 0 | 0 | 0 | 0 | 0 | 0 | 0 | 0 | 0 | 0 | 0 | 0 | 0 | 0 | 0 | 0 | 0 | 0 | 0 | 0 | 0 | 0 | 0 | 0 | 0 | 0 | 0
F6_Industrial_Agriculture_Existing_Space Heating_Natural Gas_Gas Boiler - Burner Control Optimization_A_Achievable Economic UCT Potential | F6 | Industrial | Agriculture | Existing | Space Heating | Natural Gas | Gas Boiler - Burner Control Optimization | A | Incremental Winter Peak Savings (MW) | Achievable Economic UCT Potential | 0 | 0 | 0 | 0 | 0 | 0 | 0 | 0 | 0 | 0 | 0 | 0 | 0 | 0 | 0 | 0 | 0 | 0 | 0 | 0 | 0 | 0 | 0 | 0 | 0 | 0 | 0 | 0 | 0 | 0 | 0
F7_Industrial_Agriculture_Existing_Space Heating_Natural Gas_Gas Boiler - Burner Control Optimization_A_Achievable Economic UCT Potential | F7 | Industrial | Agriculture | Existing | Space Heating | Natural Gas | Gas Boiler - Burner Control Optimization | A | Cumulative Energy Savings (MWh or mTherms) | Achievable Economic UCT Potential | 0 | 0 | 0 | 0 | 0 | 0.0028302 | 0.0071949 | 0.015731 | 0.030385 | 0.052663 | 0.082575 | 0.11936 | 0.16066 | 0.2024 | 0.24245 | 0.27723 | 0.30585 | 0.3272 | 0.34156 | 0.35083 | 0.35545 | 0.35669 | 0.35603 | 0.35443 | 0.35221 | 0.34925 | 0.34678 | 0.34451 | 0 | 0 | 0
F8_Industrial_Agriculture_Existing_Space Heating_Natural Gas_Gas Boiler - Burner Control Optimization_A_Achievable Economic UCT Potential | F8 | Industrial | Agriculture | Existing | Space Heating | Natural Gas | Gas Boiler - Burner Control Optimization | A | Cumulative Summer Peak Savings (MW) | Achievable Economic UCT Potential | 0 | 0 | 0 | 0 | 0 | 0 | 0 | 0 | 0 | 0 | 0 | 0 | 0 | 0 | 0 | 0 | 0 | 0 | 0 | 0 | 0 | 0 | 0 | 0 | 0 | 0 | 0 | 0 | 0 | 0 | 0
F9_Industrial_Agriculture_Existing_Space Heating_Natural Gas_Gas Boiler - Burner Control Optimization_A_Achievable Economic UCT Potential | F9 | Industrial | Agriculture | Existing | Space Heating | Natural Gas | Gas Boiler - Burner Control Optimization | A | Cumulative Winter Peak Savings (MW) | Achievable Economic UCT Potential | 0 | 0 | 0 | 0 | 0 | 0 | 0 | 0 | 0 | 0 | 0 | 0 | 0 | 0 | 0 | 0 | 0 | 0 | 0 | 0 | 0 | 0 | 0 | 0 | 0 | 0 | 0 | 0 | 0 | 0 | 0
F10_Industrial_Agriculture_Existing_Space Heating_Natural Gas_Gas Boiler - Burner Control Optimization_A_Achievable Economic UCT Potential | F10 | Industrial | Agriculture | Existing | Space Heating | Natural Gas | Gas Boiler - Burner Control Optimization | A | Purchases (Incremental) | Achievable Economic UCT Potential | 0 | 0 | 0 | 0 | 0 | 6.2257 | 9.7809 | 19.4464 | 34.0497 | 53.0099 | 73.2715 | 92.9998 | 108.2794 | 114.7569 | 115.1951 | 106.4901 | 93.1909 | 76.3592 | 58.8607 | 43.4224 | 30.27 | 20.1015 | 12.7453 | 7.7316 | 5.2184 | 0 | 0 | 0 | 0 | 0 | 0
F11_Industrial_Agriculture_Existing_Space Heating_Natural Gas_Gas Boiler - Burner Control Optimization_A_Achievable Economic UCT Potential | F11 | Industrial | Agriculture | Existing | Space Heating | Natural Gas | Gas Boiler - Burner Control Optimization | A | Purchases (Cumulative) | Achievable Economic UCT Potential | 0 | 0 | 0 | 0 | 0 | 6.2257 | 16.0066 | 35.4531 | 69.5027 | 122.5127 | 195.7841 | 288.7839 | 397.0633 | 511.8202 | 627.0153 | 733.5054 | 826.6963 | 903.0555 | 961.9162 | 1005.3386 | 1035.6086 | 1055.7102 | 1068.4554 | 1076.1871 | 1081.4055 | 1081.4055 | 1081.4055 | 1081.4055 | 1081.4055 | 1081.4055 | 1081.4055
F1_Industrial_Agriculture_Existing_Process_Natural Gas_Gas Boiler - Burner Control Optimization_A_Achievable Economic UCT Potential | F1 | Industrial | Agriculture | Existing | Process | Natural Gas | Gas Boiler - Burner Control Optimization | A | Integrated Unit Energy Savings (kWh or therms) | Achievable Economic UCT Potential | 0 | 0 | 0 | 0 | 0 | 0.61313 | 0.61099 | 0.60884 | 0.60671 | 0.60456 | 0.60232 | 0.6003 | 0.59841 | 0.59639 | 0.59484 | 0.59314 | 0.59175 | 0.59034 | 0.58889 | 0.58774 | 0.58648 | 0.58531 | 0.58413 | 0.58297 | 0.58181 | 0.58171 | 0.58162 | 0.58154 | 0.61528 | 0.61528 | 0.61528
F2_Industrial_Agriculture_Existing_Process_Natural Gas_Gas Boiler - Burner Control Optimization_A_Achievable Economic UCT Potential | F2 | Industrial | Agriculture | Existing | Process | Natural Gas | Gas Boiler - Burner Control Optimization | A | Integrated Unit Summer Peak Savings (kW) | Achievable Economic UCT Potential | 0 | 0 | 0 | 0 | 0 | 0 | 0 | 0 | 0 | 0 | 0 | 0 | 0 | 0 | 0 | 0 | 0 | 0 | 0 | 0 | 0 | 0 | 0 | 0 | 0 | 0 | 0 | 0 | 0 | 0 | 0
F3_Industrial_Agriculture_Existing_Process_Natural Gas_Gas Boiler - Burner Control Optimization_A_Achievable Economic UCT Potential | F3 | Industrial | Agriculture | Existing | Process | Natural Gas | Gas Boiler - Burner Control Optimization | A | Integrated Unit Winter Peak Savings (kW) | Achievable Economic UCT Potential | 0 | 0 | 0 | 0 | 0 | 0 | 0 | 0 | 0 | 0 | 0 | 0 | 0 | 0 | 0 | 0 | 0 | 0 | 0 | 0 | 0 | 0 | 0 | 0 | 0 | 0 | 0 | 0 | 0 | 0 | 0
F4_Industrial_Agriculture_Existing_Process_Natural Gas_Gas Boiler - Burner Control Optimization_A_Achievable Economic UCT Potential | F4 | Industrial | Agriculture | Existing | Process | Natural Gas | Gas Boiler - Burner Control Optimization | A | Incremental Energy Savings (MWh or mTherms) | Achievable Economic UCT Potential | 0 | 0 | 0 | 0 | 0 | 0.031575 | 0.049434 | 0.097938 | 0.17088 | 0.2651 | 0.36506 | 0.46181 | 0.53599 | 0.56614 | 0.56681 | 0.52248 | 0.45616 | 0.37288 | 0.28673 | 0.21111 | 0.14685 | 0.097324 | 0.061584 | 0.037284 | 0.025115 | 0 | 0 | 0 | 0 | 0 | 0
F5_Industrial_Agriculture_Existing_Process_Natural Gas_Gas Boiler - Burner Control Optimization_A_Achievable Economic UCT Potential | F5 | Industrial | Agriculture | Existing | Process | Natural Gas | Gas Boiler - Burner Control Optimization | A | Incremental Summer Peak Savings (MW) | Achievable Economic UCT Potential | 0 | 0 | 0 | 0 | 0 | 0 | 0 | 0 | 0 | 0 | 0 | 0 | 0 | 0 | 0 | 0 | 0 | 0 | 0 | 0 | 0 | 0 | 0 | 0 | 0 | 0 | 0 | 0 | 0 | 0 | 0
F6_Industrial_Agriculture_Existing_Process_Natural Gas_Gas Boiler - Burner Control Optimization_A_Achievable Economic UCT Potential | F6 | Industrial | Agriculture | Existing | Process | Natural Gas | Gas Boiler - Burner Control Optimization | A | Incremental Winter Peak Savings (MW) | Achievable Economic UCT Potential | 0 | 0 | 0 | 0 | 0 | 0 | 0 | 0 | 0 | 0 | 0 | 0 | 0 | 0 | 0 | 0 | 0 | 0 | 0 | 0 | 0 | 0 | 0 | 0 | 0 | 0 | 0 | 0 | 0 | 0 | 0
F7_Industrial_Agriculture_Existing_Process_Natural Gas_Gas Boiler - Burner Control Optimization_A_Achievable Economic UCT Potential | F7 | Industrial | Agriculture | Existing | Process | Natural Gas | Gas Boiler - Burner Control Optimization | A | Cumulative Energy Savings (MWh or mTherms) | Achievable Economic UCT Potential | 0 | 0 | 0 | 0 | 0 | 0.031575 | 0.080899 | 0.17855 | 0.34881 | 0.61267 | 0.97546 | 1.434 | 1.9655 | 2.525 | 3.0852 | 3.5989 | 4.0466 | 4.4098 | 4.6858 | 4.8877 | 5.0241 | 5.1114 | 5.1627 | 5.1897 | 5.2045 | 5.2036 | 5.2028 | 5.2021 | 0 | 0 | 0
F8_Industrial_Agriculture_Existing_Process_Natural Gas_Gas Boiler - Burner Control Optimization_A_Achievable Economic UCT Potential | F8 | Industrial | Agriculture | Existing | Process | Natural Gas | Gas Boiler - Burner Control Optimization | A | Cumulative Summer Peak Savings (MW) | Achievable Economic UCT Potential | 0 | 0 | 0 | 0 | 0 | 0 | 0 | 0 | 0 | 0 | 0 | 0 | 0 | 0 | 0 | 0 | 0 | 0 | 0 | 0 | 0 | 0 | 0 | 0 | 0 | 0 | 0 | 0 | 0 | 0 | 0
F9_Industrial_Agriculture_Existing_Process_Natural Gas_Gas Boiler - Burner Control Optimization_A_Achievable Economic UCT Potential | F9 | Industrial | Agriculture | Existing | Process | Natural Gas | Gas Boiler - Burner Control Optimization | A | Cumulative Winter Peak Savings (MW) | Achievable Economic UCT Potential | 0 | 0 | 0 | 0 | 0 | 0 | 0 | 0 | 0 | 0 | 0 | 0 | 0 | 0 | 0 | 0 | 0 | 0 | 0 | 0 | 0 | 0 | 0 | 0 | 0 | 0 | 0 | 0 | 0 | 0 | 0
F10_Industrial_Agriculture_Existing_Process_Natural Gas_Gas Boiler - Burner Control Optimization_A_Achievable Economic UCT Potential | F10 | Industrial | Agriculture | Existing | Process | Natural Gas | Gas Boiler - Burner Control Optimization | A | Purchases (Incremental) | Achievable Economic UCT Potential | 0 | 0 | 0 | 0 | 0 | 51.499 | 80.9072 | 160.8601 | 281.6574 | 438.496 | 606.0986 | 769.2902 | 895.683 | 949.2644 | 952.8887 | 880.8816 | 770.8714 | 631.6401 | 486.8935 | 359.1886 | 250.3923 | 166.279 | 105.4283 | 63.9557 | 43.1668 | 0 | 0 | 0 | 0 | 0 | 0
F11_Industrial_Agriculture_Existing_Process_Natural Gas_Gas Boiler - Burner Control Optimization_A_Achievable Economic UCT Potential | F11 | Industrial | Agriculture | Existing | Process | Natural Gas | Gas Boiler - Burner Control Optimization | A | Purchases (Cumulative) | Achievable Economic UCT Potential | 0 | 0 | 0 | 0 | 0 | 51.499 | 132.4062 | 293.2663 | 574.9237 | 1013.4197 | 1619.5183 | 2388.8086 | 3284.4915 | 4233.756 | 5186.6447 | 6067.5263 | 6838.3977 | 7470.0379 | 7956.9314 | 8316.12 | 8566.5123 | 8732.7912 | 8838.2196 | 8902.1753 | 8945.3421 | 8945.3421 | 8945.3421 | 8945.3421 | 8945.3421 | 8945.3421 | 8945.3421
F1_Industrial_Agriculture_Existing_Space Heating_Natural Gas_HVAC - Demand Controlled Ventilation_A_Achievable Economic UCT Potential | F1 | Industrial | Agriculture | Existing | Space Heating | Natural Gas | HVAC - Demand Controlled Ventilation | A | Integrated Unit Energy Savings (kWh or therms) | Achievable Economic UCT Potential | 0 | 0 | 0 | 0 | 0 | 0.045672 | 0.045201 | 0.044596 | 0.043959 | 0.043289 | 0.042591 | 0.041866 | 0.041134 | 0.040379 | 0.039595 | 0.038833 | 0.038093 | 0.037379 | 0.036698 | 0.036074 | 0.035488 | 0.034939 | 0.034438 | 0.034008 | 0.033614 | 0.033282 | 0.032988 | 0.032712 | 0.036718 | 0.036492 | 0.03628
F2_Industrial_Agriculture_Existing_Space Heating_Natural Gas_HVAC - Demand Controlled Ventilation_A_Achievable Economic UCT Potential | F2 | Industrial | Agriculture | Existing | Space Heating | Natural Gas | HVAC - Demand Controlled Ventilation | A | Integrated Unit Summer Peak Savings (kW) | Achievable Economic UCT Potential | 0 | 0 | 0 | 0 | 0 | 0 | 0 | 0 | 0 | 0 | 0 | 0 | 0 | 0 | 0 | 0 | 0 | 0 | 0 | 0 | 0 | 0 | 0 | 0 | 0 | 0 | 0 | 0 | 0 | 0 | 0
F3_Industrial_Agriculture_Existing_Space Heating_Natural Gas_HVAC - Demand Controlled Ventilation_A_Achievable Economic UCT Potential | F3 | Industrial | Agriculture | Existing | Space Heating | Natural Gas | HVAC - Demand Controlled Ventilation | A | Integrated Unit Winter Peak Savings (kW) | Achievable Economic UCT Potential | 0 | 0 | 0 | 0 | 0 | 0 | 0 | 0 | 0 | 0 | 0 | 0 | 0 | 0 | 0 | 0 | 0 | 0 | 0 | 0 | 0 | 0 | 0 | 0 | 0 | 0 | 0 | 0 | 0 | 0 | 0
F4_Industrial_Agriculture_Existing_Space Heating_Natural Gas_HVAC - Demand Controlled Ventilation_A_Achievable Economic UCT Potential | F4 | Industrial | Agriculture | Existing | Space Heating | Natural Gas | HVAC - Demand Controlled Ventilation | A | Incremental Energy Savings (MWh or mTherms) | Achievable Economic UCT Potential | 0 | 0 | 0 | 0 | 0 | 0 | 0.21771 | 0.21353 | 0.2106 | 0.20755 | 0.20162 | 0.19764 | 0.19379 | 0.18722 | 0.18428 | 0.17901 | 0.17562 | 0.17146 | 0.16684 | 0.16419 | 0.16086 | 0.15775 | 0.15493 | 0.15247 | 0.15023 | 0.14832 | 0 | 0 | 0 | 0 | 0
F5_Industrial_Agriculture_Existing_Space Heating_Natural Gas_HVAC - Demand Controlled Ventilation_A_Achievable Economic UCT Potential | F5 | Industrial | Agriculture | Existing | Space Heating | Natural Gas | HVAC - Demand Controlled Ventilation | A | Incremental Summer Peak Savings (MW) | Achievable Economic UCT Potential | 0 | 0 | 0 | 0 | 0 | 0 | 0 | 0 | 0 | 0 | 0 | 0 | 0 | 0 | 0 | 0 | 0 | 0 | 0 | 0 | 0 | 0 | 0 | 0 | 0 | 0 | 0 | 0 | 0 | 0 | 0
F6_Industrial_Agriculture_Existing_Space Heating_Natural Gas_HVAC - Demand Controlled Ventilation_A_Achievable Economic UCT Potential | F6 | Industrial | Agriculture | Existing | Space Heating | Natural Gas | HVAC - Demand Controlled Ventilation | A | Incremental Winter Peak Savings (MW) | Achievable Economic UCT Potential | 0 | 0 | 0 | 0 | 0 | 0 | 0 | 0 | 0 | 0 | 0 | 0 | 0 | 0 | 0 | 0 | 0 | 0 | 0 | 0 | 0 | 0 | 0 | 0 | 0 | 0 | 0 | 0 | 0 | 0 | 0
F7_Industrial_Agriculture_Existing_Space Heating_Natural Gas_HVAC - Demand Controlled Ventilation_A_Achievable Economic UCT Potential | F7 | Industrial | Agriculture | Existing | Space Heating | Natural Gas | HVAC - Demand Controlled Ventilation | A | Cumulative Energy Savings (MWh or mTherms) | Achievable Economic UCT Potential | 0 | 0 | 0 | 0 | 0 | 0 | 0.21771 | 0.42833 | 0.63281 | 0.83071 | 1.0189 | 1.1992 | 1.3721 | 1.5341 | 1.6886 | 1.8351 | 1.9758 | 2.1102 | 2.2386 | 2.3647 | 2.4872 | 2.6064 | 2.724 | 2.8425 | 2.9598 | 3.0789 | 3.0516 | 3.0261 | 0 | 0 | 0
F8_Industrial_Agriculture_Existing_Space Heating_Natural Gas_HVAC - Demand Controlled Ventilation_A_Achievable Economic UCT Potential | F8 | Industrial | Agriculture | Existing | Space Heating | Natural Gas | HVAC - Demand Controlled Ventilation | A | Cumulative Summer Peak Savings (MW) | Achievable Economic UCT Potential | 0 | 0 | 0 | 0 | 0 | 0 | 0 | 0 | 0 | 0 | 0 | 0 | 0 | 0 | 0 | 0 | 0 | 0 | 0 | 0 | 0 | 0 | 0 | 0 | 0 | 0 | 0 | 0 | 0 | 0 | 0
F9_Industrial_Agriculture_Existing_Space Heating_Natural Gas_HVAC - Demand Controlled Ventilation_A_Achievable Economic UCT Potential | F9 | Industrial | Agriculture | Existing | Space Heating | Natural Gas | HVAC - Demand Controlled Ventilation | A | Cumulative Winter Peak Savings (MW) | Achievable Economic UCT Potential | 0 | 0 | 0 | 0 | 0 | 0 | 0 | 0 | 0 | 0 | 0 | 0 | 0 | 0 | 0 | 0 | 0 | 0 | 0 | 0 | 0 | 0 | 0 | 0 | 0 | 0 | 0 | 0 | 0 | 0 | 0
F10_Industrial_Agriculture_Existing_Space Heating_Natural Gas_HVAC - Demand Controlled Ventilation_A_Achievable Economic UCT Potential | F10 | Industrial | Agriculture | Existing | Space Heating | Natural Gas | HVAC - Demand Controlled Ventilation | A | Purchases (Incremental) | Achievable Economic UCT Potential | 0 | 0 | 0 | 0 | 0 | 0 | 4816.5279 | 4788.1231 | 4790.7117 | 4794.6731 | 4733.7857 | 4720.8498 | 4711.2644 | 4636.4512 | 4654.1533 | 4609.7699 | 4610.3681 | 4587.1639 | 4546.2467 | 4551.632 | 4532.8099 | 4515.1803 | 4498.7286 | 4483.4404 | 4469.3021 | 4456.3001 | 0 | 0 | 0 | 0 | 0
F11_Industrial_Agriculture_Existing_Space Heating_Natural Gas_HVAC - Demand Controlled Ventilation_A_Achievable Economic UCT Potential | F11 | Industrial | Agriculture | Existing | Space Heating | Natural Gas | HVAC - Demand Controlled Ventilation | A | Purchases (Cumulative) | Achievable Economic UCT Potential | 0 | 0 | 0 | 0 | 0 | 0 | 4816.5279 | 9604.6509 | 14395.3626 | 19190.0357 | 23923.8214 | 28644.6711 | 33355.9356 | 37992.3867 | 42646.54 | 47256.3099 | 51866.678 | 56453.8419 | 61000.0886 | 65551.7206 | 70084.5305 | 74599.7107 | 79098.4393 | 83581.8797 | 88051.1819 | 92507.482 | 92507.482 | 92507.482 | 92507.482 | 92507.482 | 92507.482
F1_Industrial_Agriculture_Existing_Space Heating_Natural Gas_Gas Boiler - Stack Economizer_A_Achievable Economic UCT Potential | F1 | Industrial | Agriculture | Existing | Space Heating | Natural Gas | Gas Boiler - Stack Economizer | A | Integrated Unit Energy Savings (kWh or therms) | Achievable Economic UCT Potential | 0 | 0 | 0 | 0 | 0 | 1.1473 | 1.1388 | 1.1301 | 1.121 | 1.1115 | 1.1018 | 1.0919 | 1.0817 | 1.071 | 1.0594 | 1.0481 | 1.0368 | 1.0257 | 1.0147 | 1.0042 | 0.99406 | 0.98367 | 0.97421 | 0.96588 | 0.95774 | 0.95034 | 0.94401 | 0.93817 | 0.9914 | 0.98733 | 0.98361
F2_Industrial_Agriculture_Existing_Space Heating_Natural Gas_Gas Boiler - Stack Economizer_A_Achievable Economic UCT Potential | F2 | Industrial | Agriculture | Existing | Space Heating | Natural Gas | Gas Boiler - Stack Economizer | A | Integrated Unit Summer Peak Savings (kW) | Achievable Economic UCT Potential | 0 | 0 | 0 | 0 | 0 | 0 | 0 | 0 | 0 | 0 | 0 | 0 | 0 | 0 | 0 | 0 | 0 | 0 | 0 | 0 | 0 | 0 | 0 | 0 | 0 | 0 | 0 | 0 | 0 | 0 | 0
F3_Industrial_Agriculture_Existing_Space Heating_Natural Gas_Gas Boiler - Stack Economizer_A_Achievable Economic UCT Potential | F3 | Industrial | Agriculture | Existing | Space Heating | Natural Gas | Gas Boiler - Stack Economizer | A | Integrated Unit Winter Peak Savings (kW) | Achievable Economic UCT Potential | 0 | 0 | 0 | 0 | 0 | 0 | 0 | 0 | 0 | 0 | 0 | 0 | 0 | 0 | 0 | 0 | 0 | 0 | 0 | 0 | 0 | 0 | 0 | 0 | 0 | 0 | 0 | 0 | 0 | 0 | 0
F4_Industrial_Agriculture_Existing_Space Heating_Natural Gas_Gas Boiler - Stack Economizer_A_Achievable Economic UCT Potential | F4 | Industrial | Agriculture | Existing | Space Heating | Natural Gas | Gas Boiler - Stack Economizer | A | Incremental Energy Savings (MWh or mTherms) | Achievable Economic UCT Potential | 0 | 0 | 0 | 0 | 0 | 0.070611 | 0.070051 | 0.069105 | 0.068585 | 0.068061 | 0.05995 | 0.047397 | 0.037486 | 0.029221 | 0.023212 | 0.018197 | 0.014402 | 0.011341 | 0.0088956 | 0.007051 | 0.0055609 | 3.7387e-05 | 1.3176e-05 | 4.4382e-06 | 1.4305e-06 | 1.203e-06 | 1.1918e-06 | 1.1816e-06 | 1.2459e-06 | 1.2384e-06 | 1.2316e-06
F5_Industrial_Agriculture_Existing_Space Heating_Natural Gas_Gas Boiler - Stack Economizer_A_Achievable Economic UCT Potential | F5 | Industrial | Agriculture | Existing | Space Heating | Natural Gas | Gas Boiler - Stack Economizer | A | Incremental Summer Peak Savings (MW) | Achievable Economic UCT Potential | 0 | 0 | 0 | 0 | 0 | 0 | 0 | 0 | 0 | 0 | 0 | 0 | 0 | 0 | 0 | 0 | 0 | 0 | 0 | 0 | 0 | 0 | 0 | 0 | 0 | 0 | 0 | 0 | 0 | 0 | 0
F6_Industrial_Agriculture_Existing_Space Heating_Natural Gas_Gas Boiler - Stack Economizer_A_Achievable Economic UCT Potential | F6 | Industrial | Agriculture | Existing | Space Heating | Natural Gas | Gas Boiler - Stack Economizer | A | Incremental Winter Peak Savings (MW) | Achievable Economic UCT Potential | 0 | 0 | 0 | 0 | 0 | 0 | 0 | 0 | 0 | 0 | 0 | 0 | 0 | 0 | 0 | 0 | 0 | 0 | 0 | 0 | 0 | 0 | 0 | 0 | 0 | 0 | 0 | 0 | 0 | 0 | 0
F7_Industrial_Agriculture_Existing_Space Heating_Natural Gas_Gas Boiler - Stack Economizer_A_Achievable Economic UCT Potential | F7 | Industrial | Agriculture | Existing | Space Heating | Natural Gas | Gas Boiler - Stack Economizer | A | Cumulative Energy Savings (MWh or mTherms) | Achievable Economic UCT Potential | 0 | 0 | 0 | 0 | 0 | 0.070611 | 0.14014 | 0.20817 | 0.27508 | 0.34081 | 0.39779 | 0.4416 | 0.47495 | 0.49948 | 0.51728 | 0.52998 | 0.53866 | 0.54422 | 0.54729 | 0.54867 | 0.5487 | 0.543 | 0.53779 | 0.5332 | 0.5287 | 0.52462 | 0.52113 | 0.51791 | 0 | 0 | 0
F8_Industrial_Agriculture_Existing_Space Heating_Natural Gas_Gas Boiler - Stack Economizer_A_Achievable Economic UCT Potential | F8 | Industrial | Agriculture | Existing | Space Heating | Natural Gas | Gas Boiler - Stack Economizer | A | Cumulative Summer Peak Savings (MW) | Achievable Economic UCT Potential | 0 | 0 | 0 | 0 | 0 | 0 | 0 | 0 | 0 | 0 | 0 | 0 | 0 | 0 | 0 | 0 | 0 | 0 | 0 | 0 | 0 | 0 | 0 | 0 | 0 | 0 | 0 | 0 | 0 | 0 | 0
F9_Industrial_Agriculture_Existing_Space Heating_Natural Gas_Gas Boiler - Stack Economizer_A_Achievable Economic UCT Potential | F9 | Industrial | Agriculture | Existing | Space Heating | Natural Gas | Gas Boiler - Stack Economizer | A | Cumulative Winter Peak Savings (MW) | Achievable Economic UCT Potential | 0 | 0 | 0 | 0 | 0 | 0 | 0 | 0 | 0 | 0 | 0 | 0 | 0 | 0 | 0 | 0 | 0 | 0 | 0 | 0 | 0 | 0 | 0 | 0 | 0 | 0 | 0 | 0 | 0 | 0 | 0
F10_Industrial_Agriculture_Existing_Space Heating_Natural Gas_Gas Boiler - Stack Economizer_A_Achievable Economic UCT Potential | F10 | Industrial | Agriculture | Existing | Space Heating | Natural Gas | Gas Boiler - Stack Economizer | A | Purchases (Incremental) | Achievable Economic UCT Potential | 0 | 0 | 0 | 0 | 0 | 61.5447 | 61.5109 | 61.1482 | 61.1812 | 61.2318 | 54.4088 | 43.4081 | 34.656 | 27.2845 | 21.911 | 17.3616 | 13.8911 | 11.0569 | 8.7666 | 7.0216 | 5.5941 | 0.038007 | 0.013525 | 0.004595 | 0.0014936 | 0.0012659 | 0.0012625 | 0.0012595 | 0.0012567 | 0.0012543 | 0.0012522
F11_Industrial_Agriculture_Existing_Space Heating_Natural Gas_Gas Boiler - Stack Economizer_A_Achievable Economic UCT Potential | F11 | Industrial | Agriculture | Existing | Space Heating | Natural Gas | Gas Boiler - Stack Economizer | A | Purchases (Cumulative) | Achievable Economic UCT Potential | 0 | 0 | 0 | 0 | 0 | 61.5447 | 123.0556 | 184.2038 | 245.385 | 306.6169 | 361.0257 | 404.4338 | 439.0898 | 466.3743 | 488.2853 | 505.6469 | 519.5379 | 530.5949 | 539.3615 | 546.3832 | 551.9772 | 552.0152 | 552.0288 | 552.0334 | 552.0349 | 552.0361 | 552.0374 | 552.0386 | 552.0399 | 552.0412 | 552.0424
F1_Industrial_Agriculture_Existing_Process_Natural Gas_Gas Boiler - Stack Economizer_A_Achievable Economic UCT Potential | F1 | Industrial | Agriculture | Existing | Process | Natural Gas | Gas Boiler - Stack Economizer | A | Integrated Unit Energy Savings (kWh or therms) | Achievable Economic UCT Potential | 0 | 0 | 0 | 0 | 0 | 2.0363 | 2.036 | 2.0358 | 2.0356 | 2.0355 | 2.0353 | 2.0352 | 2.0351 | 2.035 | 2.0349 | 2.0349 | 2.0348 | 2.0348 | 2.0347 | 2.0347 | 2.0347 | 2.0347 | 2.0346 | 2.0346 | 2.0346 | 2.0346 | 2.0346 | 2.0346 | 2.0368 | 2.0368 | 2.0368
F2_Industrial_Agriculture_Existing_Process_Natural Gas_Gas Boiler - Stack Economizer_A_Achievable Economic UCT Potential | F2 | Industrial | Agriculture | Existing | Process | Natural Gas | Gas Boiler - Stack Economizer | A | Integrated Unit Summer Peak Savings (kW) | Achievable Economic UCT Potential | 0 | 0 | 0 | 0 | 0 | 0 | 0 | 0 | 0 | 0 | 0 | 0 | 0 | 0 | 0 | 0 | 0 | 0 | 0 | 0 | 0 | 0 | 0 | 0 | 0 | 0 | 0 | 0 | 0 | 0 | 0
F3_Industrial_Agriculture_Existing_Process_Natural Gas_Gas Boiler - Stack Economizer_A_Achievable Economic UCT Potential | F3 | Industrial | Agriculture | Existing | Process | Natural Gas | Gas Boiler - Stack Economizer | A | Integrated Unit Winter Peak Savings (kW) | Achievable Economic UCT Potential | 0 | 0 | 0 | 0 | 0 | 0 | 0 | 0 | 0 | 0 | 0 | 0 | 0 | 0 | 0 | 0 | 0 | 0 | 0 | 0 | 0 | 0 | 0 | 0 | 0 | 0 | 0 | 0 | 0 | 0 | 0
F4_Industrial_Agriculture_Existing_Process_Natural Gas_Gas Boiler - Stack Economizer_A_Achievable Economic UCT Potential | F4 | Industrial | Agriculture | Existing | Process | Natural Gas | Gas Boiler - Stack Economizer | A | Incremental Energy Savings (MWh or mTherms) | Achievable Economic UCT Potential | 0 | 0 | 0 | 0 | 0 | 1.0367 | 1.036 | 1.0297 | 1.0302 | 1.031 | 0.91603 | 0.73078 | 0.58341 | 0.45929 | 0.36882 | 0.29224 | 0.23381 | 0.18611 | 0.14755 | 0.11818 | 0.094153 | 0.00063969 | 0.00022763 | 7.7335e-05 | 2.5138e-05 | 2.1305e-05 | 2.1248e-05 | 2.1197e-05 | 2.1174e-05 | 2.1132e-05 | 2.1097e-05
F5_Industrial_Agriculture_Existing_Process_Natural Gas_Gas Boiler - Stack Economizer_A_Achievable Economic UCT Potential | F5 | Industrial | Agriculture | Existing | Process | Natural Gas | Gas Boiler - Stack Economizer | A | Incremental Summer Peak Savings (MW) | Achievable Economic UCT Potential | 0 | 0 | 0 | 0 | 0 | 0 | 0 | 0 | 0 | 0 | 0 | 0 | 0 | 0 | 0 | 0 | 0 | 0 | 0 | 0 | 0 | 0 | 0 | 0 | 0 | 0 | 0 | 0 | 0 | 0 | 0
F6_Industrial_Agriculture_Existing_Process_Natural Gas_Gas Boiler - Stack Economizer_A_Achievable Economic UCT Potential | F6 | Industrial | Agriculture | Existing | Process | Natural Gas | Gas Boiler - Stack Economizer | A | Incremental Winter Peak Savings (MW) | Achievable Economic UCT Potential | 0 | 0 | 0 | 0 | 0 | 0 | 0 | 0 | 0 | 0 | 0 | 0 | 0 | 0 | 0 | 0 | 0 | 0 | 0 | 0 | 0 | 0 | 0 | 0 | 0 | 0 | 0 | 0 | 0 | 0 | 0
F7_Industrial_Agriculture_Existing_Process_Natural Gas_Gas Boiler - Stack Economizer_A_Achievable Economic UCT Potential | F7 | Industrial | Agriculture | Existing | Process | Natural Gas | Gas Boiler - Stack Economizer | A | Cumulative Energy Savings (MWh or mTherms) | Achievable Economic UCT Potential | 0 | 0 | 0 | 0 | 0 | 1.0367 | 2.0725 | 3.102 | 4.1319 | 5.1626 | 6.0782 | 6.8087 | 7.3918 | 7.8507 | 8.2192 | 8.5112 | 8.7448 | 8.9307 | 9.0781 | 9.1962 | 9.2902 | 9.2908 | 9.2909 | 9.2909 | 9.2908 | 9.2908 | 9.2908 | 9.2908 | 0 | 0 | 0
F8_Industrial_Agriculture_Existing_Process_Natural Gas_Gas Boiler - Stack Economizer_A_Achievable Economic UCT Potential | F8 | Industrial | Agriculture | Existing | Process | Natural Gas | Gas Boiler - Stack Economizer | A | Cumulative Summer Peak Savings (MW) | Achievable Economic UCT Potential | 0 | 0 | 0 | 0 | 0 | 0 | 0 | 0 | 0 | 0 | 0 | 0 | 0 | 0 | 0 | 0 | 0 | 0 | 0 | 0 | 0 | 0 | 0 | 0 | 0 | 0 | 0 | 0 | 0 | 0 | 0
F9_Industrial_Agriculture_Existing_Process_Natural Gas_Gas Boiler - Stack Economizer_A_Achievable Economic UCT Potential | F9 | Industrial | Agriculture | Existing | Process | Natural Gas | Gas Boiler - Stack Economizer | A | Cumulative Winter Peak Savings (MW) | Achievable Economic UCT Potential | 0 | 0 | 0 | 0 | 0 | 0 | 0 | 0 | 0 | 0 | 0 | 0 | 0 | 0 | 0 | 0 | 0 | 0 | 0 | 0 | 0 | 0 | 0 | 0 | 0 | 0 | 0 | 0 | 0 | 0 | 0
F10_Industrial_Agriculture_Existing_Process_Natural Gas_Gas Boiler - Stack Economizer_A_Achievable Economic UCT Potential | F10 | Industrial | Agriculture | Existing | Process | Natural Gas | Gas Boiler - Stack Economizer | A | Purchases (Incremental) | Achievable Economic UCT Potential | 0 | 0 | 0 | 0 | 0 | 509.0953 | 508.8159 | 505.8152 | 506.0887 | 506.5071 | 450.0675 | 359.0701 | 286.6728 | 225.6965 | 181.2465 | 143.6145 | 114.9065 | 91.4625 | 72.5174 | 58.0826 | 46.2739 | 0.3144 | 0.11188 | 0.03801 | 0.012355 | 0.010472 | 0.010444 | 0.010418 | 0.010396 | 0.010375 | 0.010358
F11_Industrial_Agriculture_Existing_Process_Natural Gas_Gas Boiler - Stack Economizer_A_Achievable Economic UCT Potential | F11 | Industrial | Agriculture | Existing | Process | Natural Gas | Gas Boiler - Stack Economizer | A | Purchases (Cumulative) | Achievable Economic UCT Potential | 0 | 0 | 0 | 0 | 0 | 509.0953 | 1017.9112 | 1523.7264 | 2029.815 | 2536.3222 | 2986.3897 | 3345.4598 | 3632.1326 | 3857.8291 | 4039.0756 | 4182.6901 | 4297.5966 | 4389.0592 | 4461.5765 | 4519.6591 | 4565.9331 | 4566.2475 | 4566.3593 | 4566.3974 | 4566.4097 | 4566.4202 | 4566.4306 | 4566.441 | 4566.4514 | 4566.4618 | 4566.4722
F1_Industrial_Agriculture_Existing_Space Heating_Natural Gas_Gas Furnace Tube Inserts_A_Achievable Economic UCT Potential | F1 | Industrial | Agriculture | Existing | Space Heating | Natural Gas | Gas Furnace Tube Inserts | A | Integrated Unit Energy Savings (kWh or therms) | Achievable Economic UCT Potential | 0 | 0 | 0 | 0 | 0 | 0.086153 | 0.085315 | 0.084246 | 0.083137 | 0.081995 | 0.080846 | 0.079685 | 0.078557 | 0.077446 | 0.076294 | 0.075233 | 0.074207 | 0.07323 | 0.072298 | 0.071394 | 0.070523 | 0.069657 | 0.068822 | 0.068079 | 0.067375 | 0.066721 | 0.066142 | 0.065598 | 0.069231 | 0.068805 | 0.068405
F2_Industrial_Agriculture_Existing_Space Heating_Natural Gas_Gas Furnace Tube Inserts_A_Achievable Economic UCT Potential | F2 | Industrial | Agriculture | Existing | Space Heating | Natural Gas | Gas Furnace Tube Inserts | A | Integrated Unit Summer Peak Savings (kW) | Achievable Economic UCT Potential | 0 | 0 | 0 | 0 | 0 | 0 | 0 | 0 | 0 | 0 | 0 | 0 | 0 | 0 | 0 | 0 | 0 | 0 | 0 | 0 | 0 | 0 | 0 | 0 | 0 | 0 | 0 | 0 | 0 | 0 | 0
F3_Industrial_Agriculture_Existing_Space Heating_Natural Gas_Gas Furnace Tube Inserts_A_Achievable Economic UCT Potential | F3 | Industrial | Agriculture | Existing | Space Heating | Natural Gas | Gas Furnace Tube Inserts | A | Integrated Unit Winter Peak Savings (kW) | Achievable Economic UCT Potential | 0 | 0 | 0 | 0 | 0 | 0 | 0 | 0 | 0 | 0 | 0 | 0 | 0 | 0 | 0 | 0 | 0 | 0 | 0 | 0 | 0 | 0 | 0 | 0 | 0 | 0 | 0 | 0 | 0 | 0 | 0
F4_Industrial_Agriculture_Existing_Space Heating_Natural Gas_Gas Furnace Tube Inserts_A_Achievable Economic UCT Potential | F4 | Industrial | Agriculture | Existing | Space Heating | Natural Gas | Gas Furnace Tube Inserts | A | Incremental Energy Savings (MWh or mTherms) | Achievable Economic UCT Potential | 0 | 0 | 0 | 0 | 0 | 0 | 0 | 0 | 0 | 0 | 0 | 0 | 0 | 0 | 0 | 0 | 0 | 0 | 0 | 0 | 0 | 0 | 0 | 0 | 0 | 0 | 0 | 0 | 0 | 0 | 0
F5_Industrial_Agriculture_Existing_Space Heating_Natural Gas_Gas Furnace Tube Inserts_A_Achievable Economic UCT Potential | F5 | Industrial | Agriculture | Existing | Space Heating | Natural Gas | Gas Furnace Tube Inserts | A | Incremental Summer Peak Savings (MW) | Achievable Economic UCT Potential | 0 | 0 | 0 | 0 | 0 | 0 | 0 | 0 | 0 | 0 | 0 | 0 | 0 | 0 | 0 | 0 | 0 | 0 | 0 | 0 | 0 | 0 | 0 | 0 | 0 | 0 | 0 | 0 | 0 | 0 | 0
F6_Industrial_Agriculture_Existing_Space Heating_Natural Gas_Gas Furnace Tube Inserts_A_Achievable Economic UCT Potential | F6 | Industrial | Agriculture | Existing | Space Heating | Natural Gas | Gas Furnace Tube Inserts | A | Incremental Winter Peak Savings (MW) | Achievable Economic UCT Potential | 0 | 0 | 0 | 0 | 0 | 0 | 0 | 0 | 0 | 0 | 0 | 0 | 0 | 0 | 0 | 0 | 0 | 0 | 0 | 0 | 0 | 0 | 0 | 0 | 0 | 0 | 0 | 0 | 0 | 0 | 0
F7_Industrial_Agriculture_Existing_Space Heating_Natural Gas_Gas Furnace Tube Inserts_A_Achievable Economic UCT Potential | F7 | Industrial | Agriculture | Existing | Space Heating | Natural Gas | Gas Furnace Tube Inserts | A | Cumulative Energy Savings (MWh or mTherms) | Achievable Economic UCT Potential | 0 | 0 | 0 | 0 | 0 | 0 | 0 | 0 | 0 | 0 | 0 | 0 | 0 | 0 | 0 | 0 | 0 | 0 | 0 | 0 | 0 | 0 | 0 | 0 | 0 | 0 | 0 | 0 | 0 | 0 | 0
F8_Industrial_Agriculture_Existing_Space Heating_Natural Gas_Gas Furnace Tube Inserts_A_Achievable Economic UCT Potential | F8 | Industrial | Agriculture | Existing | Space Heating | Natural Gas | Gas Furnace Tube Inserts | A | Cumulative Summer Peak Savings (MW) | Achievable Economic UCT Potential | 0 | 0 | 0 | 0 | 0 | 0 | 0 | 0 | 0 | 0 | 0 | 0 | 0 | 0 | 0 | 0 | 0 | 0 | 0 | 0 | 0 | 0 | 0 | 0 | 0 | 0 | 0 | 0 | 0 | 0 | 0
F9_Industrial_Agriculture_Existing_Space Heating_Natural Gas_Gas Furnace Tube Inserts_A_Achievable Economic UCT Potential | F9 | Industrial | Agriculture | Existing | Space Heating | Natural Gas | Gas Furnace Tube Inserts | A | Cumulative Winter Peak Savings (MW) | Achievable Economic UCT Potential | 0 | 0 | 0 | 0 | 0 | 0 | 0 | 0 | 0 | 0 | 0 | 0 | 0 | 0 | 0 | 0 | 0 | 0 | 0 | 0 | 0 | 0 | 0 | 0 | 0 | 0 | 0 | 0 | 0 | 0 | 0
F10_Industrial_Agriculture_Existing_Space Heating_Natural Gas_Gas Furnace Tube Inserts_A_Achievable Economic UCT Potential | F10 | Industrial | Agriculture | Existing | Space Heating | Natural Gas | Gas Furnace Tube Inserts | A | Purchases (Incremental) | Achievable Economic UCT Potential | 0 | 0 | 0 | 0 | 0 | 0 | 0 | 0 | 0 | 0 | 0 | 0 | 0 | 0 | 0 | 0 | 0 | 0 | 0 | 0 | 0 | 0 | 0 | 0 | 0 | 0 | 0 | 0 | 0 | 0 | 0
F11_Industrial_Agriculture_Existing_Space Heating_Natural Gas_Gas Furnace Tube Inserts_A_Achievable Economic UCT Potential | F11 | Industrial | Agriculture | Existing | Space Heating | Natural Gas | Gas Furnace Tube Inserts | A | Purchases (Cumulative) | Achievable Economic UCT Potential | 0 | 0 | 0 | 0 | 0 | 0 | 0 | 0 | 0 | 0 | 0 | 0 | 0 | 0 | 0 | 0 | 0 | 0 | 0 | 0 | 0 | 0 | 0 | 0 | 0 | 0 | 0 | 0 | 0 | 0 | 0
F1_Industrial_Agriculture_Existing_Space Heating_Natural Gas_Space Heating - Heat Recovery Ventilator_A_Achievable Economic UCT Potential | F1 | Industrial | Agriculture | Existing | Space Heating | Natural Gas | Space Heating - Heat Recovery Ventilator | A | Integrated Unit Energy Savings (kWh or therms) | Achievable Economic UCT Potential | 0 | 0 | 0 | 0 | 0 | 0.013185 | 0.013062 | 0.012903 | 0.012717 | 0.012503 | 0.012264 | 0.01201 | 0.011748 | 0.011472 | 0.011205 | 0.01094 | 0.010696 | 0.010468 | 0.010255 | 0.010077 | 0.0099123 | 0.0097601 | 0.0096324 | 0.0095284 | 0.0094343 | 0.0093653 | 0.0093078 | 0.0092543 | 0 | 0 | 0
F2_Industrial_Agriculture_Existing_Space Heating_Natural Gas_Space Heating - Heat Recovery Ventilator_A_Achievable Economic UCT Potential | F2 | Industrial | Agriculture | Existing | Space Heating | Natural Gas | Space Heating - Heat Recovery Ventilator | A | Integrated Unit Summer Peak Savings (kW) | Achievable Economic UCT Potential | 0 | 0 | 0 | 0 | 0 | 0 | 0 | 0 | 0 | 0 | 0 | 0 | 0 | 0 | 0 | 0 | 0 | 0 | 0 | 0 | 0 | 0 | 0 | 0 | 0 | 0 | 0 | 0 | 0 | 0 | 0
F3_Industrial_Agriculture_Existing_Space Heating_Natural Gas_Space Heating - Heat Recovery Ventilator_A_Achievable Economic UCT Potential | F3 | Industrial | Agriculture | Existing | Space Heating | Natural Gas | Space Heating - Heat Recovery Ventilator | A | Integrated Unit Winter Peak Savings (kW) | Achievable Economic UCT Potential | 0 | 0 | 0 | 0 | 0 | 0 | 0 | 0 | 0 | 0 | 0 | 0 | 0 | 0 | 0 | 0 | 0 | 0 | 0 | 0 | 0 | 0 | 0 | 0 | 0 | 0 | 0 | 0 | 0 | 0 | 0
F4_Industrial_Agriculture_Existing_Space Heating_Natural Gas_Space Heating - Heat Recovery Ventilator_A_Achievable Economic UCT Potential | F4 | Industrial | Agriculture | Existing | Space Heating | Natural Gas | Space Heating - Heat Recovery Ventilator | A | Incremental Energy Savings (MWh or mTherms) | Achievable Economic UCT Potential | 0 | 0 | 0 | 0 | 0 | 0 | 0 | 0 | 0 | 0 | 0 | 0 | 0 | 0 | 0 | 0 | 0 | 0 | 0 | 0 | 0 | 0 | 0 | 0 | 0 | 0 | 0 | 0 | 0 | 0 | 0
F5_Industrial_Agriculture_Existing_Space Heating_Natural Gas_Space Heating - Heat Recovery Ventilator_A_Achievable Economic UCT Potential | F5 | Industrial | Agriculture | Existing | Space Heating | Natural Gas | Space Heating - Heat Recovery Ventilator | A | Incremental Summer Peak Savings (MW) | Achievable Economic UCT Potential | 0 | 0 | 0 | 0 | 0 | 0 | 0 | 0 | 0 | 0 | 0 | 0 | 0 | 0 | 0 | 0 | 0 | 0 | 0 | 0 | 0 | 0 | 0 | 0 | 0 | 0 | 0 | 0 | 0 | 0 | 0
F6_Industrial_Agriculture_Existing_Space Heating_Natural Gas_Space Heating - Heat Recovery Ventilator_A_Achievable Economic UCT Potential | F6 | Industrial | Agriculture | Existing | Space Heating | Natural Gas | Space Heating - Heat Recovery Ventilator | A | Incremental Winter Peak Savings (MW) | Achievable Economic UCT Potential | 0 | 0 | 0 | 0 | 0 | 0 | 0 | 0 | 0 | 0 | 0 | 0 | 0 | 0 | 0 | 0 | 0 | 0 | 0 | 0 | 0 | 0 | 0 | 0 | 0 | 0 | 0 | 0 | 0 | 0 | 0
F7_Industrial_Agriculture_Existing_Space Heating_Natural Gas_Space Heating - Heat Recovery Ventilator_A_Achievable Economic UCT Potential | F7 | Industrial | Agriculture | Existing | Space Heating | Natural Gas | Space Heating - Heat Recovery Ventilator | A | Cumulative Energy Savings (MWh or mTherms) | Achievable Economic UCT Potential | 0 | 0 | 0 | 0 | 0 | 0 | 0 | 0 | 0 | 0 | 0 | 0 | 0 | 0 | 0 | 0 | 0 | 0 | 0 | 0 | 0 | 0 | 0 | 0 | 0 | 0 | 0 | 0 | 0 | 0 | 0
F8_Industrial_Agriculture_Existing_Space Heating_Natural Gas_Space Heating - Heat Recovery Ventilator_A_Achievable Economic UCT Potential | F8 | Industrial | Agriculture | Existing | Space Heating | Natural Gas | Space Heating - Heat Recovery Ventilator | A | Cumulative Summer Peak Savings (MW) | Achievable Economic UCT Potential | 0 | 0 | 0 | 0 | 0 | 0 | 0 | 0 | 0 | 0 | 0 | 0 | 0 | 0 | 0 | 0 | 0 | 0 | 0 | 0 | 0 | 0 | 0 | 0 | 0 | 0 | 0 | 0 | 0 | 0 | 0
F9_Industrial_Agriculture_Existing_Space Heating_Natural Gas_Space Heating - Heat Recovery Ventilator_A_Achievable Economic UCT Potential | F9 | Industrial | Agriculture | Existing | Space Heating | Natural Gas | Space Heating - Heat Recovery Ventilator | A | Cumulative Winter Peak Savings (MW) | Achievable Economic UCT Potential | 0 | 0 | 0 | 0 | 0 | 0 | 0 | 0 | 0 | 0 | 0 | 0 | 0 | 0 | 0 | 0 | 0 | 0 | 0 | 0 | 0 | 0 | 0 | 0 | 0 | 0 | 0 | 0 | 0 | 0 | 0
F10_Industrial_Agriculture_Existing_Space Heating_Natural Gas_Space Heating - Heat Recovery Ventilator_A_Achievable Economic UCT Potential | F10 | Industrial | Agriculture | Existing | Space Heating | Natural Gas | Space Heating - Heat Recovery Ventilator | A | Purchases (Incremental) | Achievable Economic UCT Potential | 0 | 0 | 0 | 0 | 0 | 0 | 0 | 0 | 0 | 0 | 0 | 0 | 0 | 0 | 0 | 0 | 0 | 0 | 0 | 0 | 0 | 0 | 0 | 0 | 0 | 0 | 0 | 0 | 0 | 0 | 0
F11_Industrial_Agriculture_Existing_Space Heating_Natural Gas_Space Heating - Heat Recovery Ventilator_A_Achievable Economic UCT Potential | F11 | Industrial | Agriculture | Existing | Space Heating | Natural Gas | Space Heating - Heat Recovery Ventilator | A | Purchases (Cumulative) | Achievable Economic UCT Potential | 0 | 0 | 0 | 0 | 0 | 0 | 0 | 0 | 0 | 0 | 0 | 0 | 0 | 0 | 0 | 0 | 0 | 0 | 0 | 0 | 0 | 0 | 0 | 0 | 0 | 0 | 0 | 0 | 0 | 0 | 0
F1_Industrial_Agriculture_Existing_Space Heating_Natural Gas_Thermostat - Programmable_A_Achievable Economic UCT Potential | F1 | Industrial | Agriculture | Existing | Space Heating | Natural Gas | Thermostat - Programmable | A | Integrated Unit Energy Savings (kWh or therms) | Achievable Economic UCT Potential | 0 | 0 | 0 | 0 | 0 | 0.0065503 | 0.006489 | 0.0064099 | 0.0063175 | 0.0062115 | 0.0060924 | 0.0059665 | 0.0058364 | 0.0056992 | 0.0055666 | 0.0054347 | 0.0053138 | 0.0052002 | 0.0050944 | 0.0050062 | 0.0049243 | 0.0048487 | 0.0047852 | 0.0047336 | 0.0046868 | 0.0046526 | 0.004624 | 0.0045974 | 0 | 0 | 0
F2_Industrial_Agriculture_Existing_Space Heating_Natural Gas_Thermostat - Programmable_A_Achievable Economic UCT Potential | F2 | Industrial | Agriculture | Existing | Space Heating | Natural Gas | Thermostat - Programmable | A | Integrated Unit Summer Peak Savings (kW) | Achievable Economic UCT Potential | 0 | 0 | 0 | 0 | 0 | 0 | 0 | 0 | 0 | 0 | 0 | 0 | 0 | 0 | 0 | 0 | 0 | 0 | 0 | 0 | 0 | 0 | 0 | 0 | 0 | 0 | 0 | 0 | 0 | 0 | 0
F3_Industrial_Agriculture_Existing_Space Heating_Natural Gas_Thermostat - Programmable_A_Achievable Economic UCT Potential | F3 | Industrial | Agriculture | Existing | Space Heating | Natural Gas | Thermostat - Programmable | A | Integrated Unit Winter Peak Savings (kW) | Achievable Economic UCT Potential | 0 | 0 | 0 | 0 | 0 | 0 | 0 | 0 | 0 | 0 | 0 | 0 | 0 | 0 | 0 | 0 | 0 | 0 | 0 | 0 | 0 | 0 | 0 | 0 | 0 | 0 | 0 | 0 | 0 | 0 | 0
F4_Industrial_Agriculture_Existing_Space Heating_Natural Gas_Thermostat - Programmable_A_Achievable Economic UCT Potential | F4 | Industrial | Agriculture | Existing | Space Heating | Natural Gas | Thermostat - Programmable | A | Incremental Energy Savings (MWh or mTherms) | Achievable Economic UCT Potential | 0 | 0 | 0 | 0 | 0 | 0 | 0 | 0 | 0 | 0 | 0 | 0 | 0 | 0 | 0 | 0 | 0 | 0 | 0 | 0 | 0 | 0 | 0 | 0 | 0 | 0 | 0 | 0 | 0 | 0 | 0
F5_Industrial_Agriculture_Existing_Space Heating_Natural Gas_Thermostat - Programmable_A_Achievable Economic UCT Potential | F5 | Industrial | Agriculture | Existing | Space Heating | Natural Gas | Thermostat - Programmable | A | Incremental Summer Peak Savings (MW) | Achievable Economic UCT Potential | 0 | 0 | 0 | 0 | 0 | 0 | 0 | 0 | 0 | 0 | 0 | 0 | 0 | 0 | 0 | 0 | 0 | 0 | 0 | 0 | 0 | 0 | 0 | 0 | 0 | 0 | 0 | 0 | 0 | 0 | 0
F6_Industrial_Agriculture_Existing_Space Heating_Natural Gas_Thermostat - Programmable_A_Achievable Economic UCT Potential | F6 | Industrial | Agriculture | Existing | Space Heating | Natural Gas | Thermostat - Programmable | A | Incremental Winter Peak Savings (MW) | Achievable Economic UCT Potential | 0 | 0 | 0 | 0 | 0 | 0 | 0 | 0 | 0 | 0 | 0 | 0 | 0 | 0 | 0 | 0 | 0 | 0 | 0 | 0 | 0 | 0 | 0 | 0 | 0 | 0 | 0 | 0 | 0 | 0 | 0
F7_Industrial_Agriculture_Existing_Space Heating_Natural Gas_Thermostat - Programmable_A_Achievable Economic UCT Potential | F7 | Industrial | Agriculture | Existing | Space Heating | Natural Gas | Thermostat - Programmable | A | Cumulative Energy Savings (MWh or mTherms) | Achievable Economic UCT Potential | 0 | 0 | 0 | 0 | 0 | 0 | 0 | 0 | 0 | 0 | 0 | 0 | 0 | 0 | 0 | 0 | 0 | 0 | 0 | 0 | 0 | 0 | 0 | 0 | 0 | 0 | 0 | 0 | 0 | 0 | 0
F8_Industrial_Agriculture_Existing_Space Heating_Natural Gas_Thermostat - Programmable_A_Achievable Economic UCT Potential | F8 | Industrial | Agriculture | Existing | Space Heating | Natural Gas | Thermostat - Programmable | A | Cumulative Summer Peak Savings (MW) | Achievable Economic UCT Potential | 0 | 0 | 0 | 0 | 0 | 0 | 0 | 0 | 0 | 0 | 0 | 0 | 0 | 0 | 0 | 0 | 0 | 0 | 0 | 0 | 0 | 0 | 0 | 0 | 0 | 0 | 0 | 0 | 0 | 0 | 0
F9_Industrial_Agriculture_Existing_Space Heating_Natural Gas_Thermostat - Programmable_A_Achievable Economic UCT Potential | F9 | Industrial | Agriculture | Existing | Space Heating | Natural Gas | Thermostat - Programmable | A | Cumulative Winter Peak Savings (MW) | Achievable Economic UCT Potential | 0 | 0 | 0 | 0 | 0 | 0 | 0 | 0 | 0 | 0 | 0 | 0 | 0 | 0 | 0 | 0 | 0 | 0 | 0 | 0 | 0 | 0 | 0 | 0 | 0 | 0 | 0 | 0 | 0 | 0 | 0
F10_Industrial_Agriculture_Existing_Space Heating_Natural Gas_Thermostat - Programmable_A_Achievable Economic UCT Potential | F10 | Industrial | Agriculture | Existing | Space Heating | Natural Gas | Thermostat - Programmable | A | Purchases (Incremental) | Achievable Economic UCT Potential | 0 | 0 | 0 | 0 | 0 | 0 | 0 | 0 | 0 | 0 | 0 | 0 | 0 | 0 | 0 | 0 | 0 | 0 | 0 | 0 | 0 | 0 | 0 | 0 | 0 | 0 | 0 | 0 | 0 | 0 | 0
F11_Industrial_Agriculture_Existing_Space Heating_Natural Gas_Thermostat - Programmable_A_Achievable Economic UCT Potential | F11 | Industrial | Agriculture | Existing | Space Heating | Natural Gas | Thermostat - Programmable | A | Purchases (Cumulative) | Achievable Economic UCT Potential | 0 | 0 | 0 | 0 | 0 | 0 | 0 | 0 | 0 | 0 | 0 | 0 | 0 | 0 | 0 | 0 | 0 | 0 | 0 | 0 | 0 | 0 | 0 | 0 | 0 | 0 | 0 | 0 | 0 | 0 | 0
F1_Industrial_Agriculture_Existing_Space Heating_Natural Gas_ENERGY STAR Connected Thermostat_A_Achievable Economic UCT Potential | F1 | Industrial | Agriculture | Existing | Space Heating | Natural Gas | ENERGY STAR Connected Thermostat | A | Integrated Unit Energy Savings (kWh or therms) | Achievable Economic UCT Potential | 0 | 0 | 0 | 0 | 0 | 0.01542 | 0.015275 | 0.015089 | 0.014871 | 0.014622 | 0.014342 | 0.014045 | 0.013739 | 0.013416 | 0.013104 | 0.012793 | 0.012509 | 0.012241 | 0.011992 | 0.011785 | 0.011592 | 0.011414 | 0.011265 | 0.011143 | 0.011033 | 0.010952 | 0.010885 | 0.010822 | 0 | 0 | 0
F2_Industrial_Agriculture_Existing_Space Heating_Natural Gas_ENERGY STAR Connected Thermostat_A_Achievable Economic UCT Potential | F2 | Industrial | Agriculture | Existing | Space Heating | Natural Gas | ENERGY STAR Connected Thermostat | A | Integrated Unit Summer Peak Savings (kW) | Achievable Economic UCT Potential | 0 | 0 | 0 | 0 | 0 | 0 | 0 | 0 | 0 | 0 | 0 | 0 | 0 | 0 | 0 | 0 | 0 | 0 | 0 | 0 | 0 | 0 | 0 | 0 | 0 | 0 | 0 | 0 | 0 | 0 | 0
F3_Industrial_Agriculture_Existing_Space Heating_Natural Gas_ENERGY STAR Connected Thermostat_A_Achievable Economic UCT Potential | F3 | Industrial | Agriculture | Existing | Space Heating | Natural Gas | ENERGY STAR Connected Thermostat | A | Integrated Unit Winter Peak Savings (kW) | Achievable Economic UCT Potential | 0 | 0 | 0 | 0 | 0 | 0 | 0 | 0 | 0 | 0 | 0 | 0 | 0 | 0 | 0 | 0 | 0 | 0 | 0 | 0 | 0 | 0 | 0 | 0 | 0 | 0 | 0 | 0 | 0 | 0 | 0
F4_Industrial_Agriculture_Existing_Space Heating_Natural Gas_ENERGY STAR Connected Thermostat_A_Achievable Economic UCT Potential | F4 | Industrial | Agriculture | Existing | Space Heating | Natural Gas | ENERGY STAR Connected Thermostat | A | Incremental Energy Savings (MWh or mTherms) | Achievable Economic UCT Potential | 0 | 0 | 0 | 0 | 0 | 0 | 0 | 0 | 0 | 0 | 0 | 0 | 0 | 0 | 0 | 0 | 0 | 0 | 0 | 0 | 0 | 0 | 0 | 0 | 0 | 0 | 0 | 0 | 0 | 0 | 0
F5_Industrial_Agriculture_Existing_Space Heating_Natural Gas_ENERGY STAR Connected Thermostat_A_Achievable Economic UCT Potential | F5 | Industrial | Agriculture | Existing | Space Heating | Natural Gas | ENERGY STAR Connected Thermostat | A | Incremental Summer Peak Savings (MW) | Achievable Economic UCT Potential | 0 | 0 | 0 | 0 | 0 | 0 | 0 | 0 | 0 | 0 | 0 | 0 | 0 | 0 | 0 | 0 | 0 | 0 | 0 | 0 | 0 | 0 | 0 | 0 | 0 | 0 | 0 | 0 | 0 | 0 | 0
F6_Industrial_Agriculture_Existing_Space Heating_Natural Gas_ENERGY STAR Connected Thermostat_A_Achievable Economic UCT Potential | F6 | Industrial | Agriculture | Existing | Space Heating | Natural Gas | ENERGY STAR Connected Thermostat | A | Incremental Winter Peak Savings (MW) | Achievable Economic UCT Potential | 0 | 0 | 0 | 0 | 0 | 0 | 0 | 0 | 0 | 0 | 0 | 0 | 0 | 0 | 0 | 0 | 0 | 0 | 0 | 0 | 0 | 0 | 0 | 0 | 0 | 0 | 0 | 0 | 0 | 0 | 0
F7_Industrial_Agriculture_Existing_Space Heating_Natural Gas_ENERGY STAR Connected Thermostat_A_Achievable Economic UCT Potential | F7 | Industrial | Agriculture | Existing | Space Heating | Natural Gas | ENERGY STAR Connected Thermostat | A | Cumulative Energy Savings (MWh or mTherms) | Achievable Economic UCT Potential | 0 | 0 | 0 | 0 | 0 | 0 | 0 | 0 | 0 | 0 | 0 | 0 | 0 | 0 | 0 | 0 | 0 | 0 | 0 | 0 | 0 | 0 | 0 | 0 | 0 | 0 | 0 | 0 | 0 | 0 | 0
F8_Industrial_Agriculture_Existing_Space Heating_Natural Gas_ENERGY STAR Connected Thermostat_A_Achievable Economic UCT Potential | F8 | Industrial | Agriculture | Existing | Space Heating | Natural Gas | ENERGY STAR Connected Thermostat | A | Cumulative Summer Peak Savings (MW) | Achievable Economic UCT Potential | 0 | 0 | 0 | 0 | 0 | 0 | 0 | 0 | 0 | 0 | 0 | 0 | 0 | 0 | 0 | 0 | 0 | 0 | 0 | 0 | 0 | 0 | 0 | 0 | 0 | 0 | 0 | 0 | 0 | 0 | 0
F9_Industrial_Agriculture_Existing_Space Heating_Natural Gas_ENERGY STAR Connected Thermostat_A_Achievable Economic UCT Potential | F9 | Industrial | Agriculture | Existing | Space Heating | Natural Gas | ENERGY STAR Connected Thermostat | A | Cumulative Winter Peak Savings (MW) | Achievable Economic UCT Potential | 0 | 0 | 0 | 0 | 0 | 0 | 0 | 0 | 0 | 0 | 0 | 0 | 0 | 0 | 0 | 0 | 0 | 0 | 0 | 0 | 0 | 0 | 0 | 0 | 0 | 0 | 0 | 0 | 0 | 0 | 0
F10_Industrial_Agriculture_Existing_Space Heating_Natural Gas_ENERGY STAR Connected Thermostat_A_Achievable Economic UCT Potential | F10 | Industrial | Agriculture | Existing | Space Heating | Natural Gas | ENERGY STAR Connected Thermostat | A | Purchases (Incremental) | Achievable Economic UCT Potential | 0 | 0 | 0 | 0 | 0 | 0 | 0 | 0 | 0 | 0 | 0 | 0 | 0 | 0 | 0 | 0 | 0 | 0 | 0 | 0 | 0 | 0 | 0 | 0 | 0 | 0 | 0 | 0 | 0 | 0 | 0
F11_Industrial_Agriculture_Existing_Space Heating_Natural Gas_ENERGY STAR Connected Thermostat_A_Achievable Economic UCT Potential | F11 | Industrial | Agriculture | Existing | Space Heating | Natural Gas | ENERGY STAR Connected Thermostat | A | Purchases (Cumulative) | Achievable Economic UCT Potential | 0 | 0 | 0 | 0 | 0 | 0 | 0 | 0 | 0 | 0 | 0 | 0 | 0 | 0 | 0 | 0 | 0 | 0 | 0 | 0 | 0 | 0 | 0 | 0 | 0 | 0 | 0 | 0 | 0 | 0 | 0
F1_Industrial_Agriculture_Existing_Space Heating_Natural Gas_Destratification Fans (HVLS)_A_Achievable Economic UCT Potential | F1 | Industrial | Agriculture | Existing | Space Heating | Natural Gas | Destratification Fans (HVLS) | A | Integrated Unit Energy Savings (kWh or therms) | Achievable Economic UCT Potential | 0 | 0 | 0 | 0 | 0 | 0.01542 | 0.015275 | 0.015089 | 0.014871 | 0.014622 | 0.014342 | 0.014045 | 0.013739 | 0.013416 | 0.013104 | 0.012793 | 0.012509 | 0.012241 | 0.011992 | 0.011785 | 0.011592 | 0.011414 | 0.011265 | 0.011143 | 0.011033 | 0.010952 | 0.010885 | 0.010822 | 0 | 0 | 0
F2_Industrial_Agriculture_Existing_Space Heating_Natural Gas_Destratification Fans (HVLS)_A_Achievable Economic UCT Potential | F2 | Industrial | Agriculture | Existing | Space Heating | Natural Gas | Destratification Fans (HVLS) | A | Integrated Unit Summer Peak Savings (kW) | Achievable Economic UCT Potential | 0 | 0 | 0 | 0 | 0 | 0 | 0 | 0 | 0 | 0 | 0 | 0 | 0 | 0 | 0 | 0 | 0 | 0 | 0 | 0 | 0 | 0 | 0 | 0 | 0 | 0 | 0 | 0 | 0 | 0 | 0
F3_Industrial_Agriculture_Existing_Space Heating_Natural Gas_Destratification Fans (HVLS)_A_Achievable Economic UCT Potential | F3 | Industrial | Agriculture | Existing | Space Heating | Natural Gas | Destratification Fans (HVLS) | A | Integrated Unit Winter Peak Savings (kW) | Achievable Economic UCT Potential | 0 | 0 | 0 | 0 | 0 | 0 | 0 | 0 | 0 | 0 | 0 | 0 | 0 | 0 | 0 | 0 | 0 | 0 | 0 | 0 | 0 | 0 | 0 | 0 | 0 | 0 | 0 | 0 | 0 | 0 | 0
F4_Industrial_Agriculture_Existing_Space Heating_Natural Gas_Destratification Fans (HVLS)_A_Achievable Economic UCT Potential | F4 | Industrial | Agriculture | Existing | Space Heating | Natural Gas | Destratification Fans (HVLS) | A | Incremental Energy Savings (MWh or mTherms) | Achievable Economic UCT Potential | 0 | 0 | 0 | 0 | 0 | 0 | 0 | 0 | 0 | 0 | 0 | 0 | 0 | 0 | 0 | 0 | 0 | 0 | 0 | 0 | 0 | 0 | 0 | 0 | 0 | 0 | 0 | 0 | 0 | 0 | 0
F5_Industrial_Agriculture_Existing_Space Heating_Natural Gas_Destratification Fans (HVLS)_A_Achievable Economic UCT Potential | F5 | Industrial | Agriculture | Existing | Space Heating | Natural Gas | Destratification Fans (HVLS) | A | Incremental Summer Peak Savings (MW) | Achievable Economic UCT Potential | 0 | 0 | 0 | 0 | 0 | 0 | 0 | 0 | 0 | 0 | 0 | 0 | 0 | 0 | 0 | 0 | 0 | 0 | 0 | 0 | 0 | 0 | 0 | 0 | 0 | 0 | 0 | 0 | 0 | 0 | 0
F6_Industrial_Agriculture_Existing_Space Heating_Natural Gas_Destratification Fans (HVLS)_A_Achievable Economic UCT Potential | F6 | Industrial | Agriculture | Existing | Space Heating | Natural Gas | Destratification Fans (HVLS) | A | Incremental Winter Peak Savings (MW) | Achievable Economic UCT Potential | 0 | 0 | 0 | 0 | 0 | 0 | 0 | 0 | 0 | 0 | 0 | 0 | 0 | 0 | 0 | 0 | 0 | 0 | 0 | 0 | 0 | 0 | 0 | 0 | 0 | 0 | 0 | 0 | 0 | 0 | 0
F7_Industrial_Agriculture_Existing_Space Heating_Natural Gas_Destratification Fans (HVLS)_A_Achievable Economic UCT Potential | F7 | Industrial | Agriculture | Existing | Space Heating | Natural Gas | Destratification Fans (HVLS) | A | Cumulative Energy Savings (MWh or mTherms) | Achievable Economic UCT Potential | 0 | 0 | 0 | 0 | 0 | 0 | 0 | 0 | 0 | 0 | 0 | 0 | 0 | 0 | 0 | 0 | 0 | 0 | 0 | 0 | 0 | 0 | 0 | 0 | 0 | 0 | 0 | 0 | 0 | 0 | 0
F8_Industrial_Agriculture_Existing_Space Heating_Natural Gas_Destratification Fans (HVLS)_A_Achievable Economic UCT Potential | F8 | Industrial | Agriculture | Existing | Space Heating | Natural Gas | Destratification Fans (HVLS) | A | Cumulative Summer Peak Savings (MW) | Achievable Economic UCT Potential | 0 | 0 | 0 | 0 | 0 | 0 | 0 | 0 | 0 | 0 | 0 | 0 | 0 | 0 | 0 | 0 | 0 | 0 | 0 | 0 | 0 | 0 | 0 | 0 | 0 | 0 | 0 | 0 | 0 | 0 | 0
F9_Industrial_Agriculture_Existing_Space Heating_Natural Gas_Destratification Fans (HVLS)_A_Achievable Economic UCT Potential | F9 | Industrial | Agriculture | Existing | Space Heating | Natural Gas | Destratification Fans (HVLS) | A | Cumulative Winter Peak Savings (MW) | Achievable Economic UCT Potential | 0 | 0 | 0 | 0 | 0 | 0 | 0 | 0 | 0 | 0 | 0 | 0 | 0 | 0 | 0 | 0 | 0 | 0 | 0 | 0 | 0 | 0 | 0 | 0 | 0 | 0 | 0 | 0 | 0 | 0 | 0
F10_Industrial_Agriculture_Existing_Space Heating_Natural Gas_Destratification Fans (HVLS)_A_Achievable Economic UCT Potential | F10 | Industrial | Agriculture | Existing | Space Heating | Natural Gas | Destratification Fans (HVLS) | A | Purchases (Incremental) | Achievable Economic UCT Potential | 0 | 0 | 0 | 0 | 0 | 0 | 0 | 0 | 0 | 0 | 0 | 0 | 0 | 0 | 0 | 0 | 0 | 0 | 0 | 0 | 0 | 0 | 0 | 0 | 0 | 0 | 0 | 0 | 0 | 0 | 0
F11_Industrial_Agriculture_Existing_Space Heating_Natural Gas_Destratification Fans (HVLS)_A_Achievable Economic UCT Potential | F11 | Industrial | Agriculture | Existing | Space Heating | Natural Gas | Destratification Fans (HVLS) | A | Purchases (Cumulative) | Achievable Economic UCT Potential | 0 | 0 | 0 | 0 | 0 | 0 | 0 | 0 | 0 | 0 | 0 | 0 | 0 | 0 | 0 | 0 | 0 | 0 | 0 | 0 | 0 | 0 | 0 | 0 | 0 | 0 | 0 | 0 | 0 | 0 | 0
F1_Industrial_Agriculture_Existing_Space Heating_Natural Gas_Gas Boiler - Insulate Steam Lines/Condensate Tank_A_Achievable Economic UCT Potential | F1 | Industrial | Agriculture | Existing | Space Heating | Natural Gas | Gas Boiler - Insulate Steam Lines/Condensate Tank | A | Integrated Unit Energy Savings (kWh or therms) | Achievable Economic UCT Potential | 0 | 0 | 0 | 0 | 0 | 12.4752 | 12.3713 | 12.2622 | 12.1456 | 12.0203 | 11.8862 | 11.7434 | 11.5907 | 11.4238 | 11.2448 | 11.0619 | 10.8797 | 10.6989 | 10.5226 | 10.3634 | 10.2145 | 10.0724 | 9.9492 | 9.8451 | 9.7475 | 9.6682 | 9.6022 | 9.5414 | 10.7858 | 10.7415 | 10.701
F2_Industrial_Agriculture_Existing_Space Heating_Natural Gas_Gas Boiler - Insulate Steam Lines/Condensate Tank_A_Achievable Economic UCT Potential | F2 | Industrial | Agriculture | Existing | Space Heating | Natural Gas | Gas Boiler - Insulate Steam Lines/Condensate Tank | A | Integrated Unit Summer Peak Savings (kW) | Achievable Economic UCT Potential | 0 | 0 | 0 | 0 | 0 | 0 | 0 | 0 | 0 | 0 | 0 | 0 | 0 | 0 | 0 | 0 | 0 | 0 | 0 | 0 | 0 | 0 | 0 | 0 | 0 | 0 | 0 | 0 | 0 | 0 | 0
F3_Industrial_Agriculture_Existing_Space Heating_Natural Gas_Gas Boiler - Insulate Steam Lines/Condensate Tank_A_Achievable Economic UCT Potential | F3 | Industrial | Agriculture | Existing | Space Heating | Natural Gas | Gas Boiler - Insulate Steam Lines/Condensate Tank | A | Integrated Unit Winter Peak Savings (kW) | Achievable Economic UCT Potential | 0 | 0 | 0 | 0 | 0 | 0 | 0 | 0 | 0 | 0 | 0 | 0 | 0 | 0 | 0 | 0 | 0 | 0 | 0 | 0 | 0 | 0 | 0 | 0 | 0 | 0 | 0 | 0 | 0 | 0 | 0
F4_Industrial_Agriculture_Existing_Space Heating_Natural Gas_Gas Boiler - Insulate Steam Lines/Condensate Tank_A_Achievable Economic UCT Potential | F4 | Industrial | Agriculture | Existing | Space Heating | Natural Gas | Gas Boiler - Insulate Steam Lines/Condensate Tank | A | Incremental Energy Savings (MWh or mTherms) | Achievable Economic UCT Potential | 0 | 0 | 0 | 0 | 0 | 0.043874 | 0.043484 | 0.042847 | 0.042462 | 0.042059 | 0.041061 | 0.040457 | 0.03985 | 0.038653 | 0.038192 | 0.037213 | 0.036604 | 0.035815 | 0.034911 | 0.034423 | 0.033788 | 0.033189 | 0.032663 | 0.032212 | 0.031792 | 0 | 0 | 0 | 0 | 0 | 0
F5_Industrial_Agriculture_Existing_Space Heating_Natural Gas_Gas Boiler - Insulate Steam Lines/Condensate Tank_A_Achievable Economic UCT Potential | F5 | Industrial | Agriculture | Existing | Space Heating | Natural Gas | Gas Boiler - Insulate Steam Lines/Condensate Tank | A | Incremental Summer Peak Savings (MW) | Achievable Economic UCT Potential | 0 | 0 | 0 | 0 | 0 | 0 | 0 | 0 | 0 | 0 | 0 | 0 | 0 | 0 | 0 | 0 | 0 | 0 | 0 | 0 | 0 | 0 | 0 | 0 | 0 | 0 | 0 | 0 | 0 | 0 | 0
F6_Industrial_Agriculture_Existing_Space Heating_Natural Gas_Gas Boiler - Insulate Steam Lines/Condensate Tank_A_Achievable Economic UCT Potential | F6 | Industrial | Agriculture | Existing | Space Heating | Natural Gas | Gas Boiler - Insulate Steam Lines/Condensate Tank | A | Incremental Winter Peak Savings (MW) | Achievable Economic UCT Potential | 0 | 0 | 0 | 0 | 0 | 0 | 0 | 0 | 0 | 0 | 0 | 0 | 0 | 0 | 0 | 0 | 0 | 0 | 0 | 0 | 0 | 0 | 0 | 0 | 0 | 0 | 0 | 0 | 0 | 0 | 0
F7_Industrial_Agriculture_Existing_Space Heating_Natural Gas_Gas Boiler - Insulate Steam Lines/Condensate Tank_A_Achievable Economic UCT Potential | F7 | Industrial | Agriculture | Existing | Space Heating | Natural Gas | Gas Boiler - Insulate Steam Lines/Condensate Tank | A | Cumulative Energy Savings (MWh or mTherms) | Achievable Economic UCT Potential | 0 | 0 | 0 | 0 | 0 | 0.043874 | 0.086993 | 0.12907 | 0.17031 | 0.21061 | 0.24932 | 0.28678 | 0.3229 | 0.35691 | 0.38951 | 0.42038 | 0.45006 | 0.4784 | 0.50543 | 0.5322 | 0.55834 | 0.58377 | 0.60929 | 0.63512 | 0.66062 | 0.65525 | 0.65077 | 0.64665 | 0 | 0 | 0
F8_Industrial_Agriculture_Existing_Space Heating_Natural Gas_Gas Boiler - Insulate Steam Lines/Condensate Tank_A_Achievable Economic UCT Potential | F8 | Industrial | Agriculture | Existing | Space Heating | Natural Gas | Gas Boiler - Insulate Steam Lines/Condensate Tank | A | Cumulative Summer Peak Savings (MW) | Achievable Economic UCT Potential | 0 | 0 | 0 | 0 | 0 | 0 | 0 | 0 | 0 | 0 | 0 | 0 | 0 | 0 | 0 | 0 | 0 | 0 | 0 | 0 | 0 | 0 | 0 | 0 | 0 | 0 | 0 | 0 | 0 | 0 | 0
F9_Industrial_Agriculture_Existing_Space Heating_Natural Gas_Gas Boiler - Insulate Steam Lines/Condensate Tank_A_Achievable Economic UCT Potential | F9 | Industrial | Agriculture | Existing | Space Heating | Natural Gas | Gas Boiler - Insulate Steam Lines/Condensate Tank | A | Cumulative Winter Peak Savings (MW) | Achievable Economic UCT Potential | 0 | 0 | 0 | 0 | 0 | 0 | 0 | 0 | 0 | 0 | 0 | 0 | 0 | 0 | 0 | 0 | 0 | 0 | 0 | 0 | 0 | 0 | 0 | 0 | 0 | 0 | 0 | 0 | 0 | 0 | 0
F10_Industrial_Agriculture_Existing_Space Heating_Natural Gas_Gas Boiler - Insulate Steam Lines/Condensate Tank_A_Achievable Economic UCT Potential | F10 | Industrial | Agriculture | Existing | Space Heating | Natural Gas | Gas Boiler - Insulate Steam Lines/Condensate Tank | A | Purchases (Incremental) | Achievable Economic UCT Potential | 0 | 0 | 0 | 0 | 0 | 3.5169 | 3.5149 | 3.4942 | 3.4961 | 3.499 | 3.4545 | 3.4451 | 3.4381 | 3.3835 | 3.3964 | 3.364 | 3.3645 | 3.3475 | 3.3177 | 3.3216 | 3.3079 | 3.295 | 3.283 | 3.2718 | 3.2615 | 0 | 0 | 0 | 0 | 0 | 0
F11_Industrial_Agriculture_Existing_Space Heating_Natural Gas_Gas Boiler - Insulate Steam Lines/Condensate Tank_A_Achievable Economic UCT Potential | F11 | Industrial | Agriculture | Existing | Space Heating | Natural Gas | Gas Boiler - Insulate Steam Lines/Condensate Tank | A | Purchases (Cumulative) | Achievable Economic UCT Potential | 0 | 0 | 0 | 0 | 0 | 3.5169 | 7.0318 | 10.526 | 14.0221 | 17.521 | 20.9756 | 24.4207 | 27.8588 | 31.2423 | 34.6387 | 38.0028 | 41.3672 | 44.7148 | 48.0325 | 51.3541 | 54.6619 | 57.957 | 61.24 | 64.5118 | 67.7733 | 67.7733 | 67.7733 | 67.7733 | 67.7733 | 67.7733 | 67.7733
F1_Industrial_Agriculture_Existing_Process_Natural Gas_Gas Boiler - Insulate Steam Lines/Condensate Tank_A_Achievable Economic UCT Potential | F1 | Industrial | Agriculture | Existing | Process | Natural Gas | Gas Boiler - Insulate Steam Lines/Condensate Tank | A | Integrated Unit Energy Savings (kWh or therms) | Achievable Economic UCT Potential | 0 | 0 | 0 | 0 | 0 | 16.8213 | 16.7932 | 16.7646 | 16.736 | 16.7069 | 16.676 | 16.6475 | 16.6206 | 16.5921 | 16.5704 | 16.5474 | 16.5297 | 16.5124 | 16.4951 | 16.4822 | 16.4679 | 16.4546 | 16.4415 | 16.4285 | 16.4155 | 16.4143 | 16.4131 | 16.412 | 16.8499 | 16.8499 | 16.8499
F2_Industrial_Agriculture_Existing_Process_Natural Gas_Gas Boiler - Insulate Steam Lines/Condensate Tank_A_Achievable Economic UCT Potential | F2 | Industrial | Agriculture | Existing | Process | Natural Gas | Gas Boiler - Insulate Steam Lines/Condensate Tank | A | Integrated Unit Summer Peak Savings (kW) | Achievable Economic UCT Potential | 0 | 0 | 0 | 0 | 0 | 0 | 0 | 0 | 0 | 0 | 0 | 0 | 0 | 0 | 0 | 0 | 0 | 0 | 0 | 0 | 0 | 0 | 0 | 0 | 0 | 0 | 0 | 0 | 0 | 0 | 0
F3_Industrial_Agriculture_Existing_Process_Natural Gas_Gas Boiler - Insulate Steam Lines/Condensate Tank_A_Achievable Economic UCT Potential | F3 | Industrial | Agriculture | Existing | Process | Natural Gas | Gas Boiler - Insulate Steam Lines/Condensate Tank | A | Integrated Unit Winter Peak Savings (kW) | Achievable Economic UCT Potential | 0 | 0 | 0 | 0 | 0 | 0 | 0 | 0 | 0 | 0 | 0 | 0 | 0 | 0 | 0 | 0 | 0 | 0 | 0 | 0 | 0 | 0 | 0 | 0 | 0 | 0 | 0 | 0 | 0 | 0 | 0
F4_Industrial_Agriculture_Existing_Process_Natural Gas_Gas Boiler - Insulate Steam Lines/Condensate Tank_A_Achievable Economic UCT Potential | F4 | Industrial | Agriculture | Existing | Process | Natural Gas | Gas Boiler - Insulate Steam Lines/Condensate Tank | A | Incremental Energy Savings (MWh or mTherms) | Achievable Economic UCT Potential | 0 | 0 | 0 | 0 | 0 | 0.48935 | 0.48827 | 0.48456 | 0.484 | 0.48355 | 0.47653 | 0.47442 | 0.47269 | 0.46438 | 0.46555 | 0.46047 | 0.46004 | 0.45724 | 0.45269 | 0.45287 | 0.4506 | 0.44849 | 0.4465 | 0.44463 | 0.44288 | 0 | 0 | 0 | 0 | 0 | 0
F5_Industrial_Agriculture_Existing_Process_Natural Gas_Gas Boiler - Insulate Steam Lines/Condensate Tank_A_Achievable Economic UCT Potential | F5 | Industrial | Agriculture | Existing | Process | Natural Gas | Gas Boiler - Insulate Steam Lines/Condensate Tank | A | Incremental Summer Peak Savings (MW) | Achievable Economic UCT Potential | 0 | 0 | 0 | 0 | 0 | 0 | 0 | 0 | 0 | 0 | 0 | 0 | 0 | 0 | 0 | 0 | 0 | 0 | 0 | 0 | 0 | 0 | 0 | 0 | 0 | 0 | 0 | 0 | 0 | 0 | 0
F6_Industrial_Agriculture_Existing_Process_Natural Gas_Gas Boiler - Insulate Steam Lines/Condensate Tank_A_Achievable Economic UCT Potential | F6 | Industrial | Agriculture | Existing | Process | Natural Gas | Gas Boiler - Insulate Steam Lines/Condensate Tank | A | Incremental Winter Peak Savings (MW) | Achievable Economic UCT Potential | 0 | 0 | 0 | 0 | 0 | 0 | 0 | 0 | 0 | 0 | 0 | 0 | 0 | 0 | 0 | 0 | 0 | 0 | 0 | 0 | 0 | 0 | 0 | 0 | 0 | 0 | 0 | 0 | 0 | 0 | 0
F7_Industrial_Agriculture_Existing_Process_Natural Gas_Gas Boiler - Insulate Steam Lines/Condensate Tank_A_Achievable Economic UCT Potential | F7 | Industrial | Agriculture | Existing | Process | Natural Gas | Gas Boiler - Insulate Steam Lines/Condensate Tank | A | Cumulative Energy Savings (MWh or mTherms) | Achievable Economic UCT Potential | 0 | 0 | 0 | 0 | 0 | 0.48935 | 0.9768 | 1.4597 | 1.9412 | 2.4214 | 2.8934 | 3.3629 | 3.8302 | 4.288 | 4.7479 | 5.2018 | 5.6563 | 6.1076 | 6.5539 | 7.0016 | 7.4461 | 7.8886 | 8.3288 | 8.7669 | 9.2028 | 9.2021 | 9.2015 | 9.2009 | 0 | 0 | 0
F8_Industrial_Agriculture_Existing_Process_Natural Gas_Gas Boiler - Insulate Steam Lines/Condensate Tank_A_Achievable Economic UCT Potential | F8 | Industrial | Agriculture | Existing | Process | Natural Gas | Gas Boiler - Insulate Steam Lines/Condensate Tank | A | Cumulative Summer Peak Savings (MW) | Achievable Economic UCT Potential | 0 | 0 | 0 | 0 | 0 | 0 | 0 | 0 | 0 | 0 | 0 | 0 | 0 | 0 | 0 | 0 | 0 | 0 | 0 | 0 | 0 | 0 | 0 | 0 | 0 | 0 | 0 | 0 | 0 | 0 | 0
F9_Industrial_Agriculture_Existing_Process_Natural Gas_Gas Boiler - Insulate Steam Lines/Condensate Tank_A_Achievable Economic UCT Potential | F9 | Industrial | Agriculture | Existing | Process | Natural Gas | Gas Boiler - Insulate Steam Lines/Condensate Tank | A | Cumulative Winter Peak Savings (MW) | Achievable Economic UCT Potential | 0 | 0 | 0 | 0 | 0 | 0 | 0 | 0 | 0 | 0 | 0 | 0 | 0 | 0 | 0 | 0 | 0 | 0 | 0 | 0 | 0 | 0 | 0 | 0 | 0 | 0 | 0 | 0 | 0 | 0 | 0
F10_Industrial_Agriculture_Existing_Process_Natural Gas_Gas Boiler - Insulate Steam Lines/Condensate Tank_A_Achievable Economic UCT Potential | F10 | Industrial | Agriculture | Existing | Process | Natural Gas | Gas Boiler - Insulate Steam Lines/Condensate Tank | A | Purchases (Incremental) | Achievable Economic UCT Potential | 0 | 0 | 0 | 0 | 0 | 29.0913 | 29.0753 | 28.9038 | 28.9195 | 28.9434 | 28.5758 | 28.4977 | 28.4399 | 27.9883 | 28.0951 | 27.8272 | 27.8308 | 27.6907 | 27.4437 | 27.4762 | 27.3626 | 27.2562 | 27.1569 | 27.0646 | 26.9792 | 0 | 0 | 0 | 0 | 0 | 0
F11_Industrial_Agriculture_Existing_Process_Natural Gas_Gas Boiler - Insulate Steam Lines/Condensate Tank_A_Achievable Economic UCT Potential | F11 | Industrial | Agriculture | Existing | Process | Natural Gas | Gas Boiler - Insulate Steam Lines/Condensate Tank | A | Purchases (Cumulative) | Achievable Economic UCT Potential | 0 | 0 | 0 | 0 | 0 | 29.0913 | 58.1666 | 87.0704 | 115.9899 | 144.9332 | 173.5091 | 202.0068 | 230.4467 | 258.4349 | 286.53 | 314.3572 | 342.188 | 369.8788 | 397.3225 | 424.7987 | 452.1613 | 479.4175 | 506.5744 | 533.639 | 560.6183 | 560.6183 | 560.6183 | 560.6183 | 560.6183 | 560.6183 | 560.6183
F1_Industrial_Agriculture_Existing_Space Heating_Natural Gas_Gas Boiler - Insulate Hot Water Lines_A_Achievable Economic UCT Potential | F1 | Industrial | Agriculture | Existing | Space Heating | Natural Gas | Gas Boiler - Insulate Hot Water Lines | A | Integrated Unit Energy Savings (kWh or therms) | Achievable Economic UCT Potential | 0 | 0 | 0 | 0 | 0 | 14.1044 | 13.9958 | 13.884 | 13.7674 | 13.6459 | 13.5215 | 13.3942 | 13.2636 | 13.1274 | 12.981 | 12.839 | 12.6973 | 12.5582 | 12.4212 | 12.2905 | 12.1646 | 12.0356 | 11.9179 | 11.8142 | 11.7128 | 11.6223 | 11.5446 | 11.4731 | 12.1913 | 12.1412 | 12.0955
F2_Industrial_Agriculture_Existing_Space Heating_Natural Gas_Gas Boiler - Insulate Hot Water Lines_A_Achievable Economic UCT Potential | F2 | Industrial | Agriculture | Existing | Space Heating | Natural Gas | Gas Boiler - Insulate Hot Water Lines | A | Integrated Unit Summer Peak Savings (kW) | Achievable Economic UCT Potential | 0 | 0 | 0 | 0 | 0 | 0 | 0 | 0 | 0 | 0 | 0 | 0 | 0 | 0 | 0 | 0 | 0 | 0 | 0 | 0 | 0 | 0 | 0 | 0 | 0 | 0 | 0 | 0 | 0 | 0 | 0
F3_Industrial_Agriculture_Existing_Space Heating_Natural Gas_Gas Boiler - Insulate Hot Water Lines_A_Achievable Economic UCT Potential | F3 | Industrial | Agriculture | Existing | Space Heating | Natural Gas | Gas Boiler - Insulate Hot Water Lines | A | Integrated Unit Winter Peak Savings (kW) | Achievable Economic UCT Potential | 0 | 0 | 0 | 0 | 0 | 0 | 0 | 0 | 0 | 0 | 0 | 0 | 0 | 0 | 0 | 0 | 0 | 0 | 0 | 0 | 0 | 0 | 0 | 0 | 0 | 0 | 0 | 0 | 0 | 0 | 0
F4_Industrial_Agriculture_Existing_Space Heating_Natural Gas_Gas Boiler - Insulate Hot Water Lines_A_Achievable Economic UCT Potential | F4 | Industrial | Agriculture | Existing | Space Heating | Natural Gas | Gas Boiler - Insulate Hot Water Lines | A | Incremental Energy Savings (MWh or mTherms) | Achievable Economic UCT Potential | 0 | 0 | 0 | 0 | 0 | 0.099206 | 0.098388 | 0.097027 | 0.096264 | 0.095493 | 0.093421 | 0.092289 | 0.091204 | 0.088833 | 0.088178 | 0.086382 | 0.08544 | 0.084078 | 0.082419 | 0.081649 | 0.080478 | 0.079315 | 0.078253 | 0.077308 | 0.076404 | 0 | 0 | 0 | 0 | 0 | 0
F5_Industrial_Agriculture_Existing_Space Heating_Natural Gas_Gas Boiler - Insulate Hot Water Lines_A_Achievable Economic UCT Potential | F5 | Industrial | Agriculture | Existing | Space Heating | Natural Gas | Gas Boiler - Insulate Hot Water Lines | A | Incremental Summer Peak Savings (MW) | Achievable Economic UCT Potential | 0 | 0 | 0 | 0 | 0 | 0 | 0 | 0 | 0 | 0 | 0 | 0 | 0 | 0 | 0 | 0 | 0 | 0 | 0 | 0 | 0 | 0 | 0 | 0 | 0 | 0 | 0 | 0 | 0 | 0 | 0
F6_Industrial_Agriculture_Existing_Space Heating_Natural Gas_Gas Boiler - Insulate Hot Water Lines_A_Achievable Economic UCT Potential | F6 | Industrial | Agriculture | Existing | Space Heating | Natural Gas | Gas Boiler - Insulate Hot Water Lines | A | Incremental Winter Peak Savings (MW) | Achievable Economic UCT Potential | 0 | 0 | 0 | 0 | 0 | 0 | 0 | 0 | 0 | 0 | 0 | 0 | 0 | 0 | 0 | 0 | 0 | 0 | 0 | 0 | 0 | 0 | 0 | 0 | 0 | 0 | 0 | 0 | 0 | 0 | 0
F7_Industrial_Agriculture_Existing_Space Heating_Natural Gas_Gas Boiler - Insulate Hot Water Lines_A_Achievable Economic UCT Potential | F7 | Industrial | Agriculture | Existing | Space Heating | Natural Gas | Gas Boiler - Insulate Hot Water Lines | A | Cumulative Energy Savings (MWh or mTherms) | Achievable Economic UCT Potential | 0 | 0 | 0 | 0 | 0 | 0.099206 | 0.19683 | 0.29229 | 0.38609 | 0.47818 | 0.56724 | 0.65419 | 0.73902 | 0.82026 | 0.89929 | 0.97583 | 1.0505 | 1.1231 | 1.1932 | 1.2623 | 1.3299 | 1.3951 | 1.4597 | 1.5243 | 1.5876 | 1.5754 | 1.5648 | 1.5551 | 0 | 0 | 0
F8_Industrial_Agriculture_Existing_Space Heating_Natural Gas_Gas Boiler - Insulate Hot Water Lines_A_Achievable Economic UCT Potential | F8 | Industrial | Agriculture | Existing | Space Heating | Natural Gas | Gas Boiler - Insulate Hot Water Lines | A | Cumulative Summer Peak Savings (MW) | Achievable Economic UCT Potential | 0 | 0 | 0 | 0 | 0 | 0 | 0 | 0 | 0 | 0 | 0 | 0 | 0 | 0 | 0 | 0 | 0 | 0 | 0 | 0 | 0 | 0 | 0 | 0 | 0 | 0 | 0 | 0 | 0 | 0 | 0
F9_Industrial_Agriculture_Existing_Space Heating_Natural Gas_Gas Boiler - Insulate Hot Water Lines_A_Achievable Economic UCT Potential | F9 | Industrial | Agriculture | Existing | Space Heating | Natural Gas | Gas Boiler - Insulate Hot Water Lines | A | Cumulative Winter Peak Savings (MW) | Achievable Economic UCT Potential | 0 | 0 | 0 | 0 | 0 | 0 | 0 | 0 | 0 | 0 | 0 | 0 | 0 | 0 | 0 | 0 | 0 | 0 | 0 | 0 | 0 | 0 | 0 | 0 | 0 | 0 | 0 | 0 | 0 | 0 | 0
F10_Industrial_Agriculture_Existing_Space Heating_Natural Gas_Gas Boiler - Insulate Hot Water Lines_A_Achievable Economic UCT Potential | F10 | Industrial | Agriculture | Existing | Space Heating | Natural Gas | Gas Boiler - Insulate Hot Water Lines | A | Purchases (Incremental) | Achievable Economic UCT Potential | 0 | 0 | 0 | 0 | 0 | 7.0337 | 7.0298 | 6.9884 | 6.9922 | 6.9979 | 6.9091 | 6.8902 | 6.8762 | 6.767 | 6.7929 | 6.7281 | 6.729 | 6.6951 | 6.6354 | 6.6432 | 6.6158 | 6.59 | 6.566 | 6.5437 | 6.5231 | 0 | 0 | 0 | 0 | 0 | 0
F11_Industrial_Agriculture_Existing_Space Heating_Natural Gas_Gas Boiler - Insulate Hot Water Lines_A_Achievable Economic UCT Potential | F11 | Industrial | Agriculture | Existing | Space Heating | Natural Gas | Gas Boiler - Insulate Hot Water Lines | A | Purchases (Cumulative) | Achievable Economic UCT Potential | 0 | 0 | 0 | 0 | 0 | 7.0337 | 14.0636 | 21.0519 | 28.0441 | 35.0421 | 41.9511 | 48.8413 | 55.7176 | 62.4846 | 69.2774 | 76.0055 | 82.7345 | 89.4295 | 96.0649 | 102.7081 | 109.3239 | 115.9139 | 122.4799 | 129.0236 | 135.5467 | 135.5467 | 135.5467 | 135.5467 | 135.5467 | 135.5467 | 135.5467
F1_Industrial_Agriculture_Existing_Process_Natural Gas_Gas Boiler - Insulate Hot Water Lines_A_Achievable Economic UCT Potential | F1 | Industrial | Agriculture | Existing | Process | Natural Gas | Gas Boiler - Insulate Hot Water Lines | A | Integrated Unit Energy Savings (kWh or therms) | Achievable Economic UCT Potential | 0 | 0 | 0 | 0 | 0 | 19.0252 | 19.0051 | 18.9846 | 18.964 | 18.9428 | 18.9201 | 18.8998 | 18.8811 | 18.862 | 18.8487 | 18.8354 | 18.827 | 18.8197 | 18.8132 | 18.81 | 18.8061 | 18.8035 | 18.801 | 18.7986 | 18.7963 | 18.7956 | 18.7949 | 18.7943 | 19.0457 | 19.0457 | 19.0457
F2_Industrial_Agriculture_Existing_Process_Natural Gas_Gas Boiler - Insulate Hot Water Lines_A_Achievable Economic UCT Potential | F2 | Industrial | Agriculture | Existing | Process | Natural Gas | Gas Boiler - Insulate Hot Water Lines | A | Integrated Unit Summer Peak Savings (kW) | Achievable Economic UCT Potential | 0 | 0 | 0 | 0 | 0 | 0 | 0 | 0 | 0 | 0 | 0 | 0 | 0 | 0 | 0 | 0 | 0 | 0 | 0 | 0 | 0 | 0 | 0 | 0 | 0 | 0 | 0 | 0 | 0 | 0 | 0
F3_Industrial_Agriculture_Existing_Process_Natural Gas_Gas Boiler - Insulate Hot Water Lines_A_Achievable Economic UCT Potential | F3 | Industrial | Agriculture | Existing | Process | Natural Gas | Gas Boiler - Insulate Hot Water Lines | A | Integrated Unit Winter Peak Savings (kW) | Achievable Economic UCT Potential | 0 | 0 | 0 | 0 | 0 | 0 | 0 | 0 | 0 | 0 | 0 | 0 | 0 | 0 | 0 | 0 | 0 | 0 | 0 | 0 | 0 | 0 | 0 | 0 | 0 | 0 | 0 | 0 | 0 | 0 | 0
F4_Industrial_Agriculture_Existing_Process_Natural Gas_Gas Boiler - Insulate Hot Water Lines_A_Achievable Economic UCT Potential | F4 | Industrial | Agriculture | Existing | Process | Natural Gas | Gas Boiler - Insulate Hot Water Lines | A | Incremental Energy Savings (MWh or mTherms) | Achievable Economic UCT Potential | 0 | 0 | 0 | 0 | 0 | 1.1069 | 1.1052 | 1.0975 | 1.0969 | 1.0965 | 1.0813 | 1.0772 | 1.074 | 1.0558 | 1.0591 | 1.0483 | 1.0479 | 1.0423 | 1.0326 | 1.0337 | 1.0292 | 1.025 | 1.0212 | 1.0176 | 1.0142 | 0 | 0 | 0 | 0 | 0 | 0
F5_Industrial_Agriculture_Existing_Process_Natural Gas_Gas Boiler - Insulate Hot Water Lines_A_Achievable Economic UCT Potential | F5 | Industrial | Agriculture | Existing | Process | Natural Gas | Gas Boiler - Insulate Hot Water Lines | A | Incremental Summer Peak Savings (MW) | Achievable Economic UCT Potential | 0 | 0 | 0 | 0 | 0 | 0 | 0 | 0 | 0 | 0 | 0 | 0 | 0 | 0 | 0 | 0 | 0 | 0 | 0 | 0 | 0 | 0 | 0 | 0 | 0 | 0 | 0 | 0 | 0 | 0 | 0
F6_Industrial_Agriculture_Existing_Process_Natural Gas_Gas Boiler - Insulate Hot Water Lines_A_Achievable Economic UCT Potential | F6 | Industrial | Agriculture | Existing | Process | Natural Gas | Gas Boiler - Insulate Hot Water Lines | A | Incremental Winter Peak Savings (MW) | Achievable Economic UCT Potential | 0 | 0 | 0 | 0 | 0 | 0 | 0 | 0 | 0 | 0 | 0 | 0 | 0 | 0 | 0 | 0 | 0 | 0 | 0 | 0 | 0 | 0 | 0 | 0 | 0 | 0 | 0 | 0 | 0 | 0 | 0
F7_Industrial_Agriculture_Existing_Process_Natural Gas_Gas Boiler - Insulate Hot Water Lines_A_Achievable Economic UCT Potential | F7 | Industrial | Agriculture | Existing | Process | Natural Gas | Gas Boiler - Insulate Hot Water Lines | A | Cumulative Energy Savings (MWh or mTherms) | Achievable Economic UCT Potential | 0 | 0 | 0 | 0 | 0 | 1.1069 | 2.2109 | 3.306 | 4.3993 | 5.4909 | 6.5656 | 7.6358 | 8.7022 | 9.7492 | 10.8014 | 11.8421 | 12.8847 | 13.922 | 14.9498 | 15.9809 | 17.0068 | 18.0295 | 19.0483 | 20.0634 | 21.0751 | 21.0743 | 21.0736 | 21.0729 | 0 | 0 | 0
F8_Industrial_Agriculture_Existing_Process_Natural Gas_Gas Boiler - Insulate Hot Water Lines_A_Achievable Economic UCT Potential | F8 | Industrial | Agriculture | Existing | Process | Natural Gas | Gas Boiler - Insulate Hot Water Lines | A | Cumulative Summer Peak Savings (MW) | Achievable Economic UCT Potential | 0 | 0 | 0 | 0 | 0 | 0 | 0 | 0 | 0 | 0 | 0 | 0 | 0 | 0 | 0 | 0 | 0 | 0 | 0 | 0 | 0 | 0 | 0 | 0 | 0 | 0 | 0 | 0 | 0 | 0 | 0
F9_Industrial_Agriculture_Existing_Process_Natural Gas_Gas Boiler - Insulate Hot Water Lines_A_Achievable Economic UCT Potential | F9 | Industrial | Agriculture | Existing | Process | Natural Gas | Gas Boiler - Insulate Hot Water Lines | A | Cumulative Winter Peak Savings (MW) | Achievable Economic UCT Potential | 0 | 0 | 0 | 0 | 0 | 0 | 0 | 0 | 0 | 0 | 0 | 0 | 0 | 0 | 0 | 0 | 0 | 0 | 0 | 0 | 0 | 0 | 0 | 0 | 0 | 0 | 0 | 0 | 0 | 0 | 0
F10_Industrial_Agriculture_Existing_Process_Natural Gas_Gas Boiler - Insulate Hot Water Lines_A_Achievable Economic UCT Potential | F10 | Industrial | Agriculture | Existing | Process | Natural Gas | Gas Boiler - Insulate Hot Water Lines | A | Purchases (Incremental) | Achievable Economic UCT Potential | 0 | 0 | 0 | 0 | 0 | 58.1825 | 58.1506 | 57.8077 | 57.8389 | 57.8867 | 57.1516 | 56.9955 | 56.8797 | 55.9765 | 56.1902 | 55.6544 | 55.6616 | 55.3815 | 54.8875 | 54.9525 | 54.7252 | 54.5124 | 54.3138 | 54.1292 | 53.9585 | 0 | 0 | 0 | 0 | 0 | 0
F11_Industrial_Agriculture_Existing_Process_Natural Gas_Gas Boiler - Insulate Hot Water Lines_A_Achievable Economic UCT Potential | F11 | Industrial | Agriculture | Existing | Process | Natural Gas | Gas Boiler - Insulate Hot Water Lines | A | Purchases (Cumulative) | Achievable Economic UCT Potential | 0 | 0 | 0 | 0 | 0 | 58.1825 | 116.3331 | 174.1408 | 231.9797 | 289.8665 | 347.0181 | 404.0136 | 460.8933 | 516.8698 | 573.0601 | 628.7144 | 684.376 | 739.7575 | 794.645 | 849.5974 | 904.3227 | 958.8351 | 1013.1488 | 1067.278 | 1121.2365 | 1121.2365 | 1121.2365 | 1121.2365 | 1121.2365 | 1121.2365 | 1121.2365
F1_Industrial_Agriculture_Existing_Process_Natural Gas_Process - Insulate Heated Process Fluids_A_Achievable Economic UCT Potential | F1 | Industrial | Agriculture | Existing | Process | Natural Gas | Process - Insulate Heated Process Fluids | A | Integrated Unit Energy Savings (kWh or therms) | Achievable Economic UCT Potential | 0 | 0 | 0 | 0 | 0 | 13.5824 | 13.5559 | 13.5291 | 13.5024 | 13.4752 | 13.4463 | 13.4197 | 13.3942 | 13.3671 | 13.3461 | 13.3236 | 13.3057 | 13.2878 | 13.2699 | 13.2559 | 13.2405 | 13.226 | 13.2116 | 13.1972 | 13.183 | 13.1817 | 13.1806 | 13.1796 | 13.6092 | 13.6092 | 13.6092
F2_Industrial_Agriculture_Existing_Process_Natural Gas_Process - Insulate Heated Process Fluids_A_Achievable Economic UCT Potential | F2 | Industrial | Agriculture | Existing | Process | Natural Gas | Process - Insulate Heated Process Fluids | A | Integrated Unit Summer Peak Savings (kW) | Achievable Economic UCT Potential | 0 | 0 | 0 | 0 | 0 | 0 | 0 | 0 | 0 | 0 | 0 | 0 | 0 | 0 | 0 | 0 | 0 | 0 | 0 | 0 | 0 | 0 | 0 | 0 | 0 | 0 | 0 | 0 | 0 | 0 | 0
F3_Industrial_Agriculture_Existing_Process_Natural Gas_Process - Insulate Heated Process Fluids_A_Achievable Economic UCT Potential | F3 | Industrial | Agriculture | Existing | Process | Natural Gas | Process - Insulate Heated Process Fluids | A | Integrated Unit Winter Peak Savings (kW) | Achievable Economic UCT Potential | 0 | 0 | 0 | 0 | 0 | 0 | 0 | 0 | 0 | 0 | 0 | 0 | 0 | 0 | 0 | 0 | 0 | 0 | 0 | 0 | 0 | 0 | 0 | 0 | 0 | 0 | 0 | 0 | 0 | 0 | 0
F4_Industrial_Agriculture_Existing_Process_Natural Gas_Process - Insulate Heated Process Fluids_A_Achievable Economic UCT Potential | F4 | Industrial | Agriculture | Existing | Process | Natural Gas | Process - Insulate Heated Process Fluids | A | Incremental Energy Savings (MWh or mTherms) | Achievable Economic UCT Potential | 0 | 0 | 0 | 0 | 0 | 0.86434 | 0.86219 | 0.85541 | 0.85418 | 0.85316 | 0.75647 | 0.60233 | 0.47997 | 0.37711 | 0.30237 | 0.23918 | 0.19111 | 0.15192 | 0.12029 | 0.096242 | 0.076586 | 0.00051977 | 0.00018476 | 6.2703e-05 | 2.036e-05 | 1.7254e-05 | 1.7207e-05 | 1.7164e-05 | 1.7684e-05 | 1.765e-05 | 1.762e-05
F5_Industrial_Agriculture_Existing_Process_Natural Gas_Process - Insulate Heated Process Fluids_A_Achievable Economic UCT Potential | F5 | Industrial | Agriculture | Existing | Process | Natural Gas | Process - Insulate Heated Process Fluids | A | Incremental Summer Peak Savings (MW) | Achievable Economic UCT Potential | 0 | 0 | 0 | 0 | 0 | 0 | 0 | 0 | 0 | 0 | 0 | 0 | 0 | 0 | 0 | 0 | 0 | 0 | 0 | 0 | 0 | 0 | 0 | 0 | 0 | 0 | 0 | 0 | 0 | 0 | 0
F6_Industrial_Agriculture_Existing_Process_Natural Gas_Process - Insulate Heated Process Fluids_A_Achievable Economic UCT Potential | F6 | Industrial | Agriculture | Existing | Process | Natural Gas | Process - Insulate Heated Process Fluids | A | Incremental Winter Peak Savings (MW) | Achievable Economic UCT Potential | 0 | 0 | 0 | 0 | 0 | 0 | 0 | 0 | 0 | 0 | 0 | 0 | 0 | 0 | 0 | 0 | 0 | 0 | 0 | 0 | 0 | 0 | 0 | 0 | 0 | 0 | 0 | 0 | 0 | 0 | 0
F7_Industrial_Agriculture_Existing_Process_Natural Gas_Process - Insulate Heated Process Fluids_A_Achievable Economic UCT Potential | F7 | Industrial | Agriculture | Existing | Process | Natural Gas | Process - Insulate Heated Process Fluids | A | Cumulative Energy Savings (MWh or mTherms) | Achievable Economic UCT Potential | 0 | 0 | 0 | 0 | 0 | 0.86434 | 1.7248 | 2.5768 | 3.4259 | 4.2722 | 5.0195 | 5.6119 | 6.0812 | 6.446 | 6.7382 | 6.9661 | 7.1478 | 7.2901 | 7.4006 | 7.489 | 7.5569 | 7.5491 | 7.5411 | 7.533 | 7.5248 | 7.5242 | 7.5235 | 7.523 | 0 | 0 | 0
F8_Industrial_Agriculture_Existing_Process_Natural Gas_Process - Insulate Heated Process Fluids_A_Achievable Economic UCT Potential | F8 | Industrial | Agriculture | Existing | Process | Natural Gas | Process - Insulate Heated Process Fluids | A | Cumulative Summer Peak Savings (MW) | Achievable Economic UCT Potential | 0 | 0 | 0 | 0 | 0 | 0 | 0 | 0 | 0 | 0 | 0 | 0 | 0 | 0 | 0 | 0 | 0 | 0 | 0 | 0 | 0 | 0 | 0 | 0 | 0 | 0 | 0 | 0 | 0 | 0 | 0
F9_Industrial_Agriculture_Existing_Process_Natural Gas_Process - Insulate Heated Process Fluids_A_Achievable Economic UCT Potential | F9 | Industrial | Agriculture | Existing | Process | Natural Gas | Process - Insulate Heated Process Fluids | A | Cumulative Winter Peak Savings (MW) | Achievable Economic UCT Potential | 0 | 0 | 0 | 0 | 0 | 0 | 0 | 0 | 0 | 0 | 0 | 0 | 0 | 0 | 0 | 0 | 0 | 0 | 0 | 0 | 0 | 0 | 0 | 0 | 0 | 0 | 0 | 0 | 0 | 0 | 0
F10_Industrial_Agriculture_Existing_Process_Natural Gas_Process - Insulate Heated Process Fluids_A_Achievable Economic UCT Potential | F10 | Industrial | Agriculture | Existing | Process | Natural Gas | Process - Insulate Heated Process Fluids | A | Purchases (Incremental) | Achievable Economic UCT Potential | 0 | 0 | 0 | 0 | 0 | 63.6369 | 63.602 | 63.2269 | 63.2611 | 63.3134 | 56.2584 | 44.8838 | 35.8341 | 28.2121 | 22.6558 | 17.9518 | 14.3633 | 11.4328 | 9.0647 | 7.2603 | 5.7842 | 0.0393 | 0.013984 | 0.0047512 | 0.0015444 | 0.0013089 | 0.0013055 | 0.0013023 | 0.0012994 | 0.0012969 | 0.0012947
F11_Industrial_Agriculture_Existing_Process_Natural Gas_Process - Insulate Heated Process Fluids_A_Achievable Economic UCT Potential | F11 | Industrial | Agriculture | Existing | Process | Natural Gas | Process - Insulate Heated Process Fluids | A | Purchases (Cumulative) | Achievable Economic UCT Potential | 0 | 0 | 0 | 0 | 0 | 63.6369 | 127.2389 | 190.4658 | 253.7269 | 317.0403 | 373.2987 | 418.1825 | 454.0166 | 482.2286 | 504.8845 | 522.8363 | 537.1996 | 548.6324 | 557.6971 | 564.9574 | 570.7416 | 570.7809 | 570.7949 | 570.7997 | 570.8012 | 570.8025 | 570.8038 | 570.8051 | 570.8064 | 570.8077 | 570.809
F1_Industrial_Agriculture_Existing_Process_Natural Gas_Process Heat Recovery_A_Achievable Economic UCT Potential | F1 | Industrial | Agriculture | Existing | Process | Natural Gas | Process Heat Recovery | A | Integrated Unit Energy Savings (kWh or therms) | Achievable Economic UCT Potential | 0 | 0 | 0 | 0 | 0 | 0.13582 | 0.13534 | 0.13485 | 0.13437 | 0.13387 | 0.13335 | 0.13287 | 0.1324 | 0.13191 | 0.13152 | 0.1311 | 0.13076 | 0.13042 | 0.13007 | 0.1298 | 0.12951 | 0.12924 | 0.12897 | 0.12871 | 0.12845 | 0.12843 | 0.12841 | 0.12839 | 0 | 0 | 0
F2_Industrial_Agriculture_Existing_Process_Natural Gas_Process Heat Recovery_A_Achievable Economic UCT Potential | F2 | Industrial | Agriculture | Existing | Process | Natural Gas | Process Heat Recovery | A | Integrated Unit Summer Peak Savings (kW) | Achievable Economic UCT Potential | 0 | 0 | 0 | 0 | 0 | 0 | 0 | 0 | 0 | 0 | 0 | 0 | 0 | 0 | 0 | 0 | 0 | 0 | 0 | 0 | 0 | 0 | 0 | 0 | 0 | 0 | 0 | 0 | 0 | 0 | 0
F3_Industrial_Agriculture_Existing_Process_Natural Gas_Process Heat Recovery_A_Achievable Economic UCT Potential | F3 | Industrial | Agriculture | Existing | Process | Natural Gas | Process Heat Recovery | A | Integrated Unit Winter Peak Savings (kW) | Achievable Economic UCT Potential | 0 | 0 | 0 | 0 | 0 | 0 | 0 | 0 | 0 | 0 | 0 | 0 | 0 | 0 | 0 | 0 | 0 | 0 | 0 | 0 | 0 | 0 | 0 | 0 | 0 | 0 | 0 | 0 | 0 | 0 | 0
F4_Industrial_Agriculture_Existing_Process_Natural Gas_Process Heat Recovery_A_Achievable Economic UCT Potential | F4 | Industrial | Agriculture | Existing | Process | Natural Gas | Process Heat Recovery | A | Incremental Energy Savings (MWh or mTherms) | Achievable Economic UCT Potential | 0 | 0 | 0 | 0 | 0 | 0 | 0 | 0 | 0 | 0 | 0 | 0 | 0 | 0 | 0 | 0 | 0 | 0 | 0 | 0 | 0 | 0 | 0 | 0 | 0 | 0 | 0 | 0 | 0 | 0 | 0
F5_Industrial_Agriculture_Existing_Process_Natural Gas_Process Heat Recovery_A_Achievable Economic UCT Potential | F5 | Industrial | Agriculture | Existing | Process | Natural Gas | Process Heat Recovery | A | Incremental Summer Peak Savings (MW) | Achievable Economic UCT Potential | 0 | 0 | 0 | 0 | 0 | 0 | 0 | 0 | 0 | 0 | 0 | 0 | 0 | 0 | 0 | 0 | 0 | 0 | 0 | 0 | 0 | 0 | 0 | 0 | 0 | 0 | 0 | 0 | 0 | 0 | 0
F6_Industrial_Agriculture_Existing_Process_Natural Gas_Process Heat Recovery_A_Achievable Economic UCT Potential | F6 | Industrial | Agriculture | Existing | Process | Natural Gas | Process Heat Recovery | A | Incremental Winter Peak Savings (MW) | Achievable Economic UCT Potential | 0 | 0 | 0 | 0 | 0 | 0 | 0 | 0 | 0 | 0 | 0 | 0 | 0 | 0 | 0 | 0 | 0 | 0 | 0 | 0 | 0 | 0 | 0 | 0 | 0 | 0 | 0 | 0 | 0 | 0 | 0
F7_Industrial_Agriculture_Existing_Process_Natural Gas_Process Heat Recovery_A_Achievable Economic UCT Potential | F7 | Industrial | Agriculture | Existing | Process | Natural Gas | Process Heat Recovery | A | Cumulative Energy Savings (MWh or mTherms) | Achievable Economic UCT Potential | 0 | 0 | 0 | 0 | 0 | 0 | 0 | 0 | 0 | 0 | 0 | 0 | 0 | 0 | 0 | 0 | 0 | 0 | 0 | 0 | 0 | 0 | 0 | 0 | 0 | 0 | 0 | 0 | 0 | 0 | 0
F8_Industrial_Agriculture_Existing_Process_Natural Gas_Process Heat Recovery_A_Achievable Economic UCT Potential | F8 | Industrial | Agriculture | Existing | Process | Natural Gas | Process Heat Recovery | A | Cumulative Summer Peak Savings (MW) | Achievable Economic UCT Potential | 0 | 0 | 0 | 0 | 0 | 0 | 0 | 0 | 0 | 0 | 0 | 0 | 0 | 0 | 0 | 0 | 0 | 0 | 0 | 0 | 0 | 0 | 0 | 0 | 0 | 0 | 0 | 0 | 0 | 0 | 0
F9_Industrial_Agriculture_Existing_Process_Natural Gas_Process Heat Recovery_A_Achievable Economic UCT Potential | F9 | Industrial | Agriculture | Existing | Process | Natural Gas | Process Heat Recovery | A | Cumulative Winter Peak Savings (MW) | Achievable Economic UCT Potential | 0 | 0 | 0 | 0 | 0 | 0 | 0 | 0 | 0 | 0 | 0 | 0 | 0 | 0 | 0 | 0 | 0 | 0 | 0 | 0 | 0 | 0 | 0 | 0 | 0 | 0 | 0 | 0 | 0 | 0 | 0
F10_Industrial_Agriculture_Existing_Process_Natural Gas_Process Heat Recovery_A_Achievable Economic UCT Potential | F10 | Industrial | Agriculture | Existing | Process | Natural Gas | Process Heat Recovery | A | Purchases (Incremental) | Achievable Economic UCT Potential | 0 | 0 | 0 | 0 | 0 | 0 | 0 | 0 | 0 | 0 | 0 | 0 | 0 | 0 | 0 | 0 | 0 | 0 | 0 | 0 | 0 | 0 | 0 | 0 | 0 | 0 | 0 | 0 | 0 | 0 | 0
F11_Industrial_Agriculture_Existing_Process_Natural Gas_Process Heat Recovery_A_Achievable Economic UCT Potential | F11 | Industrial | Agriculture | Existing | Process | Natural Gas | Process Heat Recovery | A | Purchases (Cumulative) | Achievable Economic UCT Potential | 0 | 0 | 0 | 0 | 0 | 0 | 0 | 0 | 0 | 0 | 0 | 0 | 0 | 0 | 0 | 0 | 0 | 0 | 0 | 0 | 0 | 0 | 0 | 0 | 0 | 0 | 0 | 0 | 0 | 0 | 0
F1_Industrial_Agriculture_Existing_Space Heating_Natural Gas_Building Automation System_A_Achievable Economic UCT Potential | F1 | Industrial | Agriculture | Existing | Space Heating | Natural Gas | Building Automation System | A | Integrated Unit Energy Savings (kWh or therms) | Achievable Economic UCT Potential | 0 | 0 | 0 | 0 | 0 | 0.015454 | 0.015362 | 0.015248 | 0.015124 | 0.01499 | 0.014849 | 0.0147 | 0.014548 | 0.014388 | 0.014215 | 0.014047 | 0.013879 | 0.013721 | 0.013569 | 0.013428 | 0.013293 | 0.013156 | 0.013037 | 0.012934 | 0.012838 | 0.012752 | 0.012679 | 0.012611 | 0 | 0 | 0
F2_Industrial_Agriculture_Existing_Space Heating_Natural Gas_Building Automation System_A_Achievable Economic UCT Potential | F2 | Industrial | Agriculture | Existing | Space Heating | Natural Gas | Building Automation System | A | Integrated Unit Summer Peak Savings (kW) | Achievable Economic UCT Potential | 0 | 0 | 0 | 0 | 0 | 0 | 0 | 0 | 0 | 0 | 0 | 0 | 0 | 0 | 0 | 0 | 0 | 0 | 0 | 0 | 0 | 0 | 0 | 0 | 0 | 0 | 0 | 0 | 0 | 0 | 0
F3_Industrial_Agriculture_Existing_Space Heating_Natural Gas_Building Automation System_A_Achievable Economic UCT Potential | F3 | Industrial | Agriculture | Existing | Space Heating | Natural Gas | Building Automation System | A | Integrated Unit Winter Peak Savings (kW) | Achievable Economic UCT Potential | 0 | 0 | 0 | 0 | 0 | 0 | 0 | 0 | 0 | 0 | 0 | 0 | 0 | 0 | 0 | 0 | 0 | 0 | 0 | 0 | 0 | 0 | 0 | 0 | 0 | 0 | 0 | 0 | 0 | 0 | 0
F4_Industrial_Agriculture_Existing_Space Heating_Natural Gas_Building Automation System_A_Achievable Economic UCT Potential | F4 | Industrial | Agriculture | Existing | Space Heating | Natural Gas | Building Automation System | A | Incremental Energy Savings (MWh or mTherms) | Achievable Economic UCT Potential | 0 | 0 | 0 | 0 | 0 | 0.11219 | 0.22281 | 0.39037 | 0.63017 | 0.94882 | 1.329 | 1.7848 | 2.2851 | 2.7509 | 3.2171 | 3.5327 | 3.7138 | 3.6681 | 3.3892 | 2.9522 | 2.4069 | 1.8146 | 1.2403 | 0.78351 | 0.50558 | 0 | 0 | 0 | 0 | 0 | 0
F5_Industrial_Agriculture_Existing_Space Heating_Natural Gas_Building Automation System_A_Achievable Economic UCT Potential | F5 | Industrial | Agriculture | Existing | Space Heating | Natural Gas | Building Automation System | A | Incremental Summer Peak Savings (MW) | Achievable Economic UCT Potential | 0 | 0 | 0 | 0 | 0 | 0 | 0 | 0 | 0 | 0 | 0 | 0 | 0 | 0 | 0 | 0 | 0 | 0 | 0 | 0 | 0 | 0 | 0 | 0 | 0 | 0 | 0 | 0 | 0 | 0 | 0
F6_Industrial_Agriculture_Existing_Space Heating_Natural Gas_Building Automation System_A_Achievable Economic UCT Potential | F6 | Industrial | Agriculture | Existing | Space Heating | Natural Gas | Building Automation System | A | Incremental Winter Peak Savings (MW) | Achievable Economic UCT Potential | 0 | 0 | 0 | 0 | 0 | 0 | 0 | 0 | 0 | 0 | 0 | 0 | 0 | 0 | 0 | 0 | 0 | 0 | 0 | 0 | 0 | 0 | 0 | 0 | 0 | 0 | 0 | 0 | 0 | 0 | 0
F7_Industrial_Agriculture_Existing_Space Heating_Natural Gas_Building Automation System_A_Achievable Economic UCT Potential | F7 | Industrial | Agriculture | Existing | Space Heating | Natural Gas | Building Automation System | A | Cumulative Energy Savings (MWh or mTherms) | Achievable Economic UCT Potential | 0 | 0 | 0 | 0 | 0 | 0.11219 | 0.33434 | 0.72223 | 1.3465 | 2.2834 | 3.5908 | 5.3397 | 7.5694 | 10.2372 | 13.3312 | 16.7062 | 20.221 | 23.6579 | 26.7863 | 29.4587 | 31.5696 | 33.0596 | 34 | 34.5154 | 34.764 | 34.5329 | 34.3347 | 34.1496 | 0 | 0 | 0
F8_Industrial_Agriculture_Existing_Space Heating_Natural Gas_Building Automation System_A_Achievable Economic UCT Potential | F8 | Industrial | Agriculture | Existing | Space Heating | Natural Gas | Building Automation System | A | Cumulative Summer Peak Savings (MW) | Achievable Economic UCT Potential | 0 | 0 | 0 | 0 | 0 | 0 | 0 | 0 | 0 | 0 | 0 | 0 | 0 | 0 | 0 | 0 | 0 | 0 | 0 | 0 | 0 | 0 | 0 | 0 | 0 | 0 | 0 | 0 | 0 | 0 | 0
F9_Industrial_Agriculture_Existing_Space Heating_Natural Gas_Building Automation System_A_Achievable Economic UCT Potential | F9 | Industrial | Agriculture | Existing | Space Heating | Natural Gas | Building Automation System | A | Cumulative Winter Peak Savings (MW) | Achievable Economic UCT Potential | 0 | 0 | 0 | 0 | 0 | 0 | 0 | 0 | 0 | 0 | 0 | 0 | 0 | 0 | 0 | 0 | 0 | 0 | 0 | 0 | 0 | 0 | 0 | 0 | 0 | 0 | 0 | 0 | 0 | 0 | 0
F10_Industrial_Agriculture_Existing_Space Heating_Natural Gas_Building Automation System_A_Achievable Economic UCT Potential | F10 | Industrial | Agriculture | Existing | Space Heating | Natural Gas | Building Automation System | A | Purchases (Incremental) | Achievable Economic UCT Potential | 0 | 0 | 0 | 0 | 0 | 7259.9213 | 14504.1417 | 25600.8871 | 41665.866 | 63295.2593 | 89501.1447 | 121413.4437 | 157076.0934 | 191191.019 | 226320.4416 | 251495.3996 | 267578.4746 | 267343.2228 | 249768.1057 | 219862.1576 | 181071.6911 | 137928.0449 | 95140.7193 | 60577.784 | 39382.6662 | 0 | 0 | 0 | 0 | 0 | 0
F11_Industrial_Agriculture_Existing_Space Heating_Natural Gas_Building Automation System_A_Achievable Economic UCT Potential | F11 | Industrial | Agriculture | Existing | Space Heating | Natural Gas | Building Automation System | A | Purchases (Cumulative) | Achievable Economic UCT Potential | 0 | 0 | 0 | 0 | 0 | 7259.9213 | 21764.063 | 47364.9502 | 89030.8161 | 152326.0754 | 241827.2201 | 363240.6638 | 520316.7571 | 711507.7761 | 937828.2177 | 1189323.6173 | 1456902.0919 | 1724245.3147 | 1974013.4205 | 2193875.5781 | 2374947.2692 | 2512875.3141 | 2608016.0334 | 2668593.8174 | 2707976.4836 | 2707976.4836 | 2707976.4836 | 2707976.4836 | 2707976.4836 | 2707976.4836 | 2707976.4836
F1_Industrial_Agriculture_Existing_Space Heating_Natural Gas_Steam System Efficiency Improvements_A_Achievable Economic UCT Potential | F1 | Industrial | Agriculture | Existing | Space Heating | Natural Gas | Steam System Efficiency Improvements | A | Integrated Unit Energy Savings (kWh or therms) | Achievable Economic UCT Potential | 0 | 0 | 0 | 0 | 0 | 0.13738 | 0.13584 | 0.1341 | 0.13212 | 0.1299 | 0.12745 | 0.12489 | 0.12226 | 0.11948 | 0.11682 | 0.11418 | 0.11176 | 0.10944 | 0.10725 | 0.1054 | 0.10367 | 0.10205 | 0.10064 | 0.099468 | 0.098367 | 0.097541 | 0.096851 | 0.096217 | 0.11902 | 0.11854 | 0.11809
F2_Industrial_Agriculture_Existing_Space Heating_Natural Gas_Steam System Efficiency Improvements_A_Achievable Economic UCT Potential | F2 | Industrial | Agriculture | Existing | Space Heating | Natural Gas | Steam System Efficiency Improvements | A | Integrated Unit Summer Peak Savings (kW) | Achievable Economic UCT Potential | 0 | 0 | 0 | 0 | 0 | 0 | 0 | 0 | 0 | 0 | 0 | 0 | 0 | 0 | 0 | 0 | 0 | 0 | 0 | 0 | 0 | 0 | 0 | 0 | 0 | 0 | 0 | 0 | 0 | 0 | 0
F3_Industrial_Agriculture_Existing_Space Heating_Natural Gas_Steam System Efficiency Improvements_A_Achievable Economic UCT Potential | F3 | Industrial | Agriculture | Existing | Space Heating | Natural Gas | Steam System Efficiency Improvements | A | Integrated Unit Winter Peak Savings (kW) | Achievable Economic UCT Potential | 0 | 0 | 0 | 0 | 0 | 0 | 0 | 0 | 0 | 0 | 0 | 0 | 0 | 0 | 0 | 0 | 0 | 0 | 0 | 0 | 0 | 0 | 0 | 0 | 0 | 0 | 0 | 0 | 0 | 0 | 0
F4_Industrial_Agriculture_Existing_Space Heating_Natural Gas_Steam System Efficiency Improvements_A_Achievable Economic UCT Potential | F4 | Industrial | Agriculture | Existing | Space Heating | Natural Gas | Steam System Efficiency Improvements | A | Incremental Energy Savings (MWh or mTherms) | Achievable Economic UCT Potential | 0 | 0 | 0 | 0 | 0 | 0.0070687 | 0.013964 | 0.02433 | 0.039012 | 0.05827 | 0.080841 | 0.10747 | 0.1361 | 0.16189 | 0.18737 | 0.2035 | 0.21193 | 0.20736 | 0.18985 | 0.16423 | 0.13303 | 0.099752 | 0.067859 | 0.042704 | 0.027455 | 0 | 0 | 0 | 0 | 0 | 0
F5_Industrial_Agriculture_Existing_Space Heating_Natural Gas_Steam System Efficiency Improvements_A_Achievable Economic UCT Potential | F5 | Industrial | Agriculture | Existing | Space Heating | Natural Gas | Steam System Efficiency Improvements | A | Incremental Summer Peak Savings (MW) | Achievable Economic UCT Potential | 0 | 0 | 0 | 0 | 0 | 0 | 0 | 0 | 0 | 0 | 0 | 0 | 0 | 0 | 0 | 0 | 0 | 0 | 0 | 0 | 0 | 0 | 0 | 0 | 0 | 0 | 0 | 0 | 0 | 0 | 0
F6_Industrial_Agriculture_Existing_Space Heating_Natural Gas_Steam System Efficiency Improvements_A_Achievable Economic UCT Potential | F6 | Industrial | Agriculture | Existing | Space Heating | Natural Gas | Steam System Efficiency Improvements | A | Incremental Winter Peak Savings (MW) | Achievable Economic UCT Potential | 0 | 0 | 0 | 0 | 0 | 0 | 0 | 0 | 0 | 0 | 0 | 0 | 0 | 0 | 0 | 0 | 0 | 0 | 0 | 0 | 0 | 0 | 0 | 0 | 0 | 0 | 0 | 0 | 0 | 0 | 0
F7_Industrial_Agriculture_Existing_Space Heating_Natural Gas_Steam System Efficiency Improvements_A_Achievable Economic UCT Potential | F7 | Industrial | Agriculture | Existing | Space Heating | Natural Gas | Steam System Efficiency Improvements | A | Cumulative Energy Savings (MWh or mTherms) | Achievable Economic UCT Potential | 0 | 0 | 0 | 0 | 0 | 0.0070687 | 0.020953 | 0.045013 | 0.083361 | 0.14023 | 0.21843 | 0.32151 | 0.45082 | 0.60247 | 0.77643 | 0.96237 | 1.1539 | 1.3374 | 1.5004 | 1.6388 | 1.7449 | 1.8174 | 1.8602 | 1.8812 | 1.8878 | 1.872 | 1.8587 | 1.8466 | 0 | 0 | 0
F8_Industrial_Agriculture_Existing_Space Heating_Natural Gas_Steam System Efficiency Improvements_A_Achievable Economic UCT Potential | F8 | Industrial | Agriculture | Existing | Space Heating | Natural Gas | Steam System Efficiency Improvements | A | Cumulative Summer Peak Savings (MW) | Achievable Economic UCT Potential | 0 | 0 | 0 | 0 | 0 | 0 | 0 | 0 | 0 | 0 | 0 | 0 | 0 | 0 | 0 | 0 | 0 | 0 | 0 | 0 | 0 | 0 | 0 | 0 | 0 | 0 | 0 | 0 | 0 | 0 | 0
F9_Industrial_Agriculture_Existing_Space Heating_Natural Gas_Steam System Efficiency Improvements_A_Achievable Economic UCT Potential | F9 | Industrial | Agriculture | Existing | Space Heating | Natural Gas | Steam System Efficiency Improvements | A | Cumulative Winter Peak Savings (MW) | Achievable Economic UCT Potential | 0 | 0 | 0 | 0 | 0 | 0 | 0 | 0 | 0 | 0 | 0 | 0 | 0 | 0 | 0 | 0 | 0 | 0 | 0 | 0 | 0 | 0 | 0 | 0 | 0 | 0 | 0 | 0 | 0 | 0 | 0
F10_Industrial_Agriculture_Existing_Space Heating_Natural Gas_Steam System Efficiency Improvements_A_Achievable Economic UCT Potential | F10 | Industrial | Agriculture | Existing | Space Heating | Natural Gas | Steam System Efficiency Improvements | A | Purchases (Incremental) | Achievable Economic UCT Potential | 0 | 0 | 0 | 0 | 0 | 51.452 | 102.7926 | 181.4366 | 295.2911 | 448.5812 | 634.3056 | 860.4719 | 1113.2175 | 1354.9941 | 1603.9607 | 1782.3787 | 1896.3614 | 1894.6941 | 1770.1371 | 1558.19 | 1283.2772 | 977.5129 | 674.2739 | 429.3222 | 279.1098 | 0 | 0 | 0 | 0 | 0 | 0
F11_Industrial_Agriculture_Existing_Space Heating_Natural Gas_Steam System Efficiency Improvements_A_Achievable Economic UCT Potential | F11 | Industrial | Agriculture | Existing | Space Heating | Natural Gas | Steam System Efficiency Improvements | A | Purchases (Cumulative) | Achievable Economic UCT Potential | 0 | 0 | 0 | 0 | 0 | 51.452 | 154.2446 | 335.6812 | 630.9723 | 1079.5535 | 1713.8591 | 2574.331 | 3687.5485 | 5042.5426 | 6646.5033 | 8428.882 | 10325.2433 | 12219.9375 | 13990.0746 | 15548.2646 | 16831.5418 | 17809.0547 | 18483.3286 | 18912.6508 | 19191.7606 | 19191.7606 | 19191.7606 | 19191.7606 | 19191.7606 | 19191.7606 | 19191.7606
F1_Industrial_Agriculture_Existing_Process_Natural Gas_Steam System Efficiency Improvements_A_Achievable Economic UCT Potential | F1 | Industrial | Agriculture | Existing | Process | Natural Gas | Steam System Efficiency Improvements | A | Integrated Unit Energy Savings (kWh or therms) | Achievable Economic UCT Potential | 0 | 0 | 0 | 0 | 0 | 0.18529 | 0.18464 | 0.18398 | 0.18332 | 0.18264 | 0.18192 | 0.18127 | 0.18064 | 0.17996 | 0.17943 | 0.17886 | 0.17839 | 0.17792 | 0.17745 | 0.17709 | 0.17669 | 0.17632 | 0.17596 | 0.1756 | 0.17525 | 0.17522 | 0.17519 | 0.17516 | 0.18594 | 0.18594 | 0.18594
F2_Industrial_Agriculture_Existing_Process_Natural Gas_Steam System Efficiency Improvements_A_Achievable Economic UCT Potential | F2 | Industrial | Agriculture | Existing | Process | Natural Gas | Steam System Efficiency Improvements | A | Integrated Unit Summer Peak Savings (kW) | Achievable Economic UCT Potential | 0 | 0 | 0 | 0 | 0 | 0 | 0 | 0 | 0 | 0 | 0 | 0 | 0 | 0 | 0 | 0 | 0 | 0 | 0 | 0 | 0 | 0 | 0 | 0 | 0 | 0 | 0 | 0 | 0 | 0 | 0
F3_Industrial_Agriculture_Existing_Process_Natural Gas_Steam System Efficiency Improvements_A_Achievable Economic UCT Potential | F3 | Industrial | Agriculture | Existing | Process | Natural Gas | Steam System Efficiency Improvements | A | Integrated Unit Winter Peak Savings (kW) | Achievable Economic UCT Potential | 0 | 0 | 0 | 0 | 0 | 0 | 0 | 0 | 0 | 0 | 0 | 0 | 0 | 0 | 0 | 0 | 0 | 0 | 0 | 0 | 0 | 0 | 0 | 0 | 0 | 0 | 0 | 0 | 0 | 0 | 0
F4_Industrial_Agriculture_Existing_Process_Natural Gas_Steam System Efficiency Improvements_A_Achievable Economic UCT Potential | F4 | Industrial | Agriculture | Existing | Process | Natural Gas | Steam System Efficiency Improvements | A | Incremental Energy Savings (MWh or mTherms) | Achievable Economic UCT Potential | 0 | 0 | 0 | 0 | 0 | 0 | 0 | 0 | 0 | 0 | 0 | 0 | 0 | 0 | 0 | 0 | 0 | 0 | 0 | 0 | 0 | 0 | 0 | 0 | 0 | 0 | 0 | 0 | 0 | 0 | 0
F5_Industrial_Agriculture_Existing_Process_Natural Gas_Steam System Efficiency Improvements_A_Achievable Economic UCT Potential | F5 | Industrial | Agriculture | Existing | Process | Natural Gas | Steam System Efficiency Improvements | A | Incremental Summer Peak Savings (MW) | Achievable Economic UCT Potential | 0 | 0 | 0 | 0 | 0 | 0 | 0 | 0 | 0 | 0 | 0 | 0 | 0 | 0 | 0 | 0 | 0 | 0 | 0 | 0 | 0 | 0 | 0 | 0 | 0 | 0 | 0 | 0 | 0 | 0 | 0
F6_Industrial_Agriculture_Existing_Process_Natural Gas_Steam System Efficiency Improvements_A_Achievable Economic UCT Potential | F6 | Industrial | Agriculture | Existing | Process | Natural Gas | Steam System Efficiency Improvements | A | Incremental Winter Peak Savings (MW) | Achievable Economic UCT Potential | 0 | 0 | 0 | 0 | 0 | 0 | 0 | 0 | 0 | 0 | 0 | 0 | 0 | 0 | 0 | 0 | 0 | 0 | 0 | 0 | 0 | 0 | 0 | 0 | 0 | 0 | 0 | 0 | 0 | 0 | 0
F7_Industrial_Agriculture_Existing_Process_Natural Gas_Steam System Efficiency Improvements_A_Achievable Economic UCT Potential | F7 | Industrial | Agriculture | Existing | Process | Natural Gas | Steam System Efficiency Improvements | A | Cumulative Energy Savings (MWh or mTherms) | Achievable Economic UCT Potential | 0 | 0 | 0 | 0 | 0 | 0 | 0 | 0 | 0 | 0 | 0 | 0 | 0 | 0 | 0 | 0 | 0 | 0 | 0 | 0 | 0 | 0 | 0 | 0 | 0 | 0 | 0 | 0 | 0 | 0 | 0
F8_Industrial_Agriculture_Existing_Process_Natural Gas_Steam System Efficiency Improvements_A_Achievable Economic UCT Potential | F8 | Industrial | Agriculture | Existing | Process | Natural Gas | Steam System Efficiency Improvements | A | Cumulative Summer Peak Savings (MW) | Achievable Economic UCT Potential | 0 | 0 | 0 | 0 | 0 | 0 | 0 | 0 | 0 | 0 | 0 | 0 | 0 | 0 | 0 | 0 | 0 | 0 | 0 | 0 | 0 | 0 | 0 | 0 | 0 | 0 | 0 | 0 | 0 | 0 | 0
F9_Industrial_Agriculture_Existing_Process_Natural Gas_Steam System Efficiency Improvements_A_Achievable Economic UCT Potential | F9 | Industrial | Agriculture | Existing | Process | Natural Gas | Steam System Efficiency Improvements | A | Cumulative Winter Peak Savings (MW) | Achievable Economic UCT Potential | 0 | 0 | 0 | 0 | 0 | 0 | 0 | 0 | 0 | 0 | 0 | 0 | 0 | 0 | 0 | 0 | 0 | 0 | 0 | 0 | 0 | 0 | 0 | 0 | 0 | 0 | 0 | 0 | 0 | 0 | 0
F10_Industrial_Agriculture_Existing_Process_Natural Gas_Steam System Efficiency Improvements_A_Achievable Economic UCT Potential | F10 | Industrial | Agriculture | Existing | Process | Natural Gas | Steam System Efficiency Improvements | A | Purchases (Incremental) | Achievable Economic UCT Potential | 0 | 0 | 0 | 0 | 0 | 0 | 0 | 0 | 0 | 0 | 0 | 0 | 0 | 0 | 0 | 0 | 0 | 0 | 0 | 0 | 0 | 0 | 0 | 0 | 0 | 0 | 0 | 0 | 0 | 0 | 0
F11_Industrial_Agriculture_Existing_Process_Natural Gas_Steam System Efficiency Improvements_A_Achievable Economic UCT Potential | F11 | Industrial | Agriculture | Existing | Process | Natural Gas | Steam System Efficiency Improvements | A | Purchases (Cumulative) | Achievable Economic UCT Potential | 0 | 0 | 0 | 0 | 0 | 0 | 0 | 0 | 0 | 0 | 0 | 0 | 0 | 0 | 0 | 0 | 0 | 0 | 0 | 0 | 0 | 0 | 0 | 0 | 0 | 0 | 0 | 0 | 0 | 0 | 0
F1_Industrial_Agriculture_Existing_Space Heating_Natural Gas_Strategic Energy Management_A_Achievable Economic UCT Potential | F1 | Industrial | Agriculture | Existing | Space Heating | Natural Gas | Strategic Energy Management | A | Integrated Unit Energy Savings (kWh or therms) | Achievable Economic UCT Potential | 0 | 0 | 0 | 0 | 0 | 4.0742 | 4.0478 | 4.0147 | 3.9779 | 3.937 | 3.892 | 3.8432 | 3.7911 | 3.7341 | 3.6726 | 3.6098 | 3.5474 | 3.487 | 3.4294 | 3.378 | 3.3304 | 3.2853 | 3.2477 | 3.2166 | 3.1886 | 3.1661 | 3.1474 | 3.13 | 0 | 0 | 0
F2_Industrial_Agriculture_Existing_Space Heating_Natural Gas_Strategic Energy Management_A_Achievable Economic UCT Potential | F2 | Industrial | Agriculture | Existing | Space Heating | Natural Gas | Strategic Energy Management | A | Integrated Unit Summer Peak Savings (kW) | Achievable Economic UCT Potential | 0 | 0 | 0 | 0 | 0 | 0 | 0 | 0 | 0 | 0 | 0 | 0 | 0 | 0 | 0 | 0 | 0 | 0 | 0 | 0 | 0 | 0 | 0 | 0 | 0 | 0 | 0 | 0 | 0 | 0 | 0
F3_Industrial_Agriculture_Existing_Space Heating_Natural Gas_Strategic Energy Management_A_Achievable Economic UCT Potential | F3 | Industrial | Agriculture | Existing | Space Heating | Natural Gas | Strategic Energy Management | A | Integrated Unit Winter Peak Savings (kW) | Achievable Economic UCT Potential | 0 | 0 | 0 | 0 | 0 | 0 | 0 | 0 | 0 | 0 | 0 | 0 | 0 | 0 | 0 | 0 | 0 | 0 | 0 | 0 | 0 | 0 | 0 | 0 | 0 | 0 | 0 | 0 | 0 | 0 | 0
F4_Industrial_Agriculture_Existing_Space Heating_Natural Gas_Strategic Energy Management_A_Achievable Economic UCT Potential | F4 | Industrial | Agriculture | Existing | Space Heating | Natural Gas | Strategic Energy Management | A | Incremental Energy Savings (MWh or mTherms) | Achievable Economic UCT Potential | 0 | 0 | 0 | 0 | 0 | 0.70534 | 0.70037 | 0.69055 | 0.6846 | 0.67811 | 0.66185 | 0.65177 | 0.64162 | 0.62194 | 0.61403 | 0.59779 | 0.58753 | 0.57462 | 0.56009 | 0.55234 | 0.5423 | 0.53289 | 0.52486 | 0.51806 | 0.51193 | 0 | 0 | 0 | 0 | 0 | 0
F5_Industrial_Agriculture_Existing_Space Heating_Natural Gas_Strategic Energy Management_A_Achievable Economic UCT Potential | F5 | Industrial | Agriculture | Existing | Space Heating | Natural Gas | Strategic Energy Management | A | Incremental Summer Peak Savings (MW) | Achievable Economic UCT Potential | 0 | 0 | 0 | 0 | 0 | 0 | 0 | 0 | 0 | 0 | 0 | 0 | 0 | 0 | 0 | 0 | 0 | 0 | 0 | 0 | 0 | 0 | 0 | 0 | 0 | 0 | 0 | 0 | 0 | 0 | 0
F6_Industrial_Agriculture_Existing_Space Heating_Natural Gas_Strategic Energy Management_A_Achievable Economic UCT Potential | F6 | Industrial | Agriculture | Existing | Space Heating | Natural Gas | Strategic Energy Management | A | Incremental Winter Peak Savings (MW) | Achievable Economic UCT Potential | 0 | 0 | 0 | 0 | 0 | 0 | 0 | 0 | 0 | 0 | 0 | 0 | 0 | 0 | 0 | 0 | 0 | 0 | 0 | 0 | 0 | 0 | 0 | 0 | 0 | 0 | 0 | 0 | 0 | 0 | 0
F7_Industrial_Agriculture_Existing_Space Heating_Natural Gas_Strategic Energy Management_A_Achievable Economic UCT Potential | F7 | Industrial | Agriculture | Existing | Space Heating | Natural Gas | Strategic Energy Management | A | Cumulative Energy Savings (MWh or mTherms) | Achievable Economic UCT Potential | 0 | 0 | 0 | 0 | 0 | 0.70534 | 1.4011 | 2.0802 | 2.7458 | 3.3956 | 4.0187 | 4.6201 | 5.199 | 5.7428 | 6.2622 | 6.7531 | 7.2238 | 7.6755 | 8.1088 | 8.5395 | 8.9613 | 9.3731 | 9.7905 | 10.2148 | 10.6378 | 10.5628 | 10.5006 | 10.4426 | 0 | 0 | 0
F8_Industrial_Agriculture_Existing_Space Heating_Natural Gas_Strategic Energy Management_A_Achievable Economic UCT Potential | F8 | Industrial | Agriculture | Existing | Space Heating | Natural Gas | Strategic Energy Management | A | Cumulative Summer Peak Savings (MW) | Achievable Economic UCT Potential | 0 | 0 | 0 | 0 | 0 | 0 | 0 | 0 | 0 | 0 | 0 | 0 | 0 | 0 | 0 | 0 | 0 | 0 | 0 | 0 | 0 | 0 | 0 | 0 | 0 | 0 | 0 | 0 | 0 | 0 | 0
F9_Industrial_Agriculture_Existing_Space Heating_Natural Gas_Strategic Energy Management_A_Achievable Economic UCT Potential | F9 | Industrial | Agriculture | Existing | Space Heating | Natural Gas | Strategic Energy Management | A | Cumulative Winter Peak Savings (MW) | Achievable Economic UCT Potential | 0 | 0 | 0 | 0 | 0 | 0 | 0 | 0 | 0 | 0 | 0 | 0 | 0 | 0 | 0 | 0 | 0 | 0 | 0 | 0 | 0 | 0 | 0 | 0 | 0 | 0 | 0 | 0 | 0 | 0 | 0
F10_Industrial_Agriculture_Existing_Space Heating_Natural Gas_Strategic Energy Management_A_Achievable Economic UCT Potential | F10 | Industrial | Agriculture | Existing | Space Heating | Natural Gas | Strategic Energy Management | A | Purchases (Incremental) | Achievable Economic UCT Potential | 0 | 0 | 0 | 0 | 0 | 173.1218 | 173.0268 | 172.0064 | 172.0994 | 172.2417 | 170.0544 | 169.5897 | 169.2454 | 166.5578 | 167.1937 | 165.5993 | 165.6208 | 164.7872 | 163.3173 | 163.5108 | 162.8346 | 162.2013 | 161.6103 | 161.0611 | 160.5532 | 0 | 0 | 0 | 0 | 0 | 0
F11_Industrial_Agriculture_Existing_Space Heating_Natural Gas_Strategic Energy Management_A_Achievable Economic UCT Potential | F11 | Industrial | Agriculture | Existing | Space Heating | Natural Gas | Strategic Energy Management | A | Purchases (Cumulative) | Achievable Economic UCT Potential | 0 | 0 | 0 | 0 | 0 | 173.1218 | 346.1486 | 518.155 | 690.2544 | 862.4961 | 1032.5505 | 1202.1402 | 1371.3855 | 1537.9433 | 1705.1371 | 1870.7364 | 2036.3572 | 2201.1444 | 2364.4617 | 2527.9725 | 2690.8072 | 2853.0085 | 3014.6188 | 3175.6799 | 3336.2331 | 3336.2331 | 3336.2331 | 3336.2331 | 3336.2331 | 3336.2331 | 3336.2331
F1_Industrial_Agriculture_Existing_Process_Natural Gas_Strategic Energy Management_A_Achievable Economic UCT Potential | F1 | Industrial | Agriculture | Existing | Process | Natural Gas | Strategic Energy Management | A | Integrated Unit Energy Savings (kWh or therms) | Achievable Economic UCT Potential | 0 | 0 | 0 | 0 | 0 | 1.4031 | 1.3997 | 1.3962 | 1.3928 | 1.3893 | 1.3857 | 1.3825 | 1.3795 | 1.3763 | 1.3739 | 1.3713 | 1.3693 | 1.3673 | 1.3653 | 1.3638 | 1.3621 | 1.3606 | 1.3591 | 1.3576 | 1.3561 | 1.356 | 1.3559 | 1.3557 | 0 | 0 | 0
F2_Industrial_Agriculture_Existing_Process_Natural Gas_Strategic Energy Management_A_Achievable Economic UCT Potential | F2 | Industrial | Agriculture | Existing | Process | Natural Gas | Strategic Energy Management | A | Integrated Unit Summer Peak Savings (kW) | Achievable Economic UCT Potential | 0 | 0 | 0 | 0 | 0 | 0 | 0 | 0 | 0 | 0 | 0 | 0 | 0 | 0 | 0 | 0 | 0 | 0 | 0 | 0 | 0 | 0 | 0 | 0 | 0 | 0 | 0 | 0 | 0 | 0 | 0
F3_Industrial_Agriculture_Existing_Process_Natural Gas_Strategic Energy Management_A_Achievable Economic UCT Potential | F3 | Industrial | Agriculture | Existing | Process | Natural Gas | Strategic Energy Management | A | Integrated Unit Winter Peak Savings (kW) | Achievable Economic UCT Potential | 0 | 0 | 0 | 0 | 0 | 0 | 0 | 0 | 0 | 0 | 0 | 0 | 0 | 0 | 0 | 0 | 0 | 0 | 0 | 0 | 0 | 0 | 0 | 0 | 0 | 0 | 0 | 0 | 0 | 0 | 0
F4_Industrial_Agriculture_Existing_Process_Natural Gas_Strategic Energy Management_A_Achievable Economic UCT Potential | F4 | Industrial | Agriculture | Existing | Process | Natural Gas | Strategic Energy Management | A | Incremental Energy Savings (MWh or mTherms) | Achievable Economic UCT Potential | 0 | 0 | 0 | 0 | 0 | 1.4695 | 1.4651 | 1.4528 | 1.4501 | 1.4476 | 1.4255 | 1.4183 | 1.4123 | 1.3867 | 1.3896 | 1.3738 | 1.3719 | 1.363 | 1.3489 | 1.349 | 1.3418 | 1.3351 | 1.3287 | 1.3228 | 1.3171 | 0 | 0 | 0 | 0 | 0 | 0
F5_Industrial_Agriculture_Existing_Process_Natural Gas_Strategic Energy Management_A_Achievable Economic UCT Potential | F5 | Industrial | Agriculture | Existing | Process | Natural Gas | Strategic Energy Management | A | Incremental Summer Peak Savings (MW) | Achievable Economic UCT Potential | 0 | 0 | 0 | 0 | 0 | 0 | 0 | 0 | 0 | 0 | 0 | 0 | 0 | 0 | 0 | 0 | 0 | 0 | 0 | 0 | 0 | 0 | 0 | 0 | 0 | 0 | 0 | 0 | 0 | 0 | 0
F6_Industrial_Agriculture_Existing_Process_Natural Gas_Strategic Energy Management_A_Achievable Economic UCT Potential | F6 | Industrial | Agriculture | Existing | Process | Natural Gas | Strategic Energy Management | A | Incremental Winter Peak Savings (MW) | Achievable Economic UCT Potential | 0 | 0 | 0 | 0 | 0 | 0 | 0 | 0 | 0 | 0 | 0 | 0 | 0 | 0 | 0 | 0 | 0 | 0 | 0 | 0 | 0 | 0 | 0 | 0 | 0 | 0 | 0 | 0 | 0 | 0 | 0
F7_Industrial_Agriculture_Existing_Process_Natural Gas_Strategic Energy Management_A_Achievable Economic UCT Potential | F7 | Industrial | Agriculture | Existing | Process | Natural Gas | Strategic Energy Management | A | Cumulative Energy Savings (MWh or mTherms) | Achievable Economic UCT Potential | 0 | 0 | 0 | 0 | 0 | 1.4695 | 2.931 | 4.3766 | 5.8159 | 7.249 | 8.6556 | 10.0537 | 11.444 | 12.8044 | 14.1717 | 15.519 | 16.8683 | 18.2068 | 19.5291 | 20.8565 | 22.1727 | 23.483 | 24.7858 | 26.0812 | 27.3698 | 27.3669 | 27.3642 | 27.3617 | 0 | 0 | 0
F8_Industrial_Agriculture_Existing_Process_Natural Gas_Strategic Energy Management_A_Achievable Economic UCT Potential | F8 | Industrial | Agriculture | Existing | Process | Natural Gas | Strategic Energy Management | A | Cumulative Summer Peak Savings (MW) | Achievable Economic UCT Potential | 0 | 0 | 0 | 0 | 0 | 0 | 0 | 0 | 0 | 0 | 0 | 0 | 0 | 0 | 0 | 0 | 0 | 0 | 0 | 0 | 0 | 0 | 0 | 0 | 0 | 0 | 0 | 0 | 0 | 0 | 0
F9_Industrial_Agriculture_Existing_Process_Natural Gas_Strategic Energy Management_A_Achievable Economic UCT Potential | F9 | Industrial | Agriculture | Existing | Process | Natural Gas | Strategic Energy Management | A | Cumulative Winter Peak Savings (MW) | Achievable Economic UCT Potential | 0 | 0 | 0 | 0 | 0 | 0 | 0 | 0 | 0 | 0 | 0 | 0 | 0 | 0 | 0 | 0 | 0 | 0 | 0 | 0 | 0 | 0 | 0 | 0 | 0 | 0 | 0 | 0 | 0 | 0 | 0
F10_Industrial_Agriculture_Existing_Process_Natural Gas_Strategic Energy Management_A_Achievable Economic UCT Potential | F10 | Industrial | Agriculture | Existing | Process | Natural Gas | Strategic Energy Management | A | Purchases (Incremental) | Achievable Economic UCT Potential | 0 | 0 | 0 | 0 | 0 | 1047.2856 | 1046.7108 | 1040.538 | 1041.1005 | 1041.9614 | 1028.7296 | 1025.9184 | 1023.8353 | 1007.5772 | 1011.4242 | 1001.7789 | 1001.9089 | 996.8663 | 987.9743 | 989.1446 | 985.0542 | 981.223 | 977.6478 | 974.3254 | 971.253 | 0 | 0 | 0 | 0 | 0 | 0
F11_Industrial_Agriculture_Existing_Process_Natural Gas_Strategic Energy Management_A_Achievable Economic UCT Potential | F11 | Industrial | Agriculture | Existing | Process | Natural Gas | Strategic Energy Management | A | Purchases (Cumulative) | Achievable Economic UCT Potential | 0 | 0 | 0 | 0 | 0 | 1047.2856 | 2093.9964 | 3134.5344 | 4175.635 | 5217.5964 | 6246.326 | 7272.2444 | 8296.0797 | 9303.6569 | 10315.081 | 11316.8599 | 12318.7689 | 13315.6351 | 14303.6094 | 15292.754 | 16277.8082 | 17259.0312 | 18236.679 | 19211.0045 | 20182.2574 | 20182.2574 | 20182.2574 | 20182.2574 | 20182.2574 | 20182.2574 | 20182.2574
F1_Industrial_Agriculture_Existing_Miscellaneous_Natural Gas_Strategic Energy Management_A_Achievable Economic UCT Potential | F1 | Industrial | Agriculture | Existing | Miscellaneous | Natural Gas | Strategic Energy Management | A | Integrated Unit Energy Savings (kWh or therms) | Achievable Economic UCT Potential | 0 | 0 | 0 | 0 | 0 | 0.89787 | 0.89787 | 0.89787 | 0.89787 | 0.89787 | 0.89787 | 0.89787 | 0.89787 | 0.89787 | 0.89787 | 0.89787 | 0.89787 | 0.89787 | 0.89787 | 0.89787 | 0.89787 | 0.89787 | 0.89787 | 0.89787 | 0.89787 | 0.89787 | 0.89787 | 0.89787 | 0 | 0 | 0
F2_Industrial_Agriculture_Existing_Miscellaneous_Natural Gas_Strategic Energy Management_A_Achievable Economic UCT Potential | F2 | Industrial | Agriculture | Existing | Miscellaneous | Natural Gas | Strategic Energy Management | A | Integrated Unit Summer Peak Savings (kW) | Achievable Economic UCT Potential | 0 | 0 | 0 | 0 | 0 | 0 | 0 | 0 | 0 | 0 | 0 | 0 | 0 | 0 | 0 | 0 | 0 | 0 | 0 | 0 | 0 | 0 | 0 | 0 | 0 | 0 | 0 | 0 | 0 | 0 | 0
F3_Industrial_Agriculture_Existing_Miscellaneous_Natural Gas_Strategic Energy Management_A_Achievable Economic UCT Potential | F3 | Industrial | Agriculture | Existing | Miscellaneous | Natural Gas | Strategic Energy Management | A | Integrated Unit Winter Peak Savings (kW) | Achievable Economic UCT Potential | 0 | 0 | 0 | 0 | 0 | 0 | 0 | 0 | 0 | 0 | 0 | 0 | 0 | 0 | 0 | 0 | 0 | 0 | 0 | 0 | 0 | 0 | 0 | 0 | 0 | 0 | 0 | 0 | 0 | 0 | 0
F4_Industrial_Agriculture_Existing_Miscellaneous_Natural Gas_Strategic Energy Management_A_Achievable Economic UCT Potential | F4 | Industrial | Agriculture | Existing | Miscellaneous | Natural Gas | Strategic Energy Management | A | Incremental Energy Savings (MWh or mTherms) | Achievable Economic UCT Potential | 0 | 0 | 0 | 0 | 0 | 0.23508 | 0.23495 | 0.23357 | 0.23369 | 0.23389 | 0.23092 | 0.23029 | 0.22982 | 0.22617 | 0.22703 | 0.22487 | 0.2249 | 0.22376 | 0.22177 | 0.22203 | 0.22111 | 0.22025 | 0.21945 | 0.2187 | 0.21801 | 0 | 0 | 0 | 0 | 0 | 0
F5_Industrial_Agriculture_Existing_Miscellaneous_Natural Gas_Strategic Energy Management_A_Achievable Economic UCT Potential | F5 | Industrial | Agriculture | Existing | Miscellaneous | Natural Gas | Strategic Energy Management | A | Incremental Summer Peak Savings (MW) | Achievable Economic UCT Potential | 0 | 0 | 0 | 0 | 0 | 0 | 0 | 0 | 0 | 0 | 0 | 0 | 0 | 0 | 0 | 0 | 0 | 0 | 0 | 0 | 0 | 0 | 0 | 0 | 0 | 0 | 0 | 0 | 0 | 0 | 0
F6_Industrial_Agriculture_Existing_Miscellaneous_Natural Gas_Strategic Energy Management_A_Achievable Economic UCT Potential | F6 | Industrial | Agriculture | Existing | Miscellaneous | Natural Gas | Strategic Energy Management | A | Incremental Winter Peak Savings (MW) | Achievable Economic UCT Potential | 0 | 0 | 0 | 0 | 0 | 0 | 0 | 0 | 0 | 0 | 0 | 0 | 0 | 0 | 0 | 0 | 0 | 0 | 0 | 0 | 0 | 0 | 0 | 0 | 0 | 0 | 0 | 0 | 0 | 0 | 0
F7_Industrial_Agriculture_Existing_Miscellaneous_Natural Gas_Strategic Energy Management_A_Achievable Economic UCT Potential | F7 | Industrial | Agriculture | Existing | Miscellaneous | Natural Gas | Strategic Energy Management | A | Cumulative Energy Savings (MWh or mTherms) | Achievable Economic UCT Potential | 0 | 0 | 0 | 0 | 0 | 0.23508 | 0.47003 | 0.7036 | 0.9373 | 1.1712 | 1.4021 | 1.6324 | 1.8622 | 2.0884 | 2.3154 | 2.5403 | 2.7652 | 2.9889 | 3.2107 | 3.4327 | 3.6538 | 3.8741 | 4.0935 | 4.3123 | 4.5303 | 4.5303 | 4.5303 | 4.5303 | 0 | 0 | 0
F8_Industrial_Agriculture_Existing_Miscellaneous_Natural Gas_Strategic Energy Management_A_Achievable Economic UCT Potential | F8 | Industrial | Agriculture | Existing | Miscellaneous | Natural Gas | Strategic Energy Management | A | Cumulative Summer Peak Savings (MW) | Achievable Economic UCT Potential | 0 | 0 | 0 | 0 | 0 | 0 | 0 | 0 | 0 | 0 | 0 | 0 | 0 | 0 | 0 | 0 | 0 | 0 | 0 | 0 | 0 | 0 | 0 | 0 | 0 | 0 | 0 | 0 | 0 | 0 | 0
F9_Industrial_Agriculture_Existing_Miscellaneous_Natural Gas_Strategic Energy Management_A_Achievable Economic UCT Potential | F9 | Industrial | Agriculture | Existing | Miscellaneous | Natural Gas | Strategic Energy Management | A | Cumulative Winter Peak Savings (MW) | Achievable Economic UCT Potential | 0 | 0 | 0 | 0 | 0 | 0 | 0 | 0 | 0 | 0 | 0 | 0 | 0 | 0 | 0 | 0 | 0 | 0 | 0 | 0 | 0 | 0 | 0 | 0 | 0 | 0 | 0 | 0 | 0 | 0 | 0
F10_Industrial_Agriculture_Existing_Miscellaneous_Natural Gas_Strategic Energy Management_A_Achievable Economic UCT Potential | F10 | Industrial | Agriculture | Existing | Miscellaneous | Natural Gas | Strategic Energy Management | A | Purchases (Incremental) | Achievable Economic UCT Potential | 0 | 0 | 0 | 0 | 0 | 261.8214 | 261.6777 | 260.1345 | 260.2751 | 260.4904 | 257.1824 | 256.4796 | 255.9588 | 251.8943 | 252.856 | 250.4447 | 250.4772 | 249.2166 | 246.9936 | 247.2861 | 246.2636 | 245.3058 | 244.4119 | 243.5814 | 242.8132 | 0 | 0 | 0 | 0 | 0 | 0
F11_Industrial_Agriculture_Existing_Miscellaneous_Natural Gas_Strategic Energy Management_A_Achievable Economic UCT Potential | F11 | Industrial | Agriculture | Existing | Miscellaneous | Natural Gas | Strategic Energy Management | A | Purchases (Cumulative) | Achievable Economic UCT Potential | 0 | 0 | 0 | 0 | 0 | 261.8214 | 523.4991 | 783.6336 | 1043.9087 | 1304.3991 | 1561.5815 | 1818.0611 | 2074.0199 | 2325.9142 | 2578.7703 | 2829.215 | 3079.6922 | 3328.9088 | 3575.9023 | 3823.1885 | 4069.4521 | 4314.7578 | 4559.1698 | 4802.7511 | 5045.5644 | 5045.5644 | 5045.5644 | 5045.5644 | 5045.5644 | 5045.5644 | 5045.5644
F1_Industrial_Agriculture_Existing_Space Heating_Natural Gas_Commissioning_A_Achievable Economic UCT Potential | F1 | Industrial | Agriculture | Existing | Space Heating | Natural Gas | Commissioning | A | Integrated Unit Energy Savings (kWh or therms) | Achievable Economic UCT Potential | 0 | 0 | 0 | 0 | 0 | 3.7612 | 3.7405 | 3.7145 | 3.6861 | 3.6552 | 3.6226 | 3.5881 | 3.5527 | 3.5156 | 3.4748 | 3.4352 | 3.3955 | 3.3578 | 3.3219 | 3.2881 | 3.256 | 3.2235 | 3.1951 | 3.1708 | 3.148 | 3.1271 | 3.1092 | 3.0925 | 0 | 0 | 0
F2_Industrial_Agriculture_Existing_Space Heating_Natural Gas_Commissioning_A_Achievable Economic UCT Potential | F2 | Industrial | Agriculture | Existing | Space Heating | Natural Gas | Commissioning | A | Integrated Unit Summer Peak Savings (kW) | Achievable Economic UCT Potential | 0 | 0 | 0 | 0 | 0 | 0 | 0 | 0 | 0 | 0 | 0 | 0 | 0 | 0 | 0 | 0 | 0 | 0 | 0 | 0 | 0 | 0 | 0 | 0 | 0 | 0 | 0 | 0 | 0 | 0 | 0
F3_Industrial_Agriculture_Existing_Space Heating_Natural Gas_Commissioning_A_Achievable Economic UCT Potential | F3 | Industrial | Agriculture | Existing | Space Heating | Natural Gas | Commissioning | A | Integrated Unit Winter Peak Savings (kW) | Achievable Economic UCT Potential | 0 | 0 | 0 | 0 | 0 | 0 | 0 | 0 | 0 | 0 | 0 | 0 | 0 | 0 | 0 | 0 | 0 | 0 | 0 | 0 | 0 | 0 | 0 | 0 | 0 | 0 | 0 | 0 | 0 | 0 | 0
F4_Industrial_Agriculture_Existing_Space Heating_Natural Gas_Commissioning_A_Achievable Economic UCT Potential | F4 | Industrial | Agriculture | Existing | Space Heating | Natural Gas | Commissioning | A | Incremental Energy Savings (MWh or mTherms) | Achievable Economic UCT Potential | 0 | 0 | 0 | 0 | 0 | 0 | 0 | 0 | 0 | 0 | 0 | 0 | 0 | 0 | 0 | 0 | 0 | 0 | 0 | 0 | 0 | 0 | 0 | 0 | 0 | 0 | 0 | 0 | 0 | 0 | 0
F5_Industrial_Agriculture_Existing_Space Heating_Natural Gas_Commissioning_A_Achievable Economic UCT Potential | F5 | Industrial | Agriculture | Existing | Space Heating | Natural Gas | Commissioning | A | Incremental Summer Peak Savings (MW) | Achievable Economic UCT Potential | 0 | 0 | 0 | 0 | 0 | 0 | 0 | 0 | 0 | 0 | 0 | 0 | 0 | 0 | 0 | 0 | 0 | 0 | 0 | 0 | 0 | 0 | 0 | 0 | 0 | 0 | 0 | 0 | 0 | 0 | 0
F6_Industrial_Agriculture_Existing_Space Heating_Natural Gas_Commissioning_A_Achievable Economic UCT Potential | F6 | Industrial | Agriculture | Existing | Space Heating | Natural Gas | Commissioning | A | Incremental Winter Peak Savings (MW) | Achievable Economic UCT Potential | 0 | 0 | 0 | 0 | 0 | 0 | 0 | 0 | 0 | 0 | 0 | 0 | 0 | 0 | 0 | 0 | 0 | 0 | 0 | 0 | 0 | 0 | 0 | 0 | 0 | 0 | 0 | 0 | 0 | 0 | 0
F7_Industrial_Agriculture_Existing_Space Heating_Natural Gas_Commissioning_A_Achievable Economic UCT Potential | F7 | Industrial | Agriculture | Existing | Space Heating | Natural Gas | Commissioning | A | Cumulative Energy Savings (MWh or mTherms) | Achievable Economic UCT Potential | 0 | 0 | 0 | 0 | 0 | 0 | 0 | 0 | 0 | 0 | 0 | 0 | 0 | 0 | 0 | 0 | 0 | 0 | 0 | 0 | 0 | 0 | 0 | 0 | 0 | 0 | 0 | 0 | 0 | 0 | 0
F8_Industrial_Agriculture_Existing_Space Heating_Natural Gas_Commissioning_A_Achievable Economic UCT Potential | F8 | Industrial | Agriculture | Existing | Space Heating | Natural Gas | Commissioning | A | Cumulative Summer Peak Savings (MW) | Achievable Economic UCT Potential | 0 | 0 | 0 | 0 | 0 | 0 | 0 | 0 | 0 | 0 | 0 | 0 | 0 | 0 | 0 | 0 | 0 | 0 | 0 | 0 | 0 | 0 | 0 | 0 | 0 | 0 | 0 | 0 | 0 | 0 | 0
F9_Industrial_Agriculture_Existing_Space Heating_Natural Gas_Commissioning_A_Achievable Economic UCT Potential | F9 | Industrial | Agriculture | Existing | Space Heating | Natural Gas | Commissioning | A | Cumulative Winter Peak Savings (MW) | Achievable Economic UCT Potential | 0 | 0 | 0 | 0 | 0 | 0 | 0 | 0 | 0 | 0 | 0 | 0 | 0 | 0 | 0 | 0 | 0 | 0 | 0 | 0 | 0 | 0 | 0 | 0 | 0 | 0 | 0 | 0 | 0 | 0 | 0
F10_Industrial_Agriculture_Existing_Space Heating_Natural Gas_Commissioning_A_Achievable Economic UCT Potential | F10 | Industrial | Agriculture | Existing | Space Heating | Natural Gas | Commissioning | A | Purchases (Incremental) | Achievable Economic UCT Potential | 0 | 0 | 0 | 0 | 0 | 0 | 0 | 0 | 0 | 0 | 0 | 0 | 0 | 0 | 0 | 0 | 0 | 0 | 0 | 0 | 0 | 0 | 0 | 0 | 0 | 0 | 0 | 0 | 0 | 0 | 0
F11_Industrial_Agriculture_Existing_Space Heating_Natural Gas_Commissioning_A_Achievable Economic UCT Potential | F11 | Industrial | Agriculture | Existing | Space Heating | Natural Gas | Commissioning | A | Purchases (Cumulative) | Achievable Economic UCT Potential | 0 | 0 | 0 | 0 | 0 | 0 | 0 | 0 | 0 | 0 | 0 | 0 | 0 | 0 | 0 | 0 | 0 | 0 | 0 | 0 | 0 | 0 | 0 | 0 | 0 | 0 | 0 | 0 | 0 | 0 | 0
F1_Industrial_Agriculture_Existing_Process_Natural Gas_Commissioning_A_Achievable Economic UCT Potential | F1 | Industrial | Agriculture | Existing | Process | Natural Gas | Commissioning | A | Integrated Unit Energy Savings (kWh or therms) | Achievable Economic UCT Potential | 0 | 0 | 0 | 0 | 0 | 7.8488 | 7.8476 | 7.8467 | 7.846 | 7.8455 | 7.8449 | 7.8444 | 7.8441 | 7.8437 | 7.8434 | 7.8431 | 7.843 | 7.8428 | 7.8426 | 7.8426 | 7.8425 | 7.8424 | 7.8423 | 7.8422 | 7.8422 | 7.8421 | 7.8421 | 7.8421 | 0 | 0 | 0
F2_Industrial_Agriculture_Existing_Process_Natural Gas_Commissioning_A_Achievable Economic UCT Potential | F2 | Industrial | Agriculture | Existing | Process | Natural Gas | Commissioning | A | Integrated Unit Summer Peak Savings (kW) | Achievable Economic UCT Potential | 0 | 0 | 0 | 0 | 0 | 0 | 0 | 0 | 0 | 0 | 0 | 0 | 0 | 0 | 0 | 0 | 0 | 0 | 0 | 0 | 0 | 0 | 0 | 0 | 0 | 0 | 0 | 0 | 0 | 0 | 0
F3_Industrial_Agriculture_Existing_Process_Natural Gas_Commissioning_A_Achievable Economic UCT Potential | F3 | Industrial | Agriculture | Existing | Process | Natural Gas | Commissioning | A | Integrated Unit Winter Peak Savings (kW) | Achievable Economic UCT Potential | 0 | 0 | 0 | 0 | 0 | 0 | 0 | 0 | 0 | 0 | 0 | 0 | 0 | 0 | 0 | 0 | 0 | 0 | 0 | 0 | 0 | 0 | 0 | 0 | 0 | 0 | 0 | 0 | 0 | 0 | 0
F4_Industrial_Agriculture_Existing_Process_Natural Gas_Commissioning_A_Achievable Economic UCT Potential | F4 | Industrial | Agriculture | Existing | Process | Natural Gas | Commissioning | A | Incremental Energy Savings (MWh or mTherms) | Achievable Economic UCT Potential | 0 | 0 | 0 | 0 | 0 | 0 | 0 | 0 | 0 | 0 | 0 | 0 | 0 | 0 | 0 | 0 | 0 | 0 | 0 | 0 | 0 | 0 | 0 | 0 | 0 | 0 | 0 | 0 | 0 | 0 | 0
F5_Industrial_Agriculture_Existing_Process_Natural Gas_Commissioning_A_Achievable Economic UCT Potential | F5 | Industrial | Agriculture | Existing | Process | Natural Gas | Commissioning | A | Incremental Summer Peak Savings (MW) | Achievable Economic UCT Potential | 0 | 0 | 0 | 0 | 0 | 0 | 0 | 0 | 0 | 0 | 0 | 0 | 0 | 0 | 0 | 0 | 0 | 0 | 0 | 0 | 0 | 0 | 0 | 0 | 0 | 0 | 0 | 0 | 0 | 0 | 0
F6_Industrial_Agriculture_Existing_Process_Natural Gas_Commissioning_A_Achievable Economic UCT Potential | F6 | Industrial | Agriculture | Existing | Process | Natural Gas | Commissioning | A | Incremental Winter Peak Savings (MW) | Achievable Economic UCT Potential | 0 | 0 | 0 | 0 | 0 | 0 | 0 | 0 | 0 | 0 | 0 | 0 | 0 | 0 | 0 | 0 | 0 | 0 | 0 | 0 | 0 | 0 | 0 | 0 | 0 | 0 | 0 | 0 | 0 | 0 | 0
F7_Industrial_Agriculture_Existing_Process_Natural Gas_Commissioning_A_Achievable Economic UCT Potential | F7 | Industrial | Agriculture | Existing | Process | Natural Gas | Commissioning | A | Cumulative Energy Savings (MWh or mTherms) | Achievable Economic UCT Potential | 0 | 0 | 0 | 0 | 0 | 0 | 0 | 0 | 0 | 0 | 0 | 0 | 0 | 0 | 0 | 0 | 0 | 0 | 0 | 0 | 0 | 0 | 0 | 0 | 0 | 0 | 0 | 0 | 0 | 0 | 0
F8_Industrial_Agriculture_Existing_Process_Natural Gas_Commissioning_A_Achievable Economic UCT Potential | F8 | Industrial | Agriculture | Existing | Process | Natural Gas | Commissioning | A | Cumulative Summer Peak Savings (MW) | Achievable Economic UCT Potential | 0 | 0 | 0 | 0 | 0 | 0 | 0 | 0 | 0 | 0 | 0 | 0 | 0 | 0 | 0 | 0 | 0 | 0 | 0 | 0 | 0 | 0 | 0 | 0 | 0 | 0 | 0 | 0 | 0 | 0 | 0
F9_Industrial_Agriculture_Existing_Process_Natural Gas_Commissioning_A_Achievable Economic UCT Potential | F9 | Industrial | Agriculture | Existing | Process | Natural Gas | Commissioning | A | Cumulative Winter Peak Savings (MW) | Achievable Economic UCT Potential | 0 | 0 | 0 | 0 | 0 | 0 | 0 | 0 | 0 | 0 | 0 | 0 | 0 | 0 | 0 | 0 | 0 | 0 | 0 | 0 | 0 | 0 | 0 | 0 | 0 | 0 | 0 | 0 | 0 | 0 | 0
F10_Industrial_Agriculture_Existing_Process_Natural Gas_Commissioning_A_Achievable Economic UCT Potential | F10 | Industrial | Agriculture | Existing | Process | Natural Gas | Commissioning | A | Purchases (Incremental) | Achievable Economic UCT Potential | 0 | 0 | 0 | 0 | 0 | 0 | 0 | 0 | 0 | 0 | 0 | 0 | 0 | 0 | 0 | 0 | 0 | 0 | 0 | 0 | 0 | 0 | 0 | 0 | 0 | 0 | 0 | 0 | 0 | 0 | 0
F11_Industrial_Agriculture_Existing_Process_Natural Gas_Commissioning_A_Achievable Economic UCT Potential | F11 | Industrial | Agriculture | Existing | Process | Natural Gas | Commissioning | A | Purchases (Cumulative) | Achievable Economic UCT Potential | 0 | 0 | 0 | 0 | 0 | 0 | 0 | 0 | 0 | 0 | 0 | 0 | 0 | 0 | 0 | 0 | 0 | 0 | 0 | 0 | 0 | 0 | 0 | 0 | 0 | 0 | 0 | 0 | 0 | 0 | 0
F1_Industrial_Agriculture_Existing_Space Heating_Natural Gas_Retrocommissioning_A_Achievable Economic UCT Potential | F1 | Industrial | Agriculture | Existing | Space Heating | Natural Gas | Retrocommissioning | A | Integrated Unit Energy Savings (kWh or therms) | Achievable Economic UCT Potential | 0 | 0 | 0 | 0 | 0 | 0.52237 | 0.51945 | 0.51579 | 0.5118 | 0.50747 | 0.5029 | 0.49809 | 0.49315 | 0.48797 | 0.4823 | 0.47679 | 0.47127 | 0.46603 | 0.46104 | 0.45634 | 0.45188 | 0.44736 | 0.44342 | 0.44005 | 0.43689 | 0.43399 | 0.43151 | 0.42919 | 0 | 0 | 0
F2_Industrial_Agriculture_Existing_Space Heating_Natural Gas_Retrocommissioning_A_Achievable Economic UCT Potential | F2 | Industrial | Agriculture | Existing | Space Heating | Natural Gas | Retrocommissioning | A | Integrated Unit Summer Peak Savings (kW) | Achievable Economic UCT Potential | 0 | 0 | 0 | 0 | 0 | 0 | 0 | 0 | 0 | 0 | 0 | 0 | 0 | 0 | 0 | 0 | 0 | 0 | 0 | 0 | 0 | 0 | 0 | 0 | 0 | 0 | 0 | 0 | 0 | 0 | 0
F3_Industrial_Agriculture_Existing_Space Heating_Natural Gas_Retrocommissioning_A_Achievable Economic UCT Potential | F3 | Industrial | Agriculture | Existing | Space Heating | Natural Gas | Retrocommissioning | A | Integrated Unit Winter Peak Savings (kW) | Achievable Economic UCT Potential | 0 | 0 | 0 | 0 | 0 | 0 | 0 | 0 | 0 | 0 | 0 | 0 | 0 | 0 | 0 | 0 | 0 | 0 | 0 | 0 | 0 | 0 | 0 | 0 | 0 | 0 | 0 | 0 | 0 | 0 | 0
F4_Industrial_Agriculture_Existing_Space Heating_Natural Gas_Retrocommissioning_A_Achievable Economic UCT Potential | F4 | Industrial | Agriculture | Existing | Space Heating | Natural Gas | Retrocommissioning | A | Incremental Energy Savings (MWh or mTherms) | Achievable Economic UCT Potential | 0 | 0 | 0 | 0 | 0 | 0.10637 | 0.10572 | 0.10436 | 0.10361 | 0.10282 | 0.1006 | 0.099362 | 0.098175 | 0.095603 | 0.094851 | 0.092874 | 0.09181 | 0.090333 | 0.088569 | 0.08777 | 0.086553 | 0.085354 | 0.084294 | 0.083368 | 0.082509 | 0 | 0 | 0 | 0 | 0 | 0
F5_Industrial_Agriculture_Existing_Space Heating_Natural Gas_Retrocommissioning_A_Achievable Economic UCT Potential | F5 | Industrial | Agriculture | Existing | Space Heating | Natural Gas | Retrocommissioning | A | Incremental Summer Peak Savings (MW) | Achievable Economic UCT Potential | 0 | 0 | 0 | 0 | 0 | 0 | 0 | 0 | 0 | 0 | 0 | 0 | 0 | 0 | 0 | 0 | 0 | 0 | 0 | 0 | 0 | 0 | 0 | 0 | 0 | 0 | 0 | 0 | 0 | 0 | 0
F6_Industrial_Agriculture_Existing_Space Heating_Natural Gas_Retrocommissioning_A_Achievable Economic UCT Potential | F6 | Industrial | Agriculture | Existing | Space Heating | Natural Gas | Retrocommissioning | A | Incremental Winter Peak Savings (MW) | Achievable Economic UCT Potential | 0 | 0 | 0 | 0 | 0 | 0 | 0 | 0 | 0 | 0 | 0 | 0 | 0 | 0 | 0 | 0 | 0 | 0 | 0 | 0 | 0 | 0 | 0 | 0 | 0 | 0 | 0 | 0 | 0 | 0 | 0
F7_Industrial_Agriculture_Existing_Space Heating_Natural Gas_Retrocommissioning_A_Achievable Economic UCT Potential | F7 | Industrial | Agriculture | Existing | Space Heating | Natural Gas | Retrocommissioning | A | Cumulative Energy Savings (MWh or mTherms) | Achievable Economic UCT Potential | 0 | 0 | 0 | 0 | 0 | 0.10637 | 0.2115 | 0.31437 | 0.41555 | 0.51484 | 0.61081 | 0.70433 | 0.79551 | 0.88277 | 0.96735 | 1.0492 | 1.1288 | 1.2066 | 1.2823 | 1.357 | 1.4303 | 1.5013 | 1.5724 | 1.6438 | 1.7145 | 1.7031 | 1.6934 | 1.6843 | 0 | 0 | 0
F8_Industrial_Agriculture_Existing_Space Heating_Natural Gas_Retrocommissioning_A_Achievable Economic UCT Potential | F8 | Industrial | Agriculture | Existing | Space Heating | Natural Gas | Retrocommissioning | A | Cumulative Summer Peak Savings (MW) | Achievable Economic UCT Potential | 0 | 0 | 0 | 0 | 0 | 0 | 0 | 0 | 0 | 0 | 0 | 0 | 0 | 0 | 0 | 0 | 0 | 0 | 0 | 0 | 0 | 0 | 0 | 0 | 0 | 0 | 0 | 0 | 0 | 0 | 0
F9_Industrial_Agriculture_Existing_Space Heating_Natural Gas_Retrocommissioning_A_Achievable Economic UCT Potential | F9 | Industrial | Agriculture | Existing | Space Heating | Natural Gas | Retrocommissioning | A | Cumulative Winter Peak Savings (MW) | Achievable Economic UCT Potential | 0 | 0 | 0 | 0 | 0 | 0 | 0 | 0 | 0 | 0 | 0 | 0 | 0 | 0 | 0 | 0 | 0 | 0 | 0 | 0 | 0 | 0 | 0 | 0 | 0 | 0 | 0 | 0 | 0 | 0 | 0
F10_Industrial_Agriculture_Existing_Space Heating_Natural Gas_Retrocommissioning_A_Achievable Economic UCT Potential | F10 | Industrial | Agriculture | Existing | Space Heating | Natural Gas | Retrocommissioning | A | Purchases (Incremental) | Achievable Economic UCT Potential | 0 | 0 | 0 | 0 | 0 | 203.6389 | 203.5271 | 202.3268 | 202.4362 | 202.6036 | 200.0308 | 199.4841 | 199.0791 | 195.9178 | 196.6658 | 194.7903 | 194.8156 | 193.8351 | 192.1061 | 192.3337 | 191.5383 | 190.7934 | 190.0982 | 189.4522 | 188.8547 | 0 | 0 | 0 | 0 | 0 | 0
F11_Industrial_Agriculture_Existing_Space Heating_Natural Gas_Retrocommissioning_A_Achievable Economic UCT Potential | F11 | Industrial | Agriculture | Existing | Space Heating | Natural Gas | Retrocommissioning | A | Purchases (Cumulative) | Achievable Economic UCT Potential | 0 | 0 | 0 | 0 | 0 | 203.6389 | 407.166 | 609.4928 | 811.929 | 1014.5326 | 1214.5634 | 1414.0475 | 1613.1266 | 1809.0444 | 2005.7102 | 2200.5005 | 2395.3162 | 2589.1513 | 2781.2574 | 2973.5911 | 3165.1294 | 3355.9227 | 3546.0209 | 3735.4731 | 3924.3278 | 3924.3278 | 3924.3278 | 3924.3278 | 3924.3278 | 3924.3278 | 3924.3278
F1_Industrial_Agriculture_Existing_Process_Natural Gas_Retrocommissioning_A_Achievable Economic UCT Potential | F1 | Industrial | Agriculture | Existing | Process | Natural Gas | Retrocommissioning | A | Integrated Unit Energy Savings (kWh or therms) | Achievable Economic UCT Potential | 0 | 0 | 0 | 0 | 0 | 0 | 0 | 0 | 0 | 0 | 0 | 0 | 0 | 0 | 0 | 0 | 0 | 0 | 0 | 0 | 0 | 0 | 0 | 0 | 0 | 0 | 0 | 0 | 0 | 0 | 0
F2_Industrial_Agriculture_Existing_Process_Natural Gas_Retrocommissioning_A_Achievable Economic UCT Potential | F2 | Industrial | Agriculture | Existing | Process | Natural Gas | Retrocommissioning | A | Integrated Unit Summer Peak Savings (kW) | Achievable Economic UCT Potential | 0 | 0 | 0 | 0 | 0 | 0 | 0 | 0 | 0 | 0 | 0 | 0 | 0 | 0 | 0 | 0 | 0 | 0 | 0 | 0 | 0 | 0 | 0 | 0 | 0 | 0 | 0 | 0 | 0 | 0 | 0
F3_Industrial_Agriculture_Existing_Process_Natural Gas_Retrocommissioning_A_Achievable Economic UCT Potential | F3 | Industrial | Agriculture | Existing | Process | Natural Gas | Retrocommissioning | A | Integrated Unit Winter Peak Savings (kW) | Achievable Economic UCT Potential | 0 | 0 | 0 | 0 | 0 | 0 | 0 | 0 | 0 | 0 | 0 | 0 | 0 | 0 | 0 | 0 | 0 | 0 | 0 | 0 | 0 | 0 | 0 | 0 | 0 | 0 | 0 | 0 | 0 | 0 | 0
F4_Industrial_Agriculture_Existing_Process_Natural Gas_Retrocommissioning_A_Achievable Economic UCT Potential | F4 | Industrial | Agriculture | Existing | Process | Natural Gas | Retrocommissioning | A | Incremental Energy Savings (MWh or mTherms) | Achievable Economic UCT Potential | 0 | 0 | 0 | 0 | 0 | 0 | 0 | 0 | 0 | 0 | 0 | 0 | 0 | 0 | 0 | 0 | 0 | 0 | 0 | 0 | 0 | 0 | 0 | 0 | 0 | 0 | 0 | 0 | 0 | 0 | 0
F5_Industrial_Agriculture_Existing_Process_Natural Gas_Retrocommissioning_A_Achievable Economic UCT Potential | F5 | Industrial | Agriculture | Existing | Process | Natural Gas | Retrocommissioning | A | Incremental Summer Peak Savings (MW) | Achievable Economic UCT Potential | 0 | 0 | 0 | 0 | 0 | 0 | 0 | 0 | 0 | 0 | 0 | 0 | 0 | 0 | 0 | 0 | 0 | 0 | 0 | 0 | 0 | 0 | 0 | 0 | 0 | 0 | 0 | 0 | 0 | 0 | 0
F6_Industrial_Agriculture_Existing_Process_Natural Gas_Retrocommissioning_A_Achievable Economic UCT Potential | F6 | Industrial | Agriculture | Existing | Process | Natural Gas | Retrocommissioning | A | Incremental Winter Peak Savings (MW) | Achievable Economic UCT Potential | 0 | 0 | 0 | 0 | 0 | 0 | 0 | 0 | 0 | 0 | 0 | 0 | 0 | 0 | 0 | 0 | 0 | 0 | 0 | 0 | 0 | 0 | 0 | 0 | 0 | 0 | 0 | 0 | 0 | 0 | 0
F7_Industrial_Agriculture_Existing_Process_Natural Gas_Retrocommissioning_A_Achievable Economic UCT Potential | F7 | Industrial | Agriculture | Existing | Process | Natural Gas | Retrocommissioning | A | Cumulative Energy Savings (MWh or mTherms) | Achievable Economic UCT Potential | 0 | 0 | 0 | 0 | 0 | 0 | 0 | 0 | 0 | 0 | 0 | 0 | 0 | 0 | 0 | 0 | 0 | 0 | 0 | 0 | 0 | 0 | 0 | 0 | 0 | 0 | 0 | 0 | 0 | 0 | 0
F8_Industrial_Agriculture_Existing_Process_Natural Gas_Retrocommissioning_A_Achievable Economic UCT Potential | F8 | Industrial | Agriculture | Existing | Process | Natural Gas | Retrocommissioning | A | Cumulative Summer Peak Savings (MW) | Achievable Economic UCT Potential | 0 | 0 | 0 | 0 | 0 | 0 | 0 | 0 | 0 | 0 | 0 | 0 | 0 | 0 | 0 | 0 | 0 | 0 | 0 | 0 | 0 | 0 | 0 | 0 | 0 | 0 | 0 | 0 | 0 | 0 | 0
F9_Industrial_Agriculture_Existing_Process_Natural Gas_Retrocommissioning_A_Achievable Economic UCT Potential | F9 | Industrial | Agriculture | Existing | Process | Natural Gas | Retrocommissioning | A | Cumulative Winter Peak Savings (MW) | Achievable Economic UCT Potential | 0 | 0 | 0 | 0 | 0 | 0 | 0 | 0 | 0 | 0 | 0 | 0 | 0 | 0 | 0 | 0 | 0 | 0 | 0 | 0 | 0 | 0 | 0 | 0 | 0 | 0 | 0 | 0 | 0 | 0 | 0
F10_Industrial_Agriculture_Existing_Process_Natural Gas_Retrocommissioning_A_Achievable Economic UCT Potential | F10 | Industrial | Agriculture | Existing | Process | Natural Gas | Retrocommissioning | A | Purchases (Incremental) | Achievable Economic UCT Potential | 0 | 0 | 0 | 0 | 0 | 203.6389 | 203.5271 | 202.3268 | 202.4362 | 202.6036 | 200.0308 | 199.4841 | 199.0791 | 195.9178 | 196.6658 | 194.7903 | 194.8156 | 193.8351 | 192.1061 | 192.3337 | 191.5383 | 190.7934 | 190.0982 | 189.4522 | 188.8547 | 0 | 0 | 0 | 0 | 0 | 0
F11_Industrial_Agriculture_Existing_Process_Natural Gas_Retrocommissioning_A_Achievable Economic UCT Potential | F11 | Industrial | Agriculture | Existing | Process | Natural Gas | Retrocommissioning | A | Purchases (Cumulative) | Achievable Economic UCT Potential | 0 | 0 | 0 | 0 | 0 | 203.6389 | 407.166 | 609.4928 | 811.929 | 1014.5326 | 1214.5634 | 1414.0475 | 1613.1266 | 1809.0444 | 2005.7102 | 2200.5005 | 2395.3162 | 2589.1513 | 2781.2574 | 2973.5911 | 3165.1294 | 3355.9227 | 3546.0209 | 3735.4731 | 3924.3278 | 3924.3278 | 3924.3278 | 3924.3278 | 3924.3278 | 3924.3278 | 3924.3278
F1_Industrial_Agriculture_New_Space Heating_Natural Gas_Insulation - Roof/Ceiling_A_Achievable Economic UCT Potential | F1 | Industrial | Agriculture | New | Space Heating | Natural Gas | Insulation - Roof/Ceiling | A | Integrated Unit Energy Savings (kWh or therms) | Achievable Economic UCT Potential | 0 | 0 | 0 | 0 | 0 | 0.093613 | 0.092021 | 0.090688 | 0.089517 | 0.088438 | 0.087455 | 0.086269 | 0.084967 | 0.08362 | 0.082263 | 0.080997 | 0.079828 | 0.078818 | 0.077584 | 0.076631 | 0.075921 | 0.075387 | 0.075118 | 0.074983 | 0.074946 | 0.074977 | 0.075026 | 0.075094 | 0 | 0 | 0
F2_Industrial_Agriculture_New_Space Heating_Natural Gas_Insulation - Roof/Ceiling_A_Achievable Economic UCT Potential | F2 | Industrial | Agriculture | New | Space Heating | Natural Gas | Insulation - Roof/Ceiling | A | Integrated Unit Summer Peak Savings (kW) | Achievable Economic UCT Potential | 0 | 0 | 0 | 0 | 0 | 0 | 0 | 0 | 0 | 0 | 0 | 0 | 0 | 0 | 0 | 0 | 0 | 0 | 0 | 0 | 0 | 0 | 0 | 0 | 0 | 0 | 0 | 0 | 0 | 0 | 0
F3_Industrial_Agriculture_New_Space Heating_Natural Gas_Insulation - Roof/Ceiling_A_Achievable Economic UCT Potential | F3 | Industrial | Agriculture | New | Space Heating | Natural Gas | Insulation - Roof/Ceiling | A | Integrated Unit Winter Peak Savings (kW) | Achievable Economic UCT Potential | 0 | 0 | 0 | 0 | 0 | 0 | 0 | 0 | 0 | 0 | 0 | 0 | 0 | 0 | 0 | 0 | 0 | 0 | 0 | 0 | 0 | 0 | 0 | 0 | 0 | 0 | 0 | 0 | 0 | 0 | 0
F4_Industrial_Agriculture_New_Space Heating_Natural Gas_Insulation - Roof/Ceiling_A_Achievable Economic UCT Potential | F4 | Industrial | Agriculture | New | Space Heating | Natural Gas | Insulation - Roof/Ceiling | A | Incremental Energy Savings (MWh or mTherms) | Achievable Economic UCT Potential | 0 | 0 | 0 | 0 | 0 | 0 | 0 | 0 | 0 | 0 | 0 | 0 | 0 | 0 | 0 | 0 | 0 | 0 | 0 | 0 | 0 | 0 | 0 | 0 | 0 | 0 | 0 | 0 | 0 | 0 | 0
F5_Industrial_Agriculture_New_Space Heating_Natural Gas_Insulation - Roof/Ceiling_A_Achievable Economic UCT Potential | F5 | Industrial | Agriculture | New | Space Heating | Natural Gas | Insulation - Roof/Ceiling | A | Incremental Summer Peak Savings (MW) | Achievable Economic UCT Potential | 0 | 0 | 0 | 0 | 0 | 0 | 0 | 0 | 0 | 0 | 0 | 0 | 0 | 0 | 0 | 0 | 0 | 0 | 0 | 0 | 0 | 0 | 0 | 0 | 0 | 0 | 0 | 0 | 0 | 0 | 0
F6_Industrial_Agriculture_New_Space Heating_Natural Gas_Insulation - Roof/Ceiling_A_Achievable Economic UCT Potential | F6 | Industrial | Agriculture | New | Space Heating | Natural Gas | Insulation - Roof/Ceiling | A | Incremental Winter Peak Savings (MW) | Achievable Economic UCT Potential | 0 | 0 | 0 | 0 | 0 | 0 | 0 | 0 | 0 | 0 | 0 | 0 | 0 | 0 | 0 | 0 | 0 | 0 | 0 | 0 | 0 | 0 | 0 | 0 | 0 | 0 | 0 | 0 | 0 | 0 | 0
F7_Industrial_Agriculture_New_Space Heating_Natural Gas_Insulation - Roof/Ceiling_A_Achievable Economic UCT Potential | F7 | Industrial | Agriculture | New | Space Heating | Natural Gas | Insulation - Roof/Ceiling | A | Cumulative Energy Savings (MWh or mTherms) | Achievable Economic UCT Potential | 0 | 0 | 0 | 0 | 0 | 0 | 0 | 0 | 0 | 0 | 0 | 0 | 0 | 0 | 0 | 0 | 0 | 0 | 0 | 0 | 0 | 0 | 0 | 0 | 0 | 0 | 0 | 0 | 0 | 0 | 0
F8_Industrial_Agriculture_New_Space Heating_Natural Gas_Insulation - Roof/Ceiling_A_Achievable Economic UCT Potential | F8 | Industrial | Agriculture | New | Space Heating | Natural Gas | Insulation - Roof/Ceiling | A | Cumulative Summer Peak Savings (MW) | Achievable Economic UCT Potential | 0 | 0 | 0 | 0 | 0 | 0 | 0 | 0 | 0 | 0 | 0 | 0 | 0 | 0 | 0 | 0 | 0 | 0 | 0 | 0 | 0 | 0 | 0 | 0 | 0 | 0 | 0 | 0 | 0 | 0 | 0
F9_Industrial_Agriculture_New_Space Heating_Natural Gas_Insulation - Roof/Ceiling_A_Achievable Economic UCT Potential | F9 | Industrial | Agriculture | New | Space Heating | Natural Gas | Insulation - Roof/Ceiling | A | Cumulative Winter Peak Savings (MW) | Achievable Economic UCT Potential | 0 | 0 | 0 | 0 | 0 | 0 | 0 | 0 | 0 | 0 | 0 | 0 | 0 | 0 | 0 | 0 | 0 | 0 | 0 | 0 | 0 | 0 | 0 | 0 | 0 | 0 | 0 | 0 | 0 | 0 | 0
F10_Industrial_Agriculture_New_Space Heating_Natural Gas_Insulation - Roof/Ceiling_A_Achievable Economic UCT Potential | F10 | Industrial | Agriculture | New | Space Heating | Natural Gas | Insulation - Roof/Ceiling | A | Purchases (Incremental) | Achievable Economic UCT Potential | 0 | 0 | 0 | 0 | 0 | 0 | 0 | 0 | 0 | 0 | 0 | 0 | 0 | 0 | 0 | 0 | 0 | 0 | 0 | 0 | 0 | 0 | 0 | 0 | 0 | 0 | 0 | 0 | 0 | 0 | 0
F11_Industrial_Agriculture_New_Space Heating_Natural Gas_Insulation - Roof/Ceiling_A_Achievable Economic UCT Potential | F11 | Industrial | Agriculture | New | Space Heating | Natural Gas | Insulation - Roof/Ceiling | A | Purchases (Cumulative) | Achievable Economic UCT Potential | 0 | 0 | 0 | 0 | 0 | 0 | 0 | 0 | 0 | 0 | 0 | 0 | 0 | 0 | 0 | 0 | 0 | 0 | 0 | 0 | 0 | 0 | 0 | 0 | 0 | 0 | 0 | 0 | 0 | 0 | 0
F1_Industrial_Agriculture_New_Space Heating_Natural Gas_Insulation - Wall Cavity_A_Achievable Economic UCT Potential | F1 | Industrial | Agriculture | New | Space Heating | Natural Gas | Insulation - Wall Cavity | A | Integrated Unit Energy Savings (kWh or therms) | Achievable Economic UCT Potential | 0 | 0 | 0 | 0 | 0 | 0.016859 | 0.016572 | 0.016332 | 0.016121 | 0.015927 | 0.01575 | 0.015536 | 0.015302 | 0.015059 | 0.014815 | 0.014587 | 0.014376 | 0.014194 | 0.013972 | 0.0138 | 0.013673 | 0.013577 | 0.013528 | 0.013504 | 0.013497 | 0.013503 | 0.013511 | 0.013524 | 0 | 0 | 0
F2_Industrial_Agriculture_New_Space Heating_Natural Gas_Insulation - Wall Cavity_A_Achievable Economic UCT Potential | F2 | Industrial | Agriculture | New | Space Heating | Natural Gas | Insulation - Wall Cavity | A | Integrated Unit Summer Peak Savings (kW) | Achievable Economic UCT Potential | 0 | 0 | 0 | 0 | 0 | 0 | 0 | 0 | 0 | 0 | 0 | 0 | 0 | 0 | 0 | 0 | 0 | 0 | 0 | 0 | 0 | 0 | 0 | 0 | 0 | 0 | 0 | 0 | 0 | 0 | 0
F3_Industrial_Agriculture_New_Space Heating_Natural Gas_Insulation - Wall Cavity_A_Achievable Economic UCT Potential | F3 | Industrial | Agriculture | New | Space Heating | Natural Gas | Insulation - Wall Cavity | A | Integrated Unit Winter Peak Savings (kW) | Achievable Economic UCT Potential | 0 | 0 | 0 | 0 | 0 | 0 | 0 | 0 | 0 | 0 | 0 | 0 | 0 | 0 | 0 | 0 | 0 | 0 | 0 | 0 | 0 | 0 | 0 | 0 | 0 | 0 | 0 | 0 | 0 | 0 | 0
F4_Industrial_Agriculture_New_Space Heating_Natural Gas_Insulation - Wall Cavity_A_Achievable Economic UCT Potential | F4 | Industrial | Agriculture | New | Space Heating | Natural Gas | Insulation - Wall Cavity | A | Incremental Energy Savings (MWh or mTherms) | Achievable Economic UCT Potential | 0 | 0 | 0 | 0 | 0 | 0 | 0 | 0 | 0 | 0 | 0 | 0 | 0 | 0 | 0 | 0 | 0 | 0 | 0 | 0 | 0 | 0 | 0 | 0 | 0 | 0 | 0 | 0 | 0 | 0 | 0
F5_Industrial_Agriculture_New_Space Heating_Natural Gas_Insulation - Wall Cavity_A_Achievable Economic UCT Potential | F5 | Industrial | Agriculture | New | Space Heating | Natural Gas | Insulation - Wall Cavity | A | Incremental Summer Peak Savings (MW) | Achievable Economic UCT Potential | 0 | 0 | 0 | 0 | 0 | 0 | 0 | 0 | 0 | 0 | 0 | 0 | 0 | 0 | 0 | 0 | 0 | 0 | 0 | 0 | 0 | 0 | 0 | 0 | 0 | 0 | 0 | 0 | 0 | 0 | 0
F6_Industrial_Agriculture_New_Space Heating_Natural Gas_Insulation - Wall Cavity_A_Achievable Economic UCT Potential | F6 | Industrial | Agriculture | New | Space Heating | Natural Gas | Insulation - Wall Cavity | A | Incremental Winter Peak Savings (MW) | Achievable Economic UCT Potential | 0 | 0 | 0 | 0 | 0 | 0 | 0 | 0 | 0 | 0 | 0 | 0 | 0 | 0 | 0 | 0 | 0 | 0 | 0 | 0 | 0 | 0 | 0 | 0 | 0 | 0 | 0 | 0 | 0 | 0 | 0
F7_Industrial_Agriculture_New_Space Heating_Natural Gas_Insulation - Wall Cavity_A_Achievable Economic UCT Potential | F7 | Industrial | Agriculture | New | Space Heating | Natural Gas | Insulation - Wall Cavity | A | Cumulative Energy Savings (MWh or mTherms) | Achievable Economic UCT Potential | 0 | 0 | 0 | 0 | 0 | 0 | 0 | 0 | 0 | 0 | 0 | 0 | 0 | 0 | 0 | 0 | 0 | 0 | 0 | 0 | 0 | 0 | 0 | 0 | 0 | 0 | 0 | 0 | 0 | 0 | 0
F8_Industrial_Agriculture_New_Space Heating_Natural Gas_Insulation - Wall Cavity_A_Achievable Economic UCT Potential | F8 | Industrial | Agriculture | New | Space Heating | Natural Gas | Insulation - Wall Cavity | A | Cumulative Summer Peak Savings (MW) | Achievable Economic UCT Potential | 0 | 0 | 0 | 0 | 0 | 0 | 0 | 0 | 0 | 0 | 0 | 0 | 0 | 0 | 0 | 0 | 0 | 0 | 0 | 0 | 0 | 0 | 0 | 0 | 0 | 0 | 0 | 0 | 0 | 0 | 0
F9_Industrial_Agriculture_New_Space Heating_Natural Gas_Insulation - Wall Cavity_A_Achievable Economic UCT Potential | F9 | Industrial | Agriculture | New | Space Heating | Natural Gas | Insulation - Wall Cavity | A | Cumulative Winter Peak Savings (MW) | Achievable Economic UCT Potential | 0 | 0 | 0 | 0 | 0 | 0 | 0 | 0 | 0 | 0 | 0 | 0 | 0 | 0 | 0 | 0 | 0 | 0 | 0 | 0 | 0 | 0 | 0 | 0 | 0 | 0 | 0 | 0 | 0 | 0 | 0
F10_Industrial_Agriculture_New_Space Heating_Natural Gas_Insulation - Wall Cavity_A_Achievable Economic UCT Potential | F10 | Industrial | Agriculture | New | Space Heating | Natural Gas | Insulation - Wall Cavity | A | Purchases (Incremental) | Achievable Economic UCT Potential | 0 | 0 | 0 | 0 | 0 | 0 | 0 | 0 | 0 | 0 | 0 | 0 | 0 | 0 | 0 | 0 | 0 | 0 | 0 | 0 | 0 | 0 | 0 | 0 | 0 | 0 | 0 | 0 | 0 | 0 | 0
F11_Industrial_Agriculture_New_Space Heating_Natural Gas_Insulation - Wall Cavity_A_Achievable Economic UCT Potential | F11 | Industrial | Agriculture | New | Space Heating | Natural Gas | Insulation - Wall Cavity | A | Purchases (Cumulative) | Achievable Economic UCT Potential | 0 | 0 | 0 | 0 | 0 | 0 | 0 | 0 | 0 | 0 | 0 | 0 | 0 | 0 | 0 | 0 | 0 | 0 | 0 | 0 | 0 | 0 | 0 | 0 | 0 | 0 | 0 | 0 | 0 | 0 | 0
F1_Industrial_Agriculture_New_Space Heating_Natural Gas_Insulation - Ducting_A_Achievable Economic UCT Potential | F1 | Industrial | Agriculture | New | Space Heating | Natural Gas | Insulation - Ducting | A | Integrated Unit Energy Savings (kWh or therms) | Achievable Economic UCT Potential | 0 | 0 | 0 | 0 | 0 | 0 | 0 | 0 | 0 | 0 | 0 | 0 | 0 | 0 | 0 | 0 | 0 | 0 | 0 | 0 | 0 | 0 | 0 | 0 | 0 | 0 | 0 | 0 | 0 | 0 | 0
F2_Industrial_Agriculture_New_Space Heating_Natural Gas_Insulation - Ducting_A_Achievable Economic UCT Potential | F2 | Industrial | Agriculture | New | Space Heating | Natural Gas | Insulation - Ducting | A | Integrated Unit Summer Peak Savings (kW) | Achievable Economic UCT Potential | 0 | 0 | 0 | 0 | 0 | 0 | 0 | 0 | 0 | 0 | 0 | 0 | 0 | 0 | 0 | 0 | 0 | 0 | 0 | 0 | 0 | 0 | 0 | 0 | 0 | 0 | 0 | 0 | 0 | 0 | 0
F3_Industrial_Agriculture_New_Space Heating_Natural Gas_Insulation - Ducting_A_Achievable Economic UCT Potential | F3 | Industrial | Agriculture | New | Space Heating | Natural Gas | Insulation - Ducting | A | Integrated Unit Winter Peak Savings (kW) | Achievable Economic UCT Potential | 0 | 0 | 0 | 0 | 0 | 0 | 0 | 0 | 0 | 0 | 0 | 0 | 0 | 0 | 0 | 0 | 0 | 0 | 0 | 0 | 0 | 0 | 0 | 0 | 0 | 0 | 0 | 0 | 0 | 0 | 0
F4_Industrial_Agriculture_New_Space Heating_Natural Gas_Insulation - Ducting_A_Achievable Economic UCT Potential | F4 | Industrial | Agriculture | New | Space Heating | Natural Gas | Insulation - Ducting | A | Incremental Energy Savings (MWh or mTherms) | Achievable Economic UCT Potential | 0 | 0 | 0 | 0 | 0 | 0 | 0 | 0 | 0 | 0 | 0 | 0 | 0 | 0 | 0 | 0 | 0 | 0 | 0 | 0 | 0 | 0 | 0 | 0 | 0 | 0 | 0 | 0 | 0 | 0 | 0
F5_Industrial_Agriculture_New_Space Heating_Natural Gas_Insulation - Ducting_A_Achievable Economic UCT Potential | F5 | Industrial | Agriculture | New | Space Heating | Natural Gas | Insulation - Ducting | A | Incremental Summer Peak Savings (MW) | Achievable Economic UCT Potential | 0 | 0 | 0 | 0 | 0 | 0 | 0 | 0 | 0 | 0 | 0 | 0 | 0 | 0 | 0 | 0 | 0 | 0 | 0 | 0 | 0 | 0 | 0 | 0 | 0 | 0 | 0 | 0 | 0 | 0 | 0
F6_Industrial_Agriculture_New_Space Heating_Natural Gas_Insulation - Ducting_A_Achievable Economic UCT Potential | F6 | Industrial | Agriculture | New | Space Heating | Natural Gas | Insulation - Ducting | A | Incremental Winter Peak Savings (MW) | Achievable Economic UCT Potential | 0 | 0 | 0 | 0 | 0 | 0 | 0 | 0 | 0 | 0 | 0 | 0 | 0 | 0 | 0 | 0 | 0 | 0 | 0 | 0 | 0 | 0 | 0 | 0 | 0 | 0 | 0 | 0 | 0 | 0 | 0
F7_Industrial_Agriculture_New_Space Heating_Natural Gas_Insulation - Ducting_A_Achievable Economic UCT Potential | F7 | Industrial | Agriculture | New | Space Heating | Natural Gas | Insulation - Ducting | A | Cumulative Energy Savings (MWh or mTherms) | Achievable Economic UCT Potential | 0 | 0 | 0 | 0 | 0 | 0 | 0 | 0 | 0 | 0 | 0 | 0 | 0 | 0 | 0 | 0 | 0 | 0 | 0 | 0 | 0 | 0 | 0 | 0 | 0 | 0 | 0 | 0 | 0 | 0 | 0
F8_Industrial_Agriculture_New_Space Heating_Natural Gas_Insulation - Ducting_A_Achievable Economic UCT Potential | F8 | Industrial | Agriculture | New | Space Heating | Natural Gas | Insulation - Ducting | A | Cumulative Summer Peak Savings (MW) | Achievable Economic UCT Potential | 0 | 0 | 0 | 0 | 0 | 0 | 0 | 0 | 0 | 0 | 0 | 0 | 0 | 0 | 0 | 0 | 0 | 0 | 0 | 0 | 0 | 0 | 0 | 0 | 0 | 0 | 0 | 0 | 0 | 0 | 0
F9_Industrial_Agriculture_New_Space Heating_Natural Gas_Insulation - Ducting_A_Achievable Economic UCT Potential | F9 | Industrial | Agriculture | New | Space Heating | Natural Gas | Insulation - Ducting | A | Cumulative Winter Peak Savings (MW) | Achievable Economic UCT Potential | 0 | 0 | 0 | 0 | 0 | 0 | 0 | 0 | 0 | 0 | 0 | 0 | 0 | 0 | 0 | 0 | 0 | 0 | 0 | 0 | 0 | 0 | 0 | 0 | 0 | 0 | 0 | 0 | 0 | 0 | 0
F10_Industrial_Agriculture_New_Space Heating_Natural Gas_Insulation - Ducting_A_Achievable Economic UCT Potential | F10 | Industrial | Agriculture | New | Space Heating | Natural Gas | Insulation - Ducting | A | Purchases (Incremental) | Achievable Economic UCT Potential | 0 | 0 | 0 | 0 | 0 | 0 | 0 | 0 | 0 | 0 | 0 | 0 | 0 | 0 | 0 | 0 | 0 | 0 | 0 | 0 | 0 | 0 | 0 | 0 | 0 | 0 | 0 | 0 | 0 | 0 | 0
F11_Industrial_Agriculture_New_Space Heating_Natural Gas_Insulation - Ducting_A_Achievable Economic UCT Potential | F11 | Industrial | Agriculture | New | Space Heating | Natural Gas | Insulation - Ducting | A | Purchases (Cumulative) | Achievable Economic UCT Potential | 0 | 0 | 0 | 0 | 0 | 0 | 0 | 0 | 0 | 0 | 0 | 0 | 0 | 0 | 0 | 0 | 0 | 0 | 0 | 0 | 0 | 0 | 0 | 0 | 0 | 0 | 0 | 0 | 0 | 0 | 0
F1_Industrial_Agriculture_New_Space Heating_Natural Gas_HVAC - Duct Repair and Sealing_A_Achievable Economic UCT Potential | F1 | Industrial | Agriculture | New | Space Heating | Natural Gas | HVAC - Duct Repair and Sealing | A | Integrated Unit Energy Savings (kWh or therms) | Achievable Economic UCT Potential | 0 | 0 | 0 | 0 | 0 | 0 | 0 | 0 | 0 | 0 | 0 | 0 | 0 | 0 | 0 | 0 | 0 | 0 | 0 | 0 | 0 | 0 | 0 | 0 | 0 | 0 | 0 | 0 | 0 | 0 | 0
F2_Industrial_Agriculture_New_Space Heating_Natural Gas_HVAC - Duct Repair and Sealing_A_Achievable Economic UCT Potential | F2 | Industrial | Agriculture | New | Space Heating | Natural Gas | HVAC - Duct Repair and Sealing | A | Integrated Unit Summer Peak Savings (kW) | Achievable Economic UCT Potential | 0 | 0 | 0 | 0 | 0 | 0 | 0 | 0 | 0 | 0 | 0 | 0 | 0 | 0 | 0 | 0 | 0 | 0 | 0 | 0 | 0 | 0 | 0 | 0 | 0 | 0 | 0 | 0 | 0 | 0 | 0
F3_Industrial_Agriculture_New_Space Heating_Natural Gas_HVAC - Duct Repair and Sealing_A_Achievable Economic UCT Potential | F3 | Industrial | Agriculture | New | Space Heating | Natural Gas | HVAC - Duct Repair and Sealing | A | Integrated Unit Winter Peak Savings (kW) | Achievable Economic UCT Potential | 0 | 0 | 0 | 0 | 0 | 0 | 0 | 0 | 0 | 0 | 0 | 0 | 0 | 0 | 0 | 0 | 0 | 0 | 0 | 0 | 0 | 0 | 0 | 0 | 0 | 0 | 0 | 0 | 0 | 0 | 0
F4_Industrial_Agriculture_New_Space Heating_Natural Gas_HVAC - Duct Repair and Sealing_A_Achievable Economic UCT Potential | F4 | Industrial | Agriculture | New | Space Heating | Natural Gas | HVAC - Duct Repair and Sealing | A | Incremental Energy Savings (MWh or mTherms) | Achievable Economic UCT Potential | 0 | 0 | 0 | 0 | 0 | 0 | 0 | 0 | 0 | 0 | 0 | 0 | 0 | 0 | 0 | 0 | 0 | 0 | 0 | 0 | 0 | 0 | 0 | 0 | 0 | 0 | 0 | 0 | 0 | 0 | 0
F5_Industrial_Agriculture_New_Space Heating_Natural Gas_HVAC - Duct Repair and Sealing_A_Achievable Economic UCT Potential | F5 | Industrial | Agriculture | New | Space Heating | Natural Gas | HVAC - Duct Repair and Sealing | A | Incremental Summer Peak Savings (MW) | Achievable Economic UCT Potential | 0 | 0 | 0 | 0 | 0 | 0 | 0 | 0 | 0 | 0 | 0 | 0 | 0 | 0 | 0 | 0 | 0 | 0 | 0 | 0 | 0 | 0 | 0 | 0 | 0 | 0 | 0 | 0 | 0 | 0 | 0
F6_Industrial_Agriculture_New_Space Heating_Natural Gas_HVAC - Duct Repair and Sealing_A_Achievable Economic UCT Potential | F6 | Industrial | Agriculture | New | Space Heating | Natural Gas | HVAC - Duct Repair and Sealing | A | Incremental Winter Peak Savings (MW) | Achievable Economic UCT Potential | 0 | 0 | 0 | 0 | 0 | 0 | 0 | 0 | 0 | 0 | 0 | 0 | 0 | 0 | 0 | 0 | 0 | 0 | 0 | 0 | 0 | 0 | 0 | 0 | 0 | 0 | 0 | 0 | 0 | 0 | 0
F7_Industrial_Agriculture_New_Space Heating_Natural Gas_HVAC - Duct Repair and Sealing_A_Achievable Economic UCT Potential | F7 | Industrial | Agriculture | New | Space Heating | Natural Gas | HVAC - Duct Repair and Sealing | A | Cumulative Energy Savings (MWh or mTherms) | Achievable Economic UCT Potential | 0 | 0 | 0 | 0 | 0 | 0 | 0 | 0 | 0 | 0 | 0 | 0 | 0 | 0 | 0 | 0 | 0 | 0 | 0 | 0 | 0 | 0 | 0 | 0 | 0 | 0 | 0 | 0 | 0 | 0 | 0
F8_Industrial_Agriculture_New_Space Heating_Natural Gas_HVAC - Duct Repair and Sealing_A_Achievable Economic UCT Potential | F8 | Industrial | Agriculture | New | Space Heating | Natural Gas | HVAC - Duct Repair and Sealing | A | Cumulative Summer Peak Savings (MW) | Achievable Economic UCT Potential | 0 | 0 | 0 | 0 | 0 | 0 | 0 | 0 | 0 | 0 | 0 | 0 | 0 | 0 | 0 | 0 | 0 | 0 | 0 | 0 | 0 | 0 | 0 | 0 | 0 | 0 | 0 | 0 | 0 | 0 | 0
F9_Industrial_Agriculture_New_Space Heating_Natural Gas_HVAC - Duct Repair and Sealing_A_Achievable Economic UCT Potential | F9 | Industrial | Agriculture | New | Space Heating | Natural Gas | HVAC - Duct Repair and Sealing | A | Cumulative Winter Peak Savings (MW) | Achievable Economic UCT Potential | 0 | 0 | 0 | 0 | 0 | 0 | 0 | 0 | 0 | 0 | 0 | 0 | 0 | 0 | 0 | 0 | 0 | 0 | 0 | 0 | 0 | 0 | 0 | 0 | 0 | 0 | 0 | 0 | 0 | 0 | 0
F10_Industrial_Agriculture_New_Space Heating_Natural Gas_HVAC - Duct Repair and Sealing_A_Achievable Economic UCT Potential | F10 | Industrial | Agriculture | New | Space Heating | Natural Gas | HVAC - Duct Repair and Sealing | A | Purchases (Incremental) | Achievable Economic UCT Potential | 0 | 0 | 0 | 0 | 0 | 0 | 0 | 0 | 0 | 0 | 0 | 0 | 0 | 0 | 0 | 0 | 0 | 0 | 0 | 0 | 0 | 0 | 0 | 0 | 0 | 0 | 0 | 0 | 0 | 0 | 0
F11_Industrial_Agriculture_New_Space Heating_Natural Gas_HVAC - Duct Repair and Sealing_A_Achievable Economic UCT Potential | F11 | Industrial | Agriculture | New | Space Heating | Natural Gas | HVAC - Duct Repair and Sealing | A | Purchases (Cumulative) | Achievable Economic UCT Potential | 0 | 0 | 0 | 0 | 0 | 0 | 0 | 0 | 0 | 0 | 0 | 0 | 0 | 0 | 0 | 0 | 0 | 0 | 0 | 0 | 0 | 0 | 0 | 0 | 0 | 0 | 0 | 0 | 0 | 0 | 0
F1_Industrial_Agriculture_New_Space Heating_Natural Gas_Windows - High Efficiency_A_Achievable Economic UCT Potential | F1 | Industrial | Agriculture | New | Space Heating | Natural Gas | Windows - High Efficiency | A | Integrated Unit Energy Savings (kWh or therms) | Achievable Economic UCT Potential | 0 | 0 | 0 | 0 | 0 | 0.0053504 | 0.0052594 | 0.0051833 | 0.0051163 | 0.0050546 | 0.0049985 | 0.0049307 | 0.0048563 | 0.0047793 | 0.0047017 | 0.0046294 | 0.0045625 | 0.0045048 | 0.0044343 | 0.0043798 | 0.0043392 | 0.0043087 | 0.0042933 | 0.0042856 | 0.0042835 | 0.0042853 | 0.0042881 | 0.004292 | 0 | 0 | 0
F2_Industrial_Agriculture_New_Space Heating_Natural Gas_Windows - High Efficiency_A_Achievable Economic UCT Potential | F2 | Industrial | Agriculture | New | Space Heating | Natural Gas | Windows - High Efficiency | A | Integrated Unit Summer Peak Savings (kW) | Achievable Economic UCT Potential | 0 | 0 | 0 | 0 | 0 | 0 | 0 | 0 | 0 | 0 | 0 | 0 | 0 | 0 | 0 | 0 | 0 | 0 | 0 | 0 | 0 | 0 | 0 | 0 | 0 | 0 | 0 | 0 | 0 | 0 | 0
F3_Industrial_Agriculture_New_Space Heating_Natural Gas_Windows - High Efficiency_A_Achievable Economic UCT Potential | F3 | Industrial | Agriculture | New | Space Heating | Natural Gas | Windows - High Efficiency | A | Integrated Unit Winter Peak Savings (kW) | Achievable Economic UCT Potential | 0 | 0 | 0 | 0 | 0 | 0 | 0 | 0 | 0 | 0 | 0 | 0 | 0 | 0 | 0 | 0 | 0 | 0 | 0 | 0 | 0 | 0 | 0 | 0 | 0 | 0 | 0 | 0 | 0 | 0 | 0
F4_Industrial_Agriculture_New_Space Heating_Natural Gas_Windows - High Efficiency_A_Achievable Economic UCT Potential | F4 | Industrial | Agriculture | New | Space Heating | Natural Gas | Windows - High Efficiency | A | Incremental Energy Savings (MWh or mTherms) | Achievable Economic UCT Potential | 0 | 0 | 0 | 0 | 0 | 0 | 0 | 0 | 0 | 0 | 0 | 0 | 0 | 0 | 0 | 0 | 0 | 0 | 0 | 0 | 0 | 0 | 0 | 0 | 0 | 0 | 0 | 0 | 0 | 0 | 0
F5_Industrial_Agriculture_New_Space Heating_Natural Gas_Windows - High Efficiency_A_Achievable Economic UCT Potential | F5 | Industrial | Agriculture | New | Space Heating | Natural Gas | Windows - High Efficiency | A | Incremental Summer Peak Savings (MW) | Achievable Economic UCT Potential | 0 | 0 | 0 | 0 | 0 | 0 | 0 | 0 | 0 | 0 | 0 | 0 | 0 | 0 | 0 | 0 | 0 | 0 | 0 | 0 | 0 | 0 | 0 | 0 | 0 | 0 | 0 | 0 | 0 | 0 | 0
F6_Industrial_Agriculture_New_Space Heating_Natural Gas_Windows - High Efficiency_A_Achievable Economic UCT Potential | F6 | Industrial | Agriculture | New | Space Heating | Natural Gas | Windows - High Efficiency | A | Incremental Winter Peak Savings (MW) | Achievable Economic UCT Potential | 0 | 0 | 0 | 0 | 0 | 0 | 0 | 0 | 0 | 0 | 0 | 0 | 0 | 0 | 0 | 0 | 0 | 0 | 0 | 0 | 0 | 0 | 0 | 0 | 0 | 0 | 0 | 0 | 0 | 0 | 0
F7_Industrial_Agriculture_New_Space Heating_Natural Gas_Windows - High Efficiency_A_Achievable Economic UCT Potential | F7 | Industrial | Agriculture | New | Space Heating | Natural Gas | Windows - High Efficiency | A | Cumulative Energy Savings (MWh or mTherms) | Achievable Economic UCT Potential | 0 | 0 | 0 | 0 | 0 | 0 | 0 | 0 | 0 | 0 | 0 | 0 | 0 | 0 | 0 | 0 | 0 | 0 | 0 | 0 | 0 | 0 | 0 | 0 | 0 | 0 | 0 | 0 | 0 | 0 | 0
F8_Industrial_Agriculture_New_Space Heating_Natural Gas_Windows - High Efficiency_A_Achievable Economic UCT Potential | F8 | Industrial | Agriculture | New | Space Heating | Natural Gas | Windows - High Efficiency | A | Cumulative Summer Peak Savings (MW) | Achievable Economic UCT Potential | 0 | 0 | 0 | 0 | 0 | 0 | 0 | 0 | 0 | 0 | 0 | 0 | 0 | 0 | 0 | 0 | 0 | 0 | 0 | 0 | 0 | 0 | 0 | 0 | 0 | 0 | 0 | 0 | 0 | 0 | 0
F9_Industrial_Agriculture_New_Space Heating_Natural Gas_Windows - High Efficiency_A_Achievable Economic UCT Potential | F9 | Industrial | Agriculture | New | Space Heating | Natural Gas | Windows - High Efficiency | A | Cumulative Winter Peak Savings (MW) | Achievable Economic UCT Potential | 0 | 0 | 0 | 0 | 0 | 0 | 0 | 0 | 0 | 0 | 0 | 0 | 0 | 0 | 0 | 0 | 0 | 0 | 0 | 0 | 0 | 0 | 0 | 0 | 0 | 0 | 0 | 0 | 0 | 0 | 0
F10_Industrial_Agriculture_New_Space Heating_Natural Gas_Windows - High Efficiency_A_Achievable Economic UCT Potential | F10 | Industrial | Agriculture | New | Space Heating | Natural Gas | Windows - High Efficiency | A | Purchases (Incremental) | Achievable Economic UCT Potential | 0 | 0 | 0 | 0 | 0 | 0 | 0 | 0 | 0 | 0 | 0 | 0 | 0 | 0 | 0 | 0 | 0 | 0 | 0 | 0 | 0 | 0 | 0 | 0 | 0 | 0 | 0 | 0 | 0 | 0 | 0
F11_Industrial_Agriculture_New_Space Heating_Natural Gas_Windows - High Efficiency_A_Achievable Economic UCT Potential | F11 | Industrial | Agriculture | New | Space Heating | Natural Gas | Windows - High Efficiency | A | Purchases (Cumulative) | Achievable Economic UCT Potential | 0 | 0 | 0 | 0 | 0 | 0 | 0 | 0 | 0 | 0 | 0 | 0 | 0 | 0 | 0 | 0 | 0 | 0 | 0 | 0 | 0 | 0 | 0 | 0 | 0 | 0 | 0 | 0 | 0 | 0 | 0
F1_Industrial_Agriculture_New_Space Heating_Natural Gas_Gas Boiler - Maintenance_A_Achievable Economic UCT Potential | F1 | Industrial | Agriculture | New | Space Heating | Natural Gas | Gas Boiler - Maintenance | A | Integrated Unit Energy Savings (kWh or therms) | Achievable Economic UCT Potential | 0 | 0 | 0 | 0 | 0 | 0 | 0 | 0 | 0 | 0 | 0 | 0 | 0 | 0 | 0 | 0 | 0 | 0 | 0 | 0 | 0 | 0 | 0 | 0 | 0 | 0 | 0 | 0 | 0 | 0 | 0
F2_Industrial_Agriculture_New_Space Heating_Natural Gas_Gas Boiler - Maintenance_A_Achievable Economic UCT Potential | F2 | Industrial | Agriculture | New | Space Heating | Natural Gas | Gas Boiler - Maintenance | A | Integrated Unit Summer Peak Savings (kW) | Achievable Economic UCT Potential | 0 | 0 | 0 | 0 | 0 | 0 | 0 | 0 | 0 | 0 | 0 | 0 | 0 | 0 | 0 | 0 | 0 | 0 | 0 | 0 | 0 | 0 | 0 | 0 | 0 | 0 | 0 | 0 | 0 | 0 | 0
F3_Industrial_Agriculture_New_Space Heating_Natural Gas_Gas Boiler - Maintenance_A_Achievable Economic UCT Potential | F3 | Industrial | Agriculture | New | Space Heating | Natural Gas | Gas Boiler - Maintenance | A | Integrated Unit Winter Peak Savings (kW) | Achievable Economic UCT Potential | 0 | 0 | 0 | 0 | 0 | 0 | 0 | 0 | 0 | 0 | 0 | 0 | 0 | 0 | 0 | 0 | 0 | 0 | 0 | 0 | 0 | 0 | 0 | 0 | 0 | 0 | 0 | 0 | 0 | 0 | 0
F4_Industrial_Agriculture_New_Space Heating_Natural Gas_Gas Boiler - Maintenance_A_Achievable Economic UCT Potential | F4 | Industrial | Agriculture | New | Space Heating | Natural Gas | Gas Boiler - Maintenance | A | Incremental Energy Savings (MWh or mTherms) | Achievable Economic UCT Potential | 0 | 0 | 0 | 0 | 0 | 0 | 0 | 0 | 0 | 0 | 0 | 0 | 0 | 0 | 0 | 0 | 0 | 0 | 0 | 0 | 0 | 0 | 0 | 0 | 0 | 0 | 0 | 0 | 0 | 0 | 0
F5_Industrial_Agriculture_New_Space Heating_Natural Gas_Gas Boiler - Maintenance_A_Achievable Economic UCT Potential | F5 | Industrial | Agriculture | New | Space Heating | Natural Gas | Gas Boiler - Maintenance | A | Incremental Summer Peak Savings (MW) | Achievable Economic UCT Potential | 0 | 0 | 0 | 0 | 0 | 0 | 0 | 0 | 0 | 0 | 0 | 0 | 0 | 0 | 0 | 0 | 0 | 0 | 0 | 0 | 0 | 0 | 0 | 0 | 0 | 0 | 0 | 0 | 0 | 0 | 0
F6_Industrial_Agriculture_New_Space Heating_Natural Gas_Gas Boiler - Maintenance_A_Achievable Economic UCT Potential | F6 | Industrial | Agriculture | New | Space Heating | Natural Gas | Gas Boiler - Maintenance | A | Incremental Winter Peak Savings (MW) | Achievable Economic UCT Potential | 0 | 0 | 0 | 0 | 0 | 0 | 0 | 0 | 0 | 0 | 0 | 0 | 0 | 0 | 0 | 0 | 0 | 0 | 0 | 0 | 0 | 0 | 0 | 0 | 0 | 0 | 0 | 0 | 0 | 0 | 0
F7_Industrial_Agriculture_New_Space Heating_Natural Gas_Gas Boiler - Maintenance_A_Achievable Economic UCT Potential | F7 | Industrial | Agriculture | New | Space Heating | Natural Gas | Gas Boiler - Maintenance | A | Cumulative Energy Savings (MWh or mTherms) | Achievable Economic UCT Potential | 0 | 0 | 0 | 0 | 0 | 0 | 0 | 0 | 0 | 0 | 0 | 0 | 0 | 0 | 0 | 0 | 0 | 0 | 0 | 0 | 0 | 0 | 0 | 0 | 0 | 0 | 0 | 0 | 0 | 0 | 0
F8_Industrial_Agriculture_New_Space Heating_Natural Gas_Gas Boiler - Maintenance_A_Achievable Economic UCT Potential | F8 | Industrial | Agriculture | New | Space Heating | Natural Gas | Gas Boiler - Maintenance | A | Cumulative Summer Peak Savings (MW) | Achievable Economic UCT Potential | 0 | 0 | 0 | 0 | 0 | 0 | 0 | 0 | 0 | 0 | 0 | 0 | 0 | 0 | 0 | 0 | 0 | 0 | 0 | 0 | 0 | 0 | 0 | 0 | 0 | 0 | 0 | 0 | 0 | 0 | 0
F9_Industrial_Agriculture_New_Space Heating_Natural Gas_Gas Boiler - Maintenance_A_Achievable Economic UCT Potential | F9 | Industrial | Agriculture | New | Space Heating | Natural Gas | Gas Boiler - Maintenance | A | Cumulative Winter Peak Savings (MW) | Achievable Economic UCT Potential | 0 | 0 | 0 | 0 | 0 | 0 | 0 | 0 | 0 | 0 | 0 | 0 | 0 | 0 | 0 | 0 | 0 | 0 | 0 | 0 | 0 | 0 | 0 | 0 | 0 | 0 | 0 | 0 | 0 | 0 | 0
F10_Industrial_Agriculture_New_Space Heating_Natural Gas_Gas Boiler - Maintenance_A_Achievable Economic UCT Potential | F10 | Industrial | Agriculture | New | Space Heating | Natural Gas | Gas Boiler - Maintenance | A | Purchases (Incremental) | Achievable Economic UCT Potential | 0 | 0 | 0 | 0 | 0 | 0 | 0 | 0 | 0 | 0 | 0 | 0 | 0 | 0 | 0 | 0 | 0 | 0 | 0 | 0 | 0 | 0 | 0 | 0 | 0 | 0 | 0 | 0 | 0 | 0 | 0
F11_Industrial_Agriculture_New_Space Heating_Natural Gas_Gas Boiler - Maintenance_A_Achievable Economic UCT Potential | F11 | Industrial | Agriculture | New | Space Heating | Natural Gas | Gas Boiler - Maintenance | A | Purchases (Cumulative) | Achievable Economic UCT Potential | 0 | 0 | 0 | 0 | 0 | 0 | 0 | 0 | 0 | 0 | 0 | 0 | 0 | 0 | 0 | 0 | 0 | 0 | 0 | 0 | 0 | 0 | 0 | 0 | 0 | 0 | 0 | 0 | 0 | 0 | 0
F1_Industrial_Agriculture_New_Process_Natural Gas_Gas Boiler - Maintenance_A_Achievable Economic UCT Potential | F1 | Industrial | Agriculture | New | Process | Natural Gas | Gas Boiler - Maintenance | A | Integrated Unit Energy Savings (kWh or therms) | Achievable Economic UCT Potential | 0 | 0 | 0 | 0 | 0 | 1.5559 | 1.5559 | 1.5559 | 1.5559 | 1.5559 | 1.5559 | 1.5559 | 1.5559 | 1.5559 | 1.5559 | 1.5559 | 1.5559 | 1.5559 | 1.5559 | 1.5559 | 1.5559 | 1.5559 | 1.5559 | 1.5559 | 1.5559 | 1.5559 | 1.5559 | 1.5559 | 1.5559 | 1.5559 | 1.5559
F2_Industrial_Agriculture_New_Process_Natural Gas_Gas Boiler - Maintenance_A_Achievable Economic UCT Potential | F2 | Industrial | Agriculture | New | Process | Natural Gas | Gas Boiler - Maintenance | A | Integrated Unit Summer Peak Savings (kW) | Achievable Economic UCT Potential | 0 | 0 | 0 | 0 | 0 | 0 | 0 | 0 | 0 | 0 | 0 | 0 | 0 | 0 | 0 | 0 | 0 | 0 | 0 | 0 | 0 | 0 | 0 | 0 | 0 | 0 | 0 | 0 | 0 | 0 | 0
F3_Industrial_Agriculture_New_Process_Natural Gas_Gas Boiler - Maintenance_A_Achievable Economic UCT Potential | F3 | Industrial | Agriculture | New | Process | Natural Gas | Gas Boiler - Maintenance | A | Integrated Unit Winter Peak Savings (kW) | Achievable Economic UCT Potential | 0 | 0 | 0 | 0 | 0 | 0 | 0 | 0 | 0 | 0 | 0 | 0 | 0 | 0 | 0 | 0 | 0 | 0 | 0 | 0 | 0 | 0 | 0 | 0 | 0 | 0 | 0 | 0 | 0 | 0 | 0
F4_Industrial_Agriculture_New_Process_Natural Gas_Gas Boiler - Maintenance_A_Achievable Economic UCT Potential | F4 | Industrial | Agriculture | New | Process | Natural Gas | Gas Boiler - Maintenance | A | Incremental Energy Savings (MWh or mTherms) | Achievable Economic UCT Potential | 0 | 0 | 0 | 0 | 0 | 0.02168 | 0.018003 | 0.014405 | 0.02168 | 0.018003 | 0.014405 | 0.02168 | 0.018003 | 0.014405 | 0.02168 | 0.018003 | 0.014405 | 0.02168 | 0.018003 | 0.014405 | 0.02168 | 0.018003 | 0.014405 | 0.02168 | 0.018003 | 0.014405 | 0.02168 | 0.018003 | 0.014405 | 0.02168 | 0.018003
F5_Industrial_Agriculture_New_Process_Natural Gas_Gas Boiler - Maintenance_A_Achievable Economic UCT Potential | F5 | Industrial | Agriculture | New | Process | Natural Gas | Gas Boiler - Maintenance | A | Incremental Summer Peak Savings (MW) | Achievable Economic UCT Potential | 0 | 0 | 0 | 0 | 0 | 0 | 0 | 0 | 0 | 0 | 0 | 0 | 0 | 0 | 0 | 0 | 0 | 0 | 0 | 0 | 0 | 0 | 0 | 0 | 0 | 0 | 0 | 0 | 0 | 0 | 0
F6_Industrial_Agriculture_New_Process_Natural Gas_Gas Boiler - Maintenance_A_Achievable Economic UCT Potential | F6 | Industrial | Agriculture | New | Process | Natural Gas | Gas Boiler - Maintenance | A | Incremental Winter Peak Savings (MW) | Achievable Economic UCT Potential | 0 | 0 | 0 | 0 | 0 | 0 | 0 | 0 | 0 | 0 | 0 | 0 | 0 | 0 | 0 | 0 | 0 | 0 | 0 | 0 | 0 | 0 | 0 | 0 | 0 | 0 | 0 | 0 | 0 | 0 | 0
F7_Industrial_Agriculture_New_Process_Natural Gas_Gas Boiler - Maintenance_A_Achievable Economic UCT Potential | F7 | Industrial | Agriculture | New | Process | Natural Gas | Gas Boiler - Maintenance | A | Cumulative Energy Savings (MWh or mTherms) | Achievable Economic UCT Potential | 0 | 0 | 0 | 0 | 0 | 0.02168 | 0.039682 | 0.054087 | 0.054087 | 0.054087 | 0.054087 | 0.054087 | 0.054087 | 0.054087 | 0.054087 | 0.054087 | 0.054087 | 0.054087 | 0.054087 | 0.054087 | 0.054087 | 0.054087 | 0.054087 | 0.054087 | 0.054087 | 0.054087 | 0.054087 | 0.054087 | 0 | 0 | 0
F8_Industrial_Agriculture_New_Process_Natural Gas_Gas Boiler - Maintenance_A_Achievable Economic UCT Potential | F8 | Industrial | Agriculture | New | Process | Natural Gas | Gas Boiler - Maintenance | A | Cumulative Summer Peak Savings (MW) | Achievable Economic UCT Potential | 0 | 0 | 0 | 0 | 0 | 0 | 0 | 0 | 0 | 0 | 0 | 0 | 0 | 0 | 0 | 0 | 0 | 0 | 0 | 0 | 0 | 0 | 0 | 0 | 0 | 0 | 0 | 0 | 0 | 0 | 0
F9_Industrial_Agriculture_New_Process_Natural Gas_Gas Boiler - Maintenance_A_Achievable Economic UCT Potential | F9 | Industrial | Agriculture | New | Process | Natural Gas | Gas Boiler - Maintenance | A | Cumulative Winter Peak Savings (MW) | Achievable Economic UCT Potential | 0 | 0 | 0 | 0 | 0 | 0 | 0 | 0 | 0 | 0 | 0 | 0 | 0 | 0 | 0 | 0 | 0 | 0 | 0 | 0 | 0 | 0 | 0 | 0 | 0 | 0 | 0 | 0 | 0 | 0 | 0
F10_Industrial_Agriculture_New_Process_Natural Gas_Gas Boiler - Maintenance_A_Achievable Economic UCT Potential | F10 | Industrial | Agriculture | New | Process | Natural Gas | Gas Boiler - Maintenance | A | Purchases (Incremental) | Achievable Economic UCT Potential | 0 | 0 | 0 | 0 | 0 | 13.934 | 11.5708 | 9.2584 | 13.934 | 11.5708 | 9.2584 | 13.934 | 11.5708 | 9.2584 | 13.934 | 11.5708 | 9.2584 | 13.934 | 11.5708 | 9.2584 | 13.934 | 11.5708 | 9.2584 | 13.934 | 11.5708 | 9.2584 | 13.934 | 11.5708 | 9.2584 | 13.934 | 11.5708
F11_Industrial_Agriculture_New_Process_Natural Gas_Gas Boiler - Maintenance_A_Achievable Economic UCT Potential | F11 | Industrial | Agriculture | New | Process | Natural Gas | Gas Boiler - Maintenance | A | Purchases (Cumulative) | Achievable Economic UCT Potential | 0 | 0 | 0 | 0 | 0 | 13.934 | 25.5048 | 34.7631 | 34.7631 | 34.7631 | 34.7631 | 34.7631 | 34.7631 | 34.7631 | 34.7631 | 34.7631 | 34.7631 | 34.7631 | 34.7631 | 34.7631 | 34.7631 | 34.7631 | 34.7631 | 34.7631 | 34.7631 | 34.7631 | 34.7631 | 34.7631 | 34.7631 | 34.7631 | 34.7631
F1_Industrial_Agriculture_New_Space Heating_Natural Gas_Gas Furnace - Maintenance_A_Achievable Economic UCT Potential | F1 | Industrial | Agriculture | New | Space Heating | Natural Gas | Gas Furnace - Maintenance | A | Integrated Unit Energy Savings (kWh or therms) | Achievable Economic UCT Potential | 0 | 0 | 0 | 0 | 0 | 0 | 0 | 0 | 0 | 0 | 0 | 0 | 0 | 0 | 0 | 0 | 0 | 0 | 0 | 0 | 0 | 0 | 0 | 0 | 0 | 0 | 0 | 0 | 0 | 0 | 0
F2_Industrial_Agriculture_New_Space Heating_Natural Gas_Gas Furnace - Maintenance_A_Achievable Economic UCT Potential | F2 | Industrial | Agriculture | New | Space Heating | Natural Gas | Gas Furnace - Maintenance | A | Integrated Unit Summer Peak Savings (kW) | Achievable Economic UCT Potential | 0 | 0 | 0 | 0 | 0 | 0 | 0 | 0 | 0 | 0 | 0 | 0 | 0 | 0 | 0 | 0 | 0 | 0 | 0 | 0 | 0 | 0 | 0 | 0 | 0 | 0 | 0 | 0 | 0 | 0 | 0
F3_Industrial_Agriculture_New_Space Heating_Natural Gas_Gas Furnace - Maintenance_A_Achievable Economic UCT Potential | F3 | Industrial | Agriculture | New | Space Heating | Natural Gas | Gas Furnace - Maintenance | A | Integrated Unit Winter Peak Savings (kW) | Achievable Economic UCT Potential | 0 | 0 | 0 | 0 | 0 | 0 | 0 | 0 | 0 | 0 | 0 | 0 | 0 | 0 | 0 | 0 | 0 | 0 | 0 | 0 | 0 | 0 | 0 | 0 | 0 | 0 | 0 | 0 | 0 | 0 | 0
F4_Industrial_Agriculture_New_Space Heating_Natural Gas_Gas Furnace - Maintenance_A_Achievable Economic UCT Potential | F4 | Industrial | Agriculture | New | Space Heating | Natural Gas | Gas Furnace - Maintenance | A | Incremental Energy Savings (MWh or mTherms) | Achievable Economic UCT Potential | 0 | 0 | 0 | 0 | 0 | 0 | 0 | 0 | 0 | 0 | 0 | 0 | 0 | 0 | 0 | 0 | 0 | 0 | 0 | 0 | 0 | 0 | 0 | 0 | 0 | 0 | 0 | 0 | 0 | 0 | 0
F5_Industrial_Agriculture_New_Space Heating_Natural Gas_Gas Furnace - Maintenance_A_Achievable Economic UCT Potential | F5 | Industrial | Agriculture | New | Space Heating | Natural Gas | Gas Furnace - Maintenance | A | Incremental Summer Peak Savings (MW) | Achievable Economic UCT Potential | 0 | 0 | 0 | 0 | 0 | 0 | 0 | 0 | 0 | 0 | 0 | 0 | 0 | 0 | 0 | 0 | 0 | 0 | 0 | 0 | 0 | 0 | 0 | 0 | 0 | 0 | 0 | 0 | 0 | 0 | 0
F6_Industrial_Agriculture_New_Space Heating_Natural Gas_Gas Furnace - Maintenance_A_Achievable Economic UCT Potential | F6 | Industrial | Agriculture | New | Space Heating | Natural Gas | Gas Furnace - Maintenance | A | Incremental Winter Peak Savings (MW) | Achievable Economic UCT Potential | 0 | 0 | 0 | 0 | 0 | 0 | 0 | 0 | 0 | 0 | 0 | 0 | 0 | 0 | 0 | 0 | 0 | 0 | 0 | 0 | 0 | 0 | 0 | 0 | 0 | 0 | 0 | 0 | 0 | 0 | 0
F7_Industrial_Agriculture_New_Space Heating_Natural Gas_Gas Furnace - Maintenance_A_Achievable Economic UCT Potential | F7 | Industrial | Agriculture | New | Space Heating | Natural Gas | Gas Furnace - Maintenance | A | Cumulative Energy Savings (MWh or mTherms) | Achievable Economic UCT Potential | 0 | 0 | 0 | 0 | 0 | 0 | 0 | 0 | 0 | 0 | 0 | 0 | 0 | 0 | 0 | 0 | 0 | 0 | 0 | 0 | 0 | 0 | 0 | 0 | 0 | 0 | 0 | 0 | 0 | 0 | 0
F8_Industrial_Agriculture_New_Space Heating_Natural Gas_Gas Furnace - Maintenance_A_Achievable Economic UCT Potential | F8 | Industrial | Agriculture | New | Space Heating | Natural Gas | Gas Furnace - Maintenance | A | Cumulative Summer Peak Savings (MW) | Achievable Economic UCT Potential | 0 | 0 | 0 | 0 | 0 | 0 | 0 | 0 | 0 | 0 | 0 | 0 | 0 | 0 | 0 | 0 | 0 | 0 | 0 | 0 | 0 | 0 | 0 | 0 | 0 | 0 | 0 | 0 | 0 | 0 | 0
F9_Industrial_Agriculture_New_Space Heating_Natural Gas_Gas Furnace - Maintenance_A_Achievable Economic UCT Potential | F9 | Industrial | Agriculture | New | Space Heating | Natural Gas | Gas Furnace - Maintenance | A | Cumulative Winter Peak Savings (MW) | Achievable Economic UCT Potential | 0 | 0 | 0 | 0 | 0 | 0 | 0 | 0 | 0 | 0 | 0 | 0 | 0 | 0 | 0 | 0 | 0 | 0 | 0 | 0 | 0 | 0 | 0 | 0 | 0 | 0 | 0 | 0 | 0 | 0 | 0
F10_Industrial_Agriculture_New_Space Heating_Natural Gas_Gas Furnace - Maintenance_A_Achievable Economic UCT Potential | F10 | Industrial | Agriculture | New | Space Heating | Natural Gas | Gas Furnace - Maintenance | A | Purchases (Incremental) | Achievable Economic UCT Potential | 0 | 0 | 0 | 0 | 0 | 0 | 0 | 0 | 0 | 0 | 0 | 0 | 0 | 0 | 0 | 0 | 0 | 0 | 0 | 0 | 0 | 0 | 0 | 0 | 0 | 0 | 0 | 0 | 0 | 0 | 0
F11_Industrial_Agriculture_New_Space Heating_Natural Gas_Gas Furnace - Maintenance_A_Achievable Economic UCT Potential | F11 | Industrial | Agriculture | New | Space Heating | Natural Gas | Gas Furnace - Maintenance | A | Purchases (Cumulative) | Achievable Economic UCT Potential | 0 | 0 | 0 | 0 | 0 | 0 | 0 | 0 | 0 | 0 | 0 | 0 | 0 | 0 | 0 | 0 | 0 | 0 | 0 | 0 | 0 | 0 | 0 | 0 | 0 | 0 | 0 | 0 | 0 | 0 | 0
F1_Industrial_Agriculture_New_Space Heating_Natural Gas_Gas Boiler - Hot Water Reset_A_Achievable Economic UCT Potential | F1 | Industrial | Agriculture | New | Space Heating | Natural Gas | Gas Boiler - Hot Water Reset | A | Integrated Unit Energy Savings (kWh or therms) | Achievable Economic UCT Potential | 0 | 0 | 0 | 0 | 0 | 0 | 0 | 0 | 0 | 0 | 0 | 0 | 0 | 0 | 0 | 0 | 0 | 0 | 0 | 0 | 0 | 0 | 0 | 0 | 0 | 0 | 0 | 0 | 0 | 0 | 0
F2_Industrial_Agriculture_New_Space Heating_Natural Gas_Gas Boiler - Hot Water Reset_A_Achievable Economic UCT Potential | F2 | Industrial | Agriculture | New | Space Heating | Natural Gas | Gas Boiler - Hot Water Reset | A | Integrated Unit Summer Peak Savings (kW) | Achievable Economic UCT Potential | 0 | 0 | 0 | 0 | 0 | 0 | 0 | 0 | 0 | 0 | 0 | 0 | 0 | 0 | 0 | 0 | 0 | 0 | 0 | 0 | 0 | 0 | 0 | 0 | 0 | 0 | 0 | 0 | 0 | 0 | 0
F3_Industrial_Agriculture_New_Space Heating_Natural Gas_Gas Boiler - Hot Water Reset_A_Achievable Economic UCT Potential | F3 | Industrial | Agriculture | New | Space Heating | Natural Gas | Gas Boiler - Hot Water Reset | A | Integrated Unit Winter Peak Savings (kW) | Achievable Economic UCT Potential | 0 | 0 | 0 | 0 | 0 | 0 | 0 | 0 | 0 | 0 | 0 | 0 | 0 | 0 | 0 | 0 | 0 | 0 | 0 | 0 | 0 | 0 | 0 | 0 | 0 | 0 | 0 | 0 | 0 | 0 | 0
F4_Industrial_Agriculture_New_Space Heating_Natural Gas_Gas Boiler - Hot Water Reset_A_Achievable Economic UCT Potential | F4 | Industrial | Agriculture | New | Space Heating | Natural Gas | Gas Boiler - Hot Water Reset | A | Incremental Energy Savings (MWh or mTherms) | Achievable Economic UCT Potential | 0 | 0 | 0 | 0 | 0 | 0 | 0 | 0 | 0 | 0 | 0 | 0 | 0 | 0 | 0 | 0 | 0 | 0 | 0 | 0 | 0 | 0 | 0 | 0 | 0 | 0 | 0 | 0 | 0 | 0 | 0
F5_Industrial_Agriculture_New_Space Heating_Natural Gas_Gas Boiler - Hot Water Reset_A_Achievable Economic UCT Potential | F5 | Industrial | Agriculture | New | Space Heating | Natural Gas | Gas Boiler - Hot Water Reset | A | Incremental Summer Peak Savings (MW) | Achievable Economic UCT Potential | 0 | 0 | 0 | 0 | 0 | 0 | 0 | 0 | 0 | 0 | 0 | 0 | 0 | 0 | 0 | 0 | 0 | 0 | 0 | 0 | 0 | 0 | 0 | 0 | 0 | 0 | 0 | 0 | 0 | 0 | 0
F6_Industrial_Agriculture_New_Space Heating_Natural Gas_Gas Boiler - Hot Water Reset_A_Achievable Economic UCT Potential | F6 | Industrial | Agriculture | New | Space Heating | Natural Gas | Gas Boiler - Hot Water Reset | A | Incremental Winter Peak Savings (MW) | Achievable Economic UCT Potential | 0 | 0 | 0 | 0 | 0 | 0 | 0 | 0 | 0 | 0 | 0 | 0 | 0 | 0 | 0 | 0 | 0 | 0 | 0 | 0 | 0 | 0 | 0 | 0 | 0 | 0 | 0 | 0 | 0 | 0 | 0
F7_Industrial_Agriculture_New_Space Heating_Natural Gas_Gas Boiler - Hot Water Reset_A_Achievable Economic UCT Potential | F7 | Industrial | Agriculture | New | Space Heating | Natural Gas | Gas Boiler - Hot Water Reset | A | Cumulative Energy Savings (MWh or mTherms) | Achievable Economic UCT Potential | 0 | 0 | 0 | 0 | 0 | 0 | 0 | 0 | 0 | 0 | 0 | 0 | 0 | 0 | 0 | 0 | 0 | 0 | 0 | 0 | 0 | 0 | 0 | 0 | 0 | 0 | 0 | 0 | 0 | 0 | 0
F8_Industrial_Agriculture_New_Space Heating_Natural Gas_Gas Boiler - Hot Water Reset_A_Achievable Economic UCT Potential | F8 | Industrial | Agriculture | New | Space Heating | Natural Gas | Gas Boiler - Hot Water Reset | A | Cumulative Summer Peak Savings (MW) | Achievable Economic UCT Potential | 0 | 0 | 0 | 0 | 0 | 0 | 0 | 0 | 0 | 0 | 0 | 0 | 0 | 0 | 0 | 0 | 0 | 0 | 0 | 0 | 0 | 0 | 0 | 0 | 0 | 0 | 0 | 0 | 0 | 0 | 0
F9_Industrial_Agriculture_New_Space Heating_Natural Gas_Gas Boiler - Hot Water Reset_A_Achievable Economic UCT Potential | F9 | Industrial | Agriculture | New | Space Heating | Natural Gas | Gas Boiler - Hot Water Reset | A | Cumulative Winter Peak Savings (MW) | Achievable Economic UCT Potential | 0 | 0 | 0 | 0 | 0 | 0 | 0 | 0 | 0 | 0 | 0 | 0 | 0 | 0 | 0 | 0 | 0 | 0 | 0 | 0 | 0 | 0 | 0 | 0 | 0 | 0 | 0 | 0 | 0 | 0 | 0
F10_Industrial_Agriculture_New_Space Heating_Natural Gas_Gas Boiler - Hot Water Reset_A_Achievable Economic UCT Potential | F10 | Industrial | Agriculture | New | Space Heating | Natural Gas | Gas Boiler - Hot Water Reset | A | Purchases (Incremental) | Achievable Economic UCT Potential | 0 | 0 | 0 | 0 | 0 | 0 | 0 | 0 | 0 | 0 | 0 | 0 | 0 | 0 | 0 | 0 | 0 | 0 | 0 | 0 | 0 | 0 | 0 | 0 | 0 | 0 | 0 | 0 | 0 | 0 | 0
F11_Industrial_Agriculture_New_Space Heating_Natural Gas_Gas Boiler - Hot Water Reset_A_Achievable Economic UCT Potential | F11 | Industrial | Agriculture | New | Space Heating | Natural Gas | Gas Boiler - Hot Water Reset | A | Purchases (Cumulative) | Achievable Economic UCT Potential | 0 | 0 | 0 | 0 | 0 | 0 | 0 | 0 | 0 | 0 | 0 | 0 | 0 | 0 | 0 | 0 | 0 | 0 | 0 | 0 | 0 | 0 | 0 | 0 | 0 | 0 | 0 | 0 | 0 | 0 | 0
F1_Industrial_Agriculture_New_Process_Natural Gas_Gas Boiler - Hot Water Reset_A_Achievable Economic UCT Potential | F1 | Industrial | Agriculture | New | Process | Natural Gas | Gas Boiler - Hot Water Reset | A | Integrated Unit Energy Savings (kWh or therms) | Achievable Economic UCT Potential | 0 | 0 | 0 | 0 | 0 | 2.8269 | 2.8254 | 2.824 | 2.823 | 2.822 | 2.8211 | 2.8206 | 2.8203 | 2.8202 | 2.8202 | 2.8203 | 2.8204 | 2.8205 | 2.8207 | 2.8209 | 2.8213 | 2.8217 | 2.822 | 2.8222 | 2.8225 | 2.8227 | 2.823 | 2.8232 | 2.8289 | 2.8289 | 2.8289
F2_Industrial_Agriculture_New_Process_Natural Gas_Gas Boiler - Hot Water Reset_A_Achievable Economic UCT Potential | F2 | Industrial | Agriculture | New | Process | Natural Gas | Gas Boiler - Hot Water Reset | A | Integrated Unit Summer Peak Savings (kW) | Achievable Economic UCT Potential | 0 | 0 | 0 | 0 | 0 | 0 | 0 | 0 | 0 | 0 | 0 | 0 | 0 | 0 | 0 | 0 | 0 | 0 | 0 | 0 | 0 | 0 | 0 | 0 | 0 | 0 | 0 | 0 | 0 | 0 | 0
F3_Industrial_Agriculture_New_Process_Natural Gas_Gas Boiler - Hot Water Reset_A_Achievable Economic UCT Potential | F3 | Industrial | Agriculture | New | Process | Natural Gas | Gas Boiler - Hot Water Reset | A | Integrated Unit Winter Peak Savings (kW) | Achievable Economic UCT Potential | 0 | 0 | 0 | 0 | 0 | 0 | 0 | 0 | 0 | 0 | 0 | 0 | 0 | 0 | 0 | 0 | 0 | 0 | 0 | 0 | 0 | 0 | 0 | 0 | 0 | 0 | 0 | 0 | 0 | 0 | 0
F4_Industrial_Agriculture_New_Process_Natural Gas_Gas Boiler - Hot Water Reset_A_Achievable Economic UCT Potential | F4 | Industrial | Agriculture | New | Process | Natural Gas | Gas Boiler - Hot Water Reset | A | Incremental Energy Savings (MWh or mTherms) | Achievable Economic UCT Potential | 0 | 0 | 0 | 0 | 0 | 0.038286 | 0.055663 | 0.078693 | 0.10355 | 0.13204 | 0.17066 | 0.20487 | 0.22728 | 0.23112 | 0.213 | 0.17596 | 0.12376 | 0.076104 | 0.038676 | 0.017216 | 0.0065712 | 0.038215 | 0.055596 | 0.078643 | 0.10354 | 0.13207 | 0.17077 | 0.20505 | 0.22797 | 0.23183 | 0.21365
F5_Industrial_Agriculture_New_Process_Natural Gas_Gas Boiler - Hot Water Reset_A_Achievable Economic UCT Potential | F5 | Industrial | Agriculture | New | Process | Natural Gas | Gas Boiler - Hot Water Reset | A | Incremental Summer Peak Savings (MW) | Achievable Economic UCT Potential | 0 | 0 | 0 | 0 | 0 | 0 | 0 | 0 | 0 | 0 | 0 | 0 | 0 | 0 | 0 | 0 | 0 | 0 | 0 | 0 | 0 | 0 | 0 | 0 | 0 | 0 | 0 | 0 | 0 | 0 | 0
F6_Industrial_Agriculture_New_Process_Natural Gas_Gas Boiler - Hot Water Reset_A_Achievable Economic UCT Potential | F6 | Industrial | Agriculture | New | Process | Natural Gas | Gas Boiler - Hot Water Reset | A | Incremental Winter Peak Savings (MW) | Achievable Economic UCT Potential | 0 | 0 | 0 | 0 | 0 | 0 | 0 | 0 | 0 | 0 | 0 | 0 | 0 | 0 | 0 | 0 | 0 | 0 | 0 | 0 | 0 | 0 | 0 | 0 | 0 | 0 | 0 | 0 | 0 | 0 | 0
F7_Industrial_Agriculture_New_Process_Natural Gas_Gas Boiler - Hot Water Reset_A_Achievable Economic UCT Potential | F7 | Industrial | Agriculture | New | Process | Natural Gas | Gas Boiler - Hot Water Reset | A | Cumulative Energy Savings (MWh or mTherms) | Achievable Economic UCT Potential | 0 | 0 | 0 | 0 | 0 | 0.038286 | 0.093928 | 0.17258 | 0.27607 | 0.40801 | 0.57854 | 0.78331 | 1.0105 | 1.2416 | 1.4546 | 1.6306 | 1.7544 | 1.8306 | 1.8694 | 1.8868 | 1.8936 | 1.8938 | 1.894 | 1.8942 | 1.8944 | 1.8945 | 1.8947 | 1.8948 | 0 | 0 | 0
F8_Industrial_Agriculture_New_Process_Natural Gas_Gas Boiler - Hot Water Reset_A_Achievable Economic UCT Potential | F8 | Industrial | Agriculture | New | Process | Natural Gas | Gas Boiler - Hot Water Reset | A | Cumulative Summer Peak Savings (MW) | Achievable Economic UCT Potential | 0 | 0 | 0 | 0 | 0 | 0 | 0 | 0 | 0 | 0 | 0 | 0 | 0 | 0 | 0 | 0 | 0 | 0 | 0 | 0 | 0 | 0 | 0 | 0 | 0 | 0 | 0 | 0 | 0 | 0 | 0
F9_Industrial_Agriculture_New_Process_Natural Gas_Gas Boiler - Hot Water Reset_A_Achievable Economic UCT Potential | F9 | Industrial | Agriculture | New | Process | Natural Gas | Gas Boiler - Hot Water Reset | A | Cumulative Winter Peak Savings (MW) | Achievable Economic UCT Potential | 0 | 0 | 0 | 0 | 0 | 0 | 0 | 0 | 0 | 0 | 0 | 0 | 0 | 0 | 0 | 0 | 0 | 0 | 0 | 0 | 0 | 0 | 0 | 0 | 0 | 0 | 0 | 0 | 0 | 0 | 0
F10_Industrial_Agriculture_New_Process_Natural Gas_Gas Boiler - Hot Water Reset_A_Achievable Economic UCT Potential | F10 | Industrial | Agriculture | New | Process | Natural Gas | Gas Boiler - Hot Water Reset | A | Purchases (Incremental) | Achievable Economic UCT Potential | 0 | 0 | 0 | 0 | 0 | 13.5435 | 19.7011 | 27.8654 | 36.6829 | 46.7895 | 60.492 | 72.6312 | 80.5862 | 81.9508 | 75.5261 | 62.3932 | 43.8811 | 26.9822 | 13.7114 | 6.1029 | 2.3291 | 13.5435 | 19.7011 | 27.8654 | 36.6829 | 46.7895 | 60.492 | 72.6312 | 80.5862 | 81.9508 | 75.5261
F11_Industrial_Agriculture_New_Process_Natural Gas_Gas Boiler - Hot Water Reset_A_Achievable Economic UCT Potential | F11 | Industrial | Agriculture | New | Process | Natural Gas | Gas Boiler - Hot Water Reset | A | Purchases (Cumulative) | Achievable Economic UCT Potential | 0 | 0 | 0 | 0 | 0 | 13.5435 | 33.2446 | 61.11 | 97.7929 | 144.5824 | 205.0744 | 277.7056 | 358.2919 | 440.2427 | 515.7688 | 578.162 | 622.043 | 649.0252 | 662.7366 | 668.8395 | 671.1686 | 671.1686 | 671.1686 | 671.1686 | 671.1686 | 671.1686 | 671.1686 | 671.1686 | 671.1686 | 671.1686 | 671.1686
F1_Industrial_Agriculture_New_Space Heating_Natural Gas_Steam Trap Maintenance_A_Achievable Economic UCT Potential | F1 | Industrial | Agriculture | New | Space Heating | Natural Gas | Steam Trap Maintenance | A | Integrated Unit Energy Savings (kWh or therms) | Achievable Economic UCT Potential | 0 | 0 | 0 | 0 | 0 | 0 | 0 | 0 | 0 | 0 | 0 | 0 | 0 | 0 | 0 | 0 | 0 | 0 | 0 | 0 | 0 | 0 | 0 | 0 | 0 | 0 | 0 | 0 | 0 | 0 | 0
F2_Industrial_Agriculture_New_Space Heating_Natural Gas_Steam Trap Maintenance_A_Achievable Economic UCT Potential | F2 | Industrial | Agriculture | New | Space Heating | Natural Gas | Steam Trap Maintenance | A | Integrated Unit Summer Peak Savings (kW) | Achievable Economic UCT Potential | 0 | 0 | 0 | 0 | 0 | 0 | 0 | 0 | 0 | 0 | 0 | 0 | 0 | 0 | 0 | 0 | 0 | 0 | 0 | 0 | 0 | 0 | 0 | 0 | 0 | 0 | 0 | 0 | 0 | 0 | 0
F3_Industrial_Agriculture_New_Space Heating_Natural Gas_Steam Trap Maintenance_A_Achievable Economic UCT Potential | F3 | Industrial | Agriculture | New | Space Heating | Natural Gas | Steam Trap Maintenance | A | Integrated Unit Winter Peak Savings (kW) | Achievable Economic UCT Potential | 0 | 0 | 0 | 0 | 0 | 0 | 0 | 0 | 0 | 0 | 0 | 0 | 0 | 0 | 0 | 0 | 0 | 0 | 0 | 0 | 0 | 0 | 0 | 0 | 0 | 0 | 0 | 0 | 0 | 0 | 0
F4_Industrial_Agriculture_New_Space Heating_Natural Gas_Steam Trap Maintenance_A_Achievable Economic UCT Potential | F4 | Industrial | Agriculture | New | Space Heating | Natural Gas | Steam Trap Maintenance | A | Incremental Energy Savings (MWh or mTherms) | Achievable Economic UCT Potential | 0 | 0 | 0 | 0 | 0 | 0 | 0 | 0 | 0 | 0 | 0 | 0 | 0 | 0 | 0 | 0 | 0 | 0 | 0 | 0 | 0 | 0 | 0 | 0 | 0 | 0 | 0 | 0 | 0 | 0 | 0
F5_Industrial_Agriculture_New_Space Heating_Natural Gas_Steam Trap Maintenance_A_Achievable Economic UCT Potential | F5 | Industrial | Agriculture | New | Space Heating | Natural Gas | Steam Trap Maintenance | A | Incremental Summer Peak Savings (MW) | Achievable Economic UCT Potential | 0 | 0 | 0 | 0 | 0 | 0 | 0 | 0 | 0 | 0 | 0 | 0 | 0 | 0 | 0 | 0 | 0 | 0 | 0 | 0 | 0 | 0 | 0 | 0 | 0 | 0 | 0 | 0 | 0 | 0 | 0
F6_Industrial_Agriculture_New_Space Heating_Natural Gas_Steam Trap Maintenance_A_Achievable Economic UCT Potential | F6 | Industrial | Agriculture | New | Space Heating | Natural Gas | Steam Trap Maintenance | A | Incremental Winter Peak Savings (MW) | Achievable Economic UCT Potential | 0 | 0 | 0 | 0 | 0 | 0 | 0 | 0 | 0 | 0 | 0 | 0 | 0 | 0 | 0 | 0 | 0 | 0 | 0 | 0 | 0 | 0 | 0 | 0 | 0 | 0 | 0 | 0 | 0 | 0 | 0
F7_Industrial_Agriculture_New_Space Heating_Natural Gas_Steam Trap Maintenance_A_Achievable Economic UCT Potential | F7 | Industrial | Agriculture | New | Space Heating | Natural Gas | Steam Trap Maintenance | A | Cumulative Energy Savings (MWh or mTherms) | Achievable Economic UCT Potential | 0 | 0 | 0 | 0 | 0 | 0 | 0 | 0 | 0 | 0 | 0 | 0 | 0 | 0 | 0 | 0 | 0 | 0 | 0 | 0 | 0 | 0 | 0 | 0 | 0 | 0 | 0 | 0 | 0 | 0 | 0
F8_Industrial_Agriculture_New_Space Heating_Natural Gas_Steam Trap Maintenance_A_Achievable Economic UCT Potential | F8 | Industrial | Agriculture | New | Space Heating | Natural Gas | Steam Trap Maintenance | A | Cumulative Summer Peak Savings (MW) | Achievable Economic UCT Potential | 0 | 0 | 0 | 0 | 0 | 0 | 0 | 0 | 0 | 0 | 0 | 0 | 0 | 0 | 0 | 0 | 0 | 0 | 0 | 0 | 0 | 0 | 0 | 0 | 0 | 0 | 0 | 0 | 0 | 0 | 0
F9_Industrial_Agriculture_New_Space Heating_Natural Gas_Steam Trap Maintenance_A_Achievable Economic UCT Potential | F9 | Industrial | Agriculture | New | Space Heating | Natural Gas | Steam Trap Maintenance | A | Cumulative Winter Peak Savings (MW) | Achievable Economic UCT Potential | 0 | 0 | 0 | 0 | 0 | 0 | 0 | 0 | 0 | 0 | 0 | 0 | 0 | 0 | 0 | 0 | 0 | 0 | 0 | 0 | 0 | 0 | 0 | 0 | 0 | 0 | 0 | 0 | 0 | 0 | 0
F10_Industrial_Agriculture_New_Space Heating_Natural Gas_Steam Trap Maintenance_A_Achievable Economic UCT Potential | F10 | Industrial | Agriculture | New | Space Heating | Natural Gas | Steam Trap Maintenance | A | Purchases (Incremental) | Achievable Economic UCT Potential | 0 | 0 | 0 | 0 | 0 | 0 | 0 | 0 | 0 | 0 | 0 | 0 | 0 | 0 | 0 | 0 | 0 | 0 | 0 | 0 | 0 | 0 | 0 | 0 | 0 | 0 | 0 | 0 | 0 | 0 | 0
F11_Industrial_Agriculture_New_Space Heating_Natural Gas_Steam Trap Maintenance_A_Achievable Economic UCT Potential | F11 | Industrial | Agriculture | New | Space Heating | Natural Gas | Steam Trap Maintenance | A | Purchases (Cumulative) | Achievable Economic UCT Potential | 0 | 0 | 0 | 0 | 0 | 0 | 0 | 0 | 0 | 0 | 0 | 0 | 0 | 0 | 0 | 0 | 0 | 0 | 0 | 0 | 0 | 0 | 0 | 0 | 0 | 0 | 0 | 0 | 0 | 0 | 0
F1_Industrial_Agriculture_New_Process_Natural Gas_Steam Trap Maintenance_A_Achievable Economic UCT Potential | F1 | Industrial | Agriculture | New | Process | Natural Gas | Steam Trap Maintenance | A | Integrated Unit Energy Savings (kWh or therms) | Achievable Economic UCT Potential | 0 | 0 | 0 | 0 | 0 | 1.9974 | 1.9963 | 1.9953 | 1.9946 | 1.9939 | 1.9933 | 1.9929 | 1.9927 | 1.9926 | 1.9926 | 1.9927 | 1.9928 | 1.9929 | 1.993 | 1.9932 | 1.9934 | 1.9937 | 1.9939 | 1.9941 | 1.9943 | 1.9944 | 1.9946 | 1.9947 | 1.9988 | 1.9988 | 1.9988
F2_Industrial_Agriculture_New_Process_Natural Gas_Steam Trap Maintenance_A_Achievable Economic UCT Potential | F2 | Industrial | Agriculture | New | Process | Natural Gas | Steam Trap Maintenance | A | Integrated Unit Summer Peak Savings (kW) | Achievable Economic UCT Potential | 0 | 0 | 0 | 0 | 0 | 0 | 0 | 0 | 0 | 0 | 0 | 0 | 0 | 0 | 0 | 0 | 0 | 0 | 0 | 0 | 0 | 0 | 0 | 0 | 0 | 0 | 0 | 0 | 0 | 0 | 0
F3_Industrial_Agriculture_New_Process_Natural Gas_Steam Trap Maintenance_A_Achievable Economic UCT Potential | F3 | Industrial | Agriculture | New | Process | Natural Gas | Steam Trap Maintenance | A | Integrated Unit Winter Peak Savings (kW) | Achievable Economic UCT Potential | 0 | 0 | 0 | 0 | 0 | 0 | 0 | 0 | 0 | 0 | 0 | 0 | 0 | 0 | 0 | 0 | 0 | 0 | 0 | 0 | 0 | 0 | 0 | 0 | 0 | 0 | 0 | 0 | 0 | 0 | 0
F4_Industrial_Agriculture_New_Process_Natural Gas_Steam Trap Maintenance_A_Achievable Economic UCT Potential | F4 | Industrial | Agriculture | New | Process | Natural Gas | Steam Trap Maintenance | A | Incremental Energy Savings (MWh or mTherms) | Achievable Economic UCT Potential | 0 | 0 | 0 | 0 | 0 | 0 | 0 | 0 | 0 | 0 | 0 | 0 | 0 | 0 | 0 | 0 | 0 | 0 | 0 | 0 | 0 | 0 | 0 | 0 | 0 | 0 | 0 | 0 | 0 | 0 | 0
F5_Industrial_Agriculture_New_Process_Natural Gas_Steam Trap Maintenance_A_Achievable Economic UCT Potential | F5 | Industrial | Agriculture | New | Process | Natural Gas | Steam Trap Maintenance | A | Incremental Summer Peak Savings (MW) | Achievable Economic UCT Potential | 0 | 0 | 0 | 0 | 0 | 0 | 0 | 0 | 0 | 0 | 0 | 0 | 0 | 0 | 0 | 0 | 0 | 0 | 0 | 0 | 0 | 0 | 0 | 0 | 0 | 0 | 0 | 0 | 0 | 0 | 0
F6_Industrial_Agriculture_New_Process_Natural Gas_Steam Trap Maintenance_A_Achievable Economic UCT Potential | F6 | Industrial | Agriculture | New | Process | Natural Gas | Steam Trap Maintenance | A | Incremental Winter Peak Savings (MW) | Achievable Economic UCT Potential | 0 | 0 | 0 | 0 | 0 | 0 | 0 | 0 | 0 | 0 | 0 | 0 | 0 | 0 | 0 | 0 | 0 | 0 | 0 | 0 | 0 | 0 | 0 | 0 | 0 | 0 | 0 | 0 | 0 | 0 | 0
F7_Industrial_Agriculture_New_Process_Natural Gas_Steam Trap Maintenance_A_Achievable Economic UCT Potential | F7 | Industrial | Agriculture | New | Process | Natural Gas | Steam Trap Maintenance | A | Cumulative Energy Savings (MWh or mTherms) | Achievable Economic UCT Potential | 0 | 0 | 0 | 0 | 0 | 0 | 0 | 0 | 0 | 0 | 0 | 0 | 0 | 0 | 0 | 0 | 0 | 0 | 0 | 0 | 0 | 0 | 0 | 0 | 0 | 0 | 0 | 0 | 0 | 0 | 0
F8_Industrial_Agriculture_New_Process_Natural Gas_Steam Trap Maintenance_A_Achievable Economic UCT Potential | F8 | Industrial | Agriculture | New | Process | Natural Gas | Steam Trap Maintenance | A | Cumulative Summer Peak Savings (MW) | Achievable Economic UCT Potential | 0 | 0 | 0 | 0 | 0 | 0 | 0 | 0 | 0 | 0 | 0 | 0 | 0 | 0 | 0 | 0 | 0 | 0 | 0 | 0 | 0 | 0 | 0 | 0 | 0 | 0 | 0 | 0 | 0 | 0 | 0
F9_Industrial_Agriculture_New_Process_Natural Gas_Steam Trap Maintenance_A_Achievable Economic UCT Potential | F9 | Industrial | Agriculture | New | Process | Natural Gas | Steam Trap Maintenance | A | Cumulative Winter Peak Savings (MW) | Achievable Economic UCT Potential | 0 | 0 | 0 | 0 | 0 | 0 | 0 | 0 | 0 | 0 | 0 | 0 | 0 | 0 | 0 | 0 | 0 | 0 | 0 | 0 | 0 | 0 | 0 | 0 | 0 | 0 | 0 | 0 | 0 | 0 | 0
F10_Industrial_Agriculture_New_Process_Natural Gas_Steam Trap Maintenance_A_Achievable Economic UCT Potential | F10 | Industrial | Agriculture | New | Process | Natural Gas | Steam Trap Maintenance | A | Purchases (Incremental) | Achievable Economic UCT Potential | 0 | 0 | 0 | 0 | 0 | 0 | 0 | 0 | 0 | 0 | 0 | 0 | 0 | 0 | 0 | 0 | 0 | 0 | 0 | 0 | 0 | 0 | 0 | 0 | 0 | 0 | 0 | 0 | 0 | 0 | 0
F11_Industrial_Agriculture_New_Process_Natural Gas_Steam Trap Maintenance_A_Achievable Economic UCT Potential | F11 | Industrial | Agriculture | New | Process | Natural Gas | Steam Trap Maintenance | A | Purchases (Cumulative) | Achievable Economic UCT Potential | 0 | 0 | 0 | 0 | 0 | 0 | 0 | 0 | 0 | 0 | 0 | 0 | 0 | 0 | 0 | 0 | 0 | 0 | 0 | 0 | 0 | 0 | 0 | 0 | 0 | 0 | 0 | 0 | 0 | 0 | 0
F1_Industrial_Agriculture_New_Space Heating_Natural Gas_Gas Boiler - High Turndown_A_Achievable Economic UCT Potential | F1 | Industrial | Agriculture | New | Space Heating | Natural Gas | Gas Boiler - High Turndown | A | Integrated Unit Energy Savings (kWh or therms) | Achievable Economic UCT Potential | 0 | 0 | 0 | 0 | 0 | 0 | 0 | 0 | 0 | 0 | 0 | 0 | 0 | 0 | 0 | 0 | 0 | 0 | 0 | 0 | 0 | 0 | 0 | 0 | 0 | 0 | 0 | 0 | 0 | 0 | 0
F2_Industrial_Agriculture_New_Space Heating_Natural Gas_Gas Boiler - High Turndown_A_Achievable Economic UCT Potential | F2 | Industrial | Agriculture | New | Space Heating | Natural Gas | Gas Boiler - High Turndown | A | Integrated Unit Summer Peak Savings (kW) | Achievable Economic UCT Potential | 0 | 0 | 0 | 0 | 0 | 0 | 0 | 0 | 0 | 0 | 0 | 0 | 0 | 0 | 0 | 0 | 0 | 0 | 0 | 0 | 0 | 0 | 0 | 0 | 0 | 0 | 0 | 0 | 0 | 0 | 0
F3_Industrial_Agriculture_New_Space Heating_Natural Gas_Gas Boiler - High Turndown_A_Achievable Economic UCT Potential | F3 | Industrial | Agriculture | New | Space Heating | Natural Gas | Gas Boiler - High Turndown | A | Integrated Unit Winter Peak Savings (kW) | Achievable Economic UCT Potential | 0 | 0 | 0 | 0 | 0 | 0 | 0 | 0 | 0 | 0 | 0 | 0 | 0 | 0 | 0 | 0 | 0 | 0 | 0 | 0 | 0 | 0 | 0 | 0 | 0 | 0 | 0 | 0 | 0 | 0 | 0
F4_Industrial_Agriculture_New_Space Heating_Natural Gas_Gas Boiler - High Turndown_A_Achievable Economic UCT Potential | F4 | Industrial | Agriculture | New | Space Heating | Natural Gas | Gas Boiler - High Turndown | A | Incremental Energy Savings (MWh or mTherms) | Achievable Economic UCT Potential | 0 | 0 | 0 | 0 | 0 | 0 | 0 | 0 | 0 | 0 | 0 | 0 | 0 | 0 | 0 | 0 | 0 | 0 | 0 | 0 | 0 | 0 | 0 | 0 | 0 | 0 | 0 | 0 | 0 | 0 | 0
F5_Industrial_Agriculture_New_Space Heating_Natural Gas_Gas Boiler - High Turndown_A_Achievable Economic UCT Potential | F5 | Industrial | Agriculture | New | Space Heating | Natural Gas | Gas Boiler - High Turndown | A | Incremental Summer Peak Savings (MW) | Achievable Economic UCT Potential | 0 | 0 | 0 | 0 | 0 | 0 | 0 | 0 | 0 | 0 | 0 | 0 | 0 | 0 | 0 | 0 | 0 | 0 | 0 | 0 | 0 | 0 | 0 | 0 | 0 | 0 | 0 | 0 | 0 | 0 | 0
F6_Industrial_Agriculture_New_Space Heating_Natural Gas_Gas Boiler - High Turndown_A_Achievable Economic UCT Potential | F6 | Industrial | Agriculture | New | Space Heating | Natural Gas | Gas Boiler - High Turndown | A | Incremental Winter Peak Savings (MW) | Achievable Economic UCT Potential | 0 | 0 | 0 | 0 | 0 | 0 | 0 | 0 | 0 | 0 | 0 | 0 | 0 | 0 | 0 | 0 | 0 | 0 | 0 | 0 | 0 | 0 | 0 | 0 | 0 | 0 | 0 | 0 | 0 | 0 | 0
F7_Industrial_Agriculture_New_Space Heating_Natural Gas_Gas Boiler - High Turndown_A_Achievable Economic UCT Potential | F7 | Industrial | Agriculture | New | Space Heating | Natural Gas | Gas Boiler - High Turndown | A | Cumulative Energy Savings (MWh or mTherms) | Achievable Economic UCT Potential | 0 | 0 | 0 | 0 | 0 | 0 | 0 | 0 | 0 | 0 | 0 | 0 | 0 | 0 | 0 | 0 | 0 | 0 | 0 | 0 | 0 | 0 | 0 | 0 | 0 | 0 | 0 | 0 | 0 | 0 | 0
F8_Industrial_Agriculture_New_Space Heating_Natural Gas_Gas Boiler - High Turndown_A_Achievable Economic UCT Potential | F8 | Industrial | Agriculture | New | Space Heating | Natural Gas | Gas Boiler - High Turndown | A | Cumulative Summer Peak Savings (MW) | Achievable Economic UCT Potential | 0 | 0 | 0 | 0 | 0 | 0 | 0 | 0 | 0 | 0 | 0 | 0 | 0 | 0 | 0 | 0 | 0 | 0 | 0 | 0 | 0 | 0 | 0 | 0 | 0 | 0 | 0 | 0 | 0 | 0 | 0
F9_Industrial_Agriculture_New_Space Heating_Natural Gas_Gas Boiler - High Turndown_A_Achievable Economic UCT Potential | F9 | Industrial | Agriculture | New | Space Heating | Natural Gas | Gas Boiler - High Turndown | A | Cumulative Winter Peak Savings (MW) | Achievable Economic UCT Potential | 0 | 0 | 0 | 0 | 0 | 0 | 0 | 0 | 0 | 0 | 0 | 0 | 0 | 0 | 0 | 0 | 0 | 0 | 0 | 0 | 0 | 0 | 0 | 0 | 0 | 0 | 0 | 0 | 0 | 0 | 0
F10_Industrial_Agriculture_New_Space Heating_Natural Gas_Gas Boiler - High Turndown_A_Achievable Economic UCT Potential | F10 | Industrial | Agriculture | New | Space Heating | Natural Gas | Gas Boiler - High Turndown | A | Purchases (Incremental) | Achievable Economic UCT Potential | 0 | 0 | 0 | 0 | 0 | 0 | 0 | 0 | 0 | 0 | 0 | 0 | 0 | 0 | 0 | 0 | 0 | 0 | 0 | 0 | 0 | 0 | 0 | 0 | 0 | 0 | 0 | 0 | 0 | 0 | 0
F11_Industrial_Agriculture_New_Space Heating_Natural Gas_Gas Boiler - High Turndown_A_Achievable Economic UCT Potential | F11 | Industrial | Agriculture | New | Space Heating | Natural Gas | Gas Boiler - High Turndown | A | Purchases (Cumulative) | Achievable Economic UCT Potential | 0 | 0 | 0 | 0 | 0 | 0 | 0 | 0 | 0 | 0 | 0 | 0 | 0 | 0 | 0 | 0 | 0 | 0 | 0 | 0 | 0 | 0 | 0 | 0 | 0 | 0 | 0 | 0 | 0 | 0 | 0
F1_Industrial_Agriculture_New_Process_Natural Gas_Gas Boiler - High Turndown_A_Achievable Economic UCT Potential | F1 | Industrial | Agriculture | New | Process | Natural Gas | Gas Boiler - High Turndown | A | Integrated Unit Energy Savings (kWh or therms) | Achievable Economic UCT Potential | 0 | 0 | 0 | 0 | 0 | 2.1158 | 2.1108 | 2.1063 | 2.1022 | 2.0982 | 2.0954 | 2.093 | 2.091 | 2.0893 | 2.088 | 2.087 | 2.0863 | 2.0859 | 2.0856 | 2.0854 | 2.0854 | 2.0854 | 2.0853 | 2.0852 | 2.0851 | 2.0865 | 2.0877 | 2.0889 | 2.1216 | 2.1216 | 2.1216
F2_Industrial_Agriculture_New_Process_Natural Gas_Gas Boiler - High Turndown_A_Achievable Economic UCT Potential | F2 | Industrial | Agriculture | New | Process | Natural Gas | Gas Boiler - High Turndown | A | Integrated Unit Summer Peak Savings (kW) | Achievable Economic UCT Potential | 0 | 0 | 0 | 0 | 0 | 0 | 0 | 0 | 0 | 0 | 0 | 0 | 0 | 0 | 0 | 0 | 0 | 0 | 0 | 0 | 0 | 0 | 0 | 0 | 0 | 0 | 0 | 0 | 0 | 0 | 0
F3_Industrial_Agriculture_New_Process_Natural Gas_Gas Boiler - High Turndown_A_Achievable Economic UCT Potential | F3 | Industrial | Agriculture | New | Process | Natural Gas | Gas Boiler - High Turndown | A | Integrated Unit Winter Peak Savings (kW) | Achievable Economic UCT Potential | 0 | 0 | 0 | 0 | 0 | 0 | 0 | 0 | 0 | 0 | 0 | 0 | 0 | 0 | 0 | 0 | 0 | 0 | 0 | 0 | 0 | 0 | 0 | 0 | 0 | 0 | 0 | 0 | 0 | 0 | 0
F4_Industrial_Agriculture_New_Process_Natural Gas_Gas Boiler - High Turndown_A_Achievable Economic UCT Potential | F4 | Industrial | Agriculture | New | Process | Natural Gas | Gas Boiler - High Turndown | A | Incremental Energy Savings (MWh or mTherms) | Achievable Economic UCT Potential | 0 | 0 | 0 | 0 | 0 | 0 | 0 | 0 | 0.067474 | 0.075311 | 0.083171 | 0.090926 | 0.098659 | 0.095742 | 0.082066 | 0.070055 | 0.059537 | 0.050429 | 0.042573 | 0.035827 | 0.030081 | 0.025195 | 0.021057 | 0.066931 | 0.07484 | 0.082815 | 0.090696 | 0.09856 | 0.097222 | 0.083389 | 0.071218
F5_Industrial_Agriculture_New_Process_Natural Gas_Gas Boiler - High Turndown_A_Achievable Economic UCT Potential | F5 | Industrial | Agriculture | New | Process | Natural Gas | Gas Boiler - High Turndown | A | Incremental Summer Peak Savings (MW) | Achievable Economic UCT Potential | 0 | 0 | 0 | 0 | 0 | 0 | 0 | 0 | 0 | 0 | 0 | 0 | 0 | 0 | 0 | 0 | 0 | 0 | 0 | 0 | 0 | 0 | 0 | 0 | 0 | 0 | 0 | 0 | 0 | 0 | 0
F6_Industrial_Agriculture_New_Process_Natural Gas_Gas Boiler - High Turndown_A_Achievable Economic UCT Potential | F6 | Industrial | Agriculture | New | Process | Natural Gas | Gas Boiler - High Turndown | A | Incremental Winter Peak Savings (MW) | Achievable Economic UCT Potential | 0 | 0 | 0 | 0 | 0 | 0 | 0 | 0 | 0 | 0 | 0 | 0 | 0 | 0 | 0 | 0 | 0 | 0 | 0 | 0 | 0 | 0 | 0 | 0 | 0 | 0 | 0 | 0 | 0 | 0 | 0
F7_Industrial_Agriculture_New_Process_Natural Gas_Gas Boiler - High Turndown_A_Achievable Economic UCT Potential | F7 | Industrial | Agriculture | New | Process | Natural Gas | Gas Boiler - High Turndown | A | Cumulative Energy Savings (MWh or mTherms) | Achievable Economic UCT Potential | 0 | 0 | 0 | 0 | 0 | 0 | 0 | 0 | 0.067474 | 0.14266 | 0.22564 | 0.31631 | 0.41466 | 0.51007 | 0.59181 | 0.66159 | 0.72091 | 0.77119 | 0.81366 | 0.84941 | 0.87947 | 0.90467 | 0.92571 | 0.92566 | 0.9256 | 0.9262 | 0.92676 | 0.92728 | 0 | 0 | 0
F8_Industrial_Agriculture_New_Process_Natural Gas_Gas Boiler - High Turndown_A_Achievable Economic UCT Potential | F8 | Industrial | Agriculture | New | Process | Natural Gas | Gas Boiler - High Turndown | A | Cumulative Summer Peak Savings (MW) | Achievable Economic UCT Potential | 0 | 0 | 0 | 0 | 0 | 0 | 0 | 0 | 0 | 0 | 0 | 0 | 0 | 0 | 0 | 0 | 0 | 0 | 0 | 0 | 0 | 0 | 0 | 0 | 0 | 0 | 0 | 0 | 0 | 0 | 0
F9_Industrial_Agriculture_New_Process_Natural Gas_Gas Boiler - High Turndown_A_Achievable Economic UCT Potential | F9 | Industrial | Agriculture | New | Process | Natural Gas | Gas Boiler - High Turndown | A | Cumulative Winter Peak Savings (MW) | Achievable Economic UCT Potential | 0 | 0 | 0 | 0 | 0 | 0 | 0 | 0 | 0 | 0 | 0 | 0 | 0 | 0 | 0 | 0 | 0 | 0 | 0 | 0 | 0 | 0 | 0 | 0 | 0 | 0 | 0 | 0 | 0 | 0 | 0
F10_Industrial_Agriculture_New_Process_Natural Gas_Gas Boiler - High Turndown_A_Achievable Economic UCT Potential | F10 | Industrial | Agriculture | New | Process | Natural Gas | Gas Boiler - High Turndown | A | Purchases (Incremental) | Achievable Economic UCT Potential | 0 | 0 | 0 | 0 | 0 | 0 | 0 | 0 | 32.0974 | 35.8931 | 39.6919 | 43.4425 | 47.1828 | 45.8239 | 39.304 | 33.5672 | 28.5368 | 24.176 | 20.4126 | 17.1799 | 14.4246 | 12.0819 | 10.0977 | 32.0974 | 35.8931 | 39.6919 | 43.4425 | 47.1828 | 45.8239 | 39.304 | 33.5672
F11_Industrial_Agriculture_New_Process_Natural Gas_Gas Boiler - High Turndown_A_Achievable Economic UCT Potential | F11 | Industrial | Agriculture | New | Process | Natural Gas | Gas Boiler - High Turndown | A | Purchases (Cumulative) | Achievable Economic UCT Potential | 0 | 0 | 0 | 0 | 0 | 0 | 0 | 0 | 32.0974 | 67.9905 | 107.6824 | 151.1249 | 198.3077 | 244.1316 | 283.4356 | 317.0029 | 345.5396 | 369.7156 | 390.1282 | 407.3081 | 421.7326 | 433.8146 | 443.9122 | 443.9122 | 443.9122 | 443.9122 | 443.9122 | 443.9122 | 443.9122 | 443.9122 | 443.9122
F1_Industrial_Agriculture_New_Space Heating_Natural Gas_Gas Boiler - Burner Control Optimization_A_Achievable Economic UCT Potential | F1 | Industrial | Agriculture | New | Space Heating | Natural Gas | Gas Boiler - Burner Control Optimization | A | Integrated Unit Energy Savings (kWh or therms) | Achievable Economic UCT Potential | 0 | 0 | 0 | 0 | 0 | 0 | 0 | 0 | 0 | 0 | 0 | 0 | 0 | 0 | 0 | 0 | 0 | 0 | 0 | 0 | 0 | 0 | 0 | 0 | 0 | 0 | 0 | 0 | 0 | 0 | 0
F2_Industrial_Agriculture_New_Space Heating_Natural Gas_Gas Boiler - Burner Control Optimization_A_Achievable Economic UCT Potential | F2 | Industrial | Agriculture | New | Space Heating | Natural Gas | Gas Boiler - Burner Control Optimization | A | Integrated Unit Summer Peak Savings (kW) | Achievable Economic UCT Potential | 0 | 0 | 0 | 0 | 0 | 0 | 0 | 0 | 0 | 0 | 0 | 0 | 0 | 0 | 0 | 0 | 0 | 0 | 0 | 0 | 0 | 0 | 0 | 0 | 0 | 0 | 0 | 0 | 0 | 0 | 0
F3_Industrial_Agriculture_New_Space Heating_Natural Gas_Gas Boiler - Burner Control Optimization_A_Achievable Economic UCT Potential | F3 | Industrial | Agriculture | New | Space Heating | Natural Gas | Gas Boiler - Burner Control Optimization | A | Integrated Unit Winter Peak Savings (kW) | Achievable Economic UCT Potential | 0 | 0 | 0 | 0 | 0 | 0 | 0 | 0 | 0 | 0 | 0 | 0 | 0 | 0 | 0 | 0 | 0 | 0 | 0 | 0 | 0 | 0 | 0 | 0 | 0 | 0 | 0 | 0 | 0 | 0 | 0
F4_Industrial_Agriculture_New_Space Heating_Natural Gas_Gas Boiler - Burner Control Optimization_A_Achievable Economic UCT Potential | F4 | Industrial | Agriculture | New | Space Heating | Natural Gas | Gas Boiler - Burner Control Optimization | A | Incremental Energy Savings (MWh or mTherms) | Achievable Economic UCT Potential | 0 | 0 | 0 | 0 | 0 | 0 | 0 | 0 | 0 | 0 | 0 | 0 | 0 | 0 | 0 | 0 | 0 | 0 | 0 | 0 | 0 | 0 | 0 | 0 | 0 | 0 | 0 | 0 | 0 | 0 | 0
F5_Industrial_Agriculture_New_Space Heating_Natural Gas_Gas Boiler - Burner Control Optimization_A_Achievable Economic UCT Potential | F5 | Industrial | Agriculture | New | Space Heating | Natural Gas | Gas Boiler - Burner Control Optimization | A | Incremental Summer Peak Savings (MW) | Achievable Economic UCT Potential | 0 | 0 | 0 | 0 | 0 | 0 | 0 | 0 | 0 | 0 | 0 | 0 | 0 | 0 | 0 | 0 | 0 | 0 | 0 | 0 | 0 | 0 | 0 | 0 | 0 | 0 | 0 | 0 | 0 | 0 | 0
F6_Industrial_Agriculture_New_Space Heating_Natural Gas_Gas Boiler - Burner Control Optimization_A_Achievable Economic UCT Potential | F6 | Industrial | Agriculture | New | Space Heating | Natural Gas | Gas Boiler - Burner Control Optimization | A | Incremental Winter Peak Savings (MW) | Achievable Economic UCT Potential | 0 | 0 | 0 | 0 | 0 | 0 | 0 | 0 | 0 | 0 | 0 | 0 | 0 | 0 | 0 | 0 | 0 | 0 | 0 | 0 | 0 | 0 | 0 | 0 | 0 | 0 | 0 | 0 | 0 | 0 | 0
F7_Industrial_Agriculture_New_Space Heating_Natural Gas_Gas Boiler - Burner Control Optimization_A_Achievable Economic UCT Potential | F7 | Industrial | Agriculture | New | Space Heating | Natural Gas | Gas Boiler - Burner Control Optimization | A | Cumulative Energy Savings (MWh or mTherms) | Achievable Economic UCT Potential | 0 | 0 | 0 | 0 | 0 | 0 | 0 | 0 | 0 | 0 | 0 | 0 | 0 | 0 | 0 | 0 | 0 | 0 | 0 | 0 | 0 | 0 | 0 | 0 | 0 | 0 | 0 | 0 | 0 | 0 | 0
F8_Industrial_Agriculture_New_Space Heating_Natural Gas_Gas Boiler - Burner Control Optimization_A_Achievable Economic UCT Potential | F8 | Industrial | Agriculture | New | Space Heating | Natural Gas | Gas Boiler - Burner Control Optimization | A | Cumulative Summer Peak Savings (MW) | Achievable Economic UCT Potential | 0 | 0 | 0 | 0 | 0 | 0 | 0 | 0 | 0 | 0 | 0 | 0 | 0 | 0 | 0 | 0 | 0 | 0 | 0 | 0 | 0 | 0 | 0 | 0 | 0 | 0 | 0 | 0 | 0 | 0 | 0
F9_Industrial_Agriculture_New_Space Heating_Natural Gas_Gas Boiler - Burner Control Optimization_A_Achievable Economic UCT Potential | F9 | Industrial | Agriculture | New | Space Heating | Natural Gas | Gas Boiler - Burner Control Optimization | A | Cumulative Winter Peak Savings (MW) | Achievable Economic UCT Potential | 0 | 0 | 0 | 0 | 0 | 0 | 0 | 0 | 0 | 0 | 0 | 0 | 0 | 0 | 0 | 0 | 0 | 0 | 0 | 0 | 0 | 0 | 0 | 0 | 0 | 0 | 0 | 0 | 0 | 0 | 0
F10_Industrial_Agriculture_New_Space Heating_Natural Gas_Gas Boiler - Burner Control Optimization_A_Achievable Economic UCT Potential | F10 | Industrial | Agriculture | New | Space Heating | Natural Gas | Gas Boiler - Burner Control Optimization | A | Purchases (Incremental) | Achievable Economic UCT Potential | 0 | 0 | 0 | 0 | 0 | 0 | 0 | 0 | 0 | 0 | 0 | 0 | 0 | 0 | 0 | 0 | 0 | 0 | 0 | 0 | 0 | 0 | 0 | 0 | 0 | 0 | 0 | 0 | 0 | 0 | 0
F11_Industrial_Agriculture_New_Space Heating_Natural Gas_Gas Boiler - Burner Control Optimization_A_Achievable Economic UCT Potential | F11 | Industrial | Agriculture | New | Space Heating | Natural Gas | Gas Boiler - Burner Control Optimization | A | Purchases (Cumulative) | Achievable Economic UCT Potential | 0 | 0 | 0 | 0 | 0 | 0 | 0 | 0 | 0 | 0 | 0 | 0 | 0 | 0 | 0 | 0 | 0 | 0 | 0 | 0 | 0 | 0 | 0 | 0 | 0 | 0 | 0 | 0 | 0 | 0 | 0
F1_Industrial_Agriculture_New_Process_Natural Gas_Gas Boiler - Burner Control Optimization_A_Achievable Economic UCT Potential | F1 | Industrial | Agriculture | New | Process | Natural Gas | Gas Boiler - Burner Control Optimization | A | Integrated Unit Energy Savings (kWh or therms) | Achievable Economic UCT Potential | 0 | 0 | 0 | 0 | 0 | 0.61357 | 0.61213 | 0.61082 | 0.60949 | 0.60822 | 0.6073 | 0.6065 | 0.60581 | 0.60525 | 0.60481 | 0.60449 | 0.60427 | 0.60414 | 0.60406 | 0.60401 | 0.60401 | 0.60402 | 0.60402 | 0.60402 | 0.60401 | 0.60443 | 0.60482 | 0.60518 | 0.61528 | 0.61528 | 0.61528
F2_Industrial_Agriculture_New_Process_Natural Gas_Gas Boiler - Burner Control Optimization_A_Achievable Economic UCT Potential | F2 | Industrial | Agriculture | New | Process | Natural Gas | Gas Boiler - Burner Control Optimization | A | Integrated Unit Summer Peak Savings (kW) | Achievable Economic UCT Potential | 0 | 0 | 0 | 0 | 0 | 0 | 0 | 0 | 0 | 0 | 0 | 0 | 0 | 0 | 0 | 0 | 0 | 0 | 0 | 0 | 0 | 0 | 0 | 0 | 0 | 0 | 0 | 0 | 0 | 0 | 0
F3_Industrial_Agriculture_New_Process_Natural Gas_Gas Boiler - Burner Control Optimization_A_Achievable Economic UCT Potential | F3 | Industrial | Agriculture | New | Process | Natural Gas | Gas Boiler - Burner Control Optimization | A | Integrated Unit Winter Peak Savings (kW) | Achievable Economic UCT Potential | 0 | 0 | 0 | 0 | 0 | 0 | 0 | 0 | 0 | 0 | 0 | 0 | 0 | 0 | 0 | 0 | 0 | 0 | 0 | 0 | 0 | 0 | 0 | 0 | 0 | 0 | 0 | 0 | 0 | 0 | 0
F4_Industrial_Agriculture_New_Process_Natural Gas_Gas Boiler - Burner Control Optimization_A_Achievable Economic UCT Potential | F4 | Industrial | Agriculture | New | Process | Natural Gas | Gas Boiler - Burner Control Optimization | A | Incremental Energy Savings (MWh or mTherms) | Achievable Economic UCT Potential | 0 | 0 | 0 | 0 | 0 | 0.0034211 | 0.006356 | 0.014662 | 0.029034 | 0.050399 | 0.077907 | 0.10838 | 0.13718 | 0.15927 | 0.17063 | 0.16993 | 0.15795 | 0.13772 | 0.11303 | 0.087615 | 0.064368 | 0.044929 | 0.02987 | 0.018957 | 0.013358 | 0.014508 | 0.028811 | 0.050147 | 0.078931 | 0.10995 | 0.13932
F5_Industrial_Agriculture_New_Process_Natural Gas_Gas Boiler - Burner Control Optimization_A_Achievable Economic UCT Potential | F5 | Industrial | Agriculture | New | Process | Natural Gas | Gas Boiler - Burner Control Optimization | A | Incremental Summer Peak Savings (MW) | Achievable Economic UCT Potential | 0 | 0 | 0 | 0 | 0 | 0 | 0 | 0 | 0 | 0 | 0 | 0 | 0 | 0 | 0 | 0 | 0 | 0 | 0 | 0 | 0 | 0 | 0 | 0 | 0 | 0 | 0 | 0 | 0 | 0 | 0
F6_Industrial_Agriculture_New_Process_Natural Gas_Gas Boiler - Burner Control Optimization_A_Achievable Economic UCT Potential | F6 | Industrial | Agriculture | New | Process | Natural Gas | Gas Boiler - Burner Control Optimization | A | Incremental Winter Peak Savings (MW) | Achievable Economic UCT Potential | 0 | 0 | 0 | 0 | 0 | 0 | 0 | 0 | 0 | 0 | 0 | 0 | 0 | 0 | 0 | 0 | 0 | 0 | 0 | 0 | 0 | 0 | 0 | 0 | 0 | 0 | 0 | 0 | 0 | 0 | 0
F7_Industrial_Agriculture_New_Process_Natural Gas_Gas Boiler - Burner Control Optimization_A_Achievable Economic UCT Potential | F7 | Industrial | Agriculture | New | Process | Natural Gas | Gas Boiler - Burner Control Optimization | A | Cumulative Energy Savings (MWh or mTherms) | Achievable Economic UCT Potential | 0 | 0 | 0 | 0 | 0 | 0.0034211 | 0.009769 | 0.02441 | 0.05339 | 0.10368 | 0.18143 | 0.28957 | 0.42642 | 0.58529 | 0.7555 | 0.92502 | 1.0826 | 1.2201 | 1.333 | 1.4205 | 1.4849 | 1.5298 | 1.5597 | 1.5753 | 1.5823 | 1.5834 | 1.5845 | 1.5854 | 0 | 0 | 0
F8_Industrial_Agriculture_New_Process_Natural Gas_Gas Boiler - Burner Control Optimization_A_Achievable Economic UCT Potential | F8 | Industrial | Agriculture | New | Process | Natural Gas | Gas Boiler - Burner Control Optimization | A | Cumulative Summer Peak Savings (MW) | Achievable Economic UCT Potential | 0 | 0 | 0 | 0 | 0 | 0 | 0 | 0 | 0 | 0 | 0 | 0 | 0 | 0 | 0 | 0 | 0 | 0 | 0 | 0 | 0 | 0 | 0 | 0 | 0 | 0 | 0 | 0 | 0 | 0 | 0
F9_Industrial_Agriculture_New_Process_Natural Gas_Gas Boiler - Burner Control Optimization_A_Achievable Economic UCT Potential | F9 | Industrial | Agriculture | New | Process | Natural Gas | Gas Boiler - Burner Control Optimization | A | Cumulative Winter Peak Savings (MW) | Achievable Economic UCT Potential | 0 | 0 | 0 | 0 | 0 | 0 | 0 | 0 | 0 | 0 | 0 | 0 | 0 | 0 | 0 | 0 | 0 | 0 | 0 | 0 | 0 | 0 | 0 | 0 | 0 | 0 | 0 | 0 | 0 | 0 | 0
F10_Industrial_Agriculture_New_Process_Natural Gas_Gas Boiler - Burner Control Optimization_A_Achievable Economic UCT Potential | F10 | Industrial | Agriculture | New | Process | Natural Gas | Gas Boiler - Burner Control Optimization | A | Purchases (Incremental) | Achievable Economic UCT Potential | 0 | 0 | 0 | 0 | 0 | 5.5757 | 10.3835 | 24.0033 | 47.6358 | 82.8628 | 128.2858 | 178.7009 | 226.4344 | 263.1441 | 282.1294 | 281.108 | 261.3849 | 227.9549 | 187.1238 | 145.0559 | 106.5678 | 74.3838 | 49.4514 | 31.3843 | 22.1159 | 24.0033 | 47.6358 | 82.8628 | 128.2858 | 178.7009 | 226.4344
F11_Industrial_Agriculture_New_Process_Natural Gas_Gas Boiler - Burner Control Optimization_A_Achievable Economic UCT Potential | F11 | Industrial | Agriculture | New | Process | Natural Gas | Gas Boiler - Burner Control Optimization | A | Purchases (Cumulative) | Achievable Economic UCT Potential | 0 | 0 | 0 | 0 | 0 | 5.5757 | 15.9592 | 39.9624 | 87.5982 | 170.4611 | 298.7469 | 477.4478 | 703.8822 | 967.0263 | 1249.1557 | 1530.2637 | 1791.6486 | 2019.6035 | 2206.7273 | 2351.7833 | 2458.3511 | 2532.7348 | 2582.1862 | 2607.9949 | 2619.7273 | 2619.7273 | 2619.7273 | 2619.7273 | 2619.7273 | 2619.7273 | 2619.7273
F1_Industrial_Agriculture_New_Space Heating_Natural Gas_HVAC - Demand Controlled Ventilation_A_Achievable Economic UCT Potential | F1 | Industrial | Agriculture | New | Space Heating | Natural Gas | HVAC - Demand Controlled Ventilation | A | Integrated Unit Energy Savings (kWh or therms) | Achievable Economic UCT Potential | 0 | 0 | 0 | 0 | 0 | 0 | 0 | 0 | 0 | 0 | 0 | 0 | 0 | 0 | 0 | 0 | 0 | 0 | 0 | 0 | 0 | 0 | 0 | 0 | 0 | 0 | 0 | 0 | 0 | 0 | 0
F2_Industrial_Agriculture_New_Space Heating_Natural Gas_HVAC - Demand Controlled Ventilation_A_Achievable Economic UCT Potential | F2 | Industrial | Agriculture | New | Space Heating | Natural Gas | HVAC - Demand Controlled Ventilation | A | Integrated Unit Summer Peak Savings (kW) | Achievable Economic UCT Potential | 0 | 0 | 0 | 0 | 0 | 0 | 0 | 0 | 0 | 0 | 0 | 0 | 0 | 0 | 0 | 0 | 0 | 0 | 0 | 0 | 0 | 0 | 0 | 0 | 0 | 0 | 0 | 0 | 0 | 0 | 0
F3_Industrial_Agriculture_New_Space Heating_Natural Gas_HVAC - Demand Controlled Ventilation_A_Achievable Economic UCT Potential | F3 | Industrial | Agriculture | New | Space Heating | Natural Gas | HVAC - Demand Controlled Ventilation | A | Integrated Unit Winter Peak Savings (kW) | Achievable Economic UCT Potential | 0 | 0 | 0 | 0 | 0 | 0 | 0 | 0 | 0 | 0 | 0 | 0 | 0 | 0 | 0 | 0 | 0 | 0 | 0 | 0 | 0 | 0 | 0 | 0 | 0 | 0 | 0 | 0 | 0 | 0 | 0
F4_Industrial_Agriculture_New_Space Heating_Natural Gas_HVAC - Demand Controlled Ventilation_A_Achievable Economic UCT Potential | F4 | Industrial | Agriculture | New | Space Heating | Natural Gas | HVAC - Demand Controlled Ventilation | A | Incremental Energy Savings (MWh or mTherms) | Achievable Economic UCT Potential | 0 | 0 | 0 | 0 | 0 | 0 | 0 | 0 | 0 | 0 | 0 | 0 | 0 | 0 | 0 | 0 | 0 | 0 | 0 | 0 | 0 | 0 | 0 | 0 | 0 | 0 | 0 | 0 | 0 | 0 | 0
F5_Industrial_Agriculture_New_Space Heating_Natural Gas_HVAC - Demand Controlled Ventilation_A_Achievable Economic UCT Potential | F5 | Industrial | Agriculture | New | Space Heating | Natural Gas | HVAC - Demand Controlled Ventilation | A | Incremental Summer Peak Savings (MW) | Achievable Economic UCT Potential | 0 | 0 | 0 | 0 | 0 | 0 | 0 | 0 | 0 | 0 | 0 | 0 | 0 | 0 | 0 | 0 | 0 | 0 | 0 | 0 | 0 | 0 | 0 | 0 | 0 | 0 | 0 | 0 | 0 | 0 | 0
F6_Industrial_Agriculture_New_Space Heating_Natural Gas_HVAC - Demand Controlled Ventilation_A_Achievable Economic UCT Potential | F6 | Industrial | Agriculture | New | Space Heating | Natural Gas | HVAC - Demand Controlled Ventilation | A | Incremental Winter Peak Savings (MW) | Achievable Economic UCT Potential | 0 | 0 | 0 | 0 | 0 | 0 | 0 | 0 | 0 | 0 | 0 | 0 | 0 | 0 | 0 | 0 | 0 | 0 | 0 | 0 | 0 | 0 | 0 | 0 | 0 | 0 | 0 | 0 | 0 | 0 | 0
F7_Industrial_Agriculture_New_Space Heating_Natural Gas_HVAC - Demand Controlled Ventilation_A_Achievable Economic UCT Potential | F7 | Industrial | Agriculture | New | Space Heating | Natural Gas | HVAC - Demand Controlled Ventilation | A | Cumulative Energy Savings (MWh or mTherms) | Achievable Economic UCT Potential | 0 | 0 | 0 | 0 | 0 | 0 | 0 | 0 | 0 | 0 | 0 | 0 | 0 | 0 | 0 | 0 | 0 | 0 | 0 | 0 | 0 | 0 | 0 | 0 | 0 | 0 | 0 | 0 | 0 | 0 | 0
F8_Industrial_Agriculture_New_Space Heating_Natural Gas_HVAC - Demand Controlled Ventilation_A_Achievable Economic UCT Potential | F8 | Industrial | Agriculture | New | Space Heating | Natural Gas | HVAC - Demand Controlled Ventilation | A | Cumulative Summer Peak Savings (MW) | Achievable Economic UCT Potential | 0 | 0 | 0 | 0 | 0 | 0 | 0 | 0 | 0 | 0 | 0 | 0 | 0 | 0 | 0 | 0 | 0 | 0 | 0 | 0 | 0 | 0 | 0 | 0 | 0 | 0 | 0 | 0 | 0 | 0 | 0
F9_Industrial_Agriculture_New_Space Heating_Natural Gas_HVAC - Demand Controlled Ventilation_A_Achievable Economic UCT Potential | F9 | Industrial | Agriculture | New | Space Heating | Natural Gas | HVAC - Demand Controlled Ventilation | A | Cumulative Winter Peak Savings (MW) | Achievable Economic UCT Potential | 0 | 0 | 0 | 0 | 0 | 0 | 0 | 0 | 0 | 0 | 0 | 0 | 0 | 0 | 0 | 0 | 0 | 0 | 0 | 0 | 0 | 0 | 0 | 0 | 0 | 0 | 0 | 0 | 0 | 0 | 0
F10_Industrial_Agriculture_New_Space Heating_Natural Gas_HVAC - Demand Controlled Ventilation_A_Achievable Economic UCT Potential | F10 | Industrial | Agriculture | New | Space Heating | Natural Gas | HVAC - Demand Controlled Ventilation | A | Purchases (Incremental) | Achievable Economic UCT Potential | 0 | 0 | 0 | 0 | 0 | 0 | 0 | 0 | 0 | 0 | 0 | 0 | 0 | 0 | 0 | 0 | 0 | 0 | 0 | 0 | 0 | 0 | 0 | 0 | 0 | 0 | 0 | 0 | 0 | 0 | 0
F11_Industrial_Agriculture_New_Space Heating_Natural Gas_HVAC - Demand Controlled Ventilation_A_Achievable Economic UCT Potential | F11 | Industrial | Agriculture | New | Space Heating | Natural Gas | HVAC - Demand Controlled Ventilation | A | Purchases (Cumulative) | Achievable Economic UCT Potential | 0 | 0 | 0 | 0 | 0 | 0 | 0 | 0 | 0 | 0 | 0 | 0 | 0 | 0 | 0 | 0 | 0 | 0 | 0 | 0 | 0 | 0 | 0 | 0 | 0 | 0 | 0 | 0 | 0 | 0 | 0
F1_Industrial_Agriculture_New_Space Heating_Natural Gas_Gas Boiler - Stack Economizer_A_Achievable Economic UCT Potential | F1 | Industrial | Agriculture | New | Space Heating | Natural Gas | Gas Boiler - Stack Economizer | A | Integrated Unit Energy Savings (kWh or therms) | Achievable Economic UCT Potential | 0 | 0 | 0 | 0 | 0 | 0 | 0 | 0 | 0 | 0 | 0 | 0 | 0 | 0 | 0 | 0 | 0 | 0 | 0 | 0 | 0 | 0 | 0 | 0 | 0 | 0 | 0 | 0 | 0 | 0 | 0
F2_Industrial_Agriculture_New_Space Heating_Natural Gas_Gas Boiler - Stack Economizer_A_Achievable Economic UCT Potential | F2 | Industrial | Agriculture | New | Space Heating | Natural Gas | Gas Boiler - Stack Economizer | A | Integrated Unit Summer Peak Savings (kW) | Achievable Economic UCT Potential | 0 | 0 | 0 | 0 | 0 | 0 | 0 | 0 | 0 | 0 | 0 | 0 | 0 | 0 | 0 | 0 | 0 | 0 | 0 | 0 | 0 | 0 | 0 | 0 | 0 | 0 | 0 | 0 | 0 | 0 | 0
F3_Industrial_Agriculture_New_Space Heating_Natural Gas_Gas Boiler - Stack Economizer_A_Achievable Economic UCT Potential | F3 | Industrial | Agriculture | New | Space Heating | Natural Gas | Gas Boiler - Stack Economizer | A | Integrated Unit Winter Peak Savings (kW) | Achievable Economic UCT Potential | 0 | 0 | 0 | 0 | 0 | 0 | 0 | 0 | 0 | 0 | 0 | 0 | 0 | 0 | 0 | 0 | 0 | 0 | 0 | 0 | 0 | 0 | 0 | 0 | 0 | 0 | 0 | 0 | 0 | 0 | 0
F4_Industrial_Agriculture_New_Space Heating_Natural Gas_Gas Boiler - Stack Economizer_A_Achievable Economic UCT Potential | F4 | Industrial | Agriculture | New | Space Heating | Natural Gas | Gas Boiler - Stack Economizer | A | Incremental Energy Savings (MWh or mTherms) | Achievable Economic UCT Potential | 0 | 0 | 0 | 0 | 0 | 0 | 0 | 0 | 0 | 0 | 0 | 0 | 0 | 0 | 0 | 0 | 0 | 0 | 0 | 0 | 0 | 0 | 0 | 0 | 0 | 0 | 0 | 0 | 0 | 0 | 0
F5_Industrial_Agriculture_New_Space Heating_Natural Gas_Gas Boiler - Stack Economizer_A_Achievable Economic UCT Potential | F5 | Industrial | Agriculture | New | Space Heating | Natural Gas | Gas Boiler - Stack Economizer | A | Incremental Summer Peak Savings (MW) | Achievable Economic UCT Potential | 0 | 0 | 0 | 0 | 0 | 0 | 0 | 0 | 0 | 0 | 0 | 0 | 0 | 0 | 0 | 0 | 0 | 0 | 0 | 0 | 0 | 0 | 0 | 0 | 0 | 0 | 0 | 0 | 0 | 0 | 0
F6_Industrial_Agriculture_New_Space Heating_Natural Gas_Gas Boiler - Stack Economizer_A_Achievable Economic UCT Potential | F6 | Industrial | Agriculture | New | Space Heating | Natural Gas | Gas Boiler - Stack Economizer | A | Incremental Winter Peak Savings (MW) | Achievable Economic UCT Potential | 0 | 0 | 0 | 0 | 0 | 0 | 0 | 0 | 0 | 0 | 0 | 0 | 0 | 0 | 0 | 0 | 0 | 0 | 0 | 0 | 0 | 0 | 0 | 0 | 0 | 0 | 0 | 0 | 0 | 0 | 0
F7_Industrial_Agriculture_New_Space Heating_Natural Gas_Gas Boiler - Stack Economizer_A_Achievable Economic UCT Potential | F7 | Industrial | Agriculture | New | Space Heating | Natural Gas | Gas Boiler - Stack Economizer | A | Cumulative Energy Savings (MWh or mTherms) | Achievable Economic UCT Potential | 0 | 0 | 0 | 0 | 0 | 0 | 0 | 0 | 0 | 0 | 0 | 0 | 0 | 0 | 0 | 0 | 0 | 0 | 0 | 0 | 0 | 0 | 0 | 0 | 0 | 0 | 0 | 0 | 0 | 0 | 0
F8_Industrial_Agriculture_New_Space Heating_Natural Gas_Gas Boiler - Stack Economizer_A_Achievable Economic UCT Potential | F8 | Industrial | Agriculture | New | Space Heating | Natural Gas | Gas Boiler - Stack Economizer | A | Cumulative Summer Peak Savings (MW) | Achievable Economic UCT Potential | 0 | 0 | 0 | 0 | 0 | 0 | 0 | 0 | 0 | 0 | 0 | 0 | 0 | 0 | 0 | 0 | 0 | 0 | 0 | 0 | 0 | 0 | 0 | 0 | 0 | 0 | 0 | 0 | 0 | 0 | 0
F9_Industrial_Agriculture_New_Space Heating_Natural Gas_Gas Boiler - Stack Economizer_A_Achievable Economic UCT Potential | F9 | Industrial | Agriculture | New | Space Heating | Natural Gas | Gas Boiler - Stack Economizer | A | Cumulative Winter Peak Savings (MW) | Achievable Economic UCT Potential | 0 | 0 | 0 | 0 | 0 | 0 | 0 | 0 | 0 | 0 | 0 | 0 | 0 | 0 | 0 | 0 | 0 | 0 | 0 | 0 | 0 | 0 | 0 | 0 | 0 | 0 | 0 | 0 | 0 | 0 | 0
F10_Industrial_Agriculture_New_Space Heating_Natural Gas_Gas Boiler - Stack Economizer_A_Achievable Economic UCT Potential | F10 | Industrial | Agriculture | New | Space Heating | Natural Gas | Gas Boiler - Stack Economizer | A | Purchases (Incremental) | Achievable Economic UCT Potential | 0 | 0 | 0 | 0 | 0 | 0 | 0 | 0 | 0 | 0 | 0 | 0 | 0 | 0 | 0 | 0 | 0 | 0 | 0 | 0 | 0 | 0 | 0 | 0 | 0 | 0 | 0 | 0 | 0 | 0 | 0
F11_Industrial_Agriculture_New_Space Heating_Natural Gas_Gas Boiler - Stack Economizer_A_Achievable Economic UCT Potential | F11 | Industrial | Agriculture | New | Space Heating | Natural Gas | Gas Boiler - Stack Economizer | A | Purchases (Cumulative) | Achievable Economic UCT Potential | 0 | 0 | 0 | 0 | 0 | 0 | 0 | 0 | 0 | 0 | 0 | 0 | 0 | 0 | 0 | 0 | 0 | 0 | 0 | 0 | 0 | 0 | 0 | 0 | 0 | 0 | 0 | 0 | 0 | 0 | 0
F1_Industrial_Agriculture_New_Process_Natural Gas_Gas Boiler - Stack Economizer_A_Achievable Economic UCT Potential | F1 | Industrial | Agriculture | New | Process | Natural Gas | Gas Boiler - Stack Economizer | A | Integrated Unit Energy Savings (kWh or therms) | Achievable Economic UCT Potential | 0 | 0 | 0 | 0 | 0 | 2.0366 | 2.0364 | 2.0364 | 2.0364 | 2.0365 | 2.0365 | 2.0365 | 2.0365 | 2.0366 | 2.0366 | 2.0366 | 2.0366 | 2.0366 | 2.0366 | 2.0366 | 2.0366 | 2.0366 | 2.0366 | 2.0366 | 2.0367 | 2.0367 | 2.0367 | 2.0367 | 2.0368 | 2.0368 | 2.0368
F2_Industrial_Agriculture_New_Process_Natural Gas_Gas Boiler - Stack Economizer_A_Achievable Economic UCT Potential | F2 | Industrial | Agriculture | New | Process | Natural Gas | Gas Boiler - Stack Economizer | A | Integrated Unit Summer Peak Savings (kW) | Achievable Economic UCT Potential | 0 | 0 | 0 | 0 | 0 | 0 | 0 | 0 | 0 | 0 | 0 | 0 | 0 | 0 | 0 | 0 | 0 | 0 | 0 | 0 | 0 | 0 | 0 | 0 | 0 | 0 | 0 | 0 | 0 | 0 | 0
F3_Industrial_Agriculture_New_Process_Natural Gas_Gas Boiler - Stack Economizer_A_Achievable Economic UCT Potential | F3 | Industrial | Agriculture | New | Process | Natural Gas | Gas Boiler - Stack Economizer | A | Integrated Unit Winter Peak Savings (kW) | Achievable Economic UCT Potential | 0 | 0 | 0 | 0 | 0 | 0 | 0 | 0 | 0 | 0 | 0 | 0 | 0 | 0 | 0 | 0 | 0 | 0 | 0 | 0 | 0 | 0 | 0 | 0 | 0 | 0 | 0 | 0 | 0 | 0 | 0
F4_Industrial_Agriculture_New_Process_Natural Gas_Gas Boiler - Stack Economizer_A_Achievable Economic UCT Potential | F4 | Industrial | Agriculture | New | Process | Natural Gas | Gas Boiler - Stack Economizer | A | Incremental Energy Savings (MWh or mTherms) | Achievable Economic UCT Potential | 0 | 0 | 0 | 0 | 0 | 0.11225 | 0.13298 | 0.1537 | 0.1743 | 0.19492 | 0.194 | 0.16986 | 0.14759 | 0.12742 | 0.10929 | 0.093337 | 0.07935 | 0.067225 | 0.05676 | 0.047772 | 0.11226 | 0.13299 | 0.15372 | 0.17432 | 0.19494 | 0.19401 | 0.16988 | 0.1476 | 0.12743 | 0.1093 | 0.093347
F5_Industrial_Agriculture_New_Process_Natural Gas_Gas Boiler - Stack Economizer_A_Achievable Economic UCT Potential | F5 | Industrial | Agriculture | New | Process | Natural Gas | Gas Boiler - Stack Economizer | A | Incremental Summer Peak Savings (MW) | Achievable Economic UCT Potential | 0 | 0 | 0 | 0 | 0 | 0 | 0 | 0 | 0 | 0 | 0 | 0 | 0 | 0 | 0 | 0 | 0 | 0 | 0 | 0 | 0 | 0 | 0 | 0 | 0 | 0 | 0 | 0 | 0 | 0 | 0
F6_Industrial_Agriculture_New_Process_Natural Gas_Gas Boiler - Stack Economizer_A_Achievable Economic UCT Potential | F6 | Industrial | Agriculture | New | Process | Natural Gas | Gas Boiler - Stack Economizer | A | Incremental Winter Peak Savings (MW) | Achievable Economic UCT Potential | 0 | 0 | 0 | 0 | 0 | 0 | 0 | 0 | 0 | 0 | 0 | 0 | 0 | 0 | 0 | 0 | 0 | 0 | 0 | 0 | 0 | 0 | 0 | 0 | 0 | 0 | 0 | 0 | 0 | 0 | 0
F7_Industrial_Agriculture_New_Process_Natural Gas_Gas Boiler - Stack Economizer_A_Achievable Economic UCT Potential | F7 | Industrial | Agriculture | New | Process | Natural Gas | Gas Boiler - Stack Economizer | A | Cumulative Energy Savings (MWh or mTherms) | Achievable Economic UCT Potential | 0 | 0 | 0 | 0 | 0 | 0.11225 | 0.24523 | 0.39892 | 0.57323 | 0.76816 | 0.96217 | 1.132 | 1.2797 | 1.4071 | 1.5164 | 1.6097 | 1.6891 | 1.7563 | 1.8131 | 1.8609 | 1.8609 | 1.8609 | 1.8609 | 1.8609 | 1.8609 | 1.8609 | 1.8609 | 1.8609 | 0 | 0 | 0
F8_Industrial_Agriculture_New_Process_Natural Gas_Gas Boiler - Stack Economizer_A_Achievable Economic UCT Potential | F8 | Industrial | Agriculture | New | Process | Natural Gas | Gas Boiler - Stack Economizer | A | Cumulative Summer Peak Savings (MW) | Achievable Economic UCT Potential | 0 | 0 | 0 | 0 | 0 | 0 | 0 | 0 | 0 | 0 | 0 | 0 | 0 | 0 | 0 | 0 | 0 | 0 | 0 | 0 | 0 | 0 | 0 | 0 | 0 | 0 | 0 | 0 | 0 | 0 | 0
F9_Industrial_Agriculture_New_Process_Natural Gas_Gas Boiler - Stack Economizer_A_Achievable Economic UCT Potential | F9 | Industrial | Agriculture | New | Process | Natural Gas | Gas Boiler - Stack Economizer | A | Cumulative Winter Peak Savings (MW) | Achievable Economic UCT Potential | 0 | 0 | 0 | 0 | 0 | 0 | 0 | 0 | 0 | 0 | 0 | 0 | 0 | 0 | 0 | 0 | 0 | 0 | 0 | 0 | 0 | 0 | 0 | 0 | 0 | 0 | 0 | 0 | 0 | 0 | 0
F10_Industrial_Agriculture_New_Process_Natural Gas_Gas Boiler - Stack Economizer_A_Achievable Economic UCT Potential | F10 | Industrial | Agriculture | New | Process | Natural Gas | Gas Boiler - Stack Economizer | A | Purchases (Incremental) | Achievable Economic UCT Potential | 0 | 0 | 0 | 0 | 0 | 55.1186 | 65.3005 | 75.4768 | 85.5931 | 95.7149 | 95.2606 | 83.4095 | 72.4727 | 62.565 | 53.6631 | 45.8304 | 38.9622 | 33.0082 | 27.87 | 23.4563 | 55.1186 | 65.3005 | 75.4768 | 85.5931 | 95.7149 | 95.2606 | 83.4095 | 72.4727 | 62.565 | 53.6631 | 45.8304
F11_Industrial_Agriculture_New_Process_Natural Gas_Gas Boiler - Stack Economizer_A_Achievable Economic UCT Potential | F11 | Industrial | Agriculture | New | Process | Natural Gas | Gas Boiler - Stack Economizer | A | Purchases (Cumulative) | Achievable Economic UCT Potential | 0 | 0 | 0 | 0 | 0 | 55.1186 | 120.4191 | 195.896 | 281.4891 | 377.2041 | 472.4646 | 555.8741 | 628.3469 | 690.9118 | 744.575 | 790.4054 | 829.3676 | 862.3758 | 890.2458 | 913.7021 | 913.7021 | 913.7021 | 913.7021 | 913.7021 | 913.7021 | 913.7021 | 913.7021 | 913.7021 | 913.7021 | 913.7021 | 913.7021
F1_Industrial_Agriculture_New_Space Heating_Natural Gas_Gas Furnace Tube Inserts_A_Achievable Economic UCT Potential | F1 | Industrial | Agriculture | New | Space Heating | Natural Gas | Gas Furnace Tube Inserts | A | Integrated Unit Energy Savings (kWh or therms) | Achievable Economic UCT Potential | 0 | 0 | 0 | 0 | 0 | 0 | 0 | 0 | 0 | 0 | 0 | 0 | 0 | 0 | 0 | 0 | 0 | 0 | 0 | 0 | 0 | 0 | 0 | 0 | 0 | 0 | 0 | 0 | 0 | 0 | 0
F2_Industrial_Agriculture_New_Space Heating_Natural Gas_Gas Furnace Tube Inserts_A_Achievable Economic UCT Potential | F2 | Industrial | Agriculture | New | Space Heating | Natural Gas | Gas Furnace Tube Inserts | A | Integrated Unit Summer Peak Savings (kW) | Achievable Economic UCT Potential | 0 | 0 | 0 | 0 | 0 | 0 | 0 | 0 | 0 | 0 | 0 | 0 | 0 | 0 | 0 | 0 | 0 | 0 | 0 | 0 | 0 | 0 | 0 | 0 | 0 | 0 | 0 | 0 | 0 | 0 | 0
F3_Industrial_Agriculture_New_Space Heating_Natural Gas_Gas Furnace Tube Inserts_A_Achievable Economic UCT Potential | F3 | Industrial | Agriculture | New | Space Heating | Natural Gas | Gas Furnace Tube Inserts | A | Integrated Unit Winter Peak Savings (kW) | Achievable Economic UCT Potential | 0 | 0 | 0 | 0 | 0 | 0 | 0 | 0 | 0 | 0 | 0 | 0 | 0 | 0 | 0 | 0 | 0 | 0 | 0 | 0 | 0 | 0 | 0 | 0 | 0 | 0 | 0 | 0 | 0 | 0 | 0
F4_Industrial_Agriculture_New_Space Heating_Natural Gas_Gas Furnace Tube Inserts_A_Achievable Economic UCT Potential | F4 | Industrial | Agriculture | New | Space Heating | Natural Gas | Gas Furnace Tube Inserts | A | Incremental Energy Savings (MWh or mTherms) | Achievable Economic UCT Potential | 0 | 0 | 0 | 0 | 0 | 0 | 0 | 0 | 0 | 0 | 0 | 0 | 0 | 0 | 0 | 0 | 0 | 0 | 0 | 0 | 0 | 0 | 0 | 0 | 0 | 0 | 0 | 0 | 0 | 0 | 0
F5_Industrial_Agriculture_New_Space Heating_Natural Gas_Gas Furnace Tube Inserts_A_Achievable Economic UCT Potential | F5 | Industrial | Agriculture | New | Space Heating | Natural Gas | Gas Furnace Tube Inserts | A | Incremental Summer Peak Savings (MW) | Achievable Economic UCT Potential | 0 | 0 | 0 | 0 | 0 | 0 | 0 | 0 | 0 | 0 | 0 | 0 | 0 | 0 | 0 | 0 | 0 | 0 | 0 | 0 | 0 | 0 | 0 | 0 | 0 | 0 | 0 | 0 | 0 | 0 | 0
F6_Industrial_Agriculture_New_Space Heating_Natural Gas_Gas Furnace Tube Inserts_A_Achievable Economic UCT Potential | F6 | Industrial | Agriculture | New | Space Heating | Natural Gas | Gas Furnace Tube Inserts | A | Incremental Winter Peak Savings (MW) | Achievable Economic UCT Potential | 0 | 0 | 0 | 0 | 0 | 0 | 0 | 0 | 0 | 0 | 0 | 0 | 0 | 0 | 0 | 0 | 0 | 0 | 0 | 0 | 0 | 0 | 0 | 0 | 0 | 0 | 0 | 0 | 0 | 0 | 0
F7_Industrial_Agriculture_New_Space Heating_Natural Gas_Gas Furnace Tube Inserts_A_Achievable Economic UCT Potential | F7 | Industrial | Agriculture | New | Space Heating | Natural Gas | Gas Furnace Tube Inserts | A | Cumulative Energy Savings (MWh or mTherms) | Achievable Economic UCT Potential | 0 | 0 | 0 | 0 | 0 | 0 | 0 | 0 | 0 | 0 | 0 | 0 | 0 | 0 | 0 | 0 | 0 | 0 | 0 | 0 | 0 | 0 | 0 | 0 | 0 | 0 | 0 | 0 | 0 | 0 | 0
F8_Industrial_Agriculture_New_Space Heating_Natural Gas_Gas Furnace Tube Inserts_A_Achievable Economic UCT Potential | F8 | Industrial | Agriculture | New | Space Heating | Natural Gas | Gas Furnace Tube Inserts | A | Cumulative Summer Peak Savings (MW) | Achievable Economic UCT Potential | 0 | 0 | 0 | 0 | 0 | 0 | 0 | 0 | 0 | 0 | 0 | 0 | 0 | 0 | 0 | 0 | 0 | 0 | 0 | 0 | 0 | 0 | 0 | 0 | 0 | 0 | 0 | 0 | 0 | 0 | 0
F9_Industrial_Agriculture_New_Space Heating_Natural Gas_Gas Furnace Tube Inserts_A_Achievable Economic UCT Potential | F9 | Industrial | Agriculture | New | Space Heating | Natural Gas | Gas Furnace Tube Inserts | A | Cumulative Winter Peak Savings (MW) | Achievable Economic UCT Potential | 0 | 0 | 0 | 0 | 0 | 0 | 0 | 0 | 0 | 0 | 0 | 0 | 0 | 0 | 0 | 0 | 0 | 0 | 0 | 0 | 0 | 0 | 0 | 0 | 0 | 0 | 0 | 0 | 0 | 0 | 0
F10_Industrial_Agriculture_New_Space Heating_Natural Gas_Gas Furnace Tube Inserts_A_Achievable Economic UCT Potential | F10 | Industrial | Agriculture | New | Space Heating | Natural Gas | Gas Furnace Tube Inserts | A | Purchases (Incremental) | Achievable Economic UCT Potential | 0 | 0 | 0 | 0 | 0 | 0 | 0 | 0 | 0 | 0 | 0 | 0 | 0 | 0 | 0 | 0 | 0 | 0 | 0 | 0 | 0 | 0 | 0 | 0 | 0 | 0 | 0 | 0 | 0 | 0 | 0
F11_Industrial_Agriculture_New_Space Heating_Natural Gas_Gas Furnace Tube Inserts_A_Achievable Economic UCT Potential | F11 | Industrial | Agriculture | New | Space Heating | Natural Gas | Gas Furnace Tube Inserts | A | Purchases (Cumulative) | Achievable Economic UCT Potential | 0 | 0 | 0 | 0 | 0 | 0 | 0 | 0 | 0 | 0 | 0 | 0 | 0 | 0 | 0 | 0 | 0 | 0 | 0 | 0 | 0 | 0 | 0 | 0 | 0 | 0 | 0 | 0 | 0 | 0 | 0
F1_Industrial_Agriculture_New_Space Heating_Natural Gas_Space Heating - Heat Recovery Ventilator_A_Achievable Economic UCT Potential | F1 | Industrial | Agriculture | New | Space Heating | Natural Gas | Space Heating - Heat Recovery Ventilator | A | Integrated Unit Energy Savings (kWh or therms) | Achievable Economic UCT Potential | 0 | 0 | 0 | 0 | 0 | 0.012431 | 0.01222 | 0.012043 | 0.011887 | 0.011744 | 0.011613 | 0.011456 | 0.011283 | 0.011104 | 0.010924 | 0.010756 | 0.010601 | 0.010466 | 0.010303 | 0.010176 | 0.010082 | 0.010011 | 0.0099751 | 0.0099572 | 0.0099523 | 0.0099563 | 0.0099629 | 0.009972 | 0 | 0 | 0
F2_Industrial_Agriculture_New_Space Heating_Natural Gas_Space Heating - Heat Recovery Ventilator_A_Achievable Economic UCT Potential | F2 | Industrial | Agriculture | New | Space Heating | Natural Gas | Space Heating - Heat Recovery Ventilator | A | Integrated Unit Summer Peak Savings (kW) | Achievable Economic UCT Potential | 0 | 0 | 0 | 0 | 0 | 0 | 0 | 0 | 0 | 0 | 0 | 0 | 0 | 0 | 0 | 0 | 0 | 0 | 0 | 0 | 0 | 0 | 0 | 0 | 0 | 0 | 0 | 0 | 0 | 0 | 0
F3_Industrial_Agriculture_New_Space Heating_Natural Gas_Space Heating - Heat Recovery Ventilator_A_Achievable Economic UCT Potential | F3 | Industrial | Agriculture | New | Space Heating | Natural Gas | Space Heating - Heat Recovery Ventilator | A | Integrated Unit Winter Peak Savings (kW) | Achievable Economic UCT Potential | 0 | 0 | 0 | 0 | 0 | 0 | 0 | 0 | 0 | 0 | 0 | 0 | 0 | 0 | 0 | 0 | 0 | 0 | 0 | 0 | 0 | 0 | 0 | 0 | 0 | 0 | 0 | 0 | 0 | 0 | 0
F4_Industrial_Agriculture_New_Space Heating_Natural Gas_Space Heating - Heat Recovery Ventilator_A_Achievable Economic UCT Potential | F4 | Industrial | Agriculture | New | Space Heating | Natural Gas | Space Heating - Heat Recovery Ventilator | A | Incremental Energy Savings (MWh or mTherms) | Achievable Economic UCT Potential | 0 | 0 | 0 | 0 | 0 | 0 | 0 | 0 | 0 | 0 | 0 | 0 | 0 | 0 | 0 | 0 | 0 | 0 | 0 | 0 | 0 | 0 | 0 | 0 | 0 | 0 | 0 | 0 | 0 | 0 | 0
F5_Industrial_Agriculture_New_Space Heating_Natural Gas_Space Heating - Heat Recovery Ventilator_A_Achievable Economic UCT Potential | F5 | Industrial | Agriculture | New | Space Heating | Natural Gas | Space Heating - Heat Recovery Ventilator | A | Incremental Summer Peak Savings (MW) | Achievable Economic UCT Potential | 0 | 0 | 0 | 0 | 0 | 0 | 0 | 0 | 0 | 0 | 0 | 0 | 0 | 0 | 0 | 0 | 0 | 0 | 0 | 0 | 0 | 0 | 0 | 0 | 0 | 0 | 0 | 0 | 0 | 0 | 0
F6_Industrial_Agriculture_New_Space Heating_Natural Gas_Space Heating - Heat Recovery Ventilator_A_Achievable Economic UCT Potential | F6 | Industrial | Agriculture | New | Space Heating | Natural Gas | Space Heating - Heat Recovery Ventilator | A | Incremental Winter Peak Savings (MW) | Achievable Economic UCT Potential | 0 | 0 | 0 | 0 | 0 | 0 | 0 | 0 | 0 | 0 | 0 | 0 | 0 | 0 | 0 | 0 | 0 | 0 | 0 | 0 | 0 | 0 | 0 | 0 | 0 | 0 | 0 | 0 | 0 | 0 | 0
F7_Industrial_Agriculture_New_Space Heating_Natural Gas_Space Heating - Heat Recovery Ventilator_A_Achievable Economic UCT Potential | F7 | Industrial | Agriculture | New | Space Heating | Natural Gas | Space Heating - Heat Recovery Ventilator | A | Cumulative Energy Savings (MWh or mTherms) | Achievable Economic UCT Potential | 0 | 0 | 0 | 0 | 0 | 0 | 0 | 0 | 0 | 0 | 0 | 0 | 0 | 0 | 0 | 0 | 0 | 0 | 0 | 0 | 0 | 0 | 0 | 0 | 0 | 0 | 0 | 0 | 0 | 0 | 0
F8_Industrial_Agriculture_New_Space Heating_Natural Gas_Space Heating - Heat Recovery Ventilator_A_Achievable Economic UCT Potential | F8 | Industrial | Agriculture | New | Space Heating | Natural Gas | Space Heating - Heat Recovery Ventilator | A | Cumulative Summer Peak Savings (MW) | Achievable Economic UCT Potential | 0 | 0 | 0 | 0 | 0 | 0 | 0 | 0 | 0 | 0 | 0 | 0 | 0 | 0 | 0 | 0 | 0 | 0 | 0 | 0 | 0 | 0 | 0 | 0 | 0 | 0 | 0 | 0 | 0 | 0 | 0
F9_Industrial_Agriculture_New_Space Heating_Natural Gas_Space Heating - Heat Recovery Ventilator_A_Achievable Economic UCT Potential | F9 | Industrial | Agriculture | New | Space Heating | Natural Gas | Space Heating - Heat Recovery Ventilator | A | Cumulative Winter Peak Savings (MW) | Achievable Economic UCT Potential | 0 | 0 | 0 | 0 | 0 | 0 | 0 | 0 | 0 | 0 | 0 | 0 | 0 | 0 | 0 | 0 | 0 | 0 | 0 | 0 | 0 | 0 | 0 | 0 | 0 | 0 | 0 | 0 | 0 | 0 | 0
F10_Industrial_Agriculture_New_Space Heating_Natural Gas_Space Heating - Heat Recovery Ventilator_A_Achievable Economic UCT Potential | F10 | Industrial | Agriculture | New | Space Heating | Natural Gas | Space Heating - Heat Recovery Ventilator | A | Purchases (Incremental) | Achievable Economic UCT Potential | 0 | 0 | 0 | 0 | 0 | 0 | 0 | 0 | 0 | 0 | 0 | 0 | 0 | 0 | 0 | 0 | 0 | 0 | 0 | 0 | 0 | 0 | 0 | 0 | 0 | 0 | 0 | 0 | 0 | 0 | 0
F11_Industrial_Agriculture_New_Space Heating_Natural Gas_Space Heating - Heat Recovery Ventilator_A_Achievable Economic UCT Potential | F11 | Industrial | Agriculture | New | Space Heating | Natural Gas | Space Heating - Heat Recovery Ventilator | A | Purchases (Cumulative) | Achievable Economic UCT Potential | 0 | 0 | 0 | 0 | 0 | 0 | 0 | 0 | 0 | 0 | 0 | 0 | 0 | 0 | 0 | 0 | 0 | 0 | 0 | 0 | 0 | 0 | 0 | 0 | 0 | 0 | 0 | 0 | 0 | 0 | 0
F1_Industrial_Agriculture_New_Space Heating_Natural Gas_Thermostat - Programmable_A_Achievable Economic UCT Potential | F1 | Industrial | Agriculture | New | Space Heating | Natural Gas | Thermostat - Programmable | A | Integrated Unit Energy Savings (kWh or therms) | Achievable Economic UCT Potential | 0 | 0 | 0 | 0 | 0 | 0.0061756 | 0.0060706 | 0.0059827 | 0.0059054 | 0.0058342 | 0.0057694 | 0.0056911 | 0.0056053 | 0.0055164 | 0.0054268 | 0.0053434 | 0.0052662 | 0.0051996 | 0.0051182 | 0.0050553 | 0.0050085 | 0.0049733 | 0.0049555 | 0.0049466 | 0.0049442 | 0.0049462 | 0.0049494 | 0.0049539 | 0 | 0 | 0
F2_Industrial_Agriculture_New_Space Heating_Natural Gas_Thermostat - Programmable_A_Achievable Economic UCT Potential | F2 | Industrial | Agriculture | New | Space Heating | Natural Gas | Thermostat - Programmable | A | Integrated Unit Summer Peak Savings (kW) | Achievable Economic UCT Potential | 0 | 0 | 0 | 0 | 0 | 0 | 0 | 0 | 0 | 0 | 0 | 0 | 0 | 0 | 0 | 0 | 0 | 0 | 0 | 0 | 0 | 0 | 0 | 0 | 0 | 0 | 0 | 0 | 0 | 0 | 0
F3_Industrial_Agriculture_New_Space Heating_Natural Gas_Thermostat - Programmable_A_Achievable Economic UCT Potential | F3 | Industrial | Agriculture | New | Space Heating | Natural Gas | Thermostat - Programmable | A | Integrated Unit Winter Peak Savings (kW) | Achievable Economic UCT Potential | 0 | 0 | 0 | 0 | 0 | 0 | 0 | 0 | 0 | 0 | 0 | 0 | 0 | 0 | 0 | 0 | 0 | 0 | 0 | 0 | 0 | 0 | 0 | 0 | 0 | 0 | 0 | 0 | 0 | 0 | 0
F4_Industrial_Agriculture_New_Space Heating_Natural Gas_Thermostat - Programmable_A_Achievable Economic UCT Potential | F4 | Industrial | Agriculture | New | Space Heating | Natural Gas | Thermostat - Programmable | A | Incremental Energy Savings (MWh or mTherms) | Achievable Economic UCT Potential | 0 | 0 | 0 | 0 | 0 | 0 | 0 | 0 | 0 | 0 | 0 | 0 | 0 | 0 | 0 | 0 | 0 | 0 | 0 | 0 | 0 | 0 | 0 | 0 | 0 | 0 | 0 | 0 | 0 | 0 | 0
F5_Industrial_Agriculture_New_Space Heating_Natural Gas_Thermostat - Programmable_A_Achievable Economic UCT Potential | F5 | Industrial | Agriculture | New | Space Heating | Natural Gas | Thermostat - Programmable | A | Incremental Summer Peak Savings (MW) | Achievable Economic UCT Potential | 0 | 0 | 0 | 0 | 0 | 0 | 0 | 0 | 0 | 0 | 0 | 0 | 0 | 0 | 0 | 0 | 0 | 0 | 0 | 0 | 0 | 0 | 0 | 0 | 0 | 0 | 0 | 0 | 0 | 0 | 0
F6_Industrial_Agriculture_New_Space Heating_Natural Gas_Thermostat - Programmable_A_Achievable Economic UCT Potential | F6 | Industrial | Agriculture | New | Space Heating | Natural Gas | Thermostat - Programmable | A | Incremental Winter Peak Savings (MW) | Achievable Economic UCT Potential | 0 | 0 | 0 | 0 | 0 | 0 | 0 | 0 | 0 | 0 | 0 | 0 | 0 | 0 | 0 | 0 | 0 | 0 | 0 | 0 | 0 | 0 | 0 | 0 | 0 | 0 | 0 | 0 | 0 | 0 | 0
F7_Industrial_Agriculture_New_Space Heating_Natural Gas_Thermostat - Programmable_A_Achievable Economic UCT Potential | F7 | Industrial | Agriculture | New | Space Heating | Natural Gas | Thermostat - Programmable | A | Cumulative Energy Savings (MWh or mTherms) | Achievable Economic UCT Potential | 0 | 0 | 0 | 0 | 0 | 0 | 0 | 0 | 0 | 0 | 0 | 0 | 0 | 0 | 0 | 0 | 0 | 0 | 0 | 0 | 0 | 0 | 0 | 0 | 0 | 0 | 0 | 0 | 0 | 0 | 0
F8_Industrial_Agriculture_New_Space Heating_Natural Gas_Thermostat - Programmable_A_Achievable Economic UCT Potential | F8 | Industrial | Agriculture | New | Space Heating | Natural Gas | Thermostat - Programmable | A | Cumulative Summer Peak Savings (MW) | Achievable Economic UCT Potential | 0 | 0 | 0 | 0 | 0 | 0 | 0 | 0 | 0 | 0 | 0 | 0 | 0 | 0 | 0 | 0 | 0 | 0 | 0 | 0 | 0 | 0 | 0 | 0 | 0 | 0 | 0 | 0 | 0 | 0 | 0
F9_Industrial_Agriculture_New_Space Heating_Natural Gas_Thermostat - Programmable_A_Achievable Economic UCT Potential | F9 | Industrial | Agriculture | New | Space Heating | Natural Gas | Thermostat - Programmable | A | Cumulative Winter Peak Savings (MW) | Achievable Economic UCT Potential | 0 | 0 | 0 | 0 | 0 | 0 | 0 | 0 | 0 | 0 | 0 | 0 | 0 | 0 | 0 | 0 | 0 | 0 | 0 | 0 | 0 | 0 | 0 | 0 | 0 | 0 | 0 | 0 | 0 | 0 | 0
F10_Industrial_Agriculture_New_Space Heating_Natural Gas_Thermostat - Programmable_A_Achievable Economic UCT Potential | F10 | Industrial | Agriculture | New | Space Heating | Natural Gas | Thermostat - Programmable | A | Purchases (Incremental) | Achievable Economic UCT Potential | 0 | 0 | 0 | 0 | 0 | 0 | 0 | 0 | 0 | 0 | 0 | 0 | 0 | 0 | 0 | 0 | 0 | 0 | 0 | 0 | 0 | 0 | 0 | 0 | 0 | 0 | 0 | 0 | 0 | 0 | 0
F11_Industrial_Agriculture_New_Space Heating_Natural Gas_Thermostat - Programmable_A_Achievable Economic UCT Potential | F11 | Industrial | Agriculture | New | Space Heating | Natural Gas | Thermostat - Programmable | A | Purchases (Cumulative) | Achievable Economic UCT Potential | 0 | 0 | 0 | 0 | 0 | 0 | 0 | 0 | 0 | 0 | 0 | 0 | 0 | 0 | 0 | 0 | 0 | 0 | 0 | 0 | 0 | 0 | 0 | 0 | 0 | 0 | 0 | 0 | 0 | 0 | 0
F1_Industrial_Agriculture_New_Space Heating_Natural Gas_ENERGY STAR Connected Thermostat_A_Achievable Economic UCT Potential | F1 | Industrial | Agriculture | New | Space Heating | Natural Gas | ENERGY STAR Connected Thermostat | A | Integrated Unit Energy Savings (kWh or therms) | Achievable Economic UCT Potential | 0 | 0 | 0 | 0 | 0 | 0.014538 | 0.01429 | 0.014083 | 0.013901 | 0.013734 | 0.013581 | 0.013397 | 0.013195 | 0.012986 | 0.012775 | 0.012578 | 0.012397 | 0.01224 | 0.012048 | 0.0119 | 0.01179 | 0.011707 | 0.011665 | 0.011644 | 0.011639 | 0.011643 | 0.011651 | 0.011662 | 0 | 0 | 0
F2_Industrial_Agriculture_New_Space Heating_Natural Gas_ENERGY STAR Connected Thermostat_A_Achievable Economic UCT Potential | F2 | Industrial | Agriculture | New | Space Heating | Natural Gas | ENERGY STAR Connected Thermostat | A | Integrated Unit Summer Peak Savings (kW) | Achievable Economic UCT Potential | 0 | 0 | 0 | 0 | 0 | 0 | 0 | 0 | 0 | 0 | 0 | 0 | 0 | 0 | 0 | 0 | 0 | 0 | 0 | 0 | 0 | 0 | 0 | 0 | 0 | 0 | 0 | 0 | 0 | 0 | 0
F3_Industrial_Agriculture_New_Space Heating_Natural Gas_ENERGY STAR Connected Thermostat_A_Achievable Economic UCT Potential | F3 | Industrial | Agriculture | New | Space Heating | Natural Gas | ENERGY STAR Connected Thermostat | A | Integrated Unit Winter Peak Savings (kW) | Achievable Economic UCT Potential | 0 | 0 | 0 | 0 | 0 | 0 | 0 | 0 | 0 | 0 | 0 | 0 | 0 | 0 | 0 | 0 | 0 | 0 | 0 | 0 | 0 | 0 | 0 | 0 | 0 | 0 | 0 | 0 | 0 | 0 | 0
F4_Industrial_Agriculture_New_Space Heating_Natural Gas_ENERGY STAR Connected Thermostat_A_Achievable Economic UCT Potential | F4 | Industrial | Agriculture | New | Space Heating | Natural Gas | ENERGY STAR Connected Thermostat | A | Incremental Energy Savings (MWh or mTherms) | Achievable Economic UCT Potential | 0 | 0 | 0 | 0 | 0 | 0 | 0 | 0 | 0 | 0 | 0 | 0 | 0 | 0 | 0 | 0 | 0 | 0 | 0 | 0 | 0 | 0 | 0 | 0 | 0 | 0 | 0 | 0 | 0 | 0 | 0
F5_Industrial_Agriculture_New_Space Heating_Natural Gas_ENERGY STAR Connected Thermostat_A_Achievable Economic UCT Potential | F5 | Industrial | Agriculture | New | Space Heating | Natural Gas | ENERGY STAR Connected Thermostat | A | Incremental Summer Peak Savings (MW) | Achievable Economic UCT Potential | 0 | 0 | 0 | 0 | 0 | 0 | 0 | 0 | 0 | 0 | 0 | 0 | 0 | 0 | 0 | 0 | 0 | 0 | 0 | 0 | 0 | 0 | 0 | 0 | 0 | 0 | 0 | 0 | 0 | 0 | 0
F6_Industrial_Agriculture_New_Space Heating_Natural Gas_ENERGY STAR Connected Thermostat_A_Achievable Economic UCT Potential | F6 | Industrial | Agriculture | New | Space Heating | Natural Gas | ENERGY STAR Connected Thermostat | A | Incremental Winter Peak Savings (MW) | Achievable Economic UCT Potential | 0 | 0 | 0 | 0 | 0 | 0 | 0 | 0 | 0 | 0 | 0 | 0 | 0 | 0 | 0 | 0 | 0 | 0 | 0 | 0 | 0 | 0 | 0 | 0 | 0 | 0 | 0 | 0 | 0 | 0 | 0
F7_Industrial_Agriculture_New_Space Heating_Natural Gas_ENERGY STAR Connected Thermostat_A_Achievable Economic UCT Potential | F7 | Industrial | Agriculture | New | Space Heating | Natural Gas | ENERGY STAR Connected Thermostat | A | Cumulative Energy Savings (MWh or mTherms) | Achievable Economic UCT Potential | 0 | 0 | 0 | 0 | 0 | 0 | 0 | 0 | 0 | 0 | 0 | 0 | 0 | 0 | 0 | 0 | 0 | 0 | 0 | 0 | 0 | 0 | 0 | 0 | 0 | 0 | 0 | 0 | 0 | 0 | 0
F8_Industrial_Agriculture_New_Space Heating_Natural Gas_ENERGY STAR Connected Thermostat_A_Achievable Economic UCT Potential | F8 | Industrial | Agriculture | New | Space Heating | Natural Gas | ENERGY STAR Connected Thermostat | A | Cumulative Summer Peak Savings (MW) | Achievable Economic UCT Potential | 0 | 0 | 0 | 0 | 0 | 0 | 0 | 0 | 0 | 0 | 0 | 0 | 0 | 0 | 0 | 0 | 0 | 0 | 0 | 0 | 0 | 0 | 0 | 0 | 0 | 0 | 0 | 0 | 0 | 0 | 0
F9_Industrial_Agriculture_New_Space Heating_Natural Gas_ENERGY STAR Connected Thermostat_A_Achievable Economic UCT Potential | F9 | Industrial | Agriculture | New | Space Heating | Natural Gas | ENERGY STAR Connected Thermostat | A | Cumulative Winter Peak Savings (MW) | Achievable Economic UCT Potential | 0 | 0 | 0 | 0 | 0 | 0 | 0 | 0 | 0 | 0 | 0 | 0 | 0 | 0 | 0 | 0 | 0 | 0 | 0 | 0 | 0 | 0 | 0 | 0 | 0 | 0 | 0 | 0 | 0 | 0 | 0
F10_Industrial_Agriculture_New_Space Heating_Natural Gas_ENERGY STAR Connected Thermostat_A_Achievable Economic UCT Potential | F10 | Industrial | Agriculture | New | Space Heating | Natural Gas | ENERGY STAR Connected Thermostat | A | Purchases (Incremental) | Achievable Economic UCT Potential | 0 | 0 | 0 | 0 | 0 | 0 | 0 | 0 | 0 | 0 | 0 | 0 | 0 | 0 | 0 | 0 | 0 | 0 | 0 | 0 | 0 | 0 | 0 | 0 | 0 | 0 | 0 | 0 | 0 | 0 | 0
F11_Industrial_Agriculture_New_Space Heating_Natural Gas_ENERGY STAR Connected Thermostat_A_Achievable Economic UCT Potential | F11 | Industrial | Agriculture | New | Space Heating | Natural Gas | ENERGY STAR Connected Thermostat | A | Purchases (Cumulative) | Achievable Economic UCT Potential | 0 | 0 | 0 | 0 | 0 | 0 | 0 | 0 | 0 | 0 | 0 | 0 | 0 | 0 | 0 | 0 | 0 | 0 | 0 | 0 | 0 | 0 | 0 | 0 | 0 | 0 | 0 | 0 | 0 | 0 | 0
F1_Industrial_Agriculture_New_Space Heating_Natural Gas_Destratification Fans (HVLS)_A_Achievable Economic UCT Potential | F1 | Industrial | Agriculture | New | Space Heating | Natural Gas | Destratification Fans (HVLS) | A | Integrated Unit Energy Savings (kWh or therms) | Achievable Economic UCT Potential | 0 | 0 | 0 | 0 | 0 | 0.014538 | 0.01429 | 0.014083 | 0.013901 | 0.013734 | 0.013581 | 0.013397 | 0.013195 | 0.012986 | 0.012775 | 0.012578 | 0.012397 | 0.01224 | 0.012048 | 0.0119 | 0.01179 | 0.011707 | 0.011665 | 0.011644 | 0.011639 | 0.011643 | 0.011651 | 0.011662 | 0 | 0 | 0
F2_Industrial_Agriculture_New_Space Heating_Natural Gas_Destratification Fans (HVLS)_A_Achievable Economic UCT Potential | F2 | Industrial | Agriculture | New | Space Heating | Natural Gas | Destratification Fans (HVLS) | A | Integrated Unit Summer Peak Savings (kW) | Achievable Economic UCT Potential | 0 | 0 | 0 | 0 | 0 | 0 | 0 | 0 | 0 | 0 | 0 | 0 | 0 | 0 | 0 | 0 | 0 | 0 | 0 | 0 | 0 | 0 | 0 | 0 | 0 | 0 | 0 | 0 | 0 | 0 | 0
F3_Industrial_Agriculture_New_Space Heating_Natural Gas_Destratification Fans (HVLS)_A_Achievable Economic UCT Potential | F3 | Industrial | Agriculture | New | Space Heating | Natural Gas | Destratification Fans (HVLS) | A | Integrated Unit Winter Peak Savings (kW) | Achievable Economic UCT Potential | 0 | 0 | 0 | 0 | 0 | 0 | 0 | 0 | 0 | 0 | 0 | 0 | 0 | 0 | 0 | 0 | 0 | 0 | 0 | 0 | 0 | 0 | 0 | 0 | 0 | 0 | 0 | 0 | 0 | 0 | 0
F4_Industrial_Agriculture_New_Space Heating_Natural Gas_Destratification Fans (HVLS)_A_Achievable Economic UCT Potential | F4 | Industrial | Agriculture | New | Space Heating | Natural Gas | Destratification Fans (HVLS) | A | Incremental Energy Savings (MWh or mTherms) | Achievable Economic UCT Potential | 0 | 0 | 0 | 0 | 0 | 0 | 0 | 0 | 0 | 0 | 0 | 0 | 0 | 0 | 0 | 0 | 0 | 0 | 0 | 0 | 0 | 0 | 0 | 0 | 0 | 0 | 0 | 0 | 0 | 0 | 0
F5_Industrial_Agriculture_New_Space Heating_Natural Gas_Destratification Fans (HVLS)_A_Achievable Economic UCT Potential | F5 | Industrial | Agriculture | New | Space Heating | Natural Gas | Destratification Fans (HVLS) | A | Incremental Summer Peak Savings (MW) | Achievable Economic UCT Potential | 0 | 0 | 0 | 0 | 0 | 0 | 0 | 0 | 0 | 0 | 0 | 0 | 0 | 0 | 0 | 0 | 0 | 0 | 0 | 0 | 0 | 0 | 0 | 0 | 0 | 0 | 0 | 0 | 0 | 0 | 0
F6_Industrial_Agriculture_New_Space Heating_Natural Gas_Destratification Fans (HVLS)_A_Achievable Economic UCT Potential | F6 | Industrial | Agriculture | New | Space Heating | Natural Gas | Destratification Fans (HVLS) | A | Incremental Winter Peak Savings (MW) | Achievable Economic UCT Potential | 0 | 0 | 0 | 0 | 0 | 0 | 0 | 0 | 0 | 0 | 0 | 0 | 0 | 0 | 0 | 0 | 0 | 0 | 0 | 0 | 0 | 0 | 0 | 0 | 0 | 0 | 0 | 0 | 0 | 0 | 0
F7_Industrial_Agriculture_New_Space Heating_Natural Gas_Destratification Fans (HVLS)_A_Achievable Economic UCT Potential | F7 | Industrial | Agriculture | New | Space Heating | Natural Gas | Destratification Fans (HVLS) | A | Cumulative Energy Savings (MWh or mTherms) | Achievable Economic UCT Potential | 0 | 0 | 0 | 0 | 0 | 0 | 0 | 0 | 0 | 0 | 0 | 0 | 0 | 0 | 0 | 0 | 0 | 0 | 0 | 0 | 0 | 0 | 0 | 0 | 0 | 0 | 0 | 0 | 0 | 0 | 0
F8_Industrial_Agriculture_New_Space Heating_Natural Gas_Destratification Fans (HVLS)_A_Achievable Economic UCT Potential | F8 | Industrial | Agriculture | New | Space Heating | Natural Gas | Destratification Fans (HVLS) | A | Cumulative Summer Peak Savings (MW) | Achievable Economic UCT Potential | 0 | 0 | 0 | 0 | 0 | 0 | 0 | 0 | 0 | 0 | 0 | 0 | 0 | 0 | 0 | 0 | 0 | 0 | 0 | 0 | 0 | 0 | 0 | 0 | 0 | 0 | 0 | 0 | 0 | 0 | 0
F9_Industrial_Agriculture_New_Space Heating_Natural Gas_Destratification Fans (HVLS)_A_Achievable Economic UCT Potential | F9 | Industrial | Agriculture | New | Space Heating | Natural Gas | Destratification Fans (HVLS) | A | Cumulative Winter Peak Savings (MW) | Achievable Economic UCT Potential | 0 | 0 | 0 | 0 | 0 | 0 | 0 | 0 | 0 | 0 | 0 | 0 | 0 | 0 | 0 | 0 | 0 | 0 | 0 | 0 | 0 | 0 | 0 | 0 | 0 | 0 | 0 | 0 | 0 | 0 | 0
F10_Industrial_Agriculture_New_Space Heating_Natural Gas_Destratification Fans (HVLS)_A_Achievable Economic UCT Potential | F10 | Industrial | Agriculture | New | Space Heating | Natural Gas | Destratification Fans (HVLS) | A | Purchases (Incremental) | Achievable Economic UCT Potential | 0 | 0 | 0 | 0 | 0 | 0 | 0 | 0 | 0 | 0 | 0 | 0 | 0 | 0 | 0 | 0 | 0 | 0 | 0 | 0 | 0 | 0 | 0 | 0 | 0 | 0 | 0 | 0 | 0 | 0 | 0
F11_Industrial_Agriculture_New_Space Heating_Natural Gas_Destratification Fans (HVLS)_A_Achievable Economic UCT Potential | F11 | Industrial | Agriculture | New | Space Heating | Natural Gas | Destratification Fans (HVLS) | A | Purchases (Cumulative) | Achievable Economic UCT Potential | 0 | 0 | 0 | 0 | 0 | 0 | 0 | 0 | 0 | 0 | 0 | 0 | 0 | 0 | 0 | 0 | 0 | 0 | 0 | 0 | 0 | 0 | 0 | 0 | 0 | 0 | 0 | 0 | 0 | 0 | 0
F1_Industrial_Agriculture_New_Space Heating_Natural Gas_Gas Boiler - Insulate Steam Lines/Condensate Tank_A_Achievable Economic UCT Potential | F1 | Industrial | Agriculture | New | Space Heating | Natural Gas | Gas Boiler - Insulate Steam Lines/Condensate Tank | A | Integrated Unit Energy Savings (kWh or therms) | Achievable Economic UCT Potential | 0 | 0 | 0 | 0 | 0 | 0 | 0 | 0 | 0 | 0 | 0 | 0 | 0 | 0 | 0 | 0 | 0 | 0 | 0 | 0 | 0 | 0 | 0 | 0 | 0 | 0 | 0 | 0 | 0 | 0 | 0
F2_Industrial_Agriculture_New_Space Heating_Natural Gas_Gas Boiler - Insulate Steam Lines/Condensate Tank_A_Achievable Economic UCT Potential | F2 | Industrial | Agriculture | New | Space Heating | Natural Gas | Gas Boiler - Insulate Steam Lines/Condensate Tank | A | Integrated Unit Summer Peak Savings (kW) | Achievable Economic UCT Potential | 0 | 0 | 0 | 0 | 0 | 0 | 0 | 0 | 0 | 0 | 0 | 0 | 0 | 0 | 0 | 0 | 0 | 0 | 0 | 0 | 0 | 0 | 0 | 0 | 0 | 0 | 0 | 0 | 0 | 0 | 0
F3_Industrial_Agriculture_New_Space Heating_Natural Gas_Gas Boiler - Insulate Steam Lines/Condensate Tank_A_Achievable Economic UCT Potential | F3 | Industrial | Agriculture | New | Space Heating | Natural Gas | Gas Boiler - Insulate Steam Lines/Condensate Tank | A | Integrated Unit Winter Peak Savings (kW) | Achievable Economic UCT Potential | 0 | 0 | 0 | 0 | 0 | 0 | 0 | 0 | 0 | 0 | 0 | 0 | 0 | 0 | 0 | 0 | 0 | 0 | 0 | 0 | 0 | 0 | 0 | 0 | 0 | 0 | 0 | 0 | 0 | 0 | 0
F4_Industrial_Agriculture_New_Space Heating_Natural Gas_Gas Boiler - Insulate Steam Lines/Condensate Tank_A_Achievable Economic UCT Potential | F4 | Industrial | Agriculture | New | Space Heating | Natural Gas | Gas Boiler - Insulate Steam Lines/Condensate Tank | A | Incremental Energy Savings (MWh or mTherms) | Achievable Economic UCT Potential | 0 | 0 | 0 | 0 | 0 | 0 | 0 | 0 | 0 | 0 | 0 | 0 | 0 | 0 | 0 | 0 | 0 | 0 | 0 | 0 | 0 | 0 | 0 | 0 | 0 | 0 | 0 | 0 | 0 | 0 | 0
F5_Industrial_Agriculture_New_Space Heating_Natural Gas_Gas Boiler - Insulate Steam Lines/Condensate Tank_A_Achievable Economic UCT Potential | F5 | Industrial | Agriculture | New | Space Heating | Natural Gas | Gas Boiler - Insulate Steam Lines/Condensate Tank | A | Incremental Summer Peak Savings (MW) | Achievable Economic UCT Potential | 0 | 0 | 0 | 0 | 0 | 0 | 0 | 0 | 0 | 0 | 0 | 0 | 0 | 0 | 0 | 0 | 0 | 0 | 0 | 0 | 0 | 0 | 0 | 0 | 0 | 0 | 0 | 0 | 0 | 0 | 0
F6_Industrial_Agriculture_New_Space Heating_Natural Gas_Gas Boiler - Insulate Steam Lines/Condensate Tank_A_Achievable Economic UCT Potential | F6 | Industrial | Agriculture | New | Space Heating | Natural Gas | Gas Boiler - Insulate Steam Lines/Condensate Tank | A | Incremental Winter Peak Savings (MW) | Achievable Economic UCT Potential | 0 | 0 | 0 | 0 | 0 | 0 | 0 | 0 | 0 | 0 | 0 | 0 | 0 | 0 | 0 | 0 | 0 | 0 | 0 | 0 | 0 | 0 | 0 | 0 | 0 | 0 | 0 | 0 | 0 | 0 | 0
F7_Industrial_Agriculture_New_Space Heating_Natural Gas_Gas Boiler - Insulate Steam Lines/Condensate Tank_A_Achievable Economic UCT Potential | F7 | Industrial | Agriculture | New | Space Heating | Natural Gas | Gas Boiler - Insulate Steam Lines/Condensate Tank | A | Cumulative Energy Savings (MWh or mTherms) | Achievable Economic UCT Potential | 0 | 0 | 0 | 0 | 0 | 0 | 0 | 0 | 0 | 0 | 0 | 0 | 0 | 0 | 0 | 0 | 0 | 0 | 0 | 0 | 0 | 0 | 0 | 0 | 0 | 0 | 0 | 0 | 0 | 0 | 0
F8_Industrial_Agriculture_New_Space Heating_Natural Gas_Gas Boiler - Insulate Steam Lines/Condensate Tank_A_Achievable Economic UCT Potential | F8 | Industrial | Agriculture | New | Space Heating | Natural Gas | Gas Boiler - Insulate Steam Lines/Condensate Tank | A | Cumulative Summer Peak Savings (MW) | Achievable Economic UCT Potential | 0 | 0 | 0 | 0 | 0 | 0 | 0 | 0 | 0 | 0 | 0 | 0 | 0 | 0 | 0 | 0 | 0 | 0 | 0 | 0 | 0 | 0 | 0 | 0 | 0 | 0 | 0 | 0 | 0 | 0 | 0
F9_Industrial_Agriculture_New_Space Heating_Natural Gas_Gas Boiler - Insulate Steam Lines/Condensate Tank_A_Achievable Economic UCT Potential | F9 | Industrial | Agriculture | New | Space Heating | Natural Gas | Gas Boiler - Insulate Steam Lines/Condensate Tank | A | Cumulative Winter Peak Savings (MW) | Achievable Economic UCT Potential | 0 | 0 | 0 | 0 | 0 | 0 | 0 | 0 | 0 | 0 | 0 | 0 | 0 | 0 | 0 | 0 | 0 | 0 | 0 | 0 | 0 | 0 | 0 | 0 | 0 | 0 | 0 | 0 | 0 | 0 | 0
F10_Industrial_Agriculture_New_Space Heating_Natural Gas_Gas Boiler - Insulate Steam Lines/Condensate Tank_A_Achievable Economic UCT Potential | F10 | Industrial | Agriculture | New | Space Heating | Natural Gas | Gas Boiler - Insulate Steam Lines/Condensate Tank | A | Purchases (Incremental) | Achievable Economic UCT Potential | 0 | 0 | 0 | 0 | 0 | 0 | 0 | 0 | 0 | 0 | 0 | 0 | 0 | 0 | 0 | 0 | 0 | 0 | 0 | 0 | 0 | 0 | 0 | 0 | 0 | 0 | 0 | 0 | 0 | 0 | 0
F11_Industrial_Agriculture_New_Space Heating_Natural Gas_Gas Boiler - Insulate Steam Lines/Condensate Tank_A_Achievable Economic UCT Potential | F11 | Industrial | Agriculture | New | Space Heating | Natural Gas | Gas Boiler - Insulate Steam Lines/Condensate Tank | A | Purchases (Cumulative) | Achievable Economic UCT Potential | 0 | 0 | 0 | 0 | 0 | 0 | 0 | 0 | 0 | 0 | 0 | 0 | 0 | 0 | 0 | 0 | 0 | 0 | 0 | 0 | 0 | 0 | 0 | 0 | 0 | 0 | 0 | 0 | 0 | 0 | 0
F1_Industrial_Agriculture_New_Process_Natural Gas_Gas Boiler - Insulate Steam Lines/Condensate Tank_A_Achievable Economic UCT Potential | F1 | Industrial | Agriculture | New | Process | Natural Gas | Gas Boiler - Insulate Steam Lines/Condensate Tank | A | Integrated Unit Energy Savings (kWh or therms) | Achievable Economic UCT Potential | 0 | 0 | 0 | 0 | 0 | 16.8297 | 16.8125 | 16.7967 | 16.7823 | 16.7679 | 16.7541 | 16.7417 | 16.7308 | 16.7217 | 16.7146 | 16.7097 | 16.7069 | 16.7057 | 16.7056 | 16.706 | 16.7074 | 16.7086 | 16.7094 | 16.71 | 16.7103 | 16.7155 | 16.7203 | 16.7248 | 16.8499 | 16.8499 | 16.8499
F2_Industrial_Agriculture_New_Process_Natural Gas_Gas Boiler - Insulate Steam Lines/Condensate Tank_A_Achievable Economic UCT Potential | F2 | Industrial | Agriculture | New | Process | Natural Gas | Gas Boiler - Insulate Steam Lines/Condensate Tank | A | Integrated Unit Summer Peak Savings (kW) | Achievable Economic UCT Potential | 0 | 0 | 0 | 0 | 0 | 0 | 0 | 0 | 0 | 0 | 0 | 0 | 0 | 0 | 0 | 0 | 0 | 0 | 0 | 0 | 0 | 0 | 0 | 0 | 0 | 0 | 0 | 0 | 0 | 0 | 0
F3_Industrial_Agriculture_New_Process_Natural Gas_Gas Boiler - Insulate Steam Lines/Condensate Tank_A_Achievable Economic UCT Potential | F3 | Industrial | Agriculture | New | Process | Natural Gas | Gas Boiler - Insulate Steam Lines/Condensate Tank | A | Integrated Unit Winter Peak Savings (kW) | Achievable Economic UCT Potential | 0 | 0 | 0 | 0 | 0 | 0 | 0 | 0 | 0 | 0 | 0 | 0 | 0 | 0 | 0 | 0 | 0 | 0 | 0 | 0 | 0 | 0 | 0 | 0 | 0 | 0 | 0 | 0 | 0 | 0 | 0
F4_Industrial_Agriculture_New_Process_Natural Gas_Gas Boiler - Insulate Steam Lines/Condensate Tank_A_Achievable Economic UCT Potential | F4 | Industrial | Agriculture | New | Process | Natural Gas | Gas Boiler - Insulate Steam Lines/Condensate Tank | A | Incremental Energy Savings (MWh or mTherms) | Achievable Economic UCT Potential | 0 | 0 | 0 | 0 | 0 | 0.053008 | 0.062736 | 0.072444 | 0.082083 | 0.091711 | 0.10133 | 0.11083 | 0.12029 | 0.12974 | 0.13904 | 0.14839 | 0.15766 | 0.16695 | 0.1762 | 0.18537 | 0.19457 | 0.20373 | 0.21284 | 0.22193 | 0.23098 | 0.052648 | 0.062391 | 0.072134 | 0.082414 | 0.09216 | 0.10191
F5_Industrial_Agriculture_New_Process_Natural Gas_Gas Boiler - Insulate Steam Lines/Condensate Tank_A_Achievable Economic UCT Potential | F5 | Industrial | Agriculture | New | Process | Natural Gas | Gas Boiler - Insulate Steam Lines/Condensate Tank | A | Incremental Summer Peak Savings (MW) | Achievable Economic UCT Potential | 0 | 0 | 0 | 0 | 0 | 0 | 0 | 0 | 0 | 0 | 0 | 0 | 0 | 0 | 0 | 0 | 0 | 0 | 0 | 0 | 0 | 0 | 0 | 0 | 0 | 0 | 0 | 0 | 0 | 0 | 0
F6_Industrial_Agriculture_New_Process_Natural Gas_Gas Boiler - Insulate Steam Lines/Condensate Tank_A_Achievable Economic UCT Potential | F6 | Industrial | Agriculture | New | Process | Natural Gas | Gas Boiler - Insulate Steam Lines/Condensate Tank | A | Incremental Winter Peak Savings (MW) | Achievable Economic UCT Potential | 0 | 0 | 0 | 0 | 0 | 0 | 0 | 0 | 0 | 0 | 0 | 0 | 0 | 0 | 0 | 0 | 0 | 0 | 0 | 0 | 0 | 0 | 0 | 0 | 0 | 0 | 0 | 0 | 0 | 0 | 0
F7_Industrial_Agriculture_New_Process_Natural Gas_Gas Boiler - Insulate Steam Lines/Condensate Tank_A_Achievable Economic UCT Potential | F7 | Industrial | Agriculture | New | Process | Natural Gas | Gas Boiler - Insulate Steam Lines/Condensate Tank | A | Cumulative Energy Savings (MWh or mTherms) | Achievable Economic UCT Potential | 0 | 0 | 0 | 0 | 0 | 0.053008 | 0.11569 | 0.18802 | 0.26995 | 0.36143 | 0.46246 | 0.57295 | 0.69287 | 0.82223 | 0.96091 | 1.109 | 1.2665 | 1.4333 | 1.6095 | 1.7949 | 1.9897 | 2.1935 | 2.4065 | 2.6285 | 2.8595 | 2.8604 | 2.8612 | 2.862 | 0 | 0 | 0
F8_Industrial_Agriculture_New_Process_Natural Gas_Gas Boiler - Insulate Steam Lines/Condensate Tank_A_Achievable Economic UCT Potential | F8 | Industrial | Agriculture | New | Process | Natural Gas | Gas Boiler - Insulate Steam Lines/Condensate Tank | A | Cumulative Summer Peak Savings (MW) | Achievable Economic UCT Potential | 0 | 0 | 0 | 0 | 0 | 0 | 0 | 0 | 0 | 0 | 0 | 0 | 0 | 0 | 0 | 0 | 0 | 0 | 0 | 0 | 0 | 0 | 0 | 0 | 0 | 0 | 0 | 0 | 0 | 0 | 0
F9_Industrial_Agriculture_New_Process_Natural Gas_Gas Boiler - Insulate Steam Lines/Condensate Tank_A_Achievable Economic UCT Potential | F9 | Industrial | Agriculture | New | Process | Natural Gas | Gas Boiler - Insulate Steam Lines/Condensate Tank | A | Cumulative Winter Peak Savings (MW) | Achievable Economic UCT Potential | 0 | 0 | 0 | 0 | 0 | 0 | 0 | 0 | 0 | 0 | 0 | 0 | 0 | 0 | 0 | 0 | 0 | 0 | 0 | 0 | 0 | 0 | 0 | 0 | 0 | 0 | 0 | 0 | 0 | 0 | 0
F10_Industrial_Agriculture_New_Process_Natural Gas_Gas Boiler - Insulate Steam Lines/Condensate Tank_A_Achievable Economic UCT Potential | F10 | Industrial | Agriculture | New | Process | Natural Gas | Gas Boiler - Insulate Steam Lines/Condensate Tank | A | Purchases (Incremental) | Achievable Economic UCT Potential | 0 | 0 | 0 | 0 | 0 | 3.1496 | 3.7315 | 4.313 | 4.8911 | 5.4694 | 6.0483 | 6.6198 | 7.1898 | 7.7586 | 8.3183 | 8.8802 | 9.4368 | 9.9934 | 10.5472 | 11.0961 | 11.6456 | 12.1929 | 12.738 | 13.2811 | 13.8224 | 3.1496 | 3.7315 | 4.313 | 4.8911 | 5.4694 | 6.0483
F11_Industrial_Agriculture_New_Process_Natural Gas_Gas Boiler - Insulate Steam Lines/Condensate Tank_A_Achievable Economic UCT Potential | F11 | Industrial | Agriculture | New | Process | Natural Gas | Gas Boiler - Insulate Steam Lines/Condensate Tank | A | Purchases (Cumulative) | Achievable Economic UCT Potential | 0 | 0 | 0 | 0 | 0 | 3.1496 | 6.8811 | 11.1941 | 16.0852 | 21.5546 | 27.6029 | 34.2227 | 41.4125 | 49.1711 | 57.4894 | 66.3697 | 75.8065 | 85.7999 | 96.3471 | 107.4432 | 119.0888 | 131.2817 | 144.0197 | 157.3008 | 171.1233 | 171.1233 | 171.1233 | 171.1233 | 171.1233 | 171.1233 | 171.1233
F1_Industrial_Agriculture_New_Space Heating_Natural Gas_Gas Boiler - Insulate Hot Water Lines_A_Achievable Economic UCT Potential | F1 | Industrial | Agriculture | New | Space Heating | Natural Gas | Gas Boiler - Insulate Hot Water Lines | A | Integrated Unit Energy Savings (kWh or therms) | Achievable Economic UCT Potential | 0 | 0 | 0 | 0 | 0 | 0 | 0 | 0 | 0 | 0 | 0 | 0 | 0 | 0 | 0 | 0 | 0 | 0 | 0 | 0 | 0 | 0 | 0 | 0 | 0 | 0 | 0 | 0 | 0 | 0 | 0
F2_Industrial_Agriculture_New_Space Heating_Natural Gas_Gas Boiler - Insulate Hot Water Lines_A_Achievable Economic UCT Potential | F2 | Industrial | Agriculture | New | Space Heating | Natural Gas | Gas Boiler - Insulate Hot Water Lines | A | Integrated Unit Summer Peak Savings (kW) | Achievable Economic UCT Potential | 0 | 0 | 0 | 0 | 0 | 0 | 0 | 0 | 0 | 0 | 0 | 0 | 0 | 0 | 0 | 0 | 0 | 0 | 0 | 0 | 0 | 0 | 0 | 0 | 0 | 0 | 0 | 0 | 0 | 0 | 0
F3_Industrial_Agriculture_New_Space Heating_Natural Gas_Gas Boiler - Insulate Hot Water Lines_A_Achievable Economic UCT Potential | F3 | Industrial | Agriculture | New | Space Heating | Natural Gas | Gas Boiler - Insulate Hot Water Lines | A | Integrated Unit Winter Peak Savings (kW) | Achievable Economic UCT Potential | 0 | 0 | 0 | 0 | 0 | 0 | 0 | 0 | 0 | 0 | 0 | 0 | 0 | 0 | 0 | 0 | 0 | 0 | 0 | 0 | 0 | 0 | 0 | 0 | 0 | 0 | 0 | 0 | 0 | 0 | 0
F4_Industrial_Agriculture_New_Space Heating_Natural Gas_Gas Boiler - Insulate Hot Water Lines_A_Achievable Economic UCT Potential | F4 | Industrial | Agriculture | New | Space Heating | Natural Gas | Gas Boiler - Insulate Hot Water Lines | A | Incremental Energy Savings (MWh or mTherms) | Achievable Economic UCT Potential | 0 | 0 | 0 | 0 | 0 | 0 | 0 | 0 | 0 | 0 | 0 | 0 | 0 | 0 | 0 | 0 | 0 | 0 | 0 | 0 | 0 | 0 | 0 | 0 | 0 | 0 | 0 | 0 | 0 | 0 | 0
F5_Industrial_Agriculture_New_Space Heating_Natural Gas_Gas Boiler - Insulate Hot Water Lines_A_Achievable Economic UCT Potential | F5 | Industrial | Agriculture | New | Space Heating | Natural Gas | Gas Boiler - Insulate Hot Water Lines | A | Incremental Summer Peak Savings (MW) | Achievable Economic UCT Potential | 0 | 0 | 0 | 0 | 0 | 0 | 0 | 0 | 0 | 0 | 0 | 0 | 0 | 0 | 0 | 0 | 0 | 0 | 0 | 0 | 0 | 0 | 0 | 0 | 0 | 0 | 0 | 0 | 0 | 0 | 0
F6_Industrial_Agriculture_New_Space Heating_Natural Gas_Gas Boiler - Insulate Hot Water Lines_A_Achievable Economic UCT Potential | F6 | Industrial | Agriculture | New | Space Heating | Natural Gas | Gas Boiler - Insulate Hot Water Lines | A | Incremental Winter Peak Savings (MW) | Achievable Economic UCT Potential | 0 | 0 | 0 | 0 | 0 | 0 | 0 | 0 | 0 | 0 | 0 | 0 | 0 | 0 | 0 | 0 | 0 | 0 | 0 | 0 | 0 | 0 | 0 | 0 | 0 | 0 | 0 | 0 | 0 | 0 | 0
F7_Industrial_Agriculture_New_Space Heating_Natural Gas_Gas Boiler - Insulate Hot Water Lines_A_Achievable Economic UCT Potential | F7 | Industrial | Agriculture | New | Space Heating | Natural Gas | Gas Boiler - Insulate Hot Water Lines | A | Cumulative Energy Savings (MWh or mTherms) | Achievable Economic UCT Potential | 0 | 0 | 0 | 0 | 0 | 0 | 0 | 0 | 0 | 0 | 0 | 0 | 0 | 0 | 0 | 0 | 0 | 0 | 0 | 0 | 0 | 0 | 0 | 0 | 0 | 0 | 0 | 0 | 0 | 0 | 0
F8_Industrial_Agriculture_New_Space Heating_Natural Gas_Gas Boiler - Insulate Hot Water Lines_A_Achievable Economic UCT Potential | F8 | Industrial | Agriculture | New | Space Heating | Natural Gas | Gas Boiler - Insulate Hot Water Lines | A | Cumulative Summer Peak Savings (MW) | Achievable Economic UCT Potential | 0 | 0 | 0 | 0 | 0 | 0 | 0 | 0 | 0 | 0 | 0 | 0 | 0 | 0 | 0 | 0 | 0 | 0 | 0 | 0 | 0 | 0 | 0 | 0 | 0 | 0 | 0 | 0 | 0 | 0 | 0
F9_Industrial_Agriculture_New_Space Heating_Natural Gas_Gas Boiler - Insulate Hot Water Lines_A_Achievable Economic UCT Potential | F9 | Industrial | Agriculture | New | Space Heating | Natural Gas | Gas Boiler - Insulate Hot Water Lines | A | Cumulative Winter Peak Savings (MW) | Achievable Economic UCT Potential | 0 | 0 | 0 | 0 | 0 | 0 | 0 | 0 | 0 | 0 | 0 | 0 | 0 | 0 | 0 | 0 | 0 | 0 | 0 | 0 | 0 | 0 | 0 | 0 | 0 | 0 | 0 | 0 | 0 | 0 | 0
F10_Industrial_Agriculture_New_Space Heating_Natural Gas_Gas Boiler - Insulate Hot Water Lines_A_Achievable Economic UCT Potential | F10 | Industrial | Agriculture | New | Space Heating | Natural Gas | Gas Boiler - Insulate Hot Water Lines | A | Purchases (Incremental) | Achievable Economic UCT Potential | 0 | 0 | 0 | 0 | 0 | 0 | 0 | 0 | 0 | 0 | 0 | 0 | 0 | 0 | 0 | 0 | 0 | 0 | 0 | 0 | 0 | 0 | 0 | 0 | 0 | 0 | 0 | 0 | 0 | 0 | 0
F11_Industrial_Agriculture_New_Space Heating_Natural Gas_Gas Boiler - Insulate Hot Water Lines_A_Achievable Economic UCT Potential | F11 | Industrial | Agriculture | New | Space Heating | Natural Gas | Gas Boiler - Insulate Hot Water Lines | A | Purchases (Cumulative) | Achievable Economic UCT Potential | 0 | 0 | 0 | 0 | 0 | 0 | 0 | 0 | 0 | 0 | 0 | 0 | 0 | 0 | 0 | 0 | 0 | 0 | 0 | 0 | 0 | 0 | 0 | 0 | 0 | 0 | 0 | 0 | 0 | 0 | 0
F1_Industrial_Agriculture_New_Process_Natural Gas_Gas Boiler - Insulate Hot Water Lines_A_Achievable Economic UCT Potential | F1 | Industrial | Agriculture | New | Process | Natural Gas | Gas Boiler - Insulate Hot Water Lines | A | Integrated Unit Energy Savings (kWh or therms) | Achievable Economic UCT Potential | 0 | 0 | 0 | 0 | 0 | 19.0288 | 19.0143 | 19.0008 | 18.9886 | 18.9761 | 18.9641 | 18.9537 | 18.9448 | 18.938 | 18.9332 | 18.931 | 18.9311 | 18.933 | 18.9361 | 18.9397 | 18.9445 | 18.9491 | 18.9532 | 18.957 | 18.9605 | 18.9637 | 18.9666 | 18.9694 | 19.0457 | 19.0457 | 19.0457
F2_Industrial_Agriculture_New_Process_Natural Gas_Gas Boiler - Insulate Hot Water Lines_A_Achievable Economic UCT Potential | F2 | Industrial | Agriculture | New | Process | Natural Gas | Gas Boiler - Insulate Hot Water Lines | A | Integrated Unit Summer Peak Savings (kW) | Achievable Economic UCT Potential | 0 | 0 | 0 | 0 | 0 | 0 | 0 | 0 | 0 | 0 | 0 | 0 | 0 | 0 | 0 | 0 | 0 | 0 | 0 | 0 | 0 | 0 | 0 | 0 | 0 | 0 | 0 | 0 | 0 | 0 | 0
F3_Industrial_Agriculture_New_Process_Natural Gas_Gas Boiler - Insulate Hot Water Lines_A_Achievable Economic UCT Potential | F3 | Industrial | Agriculture | New | Process | Natural Gas | Gas Boiler - Insulate Hot Water Lines | A | Integrated Unit Winter Peak Savings (kW) | Achievable Economic UCT Potential | 0 | 0 | 0 | 0 | 0 | 0 | 0 | 0 | 0 | 0 | 0 | 0 | 0 | 0 | 0 | 0 | 0 | 0 | 0 | 0 | 0 | 0 | 0 | 0 | 0 | 0 | 0 | 0 | 0 | 0 | 0
F4_Industrial_Agriculture_New_Process_Natural Gas_Gas Boiler - Insulate Hot Water Lines_A_Achievable Economic UCT Potential | F4 | Industrial | Agriculture | New | Process | Natural Gas | Gas Boiler - Insulate Hot Water Lines | A | Incremental Energy Savings (MWh or mTherms) | Achievable Economic UCT Potential | 0 | 0 | 0 | 0 | 0 | 0.059934 | 0.070951 | 0.08195 | 0.092874 | 0.10379 | 0.1147 | 0.12547 | 0.13621 | 0.14693 | 0.15749 | 0.16811 | 0.17865 | 0.18921 | 0.19972 | 0.21016 | 0.22062 | 0.23104 | 0.24143 | 0.25177 | 0.26208 | 0.059729 | 0.070773 | 0.081814 | 0.093154 | 0.10417 | 0.11519
F5_Industrial_Agriculture_New_Process_Natural Gas_Gas Boiler - Insulate Hot Water Lines_A_Achievable Economic UCT Potential | F5 | Industrial | Agriculture | New | Process | Natural Gas | Gas Boiler - Insulate Hot Water Lines | A | Incremental Summer Peak Savings (MW) | Achievable Economic UCT Potential | 0 | 0 | 0 | 0 | 0 | 0 | 0 | 0 | 0 | 0 | 0 | 0 | 0 | 0 | 0 | 0 | 0 | 0 | 0 | 0 | 0 | 0 | 0 | 0 | 0 | 0 | 0 | 0 | 0 | 0 | 0
F6_Industrial_Agriculture_New_Process_Natural Gas_Gas Boiler - Insulate Hot Water Lines_A_Achievable Economic UCT Potential | F6 | Industrial | Agriculture | New | Process | Natural Gas | Gas Boiler - Insulate Hot Water Lines | A | Incremental Winter Peak Savings (MW) | Achievable Economic UCT Potential | 0 | 0 | 0 | 0 | 0 | 0 | 0 | 0 | 0 | 0 | 0 | 0 | 0 | 0 | 0 | 0 | 0 | 0 | 0 | 0 | 0 | 0 | 0 | 0 | 0 | 0 | 0 | 0 | 0 | 0 | 0
F7_Industrial_Agriculture_New_Process_Natural Gas_Gas Boiler - Insulate Hot Water Lines_A_Achievable Economic UCT Potential | F7 | Industrial | Agriculture | New | Process | Natural Gas | Gas Boiler - Insulate Hot Water Lines | A | Cumulative Energy Savings (MWh or mTherms) | Achievable Economic UCT Potential | 0 | 0 | 0 | 0 | 0 | 0.059934 | 0.13084 | 0.2127 | 0.30543 | 0.40902 | 0.52347 | 0.64865 | 0.78455 | 0.9312 | 1.0885 | 1.2564 | 1.4351 | 1.6244 | 1.8244 | 2.0349 | 2.2561 | 2.4877 | 2.7296 | 2.982 | 3.2446 | 3.2451 | 3.2456 | 3.2461 | 0 | 0 | 0
F8_Industrial_Agriculture_New_Process_Natural Gas_Gas Boiler - Insulate Hot Water Lines_A_Achievable Economic UCT Potential | F8 | Industrial | Agriculture | New | Process | Natural Gas | Gas Boiler - Insulate Hot Water Lines | A | Cumulative Summer Peak Savings (MW) | Achievable Economic UCT Potential | 0 | 0 | 0 | 0 | 0 | 0 | 0 | 0 | 0 | 0 | 0 | 0 | 0 | 0 | 0 | 0 | 0 | 0 | 0 | 0 | 0 | 0 | 0 | 0 | 0 | 0 | 0 | 0 | 0 | 0 | 0
F9_Industrial_Agriculture_New_Process_Natural Gas_Gas Boiler - Insulate Hot Water Lines_A_Achievable Economic UCT Potential | F9 | Industrial | Agriculture | New | Process | Natural Gas | Gas Boiler - Insulate Hot Water Lines | A | Cumulative Winter Peak Savings (MW) | Achievable Economic UCT Potential | 0 | 0 | 0 | 0 | 0 | 0 | 0 | 0 | 0 | 0 | 0 | 0 | 0 | 0 | 0 | 0 | 0 | 0 | 0 | 0 | 0 | 0 | 0 | 0 | 0 | 0 | 0 | 0 | 0 | 0 | 0
F10_Industrial_Agriculture_New_Process_Natural Gas_Gas Boiler - Insulate Hot Water Lines_A_Achievable Economic UCT Potential | F10 | Industrial | Agriculture | New | Process | Natural Gas | Gas Boiler - Insulate Hot Water Lines | A | Purchases (Incremental) | Achievable Economic UCT Potential | 0 | 0 | 0 | 0 | 0 | 3.1496 | 3.7315 | 4.313 | 4.8911 | 5.4694 | 6.0483 | 6.6198 | 7.1898 | 7.7586 | 8.3183 | 8.8802 | 9.4368 | 9.9934 | 10.5472 | 11.0961 | 11.6456 | 12.1929 | 12.738 | 13.2811 | 13.8224 | 3.1496 | 3.7315 | 4.313 | 4.8911 | 5.4694 | 6.0483
F11_Industrial_Agriculture_New_Process_Natural Gas_Gas Boiler - Insulate Hot Water Lines_A_Achievable Economic UCT Potential | F11 | Industrial | Agriculture | New | Process | Natural Gas | Gas Boiler - Insulate Hot Water Lines | A | Purchases (Cumulative) | Achievable Economic UCT Potential | 0 | 0 | 0 | 0 | 0 | 3.1496 | 6.8811 | 11.1941 | 16.0852 | 21.5546 | 27.6029 | 34.2227 | 41.4125 | 49.1711 | 57.4894 | 66.3697 | 75.8065 | 85.7999 | 96.3471 | 107.4432 | 119.0888 | 131.2817 | 144.0197 | 157.3008 | 171.1233 | 171.1233 | 171.1233 | 171.1233 | 171.1233 | 171.1233 | 171.1233
F1_Industrial_Agriculture_New_Process_Natural Gas_Process - Insulate Heated Process Fluids_A_Achievable Economic UCT Potential | F1 | Industrial | Agriculture | New | Process | Natural Gas | Process - Insulate Heated Process Fluids | A | Integrated Unit Energy Savings (kWh or therms) | Achievable Economic UCT Potential | 0 | 0 | 0 | 0 | 0 | 13.5892 | 13.5722 | 13.5566 | 13.5424 | 13.5284 | 13.5149 | 13.5027 | 13.4917 | 13.4823 | 13.4744 | 13.4683 | 13.464 | 13.4611 | 13.4589 | 13.4572 | 13.4563 | 13.4553 | 13.454 | 13.4524 | 13.4507 | 13.4566 | 13.4621 | 13.4672 | 13.6092 | 13.6092 | 13.6092
F2_Industrial_Agriculture_New_Process_Natural Gas_Process - Insulate Heated Process Fluids_A_Achievable Economic UCT Potential | F2 | Industrial | Agriculture | New | Process | Natural Gas | Process - Insulate Heated Process Fluids | A | Integrated Unit Summer Peak Savings (kW) | Achievable Economic UCT Potential | 0 | 0 | 0 | 0 | 0 | 0 | 0 | 0 | 0 | 0 | 0 | 0 | 0 | 0 | 0 | 0 | 0 | 0 | 0 | 0 | 0 | 0 | 0 | 0 | 0 | 0 | 0 | 0 | 0 | 0 | 0
F3_Industrial_Agriculture_New_Process_Natural Gas_Process - Insulate Heated Process Fluids_A_Achievable Economic UCT Potential | F3 | Industrial | Agriculture | New | Process | Natural Gas | Process - Insulate Heated Process Fluids | A | Integrated Unit Winter Peak Savings (kW) | Achievable Economic UCT Potential | 0 | 0 | 0 | 0 | 0 | 0 | 0 | 0 | 0 | 0 | 0 | 0 | 0 | 0 | 0 | 0 | 0 | 0 | 0 | 0 | 0 | 0 | 0 | 0 | 0 | 0 | 0 | 0 | 0 | 0 | 0
F4_Industrial_Agriculture_New_Process_Natural Gas_Process - Insulate Heated Process Fluids_A_Achievable Economic UCT Potential | F4 | Industrial | Agriculture | New | Process | Natural Gas | Process - Insulate Heated Process Fluids | A | Incremental Energy Savings (MWh or mTherms) | Achievable Economic UCT Potential | 0 | 0 | 0 | 0 | 0 | 0.093627 | 0.11078 | 0.1279 | 0.14489 | 0.16186 | 0.16093 | 0.14078 | 0.12222 | 0.10544 | 0.090385 | 0.077157 | 0.065573 | 0.055541 | 0.046888 | 0.039457 | 0.033127 | 0.00023655 | 8.825e-05 | 3.1365e-05 | 1.0643e-05 | 0.092714 | 0.10989 | 0.12706 | 0.14561 | 0.16283 | 0.16205
F5_Industrial_Agriculture_New_Process_Natural Gas_Process - Insulate Heated Process Fluids_A_Achievable Economic UCT Potential | F5 | Industrial | Agriculture | New | Process | Natural Gas | Process - Insulate Heated Process Fluids | A | Incremental Summer Peak Savings (MW) | Achievable Economic UCT Potential | 0 | 0 | 0 | 0 | 0 | 0 | 0 | 0 | 0 | 0 | 0 | 0 | 0 | 0 | 0 | 0 | 0 | 0 | 0 | 0 | 0 | 0 | 0 | 0 | 0 | 0 | 0 | 0 | 0 | 0 | 0
F6_Industrial_Agriculture_New_Process_Natural Gas_Process - Insulate Heated Process Fluids_A_Achievable Economic UCT Potential | F6 | Industrial | Agriculture | New | Process | Natural Gas | Process - Insulate Heated Process Fluids | A | Incremental Winter Peak Savings (MW) | Achievable Economic UCT Potential | 0 | 0 | 0 | 0 | 0 | 0 | 0 | 0 | 0 | 0 | 0 | 0 | 0 | 0 | 0 | 0 | 0 | 0 | 0 | 0 | 0 | 0 | 0 | 0 | 0 | 0 | 0 | 0 | 0 | 0 | 0
F7_Industrial_Agriculture_New_Process_Natural Gas_Process - Insulate Heated Process Fluids_A_Achievable Economic UCT Potential | F7 | Industrial | Agriculture | New | Process | Natural Gas | Process - Insulate Heated Process Fluids | A | Cumulative Energy Savings (MWh or mTherms) | Achievable Economic UCT Potential | 0 | 0 | 0 | 0 | 0 | 0.093627 | 0.20429 | 0.33196 | 0.4765 | 0.63787 | 0.79816 | 0.93822 | 1.0597 | 1.1644 | 1.2541 | 1.3307 | 1.3958 | 1.4511 | 1.4977 | 1.537 | 1.57 | 1.5701 | 1.5701 | 1.5699 | 1.5697 | 1.5704 | 1.5711 | 1.5716 | 0 | 0 | 0
F8_Industrial_Agriculture_New_Process_Natural Gas_Process - Insulate Heated Process Fluids_A_Achievable Economic UCT Potential | F8 | Industrial | Agriculture | New | Process | Natural Gas | Process - Insulate Heated Process Fluids | A | Cumulative Summer Peak Savings (MW) | Achievable Economic UCT Potential | 0 | 0 | 0 | 0 | 0 | 0 | 0 | 0 | 0 | 0 | 0 | 0 | 0 | 0 | 0 | 0 | 0 | 0 | 0 | 0 | 0 | 0 | 0 | 0 | 0 | 0 | 0 | 0 | 0 | 0 | 0
F9_Industrial_Agriculture_New_Process_Natural Gas_Process - Insulate Heated Process Fluids_A_Achievable Economic UCT Potential | F9 | Industrial | Agriculture | New | Process | Natural Gas | Process - Insulate Heated Process Fluids | A | Cumulative Winter Peak Savings (MW) | Achievable Economic UCT Potential | 0 | 0 | 0 | 0 | 0 | 0 | 0 | 0 | 0 | 0 | 0 | 0 | 0 | 0 | 0 | 0 | 0 | 0 | 0 | 0 | 0 | 0 | 0 | 0 | 0 | 0 | 0 | 0 | 0 | 0 | 0
F10_Industrial_Agriculture_New_Process_Natural Gas_Process - Insulate Heated Process Fluids_A_Achievable Economic UCT Potential | F10 | Industrial | Agriculture | New | Process | Natural Gas | Process - Insulate Heated Process Fluids | A | Purchases (Incremental) | Achievable Economic UCT Potential | 0 | 0 | 0 | 0 | 0 | 6.8898 | 8.1626 | 9.4346 | 10.6991 | 11.9644 | 11.9076 | 10.4262 | 9.0591 | 7.8206 | 6.7079 | 5.7288 | 4.8703 | 4.126 | 3.4837 | 2.932 | 2.4618 | 0.01758 | 0.0065594 | 0.0023315 | 0.00079126 | 6.8898 | 8.1626 | 9.4346 | 10.6991 | 11.9644 | 11.9076
F11_Industrial_Agriculture_New_Process_Natural Gas_Process - Insulate Heated Process Fluids_A_Achievable Economic UCT Potential | F11 | Industrial | Agriculture | New | Process | Natural Gas | Process - Insulate Heated Process Fluids | A | Purchases (Cumulative) | Achievable Economic UCT Potential | 0 | 0 | 0 | 0 | 0 | 6.8898 | 15.0524 | 24.487 | 35.1861 | 47.1505 | 59.0581 | 69.4843 | 78.5434 | 86.364 | 93.0719 | 98.8007 | 103.6709 | 107.797 | 111.2807 | 114.2128 | 116.6746 | 116.6921 | 116.6987 | 116.701 | 116.7018 | 116.7018 | 116.7018 | 116.7018 | 116.7018 | 116.7018 | 116.7018
F1_Industrial_Agriculture_New_Process_Natural Gas_Process Heat Recovery_A_Achievable Economic UCT Potential | F1 | Industrial | Agriculture | New | Process | Natural Gas | Process Heat Recovery | A | Integrated Unit Energy Savings (kWh or therms) | Achievable Economic UCT Potential | 0 | 0 | 0 | 0 | 0 | 0.13591 | 0.13559 | 0.1353 | 0.13499 | 0.13469 | 0.13446 | 0.13425 | 0.13407 | 0.13391 | 0.13377 | 0.13367 | 0.1336 | 0.13356 | 0.13353 | 0.13351 | 0.13352 | 0.13352 | 0.13353 | 0.13354 | 0.13354 | 0.13365 | 0.13374 | 0.13383 | 0 | 0 | 0
F2_Industrial_Agriculture_New_Process_Natural Gas_Process Heat Recovery_A_Achievable Economic UCT Potential | F2 | Industrial | Agriculture | New | Process | Natural Gas | Process Heat Recovery | A | Integrated Unit Summer Peak Savings (kW) | Achievable Economic UCT Potential | 0 | 0 | 0 | 0 | 0 | 0 | 0 | 0 | 0 | 0 | 0 | 0 | 0 | 0 | 0 | 0 | 0 | 0 | 0 | 0 | 0 | 0 | 0 | 0 | 0 | 0 | 0 | 0 | 0 | 0 | 0
F3_Industrial_Agriculture_New_Process_Natural Gas_Process Heat Recovery_A_Achievable Economic UCT Potential | F3 | Industrial | Agriculture | New | Process | Natural Gas | Process Heat Recovery | A | Integrated Unit Winter Peak Savings (kW) | Achievable Economic UCT Potential | 0 | 0 | 0 | 0 | 0 | 0 | 0 | 0 | 0 | 0 | 0 | 0 | 0 | 0 | 0 | 0 | 0 | 0 | 0 | 0 | 0 | 0 | 0 | 0 | 0 | 0 | 0 | 0 | 0 | 0 | 0
F4_Industrial_Agriculture_New_Process_Natural Gas_Process Heat Recovery_A_Achievable Economic UCT Potential | F4 | Industrial | Agriculture | New | Process | Natural Gas | Process Heat Recovery | A | Incremental Energy Savings (MWh or mTherms) | Achievable Economic UCT Potential | 0 | 0 | 0 | 0 | 0 | 0 | 0 | 0 | 0 | 0 | 0 | 0 | 0 | 0 | 0 | 0 | 0 | 0 | 0 | 0 | 0 | 0 | 0 | 0 | 0 | 0 | 0 | 0 | 0 | 0 | 0
F5_Industrial_Agriculture_New_Process_Natural Gas_Process Heat Recovery_A_Achievable Economic UCT Potential | F5 | Industrial | Agriculture | New | Process | Natural Gas | Process Heat Recovery | A | Incremental Summer Peak Savings (MW) | Achievable Economic UCT Potential | 0 | 0 | 0 | 0 | 0 | 0 | 0 | 0 | 0 | 0 | 0 | 0 | 0 | 0 | 0 | 0 | 0 | 0 | 0 | 0 | 0 | 0 | 0 | 0 | 0 | 0 | 0 | 0 | 0 | 0 | 0
F6_Industrial_Agriculture_New_Process_Natural Gas_Process Heat Recovery_A_Achievable Economic UCT Potential | F6 | Industrial | Agriculture | New | Process | Natural Gas | Process Heat Recovery | A | Incremental Winter Peak Savings (MW) | Achievable Economic UCT Potential | 0 | 0 | 0 | 0 | 0 | 0 | 0 | 0 | 0 | 0 | 0 | 0 | 0 | 0 | 0 | 0 | 0 | 0 | 0 | 0 | 0 | 0 | 0 | 0 | 0 | 0 | 0 | 0 | 0 | 0 | 0
F7_Industrial_Agriculture_New_Process_Natural Gas_Process Heat Recovery_A_Achievable Economic UCT Potential | F7 | Industrial | Agriculture | New | Process | Natural Gas | Process Heat Recovery | A | Cumulative Energy Savings (MWh or mTherms) | Achievable Economic UCT Potential | 0 | 0 | 0 | 0 | 0 | 0 | 0 | 0 | 0 | 0 | 0 | 0 | 0 | 0 | 0 | 0 | 0 | 0 | 0 | 0 | 0 | 0 | 0 | 0 | 0 | 0 | 0 | 0 | 0 | 0 | 0
F8_Industrial_Agriculture_New_Process_Natural Gas_Process Heat Recovery_A_Achievable Economic UCT Potential | F8 | Industrial | Agriculture | New | Process | Natural Gas | Process Heat Recovery | A | Cumulative Summer Peak Savings (MW) | Achievable Economic UCT Potential | 0 | 0 | 0 | 0 | 0 | 0 | 0 | 0 | 0 | 0 | 0 | 0 | 0 | 0 | 0 | 0 | 0 | 0 | 0 | 0 | 0 | 0 | 0 | 0 | 0 | 0 | 0 | 0 | 0 | 0 | 0
F9_Industrial_Agriculture_New_Process_Natural Gas_Process Heat Recovery_A_Achievable Economic UCT Potential | F9 | Industrial | Agriculture | New | Process | Natural Gas | Process Heat Recovery | A | Cumulative Winter Peak Savings (MW) | Achievable Economic UCT Potential | 0 | 0 | 0 | 0 | 0 | 0 | 0 | 0 | 0 | 0 | 0 | 0 | 0 | 0 | 0 | 0 | 0 | 0 | 0 | 0 | 0 | 0 | 0 | 0 | 0 | 0 | 0 | 0 | 0 | 0 | 0
F10_Industrial_Agriculture_New_Process_Natural Gas_Process Heat Recovery_A_Achievable Economic UCT Potential | F10 | Industrial | Agriculture | New | Process | Natural Gas | Process Heat Recovery | A | Purchases (Incremental) | Achievable Economic UCT Potential | 0 | 0 | 0 | 0 | 0 | 0 | 0 | 0 | 0 | 0 | 0 | 0 | 0 | 0 | 0 | 0 | 0 | 0 | 0 | 0 | 0 | 0 | 0 | 0 | 0 | 0 | 0 | 0 | 0 | 0 | 0
F11_Industrial_Agriculture_New_Process_Natural Gas_Process Heat Recovery_A_Achievable Economic UCT Potential | F11 | Industrial | Agriculture | New | Process | Natural Gas | Process Heat Recovery | A | Purchases (Cumulative) | Achievable Economic UCT Potential | 0 | 0 | 0 | 0 | 0 | 0 | 0 | 0 | 0 | 0 | 0 | 0 | 0 | 0 | 0 | 0 | 0 | 0 | 0 | 0 | 0 | 0 | 0 | 0 | 0 | 0 | 0 | 0 | 0 | 0 | 0
F1_Industrial_Agriculture_New_Space Heating_Natural Gas_Building Automation System_A_Achievable Economic UCT Potential | F1 | Industrial | Agriculture | New | Space Heating | Natural Gas | Building Automation System | A | Integrated Unit Energy Savings (kWh or therms) | Achievable Economic UCT Potential | 0 | 0 | 0 | 0 | 0 | 0.014549 | 0.014313 | 0.014117 | 0.013949 | 0.013799 | 0.013662 | 0.013499 | 0.013323 | 0.013145 | 0.01297 | 0.012811 | 0.012669 | 0.012549 | 0.012388 | 0.012265 | 0.012171 | 0.012096 | 0.012055 | 0.012028 | 0.012011 | 0.012002 | 0.011996 | 0.011995 | 0 | 0 | 0
F2_Industrial_Agriculture_New_Space Heating_Natural Gas_Building Automation System_A_Achievable Economic UCT Potential | F2 | Industrial | Agriculture | New | Space Heating | Natural Gas | Building Automation System | A | Integrated Unit Summer Peak Savings (kW) | Achievable Economic UCT Potential | 0 | 0 | 0 | 0 | 0 | 0 | 0 | 0 | 0 | 0 | 0 | 0 | 0 | 0 | 0 | 0 | 0 | 0 | 0 | 0 | 0 | 0 | 0 | 0 | 0 | 0 | 0 | 0 | 0 | 0 | 0
F3_Industrial_Agriculture_New_Space Heating_Natural Gas_Building Automation System_A_Achievable Economic UCT Potential | F3 | Industrial | Agriculture | New | Space Heating | Natural Gas | Building Automation System | A | Integrated Unit Winter Peak Savings (kW) | Achievable Economic UCT Potential | 0 | 0 | 0 | 0 | 0 | 0 | 0 | 0 | 0 | 0 | 0 | 0 | 0 | 0 | 0 | 0 | 0 | 0 | 0 | 0 | 0 | 0 | 0 | 0 | 0 | 0 | 0 | 0 | 0 | 0 | 0
F4_Industrial_Agriculture_New_Space Heating_Natural Gas_Building Automation System_A_Achievable Economic UCT Potential | F4 | Industrial | Agriculture | New | Space Heating | Natural Gas | Building Automation System | A | Incremental Energy Savings (MWh or mTherms) | Achievable Economic UCT Potential | 0 | 0 | 0 | 0 | 0 | 0.0010238 | 0.0023851 | 0.0048281 | 0.0088 | 0.014776 | 0.02317 | 0.034083 | 0.047363 | 0.06237 | 0.077803 | 0.092049 | 0.1029 | 0.10839 | 0.10646 | 0.097491 | 0.08397 | 0.066817 | 0.048161 | 0.032009 | 0.021697 | 0.020354 | 0.03029 | 0.042642 | 0 | 0 | 0
F5_Industrial_Agriculture_New_Space Heating_Natural Gas_Building Automation System_A_Achievable Economic UCT Potential | F5 | Industrial | Agriculture | New | Space Heating | Natural Gas | Building Automation System | A | Incremental Summer Peak Savings (MW) | Achievable Economic UCT Potential | 0 | 0 | 0 | 0 | 0 | 0 | 0 | 0 | 0 | 0 | 0 | 0 | 0 | 0 | 0 | 0 | 0 | 0 | 0 | 0 | 0 | 0 | 0 | 0 | 0 | 0 | 0 | 0 | 0 | 0 | 0
F6_Industrial_Agriculture_New_Space Heating_Natural Gas_Building Automation System_A_Achievable Economic UCT Potential | F6 | Industrial | Agriculture | New | Space Heating | Natural Gas | Building Automation System | A | Incremental Winter Peak Savings (MW) | Achievable Economic UCT Potential | 0 | 0 | 0 | 0 | 0 | 0 | 0 | 0 | 0 | 0 | 0 | 0 | 0 | 0 | 0 | 0 | 0 | 0 | 0 | 0 | 0 | 0 | 0 | 0 | 0 | 0 | 0 | 0 | 0 | 0 | 0
F7_Industrial_Agriculture_New_Space Heating_Natural Gas_Building Automation System_A_Achievable Economic UCT Potential | F7 | Industrial | Agriculture | New | Space Heating | Natural Gas | Building Automation System | A | Cumulative Energy Savings (MWh or mTherms) | Achievable Economic UCT Potential | 0 | 0 | 0 | 0 | 0 | 0.0010238 | 0.0033923 | 0.008174 | 0.016877 | 0.03147 | 0.054329 | 0.087763 | 0.13398 | 0.19456 | 0.26977 | 0.35853 | 0.45744 | 0.56151 | 0.66078 | 0.75168 | 0.82905 | 0.88876 | 0.92977 | 0.95209 | 0.95961 | 0.95886 | 0.95842 | 0.95831 | 0 | 0 | 0
F8_Industrial_Agriculture_New_Space Heating_Natural Gas_Building Automation System_A_Achievable Economic UCT Potential | F8 | Industrial | Agriculture | New | Space Heating | Natural Gas | Building Automation System | A | Cumulative Summer Peak Savings (MW) | Achievable Economic UCT Potential | 0 | 0 | 0 | 0 | 0 | 0 | 0 | 0 | 0 | 0 | 0 | 0 | 0 | 0 | 0 | 0 | 0 | 0 | 0 | 0 | 0 | 0 | 0 | 0 | 0 | 0 | 0 | 0 | 0 | 0 | 0
F9_Industrial_Agriculture_New_Space Heating_Natural Gas_Building Automation System_A_Achievable Economic UCT Potential | F9 | Industrial | Agriculture | New | Space Heating | Natural Gas | Building Automation System | A | Cumulative Winter Peak Savings (MW) | Achievable Economic UCT Potential | 0 | 0 | 0 | 0 | 0 | 0 | 0 | 0 | 0 | 0 | 0 | 0 | 0 | 0 | 0 | 0 | 0 | 0 | 0 | 0 | 0 | 0 | 0 | 0 | 0 | 0 | 0 | 0 | 0 | 0 | 0
F10_Industrial_Agriculture_New_Space Heating_Natural Gas_Building Automation System_A_Achievable Economic UCT Potential | F10 | Industrial | Agriculture | New | Space Heating | Natural Gas | Building Automation System | A | Purchases (Incremental) | Achievable Economic UCT Potential | 0 | 0 | 0 | 0 | 0 | 70.3675 | 166.6437 | 341.9934 | 630.861 | 1070.7946 | 1695.9183 | 2524.8994 | 3554.9963 | 4744.7662 | 5998.8888 | 7184.9979 | 8122.5183 | 8637.5243 | 8593.5546 | 7948.8508 | 6899.1643 | 5523.754 | 3995.1085 | 2661.2639 | 1806.3441 | 1695.9183 | 2524.8994 | 3554.9963 | 4744.7662 | 5998.8888 | 7184.9979
F11_Industrial_Agriculture_New_Space Heating_Natural Gas_Building Automation System_A_Achievable Economic UCT Potential | F11 | Industrial | Agriculture | New | Space Heating | Natural Gas | Building Automation System | A | Purchases (Cumulative) | Achievable Economic UCT Potential | 0 | 0 | 0 | 0 | 0 | 70.3675 | 237.0112 | 579.0047 | 1209.8657 | 2280.6602 | 3976.5786 | 6501.478 | 10056.4743 | 14801.2405 | 20800.1293 | 27985.1272 | 36107.6455 | 44745.1698 | 53338.7244 | 61287.5752 | 68116.3721 | 73473.4824 | 77126.5974 | 79157.0003 | 79892.5499 | 79892.5499 | 79892.5499 | 79892.5499 | 79892.5499 | 79892.5499 | 79892.5499
F1_Industrial_Agriculture_New_Space Heating_Natural Gas_Steam System Efficiency Improvements_A_Achievable Economic UCT Potential | F1 | Industrial | Agriculture | New | Space Heating | Natural Gas | Steam System Efficiency Improvements | A | Integrated Unit Energy Savings (kWh or therms) | Achievable Economic UCT Potential | 0 | 0 | 0 | 0 | 0 | 0 | 0 | 0 | 0 | 0 | 0 | 0 | 0 | 0 | 0 | 0 | 0 | 0 | 0 | 0 | 0 | 0 | 0 | 0 | 0 | 0 | 0 | 0 | 0 | 0 | 0
F2_Industrial_Agriculture_New_Space Heating_Natural Gas_Steam System Efficiency Improvements_A_Achievable Economic UCT Potential | F2 | Industrial | Agriculture | New | Space Heating | Natural Gas | Steam System Efficiency Improvements | A | Integrated Unit Summer Peak Savings (kW) | Achievable Economic UCT Potential | 0 | 0 | 0 | 0 | 0 | 0 | 0 | 0 | 0 | 0 | 0 | 0 | 0 | 0 | 0 | 0 | 0 | 0 | 0 | 0 | 0 | 0 | 0 | 0 | 0 | 0 | 0 | 0 | 0 | 0 | 0
F3_Industrial_Agriculture_New_Space Heating_Natural Gas_Steam System Efficiency Improvements_A_Achievable Economic UCT Potential | F3 | Industrial | Agriculture | New | Space Heating | Natural Gas | Steam System Efficiency Improvements | A | Integrated Unit Winter Peak Savings (kW) | Achievable Economic UCT Potential | 0 | 0 | 0 | 0 | 0 | 0 | 0 | 0 | 0 | 0 | 0 | 0 | 0 | 0 | 0 | 0 | 0 | 0 | 0 | 0 | 0 | 0 | 0 | 0 | 0 | 0 | 0 | 0 | 0 | 0 | 0
F4_Industrial_Agriculture_New_Space Heating_Natural Gas_Steam System Efficiency Improvements_A_Achievable Economic UCT Potential | F4 | Industrial | Agriculture | New | Space Heating | Natural Gas | Steam System Efficiency Improvements | A | Incremental Energy Savings (MWh or mTherms) | Achievable Economic UCT Potential | 0 | 0 | 0 | 0 | 0 | 0 | 0 | 0 | 0 | 0 | 0 | 0 | 0 | 0 | 0 | 0 | 0 | 0 | 0 | 0 | 0 | 0 | 0 | 0 | 0 | 0 | 0 | 0 | 0 | 0 | 0
F5_Industrial_Agriculture_New_Space Heating_Natural Gas_Steam System Efficiency Improvements_A_Achievable Economic UCT Potential | F5 | Industrial | Agriculture | New | Space Heating | Natural Gas | Steam System Efficiency Improvements | A | Incremental Summer Peak Savings (MW) | Achievable Economic UCT Potential | 0 | 0 | 0 | 0 | 0 | 0 | 0 | 0 | 0 | 0 | 0 | 0 | 0 | 0 | 0 | 0 | 0 | 0 | 0 | 0 | 0 | 0 | 0 | 0 | 0 | 0 | 0 | 0 | 0 | 0 | 0
F6_Industrial_Agriculture_New_Space Heating_Natural Gas_Steam System Efficiency Improvements_A_Achievable Economic UCT Potential | F6 | Industrial | Agriculture | New | Space Heating | Natural Gas | Steam System Efficiency Improvements | A | Incremental Winter Peak Savings (MW) | Achievable Economic UCT Potential | 0 | 0 | 0 | 0 | 0 | 0 | 0 | 0 | 0 | 0 | 0 | 0 | 0 | 0 | 0 | 0 | 0 | 0 | 0 | 0 | 0 | 0 | 0 | 0 | 0 | 0 | 0 | 0 | 0 | 0 | 0
F7_Industrial_Agriculture_New_Space Heating_Natural Gas_Steam System Efficiency Improvements_A_Achievable Economic UCT Potential | F7 | Industrial | Agriculture | New | Space Heating | Natural Gas | Steam System Efficiency Improvements | A | Cumulative Energy Savings (MWh or mTherms) | Achievable Economic UCT Potential | 0 | 0 | 0 | 0 | 0 | 0 | 0 | 0 | 0 | 0 | 0 | 0 | 0 | 0 | 0 | 0 | 0 | 0 | 0 | 0 | 0 | 0 | 0 | 0 | 0 | 0 | 0 | 0 | 0 | 0 | 0
F8_Industrial_Agriculture_New_Space Heating_Natural Gas_Steam System Efficiency Improvements_A_Achievable Economic UCT Potential | F8 | Industrial | Agriculture | New | Space Heating | Natural Gas | Steam System Efficiency Improvements | A | Cumulative Summer Peak Savings (MW) | Achievable Economic UCT Potential | 0 | 0 | 0 | 0 | 0 | 0 | 0 | 0 | 0 | 0 | 0 | 0 | 0 | 0 | 0 | 0 | 0 | 0 | 0 | 0 | 0 | 0 | 0 | 0 | 0 | 0 | 0 | 0 | 0 | 0 | 0
F9_Industrial_Agriculture_New_Space Heating_Natural Gas_Steam System Efficiency Improvements_A_Achievable Economic UCT Potential | F9 | Industrial | Agriculture | New | Space Heating | Natural Gas | Steam System Efficiency Improvements | A | Cumulative Winter Peak Savings (MW) | Achievable Economic UCT Potential | 0 | 0 | 0 | 0 | 0 | 0 | 0 | 0 | 0 | 0 | 0 | 0 | 0 | 0 | 0 | 0 | 0 | 0 | 0 | 0 | 0 | 0 | 0 | 0 | 0 | 0 | 0 | 0 | 0 | 0 | 0
F10_Industrial_Agriculture_New_Space Heating_Natural Gas_Steam System Efficiency Improvements_A_Achievable Economic UCT Potential | F10 | Industrial | Agriculture | New | Space Heating | Natural Gas | Steam System Efficiency Improvements | A | Purchases (Incremental) | Achievable Economic UCT Potential | 0 | 0 | 0 | 0 | 0 | 0 | 0 | 0 | 0 | 0 | 0 | 0 | 0 | 0 | 0 | 0 | 0 | 0 | 0 | 0 | 0 | 0 | 0 | 0 | 0 | 0 | 0 | 0 | 0 | 0 | 0
F11_Industrial_Agriculture_New_Space Heating_Natural Gas_Steam System Efficiency Improvements_A_Achievable Economic UCT Potential | F11 | Industrial | Agriculture | New | Space Heating | Natural Gas | Steam System Efficiency Improvements | A | Purchases (Cumulative) | Achievable Economic UCT Potential | 0 | 0 | 0 | 0 | 0 | 0 | 0 | 0 | 0 | 0 | 0 | 0 | 0 | 0 | 0 | 0 | 0 | 0 | 0 | 0 | 0 | 0 | 0 | 0 | 0 | 0 | 0 | 0 | 0 | 0 | 0
F1_Industrial_Agriculture_New_Process_Natural Gas_Steam System Efficiency Improvements_A_Achievable Economic UCT Potential | F1 | Industrial | Agriculture | New | Process | Natural Gas | Steam System Efficiency Improvements | A | Integrated Unit Energy Savings (kWh or therms) | Achievable Economic UCT Potential | 0 | 0 | 0 | 0 | 0 | 0.18542 | 0.18498 | 0.18458 | 0.18416 | 0.18375 | 0.18344 | 0.18316 | 0.1829 | 0.18269 | 0.1825 | 0.18237 | 0.18227 | 0.18221 | 0.18217 | 0.18215 | 0.18215 | 0.18216 | 0.18217 | 0.18218 | 0.18219 | 0.18233 | 0.18246 | 0.18258 | 0.18594 | 0.18594 | 0.18594
F2_Industrial_Agriculture_New_Process_Natural Gas_Steam System Efficiency Improvements_A_Achievable Economic UCT Potential | F2 | Industrial | Agriculture | New | Process | Natural Gas | Steam System Efficiency Improvements | A | Integrated Unit Summer Peak Savings (kW) | Achievable Economic UCT Potential | 0 | 0 | 0 | 0 | 0 | 0 | 0 | 0 | 0 | 0 | 0 | 0 | 0 | 0 | 0 | 0 | 0 | 0 | 0 | 0 | 0 | 0 | 0 | 0 | 0 | 0 | 0 | 0 | 0 | 0 | 0
F3_Industrial_Agriculture_New_Process_Natural Gas_Steam System Efficiency Improvements_A_Achievable Economic UCT Potential | F3 | Industrial | Agriculture | New | Process | Natural Gas | Steam System Efficiency Improvements | A | Integrated Unit Winter Peak Savings (kW) | Achievable Economic UCT Potential | 0 | 0 | 0 | 0 | 0 | 0 | 0 | 0 | 0 | 0 | 0 | 0 | 0 | 0 | 0 | 0 | 0 | 0 | 0 | 0 | 0 | 0 | 0 | 0 | 0 | 0 | 0 | 0 | 0 | 0 | 0
F4_Industrial_Agriculture_New_Process_Natural Gas_Steam System Efficiency Improvements_A_Achievable Economic UCT Potential | F4 | Industrial | Agriculture | New | Process | Natural Gas | Steam System Efficiency Improvements | A | Incremental Energy Savings (MWh or mTherms) | Achievable Economic UCT Potential | 0 | 0 | 0 | 0 | 0 | 0 | 0 | 0 | 0 | 0 | 0 | 0 | 0 | 0 | 0 | 0 | 0 | 0 | 0 | 0 | 0 | 0 | 0 | 0 | 0 | 0 | 0 | 0 | 0 | 0 | 0
F5_Industrial_Agriculture_New_Process_Natural Gas_Steam System Efficiency Improvements_A_Achievable Economic UCT Potential | F5 | Industrial | Agriculture | New | Process | Natural Gas | Steam System Efficiency Improvements | A | Incremental Summer Peak Savings (MW) | Achievable Economic UCT Potential | 0 | 0 | 0 | 0 | 0 | 0 | 0 | 0 | 0 | 0 | 0 | 0 | 0 | 0 | 0 | 0 | 0 | 0 | 0 | 0 | 0 | 0 | 0 | 0 | 0 | 0 | 0 | 0 | 0 | 0 | 0
F6_Industrial_Agriculture_New_Process_Natural Gas_Steam System Efficiency Improvements_A_Achievable Economic UCT Potential | F6 | Industrial | Agriculture | New | Process | Natural Gas | Steam System Efficiency Improvements | A | Incremental Winter Peak Savings (MW) | Achievable Economic UCT Potential | 0 | 0 | 0 | 0 | 0 | 0 | 0 | 0 | 0 | 0 | 0 | 0 | 0 | 0 | 0 | 0 | 0 | 0 | 0 | 0 | 0 | 0 | 0 | 0 | 0 | 0 | 0 | 0 | 0 | 0 | 0
F7_Industrial_Agriculture_New_Process_Natural Gas_Steam System Efficiency Improvements_A_Achievable Economic UCT Potential | F7 | Industrial | Agriculture | New | Process | Natural Gas | Steam System Efficiency Improvements | A | Cumulative Energy Savings (MWh or mTherms) | Achievable Economic UCT Potential | 0 | 0 | 0 | 0 | 0 | 0 | 0 | 0 | 0 | 0 | 0 | 0 | 0 | 0 | 0 | 0 | 0 | 0 | 0 | 0 | 0 | 0 | 0 | 0 | 0 | 0 | 0 | 0 | 0 | 0 | 0
F8_Industrial_Agriculture_New_Process_Natural Gas_Steam System Efficiency Improvements_A_Achievable Economic UCT Potential | F8 | Industrial | Agriculture | New | Process | Natural Gas | Steam System Efficiency Improvements | A | Cumulative Summer Peak Savings (MW) | Achievable Economic UCT Potential | 0 | 0 | 0 | 0 | 0 | 0 | 0 | 0 | 0 | 0 | 0 | 0 | 0 | 0 | 0 | 0 | 0 | 0 | 0 | 0 | 0 | 0 | 0 | 0 | 0 | 0 | 0 | 0 | 0 | 0 | 0
F9_Industrial_Agriculture_New_Process_Natural Gas_Steam System Efficiency Improvements_A_Achievable Economic UCT Potential | F9 | Industrial | Agriculture | New | Process | Natural Gas | Steam System Efficiency Improvements | A | Cumulative Winter Peak Savings (MW) | Achievable Economic UCT Potential | 0 | 0 | 0 | 0 | 0 | 0 | 0 | 0 | 0 | 0 | 0 | 0 | 0 | 0 | 0 | 0 | 0 | 0 | 0 | 0 | 0 | 0 | 0 | 0 | 0 | 0 | 0 | 0 | 0 | 0 | 0
F10_Industrial_Agriculture_New_Process_Natural Gas_Steam System Efficiency Improvements_A_Achievable Economic UCT Potential | F10 | Industrial | Agriculture | New | Process | Natural Gas | Steam System Efficiency Improvements | A | Purchases (Incremental) | Achievable Economic UCT Potential | 0 | 0 | 0 | 0 | 0 | 0 | 0 | 0 | 0 | 0 | 0 | 0 | 0 | 0 | 0 | 0 | 0 | 0 | 0 | 0 | 0 | 0 | 0 | 0 | 0 | 0 | 0 | 0 | 0 | 0 | 0
F11_Industrial_Agriculture_New_Process_Natural Gas_Steam System Efficiency Improvements_A_Achievable Economic UCT Potential | F11 | Industrial | Agriculture | New | Process | Natural Gas | Steam System Efficiency Improvements | A | Purchases (Cumulative) | Achievable Economic UCT Potential | 0 | 0 | 0 | 0 | 0 | 0 | 0 | 0 | 0 | 0 | 0 | 0 | 0 | 0 | 0 | 0 | 0 | 0 | 0 | 0 | 0 | 0 | 0 | 0 | 0 | 0 | 0 | 0 | 0 | 0 | 0
F1_Industrial_Agriculture_New_Space Heating_Natural Gas_Strategic Energy Management_A_Achievable Economic UCT Potential | F1 | Industrial | Agriculture | New | Space Heating | Natural Gas | Strategic Energy Management | A | Integrated Unit Energy Savings (kWh or therms) | Achievable Economic UCT Potential | 0 | 0 | 0 | 0 | 0 | 3.836 | 3.773 | 3.7202 | 3.6739 | 3.6312 | 3.5911 | 3.5426 | 3.4893 | 3.4342 | 3.3785 | 3.3267 | 3.2787 | 3.2373 | 3.1867 | 3.1476 | 3.1185 | 3.0966 | 3.0856 | 3.0801 | 3.0786 | 3.0795 | 3.0812 | 3.0837 | 0 | 0 | 0
F2_Industrial_Agriculture_New_Space Heating_Natural Gas_Strategic Energy Management_A_Achievable Economic UCT Potential | F2 | Industrial | Agriculture | New | Space Heating | Natural Gas | Strategic Energy Management | A | Integrated Unit Summer Peak Savings (kW) | Achievable Economic UCT Potential | 0 | 0 | 0 | 0 | 0 | 0 | 0 | 0 | 0 | 0 | 0 | 0 | 0 | 0 | 0 | 0 | 0 | 0 | 0 | 0 | 0 | 0 | 0 | 0 | 0 | 0 | 0 | 0 | 0 | 0 | 0
F3_Industrial_Agriculture_New_Space Heating_Natural Gas_Strategic Energy Management_A_Achievable Economic UCT Potential | F3 | Industrial | Agriculture | New | Space Heating | Natural Gas | Strategic Energy Management | A | Integrated Unit Winter Peak Savings (kW) | Achievable Economic UCT Potential | 0 | 0 | 0 | 0 | 0 | 0 | 0 | 0 | 0 | 0 | 0 | 0 | 0 | 0 | 0 | 0 | 0 | 0 | 0 | 0 | 0 | 0 | 0 | 0 | 0 | 0 | 0 | 0 | 0 | 0 | 0
F4_Industrial_Agriculture_New_Space Heating_Natural Gas_Strategic Energy Management_A_Achievable Economic UCT Potential | F4 | Industrial | Agriculture | New | Space Heating | Natural Gas | Strategic Energy Management | A | Incremental Energy Savings (MWh or mTherms) | Achievable Economic UCT Potential | 0 | 0 | 0 | 0 | 0 | 0.0064368 | 0.0075005 | 0.0085482 | 0.0095732 | 0.010581 | 0.011572 | 0.012494 | 0.013366 | 0.014195 | 0.014973 | 0.015739 | 0.016484 | 0.017236 | 0.017906 | 0.018607 | 0.019348 | 0.020115 | 0.02094 | 0.021794 | 0.022671 | 0.019106 | 0.020015 | 0.020927 | 0 | 0 | 0
F5_Industrial_Agriculture_New_Space Heating_Natural Gas_Strategic Energy Management_A_Achievable Economic UCT Potential | F5 | Industrial | Agriculture | New | Space Heating | Natural Gas | Strategic Energy Management | A | Incremental Summer Peak Savings (MW) | Achievable Economic UCT Potential | 0 | 0 | 0 | 0 | 0 | 0 | 0 | 0 | 0 | 0 | 0 | 0 | 0 | 0 | 0 | 0 | 0 | 0 | 0 | 0 | 0 | 0 | 0 | 0 | 0 | 0 | 0 | 0 | 0 | 0 | 0
F6_Industrial_Agriculture_New_Space Heating_Natural Gas_Strategic Energy Management_A_Achievable Economic UCT Potential | F6 | Industrial | Agriculture | New | Space Heating | Natural Gas | Strategic Energy Management | A | Incremental Winter Peak Savings (MW) | Achievable Economic UCT Potential | 0 | 0 | 0 | 0 | 0 | 0 | 0 | 0 | 0 | 0 | 0 | 0 | 0 | 0 | 0 | 0 | 0 | 0 | 0 | 0 | 0 | 0 | 0 | 0 | 0 | 0 | 0 | 0 | 0 | 0 | 0
F7_Industrial_Agriculture_New_Space Heating_Natural Gas_Strategic Energy Management_A_Achievable Economic UCT Potential | F7 | Industrial | Agriculture | New | Space Heating | Natural Gas | Strategic Energy Management | A | Cumulative Energy Savings (MWh or mTherms) | Achievable Economic UCT Potential | 0 | 0 | 0 | 0 | 0 | 0.0064368 | 0.013832 | 0.022186 | 0.031483 | 0.041699 | 0.046784 | 0.051603 | 0.056175 | 0.060534 | 0.064681 | 0.068707 | 0.072637 | 0.076556 | 0.080093 | 0.083768 | 0.087588 | 0.091521 | 0.095707 | 0.10002 | 0.10445 | 0.10448 | 0.10453 | 0.10462 | 0 | 0 | 0
F8_Industrial_Agriculture_New_Space Heating_Natural Gas_Strategic Energy Management_A_Achievable Economic UCT Potential | F8 | Industrial | Agriculture | New | Space Heating | Natural Gas | Strategic Energy Management | A | Cumulative Summer Peak Savings (MW) | Achievable Economic UCT Potential | 0 | 0 | 0 | 0 | 0 | 0 | 0 | 0 | 0 | 0 | 0 | 0 | 0 | 0 | 0 | 0 | 0 | 0 | 0 | 0 | 0 | 0 | 0 | 0 | 0 | 0 | 0 | 0 | 0 | 0 | 0
F9_Industrial_Agriculture_New_Space Heating_Natural Gas_Strategic Energy Management_A_Achievable Economic UCT Potential | F9 | Industrial | Agriculture | New | Space Heating | Natural Gas | Strategic Energy Management | A | Cumulative Winter Peak Savings (MW) | Achievable Economic UCT Potential | 0 | 0 | 0 | 0 | 0 | 0 | 0 | 0 | 0 | 0 | 0 | 0 | 0 | 0 | 0 | 0 | 0 | 0 | 0 | 0 | 0 | 0 | 0 | 0 | 0 | 0 | 0 | 0 | 0 | 0 | 0
F10_Industrial_Agriculture_New_Space Heating_Natural Gas_Strategic Energy Management_A_Achievable Economic UCT Potential | F10 | Industrial | Agriculture | New | Space Heating | Natural Gas | Strategic Energy Management | A | Purchases (Incremental) | Achievable Economic UCT Potential | 0 | 0 | 0 | 0 | 0 | 1.678 | 1.988 | 2.2978 | 2.6057 | 2.9139 | 3.2223 | 3.5268 | 3.8304 | 4.1334 | 4.4317 | 4.731 | 5.0275 | 5.3241 | 5.6191 | 5.9115 | 6.2043 | 6.4959 | 6.7863 | 7.0756 | 7.364 | 6.2043 | 6.4959 | 6.7863 | 7.0756 | 7.364 | 6.2043
F11_Industrial_Agriculture_New_Space Heating_Natural Gas_Strategic Energy Management_A_Achievable Economic UCT Potential | F11 | Industrial | Agriculture | New | Space Heating | Natural Gas | Strategic Energy Management | A | Purchases (Cumulative) | Achievable Economic UCT Potential | 0 | 0 | 0 | 0 | 0 | 1.678 | 3.666 | 5.9637 | 8.5695 | 11.4834 | 13.0277 | 14.5665 | 16.0991 | 17.6268 | 19.1446 | 20.6533 | 22.1541 | 23.6477 | 25.1334 | 26.6133 | 28.0865 | 29.5549 | 31.0171 | 32.4736 | 33.9261 | 33.9261 | 33.9261 | 33.9261 | 33.9261 | 33.9261 | 33.9261
F1_Industrial_Agriculture_New_Process_Natural Gas_Strategic Energy Management_A_Achievable Economic UCT Potential | F1 | Industrial | Agriculture | New | Process | Natural Gas | Strategic Energy Management | A | Integrated Unit Energy Savings (kWh or therms) | Achievable Economic UCT Potential | 0 | 0 | 0 | 0 | 0 | 1.4038 | 1.4015 | 1.3994 | 1.3974 | 1.3955 | 1.3938 | 1.3923 | 1.391 | 1.39 | 1.3892 | 1.3886 | 1.3882 | 1.3879 | 1.3878 | 1.3877 | 1.3877 | 1.3877 | 1.3877 | 1.3877 | 1.3876 | 1.3883 | 1.3889 | 1.3896 | 0 | 0 | 0
F2_Industrial_Agriculture_New_Process_Natural Gas_Strategic Energy Management_A_Achievable Economic UCT Potential | F2 | Industrial | Agriculture | New | Process | Natural Gas | Strategic Energy Management | A | Integrated Unit Summer Peak Savings (kW) | Achievable Economic UCT Potential | 0 | 0 | 0 | 0 | 0 | 0 | 0 | 0 | 0 | 0 | 0 | 0 | 0 | 0 | 0 | 0 | 0 | 0 | 0 | 0 | 0 | 0 | 0 | 0 | 0 | 0 | 0 | 0 | 0 | 0 | 0
F3_Industrial_Agriculture_New_Process_Natural Gas_Strategic Energy Management_A_Achievable Economic UCT Potential | F3 | Industrial | Agriculture | New | Process | Natural Gas | Strategic Energy Management | A | Integrated Unit Winter Peak Savings (kW) | Achievable Economic UCT Potential | 0 | 0 | 0 | 0 | 0 | 0 | 0 | 0 | 0 | 0 | 0 | 0 | 0 | 0 | 0 | 0 | 0 | 0 | 0 | 0 | 0 | 0 | 0 | 0 | 0 | 0 | 0 | 0 | 0 | 0 | 0
F4_Industrial_Agriculture_New_Process_Natural Gas_Strategic Energy Management_A_Achievable Economic UCT Potential | F4 | Industrial | Agriculture | New | Process | Natural Gas | Strategic Energy Management | A | Incremental Energy Savings (MWh or mTherms) | Achievable Economic UCT Potential | 0 | 0 | 0 | 0 | 0 | 0.15917 | 0.18826 | 0.21728 | 0.24606 | 0.27478 | 0.30348 | 0.33181 | 0.36005 | 0.38824 | 0.416 | 0.44391 | 0.4716 | 0.49932 | 0.52694 | 0.55432 | 0.58177 | 0.60913 | 0.63636 | 0.66347 | 0.69047 | 0.58203 | 0.60967 | 0.63721 | 0 | 0 | 0
F5_Industrial_Agriculture_New_Process_Natural Gas_Strategic Energy Management_A_Achievable Economic UCT Potential | F5 | Industrial | Agriculture | New | Process | Natural Gas | Strategic Energy Management | A | Incremental Summer Peak Savings (MW) | Achievable Economic UCT Potential | 0 | 0 | 0 | 0 | 0 | 0 | 0 | 0 | 0 | 0 | 0 | 0 | 0 | 0 | 0 | 0 | 0 | 0 | 0 | 0 | 0 | 0 | 0 | 0 | 0 | 0 | 0 | 0 | 0 | 0 | 0
F6_Industrial_Agriculture_New_Process_Natural Gas_Strategic Energy Management_A_Achievable Economic UCT Potential | F6 | Industrial | Agriculture | New | Process | Natural Gas | Strategic Energy Management | A | Incremental Winter Peak Savings (MW) | Achievable Economic UCT Potential | 0 | 0 | 0 | 0 | 0 | 0 | 0 | 0 | 0 | 0 | 0 | 0 | 0 | 0 | 0 | 0 | 0 | 0 | 0 | 0 | 0 | 0 | 0 | 0 | 0 | 0 | 0 | 0 | 0 | 0 | 0
F7_Industrial_Agriculture_New_Process_Natural Gas_Strategic Energy Management_A_Achievable Economic UCT Potential | F7 | Industrial | Agriculture | New | Process | Natural Gas | Strategic Energy Management | A | Cumulative Energy Savings (MWh or mTherms) | Achievable Economic UCT Potential | 0 | 0 | 0 | 0 | 0 | 0.15917 | 0.34717 | 0.56393 | 0.8092 | 1.0829 | 1.227 | 1.3704 | 1.5133 | 1.6556 | 1.7971 | 1.9379 | 2.0781 | 2.2178 | 2.3569 | 2.4955 | 2.6337 | 2.7714 | 2.9085 | 3.045 | 3.181 | 3.1826 | 3.1841 | 3.1855 | 0 | 0 | 0
F8_Industrial_Agriculture_New_Process_Natural Gas_Strategic Energy Management_A_Achievable Economic UCT Potential | F8 | Industrial | Agriculture | New | Process | Natural Gas | Strategic Energy Management | A | Cumulative Summer Peak Savings (MW) | Achievable Economic UCT Potential | 0 | 0 | 0 | 0 | 0 | 0 | 0 | 0 | 0 | 0 | 0 | 0 | 0 | 0 | 0 | 0 | 0 | 0 | 0 | 0 | 0 | 0 | 0 | 0 | 0 | 0 | 0 | 0 | 0 | 0 | 0
F9_Industrial_Agriculture_New_Process_Natural Gas_Strategic Energy Management_A_Achievable Economic UCT Potential | F9 | Industrial | Agriculture | New | Process | Natural Gas | Strategic Energy Management | A | Cumulative Winter Peak Savings (MW) | Achievable Economic UCT Potential | 0 | 0 | 0 | 0 | 0 | 0 | 0 | 0 | 0 | 0 | 0 | 0 | 0 | 0 | 0 | 0 | 0 | 0 | 0 | 0 | 0 | 0 | 0 | 0 | 0 | 0 | 0 | 0 | 0 | 0 | 0
F10_Industrial_Agriculture_New_Process_Natural Gas_Strategic Energy Management_A_Achievable Economic UCT Potential | F10 | Industrial | Agriculture | New | Process | Natural Gas | Strategic Energy Management | A | Purchases (Incremental) | Achievable Economic UCT Potential | 0 | 0 | 0 | 0 | 0 | 113.3873 | 134.333 | 155.2672 | 176.078 | 196.9 | 217.7392 | 238.3138 | 258.8322 | 279.3089 | 299.4604 | 319.6889 | 339.7245 | 359.7627 | 379.7 | 399.4595 | 419.2424 | 438.9435 | 458.5679 | 478.1209 | 497.6074 | 419.2424 | 438.9435 | 458.5679 | 478.1209 | 497.6074 | 419.2424
F11_Industrial_Agriculture_New_Process_Natural Gas_Strategic Energy Management_A_Achievable Economic UCT Potential | F11 | Industrial | Agriculture | New | Process | Natural Gas | Strategic Energy Management | A | Purchases (Cumulative) | Achievable Economic UCT Potential | 0 | 0 | 0 | 0 | 0 | 113.3873 | 247.7203 | 402.9875 | 579.0655 | 775.9655 | 880.3174 | 984.2982 | 1087.8632 | 1191.0941 | 1293.6546 | 1395.6042 | 1497.0149 | 1597.9454 | 1698.3365 | 1798.3356 | 1897.889 | 1997.108 | 2095.9132 | 2194.3341 | 2292.482 | 2292.482 | 2292.482 | 2292.482 | 2292.482 | 2292.482 | 2292.482
F1_Industrial_Agriculture_New_Miscellaneous_Natural Gas_Strategic Energy Management_A_Achievable Economic UCT Potential | F1 | Industrial | Agriculture | New | Miscellaneous | Natural Gas | Strategic Energy Management | A | Integrated Unit Energy Savings (kWh or therms) | Achievable Economic UCT Potential | 0 | 0 | 0 | 0 | 0 | 0.89787 | 0.89787 | 0.89787 | 0.89787 | 0.89787 | 0.89787 | 0.89787 | 0.89787 | 0.89787 | 0.89787 | 0.89787 | 0.89787 | 0.89787 | 0.89787 | 0.89787 | 0.89787 | 0.89787 | 0.89787 | 0.89787 | 0.89787 | 0.89787 | 0.89787 | 0.89787 | 0 | 0 | 0
F2_Industrial_Agriculture_New_Miscellaneous_Natural Gas_Strategic Energy Management_A_Achievable Economic UCT Potential | F2 | Industrial | Agriculture | New | Miscellaneous | Natural Gas | Strategic Energy Management | A | Integrated Unit Summer Peak Savings (kW) | Achievable Economic UCT Potential | 0 | 0 | 0 | 0 | 0 | 0 | 0 | 0 | 0 | 0 | 0 | 0 | 0 | 0 | 0 | 0 | 0 | 0 | 0 | 0 | 0 | 0 | 0 | 0 | 0 | 0 | 0 | 0 | 0 | 0 | 0
F3_Industrial_Agriculture_New_Miscellaneous_Natural Gas_Strategic Energy Management_A_Achievable Economic UCT Potential | F3 | Industrial | Agriculture | New | Miscellaneous | Natural Gas | Strategic Energy Management | A | Integrated Unit Winter Peak Savings (kW) | Achievable Economic UCT Potential | 0 | 0 | 0 | 0 | 0 | 0 | 0 | 0 | 0 | 0 | 0 | 0 | 0 | 0 | 0 | 0 | 0 | 0 | 0 | 0 | 0 | 0 | 0 | 0 | 0 | 0 | 0 | 0 | 0 | 0 | 0
F4_Industrial_Agriculture_New_Miscellaneous_Natural Gas_Strategic Energy Management_A_Achievable Economic UCT Potential | F4 | Industrial | Agriculture | New | Miscellaneous | Natural Gas | Strategic Energy Management | A | Incremental Energy Savings (MWh or mTherms) | Achievable Economic UCT Potential | 0 | 0 | 0 | 0 | 0 | 0.025452 | 0.030153 | 0.034852 | 0.039524 | 0.044198 | 0.048875 | 0.053494 | 0.058099 | 0.062696 | 0.067219 | 0.07176 | 0.076257 | 0.080755 | 0.08523 | 0.089666 | 0.094106 | 0.098529 | 0.10293 | 0.10732 | 0.1117 | 0.094106 | 0.098529 | 0.10293 | 0 | 0 | 0
F5_Industrial_Agriculture_New_Miscellaneous_Natural Gas_Strategic Energy Management_A_Achievable Economic UCT Potential | F5 | Industrial | Agriculture | New | Miscellaneous | Natural Gas | Strategic Energy Management | A | Incremental Summer Peak Savings (MW) | Achievable Economic UCT Potential | 0 | 0 | 0 | 0 | 0 | 0 | 0 | 0 | 0 | 0 | 0 | 0 | 0 | 0 | 0 | 0 | 0 | 0 | 0 | 0 | 0 | 0 | 0 | 0 | 0 | 0 | 0 | 0 | 0 | 0 | 0
F6_Industrial_Agriculture_New_Miscellaneous_Natural Gas_Strategic Energy Management_A_Achievable Economic UCT Potential | F6 | Industrial | Agriculture | New | Miscellaneous | Natural Gas | Strategic Energy Management | A | Incremental Winter Peak Savings (MW) | Achievable Economic UCT Potential | 0 | 0 | 0 | 0 | 0 | 0 | 0 | 0 | 0 | 0 | 0 | 0 | 0 | 0 | 0 | 0 | 0 | 0 | 0 | 0 | 0 | 0 | 0 | 0 | 0 | 0 | 0 | 0 | 0 | 0 | 0
F7_Industrial_Agriculture_New_Miscellaneous_Natural Gas_Strategic Energy Management_A_Achievable Economic UCT Potential | F7 | Industrial | Agriculture | New | Miscellaneous | Natural Gas | Strategic Energy Management | A | Cumulative Energy Savings (MWh or mTherms) | Achievable Economic UCT Potential | 0 | 0 | 0 | 0 | 0 | 0.025452 | 0.055605 | 0.090458 | 0.12998 | 0.17418 | 0.1976 | 0.22094 | 0.24419 | 0.26736 | 0.29038 | 0.31327 | 0.33603 | 0.35869 | 0.38122 | 0.40367 | 0.42601 | 0.44829 | 0.47046 | 0.49256 | 0.51459 | 0.51459 | 0.51459 | 0.51459 | 0 | 0 | 0
F8_Industrial_Agriculture_New_Miscellaneous_Natural Gas_Strategic Energy Management_A_Achievable Economic UCT Potential | F8 | Industrial | Agriculture | New | Miscellaneous | Natural Gas | Strategic Energy Management | A | Cumulative Summer Peak Savings (MW) | Achievable Economic UCT Potential | 0 | 0 | 0 | 0 | 0 | 0 | 0 | 0 | 0 | 0 | 0 | 0 | 0 | 0 | 0 | 0 | 0 | 0 | 0 | 0 | 0 | 0 | 0 | 0 | 0 | 0 | 0 | 0 | 0 | 0 | 0
F9_Industrial_Agriculture_New_Miscellaneous_Natural Gas_Strategic Energy Management_A_Achievable Economic UCT Potential | F9 | Industrial | Agriculture | New | Miscellaneous | Natural Gas | Strategic Energy Management | A | Cumulative Winter Peak Savings (MW) | Achievable Economic UCT Potential | 0 | 0 | 0 | 0 | 0 | 0 | 0 | 0 | 0 | 0 | 0 | 0 | 0 | 0 | 0 | 0 | 0 | 0 | 0 | 0 | 0 | 0 | 0 | 0 | 0 | 0 | 0 | 0 | 0 | 0 | 0
F10_Industrial_Agriculture_New_Miscellaneous_Natural Gas_Strategic Energy Management_A_Achievable Economic UCT Potential | F10 | Industrial | Agriculture | New | Miscellaneous | Natural Gas | Strategic Energy Management | A | Purchases (Incremental) | Achievable Economic UCT Potential | 0 | 0 | 0 | 0 | 0 | 28.3468 | 33.5833 | 38.8168 | 44.0195 | 49.225 | 54.4348 | 59.5785 | 64.708 | 69.8272 | 74.8651 | 79.9222 | 84.9311 | 89.9407 | 94.925 | 99.8649 | 104.8106 | 109.7359 | 114.642 | 119.5302 | 124.4018 | 104.8106 | 109.7359 | 114.642 | 119.5302 | 124.4018 | 104.8106
F11_Industrial_Agriculture_New_Miscellaneous_Natural Gas_Strategic Energy Management_A_Achievable Economic UCT Potential | F11 | Industrial | Agriculture | New | Miscellaneous | Natural Gas | Strategic Energy Management | A | Purchases (Cumulative) | Achievable Economic UCT Potential | 0 | 0 | 0 | 0 | 0 | 28.3468 | 61.9301 | 100.7469 | 144.7664 | 193.9914 | 220.0794 | 246.0746 | 271.9658 | 297.7735 | 323.4136 | 348.9011 | 374.2537 | 399.4864 | 424.5841 | 449.5839 | 474.4723 | 499.277 | 523.9783 | 548.5835 | 573.1205 | 573.1205 | 573.1205 | 573.1205 | 573.1205 | 573.1205 | 573.1205
F1_Industrial_Agriculture_New_Space Heating_Natural Gas_Commissioning_A_Achievable Economic UCT Potential | F1 | Industrial | Agriculture | New | Space Heating | Natural Gas | Commissioning | A | Integrated Unit Energy Savings (kWh or therms) | Achievable Economic UCT Potential | 0 | 0 | 0 | 0 | 0 | 3.5396 | 3.4821 | 3.4346 | 3.3937 | 3.3571 | 3.3239 | 3.2842 | 3.2413 | 3.198 | 3.1553 | 3.1169 | 3.0822 | 3.0531 | 3.0139 | 2.9839 | 2.9611 | 2.9429 | 2.9329 | 2.9263 | 2.9222 | 2.9199 | 2.9186 | 2.9183 | 0 | 0 | 0
F2_Industrial_Agriculture_New_Space Heating_Natural Gas_Commissioning_A_Achievable Economic UCT Potential | F2 | Industrial | Agriculture | New | Space Heating | Natural Gas | Commissioning | A | Integrated Unit Summer Peak Savings (kW) | Achievable Economic UCT Potential | 0 | 0 | 0 | 0 | 0 | 0 | 0 | 0 | 0 | 0 | 0 | 0 | 0 | 0 | 0 | 0 | 0 | 0 | 0 | 0 | 0 | 0 | 0 | 0 | 0 | 0 | 0 | 0 | 0 | 0 | 0
F3_Industrial_Agriculture_New_Space Heating_Natural Gas_Commissioning_A_Achievable Economic UCT Potential | F3 | Industrial | Agriculture | New | Space Heating | Natural Gas | Commissioning | A | Integrated Unit Winter Peak Savings (kW) | Achievable Economic UCT Potential | 0 | 0 | 0 | 0 | 0 | 0 | 0 | 0 | 0 | 0 | 0 | 0 | 0 | 0 | 0 | 0 | 0 | 0 | 0 | 0 | 0 | 0 | 0 | 0 | 0 | 0 | 0 | 0 | 0 | 0 | 0
F4_Industrial_Agriculture_New_Space Heating_Natural Gas_Commissioning_A_Achievable Economic UCT Potential | F4 | Industrial | Agriculture | New | Space Heating | Natural Gas | Commissioning | A | Incremental Energy Savings (MWh or mTherms) | Achievable Economic UCT Potential | 0 | 0 | 0 | 0 | 0 | 0 | 0 | 0 | 0 | 0 | 0 | 0 | 0 | 0 | 0 | 0 | 0 | 0 | 0 | 0 | 0 | 0 | 0 | 0 | 0 | 0 | 0 | 0 | 0 | 0 | 0
F5_Industrial_Agriculture_New_Space Heating_Natural Gas_Commissioning_A_Achievable Economic UCT Potential | F5 | Industrial | Agriculture | New | Space Heating | Natural Gas | Commissioning | A | Incremental Summer Peak Savings (MW) | Achievable Economic UCT Potential | 0 | 0 | 0 | 0 | 0 | 0 | 0 | 0 | 0 | 0 | 0 | 0 | 0 | 0 | 0 | 0 | 0 | 0 | 0 | 0 | 0 | 0 | 0 | 0 | 0 | 0 | 0 | 0 | 0 | 0 | 0
F6_Industrial_Agriculture_New_Space Heating_Natural Gas_Commissioning_A_Achievable Economic UCT Potential | F6 | Industrial | Agriculture | New | Space Heating | Natural Gas | Commissioning | A | Incremental Winter Peak Savings (MW) | Achievable Economic UCT Potential | 0 | 0 | 0 | 0 | 0 | 0 | 0 | 0 | 0 | 0 | 0 | 0 | 0 | 0 | 0 | 0 | 0 | 0 | 0 | 0 | 0 | 0 | 0 | 0 | 0 | 0 | 0 | 0 | 0 | 0 | 0
F7_Industrial_Agriculture_New_Space Heating_Natural Gas_Commissioning_A_Achievable Economic UCT Potential | F7 | Industrial | Agriculture | New | Space Heating | Natural Gas | Commissioning | A | Cumulative Energy Savings (MWh or mTherms) | Achievable Economic UCT Potential | 0 | 0 | 0 | 0 | 0 | 0 | 0 | 0 | 0 | 0 | 0 | 0 | 0 | 0 | 0 | 0 | 0 | 0 | 0 | 0 | 0 | 0 | 0 | 0 | 0 | 0 | 0 | 0 | 0 | 0 | 0
F8_Industrial_Agriculture_New_Space Heating_Natural Gas_Commissioning_A_Achievable Economic UCT Potential | F8 | Industrial | Agriculture | New | Space Heating | Natural Gas | Commissioning | A | Cumulative Summer Peak Savings (MW) | Achievable Economic UCT Potential | 0 | 0 | 0 | 0 | 0 | 0 | 0 | 0 | 0 | 0 | 0 | 0 | 0 | 0 | 0 | 0 | 0 | 0 | 0 | 0 | 0 | 0 | 0 | 0 | 0 | 0 | 0 | 0 | 0 | 0 | 0
F9_Industrial_Agriculture_New_Space Heating_Natural Gas_Commissioning_A_Achievable Economic UCT Potential | F9 | Industrial | Agriculture | New | Space Heating | Natural Gas | Commissioning | A | Cumulative Winter Peak Savings (MW) | Achievable Economic UCT Potential | 0 | 0 | 0 | 0 | 0 | 0 | 0 | 0 | 0 | 0 | 0 | 0 | 0 | 0 | 0 | 0 | 0 | 0 | 0 | 0 | 0 | 0 | 0 | 0 | 0 | 0 | 0 | 0 | 0 | 0 | 0
F10_Industrial_Agriculture_New_Space Heating_Natural Gas_Commissioning_A_Achievable Economic UCT Potential | F10 | Industrial | Agriculture | New | Space Heating | Natural Gas | Commissioning | A | Purchases (Incremental) | Achievable Economic UCT Potential | 0 | 0 | 0 | 0 | 0 | 0 | 0 | 0 | 0 | 0 | 0 | 0 | 0 | 0 | 0 | 0 | 0 | 0 | 0 | 0 | 0 | 0 | 0 | 0 | 0 | 0 | 0 | 0 | 0 | 0 | 0
F11_Industrial_Agriculture_New_Space Heating_Natural Gas_Commissioning_A_Achievable Economic UCT Potential | F11 | Industrial | Agriculture | New | Space Heating | Natural Gas | Commissioning | A | Purchases (Cumulative) | Achievable Economic UCT Potential | 0 | 0 | 0 | 0 | 0 | 0 | 0 | 0 | 0 | 0 | 0 | 0 | 0 | 0 | 0 | 0 | 0 | 0 | 0 | 0 | 0 | 0 | 0 | 0 | 0 | 0 | 0 | 0 | 0 | 0 | 0
F1_Industrial_Agriculture_New_Process_Natural Gas_Commissioning_A_Achievable Economic UCT Potential | F1 | Industrial | Agriculture | New | Process | Natural Gas | Commissioning | A | Integrated Unit Energy Savings (kWh or therms) | Achievable Economic UCT Potential | 0 | 0 | 0 | 0 | 0 | 7.8497 | 7.8492 | 7.849 | 7.8491 | 7.8493 | 7.8494 | 7.8495 | 7.8496 | 7.8497 | 7.8497 | 7.8498 | 7.8498 | 7.8499 | 7.8499 | 7.8499 | 7.85 | 7.85 | 7.85 | 7.85 | 7.8501 | 7.8501 | 7.8501 | 7.8501 | 0 | 0 | 0
F2_Industrial_Agriculture_New_Process_Natural Gas_Commissioning_A_Achievable Economic UCT Potential | F2 | Industrial | Agriculture | New | Process | Natural Gas | Commissioning | A | Integrated Unit Summer Peak Savings (kW) | Achievable Economic UCT Potential | 0 | 0 | 0 | 0 | 0 | 0 | 0 | 0 | 0 | 0 | 0 | 0 | 0 | 0 | 0 | 0 | 0 | 0 | 0 | 0 | 0 | 0 | 0 | 0 | 0 | 0 | 0 | 0 | 0 | 0 | 0
F3_Industrial_Agriculture_New_Process_Natural Gas_Commissioning_A_Achievable Economic UCT Potential | F3 | Industrial | Agriculture | New | Process | Natural Gas | Commissioning | A | Integrated Unit Winter Peak Savings (kW) | Achievable Economic UCT Potential | 0 | 0 | 0 | 0 | 0 | 0 | 0 | 0 | 0 | 0 | 0 | 0 | 0 | 0 | 0 | 0 | 0 | 0 | 0 | 0 | 0 | 0 | 0 | 0 | 0 | 0 | 0 | 0 | 0 | 0 | 0
F4_Industrial_Agriculture_New_Process_Natural Gas_Commissioning_A_Achievable Economic UCT Potential | F4 | Industrial | Agriculture | New | Process | Natural Gas | Commissioning | A | Incremental Energy Savings (MWh or mTherms) | Achievable Economic UCT Potential | 0 | 0 | 0 | 0 | 0 | 0 | 0 | 0 | 0 | 0 | 0 | 0 | 0 | 0 | 0 | 0 | 0 | 0 | 0 | 0 | 0 | 0 | 0 | 0 | 0 | 0 | 0 | 0 | 0 | 0 | 0
F5_Industrial_Agriculture_New_Process_Natural Gas_Commissioning_A_Achievable Economic UCT Potential | F5 | Industrial | Agriculture | New | Process | Natural Gas | Commissioning | A | Incremental Summer Peak Savings (MW) | Achievable Economic UCT Potential | 0 | 0 | 0 | 0 | 0 | 0 | 0 | 0 | 0 | 0 | 0 | 0 | 0 | 0 | 0 | 0 | 0 | 0 | 0 | 0 | 0 | 0 | 0 | 0 | 0 | 0 | 0 | 0 | 0 | 0 | 0
F6_Industrial_Agriculture_New_Process_Natural Gas_Commissioning_A_Achievable Economic UCT Potential | F6 | Industrial | Agriculture | New | Process | Natural Gas | Commissioning | A | Incremental Winter Peak Savings (MW) | Achievable Economic UCT Potential | 0 | 0 | 0 | 0 | 0 | 0 | 0 | 0 | 0 | 0 | 0 | 0 | 0 | 0 | 0 | 0 | 0 | 0 | 0 | 0 | 0 | 0 | 0 | 0 | 0 | 0 | 0 | 0 | 0 | 0 | 0
F7_Industrial_Agriculture_New_Process_Natural Gas_Commissioning_A_Achievable Economic UCT Potential | F7 | Industrial | Agriculture | New | Process | Natural Gas | Commissioning | A | Cumulative Energy Savings (MWh or mTherms) | Achievable Economic UCT Potential | 0 | 0 | 0 | 0 | 0 | 0 | 0 | 0 | 0 | 0 | 0 | 0 | 0 | 0 | 0 | 0 | 0 | 0 | 0 | 0 | 0 | 0 | 0 | 0 | 0 | 0 | 0 | 0 | 0 | 0 | 0
F8_Industrial_Agriculture_New_Process_Natural Gas_Commissioning_A_Achievable Economic UCT Potential | F8 | Industrial | Agriculture | New | Process | Natural Gas | Commissioning | A | Cumulative Summer Peak Savings (MW) | Achievable Economic UCT Potential | 0 | 0 | 0 | 0 | 0 | 0 | 0 | 0 | 0 | 0 | 0 | 0 | 0 | 0 | 0 | 0 | 0 | 0 | 0 | 0 | 0 | 0 | 0 | 0 | 0 | 0 | 0 | 0 | 0 | 0 | 0
F9_Industrial_Agriculture_New_Process_Natural Gas_Commissioning_A_Achievable Economic UCT Potential | F9 | Industrial | Agriculture | New | Process | Natural Gas | Commissioning | A | Cumulative Winter Peak Savings (MW) | Achievable Economic UCT Potential | 0 | 0 | 0 | 0 | 0 | 0 | 0 | 0 | 0 | 0 | 0 | 0 | 0 | 0 | 0 | 0 | 0 | 0 | 0 | 0 | 0 | 0 | 0 | 0 | 0 | 0 | 0 | 0 | 0 | 0 | 0
F10_Industrial_Agriculture_New_Process_Natural Gas_Commissioning_A_Achievable Economic UCT Potential | F10 | Industrial | Agriculture | New | Process | Natural Gas | Commissioning | A | Purchases (Incremental) | Achievable Economic UCT Potential | 0 | 0 | 0 | 0 | 0 | 0 | 0 | 0 | 0 | 0 | 0 | 0 | 0 | 0 | 0 | 0 | 0 | 0 | 0 | 0 | 0 | 0 | 0 | 0 | 0 | 0 | 0 | 0 | 0 | 0 | 0
F11_Industrial_Agriculture_New_Process_Natural Gas_Commissioning_A_Achievable Economic UCT Potential | F11 | Industrial | Agriculture | New | Process | Natural Gas | Commissioning | A | Purchases (Cumulative) | Achievable Economic UCT Potential | 0 | 0 | 0 | 0 | 0 | 0 | 0 | 0 | 0 | 0 | 0 | 0 | 0 | 0 | 0 | 0 | 0 | 0 | 0 | 0 | 0 | 0 | 0 | 0 | 0 | 0 | 0 | 0 | 0 | 0 | 0
F1_Industrial_Agriculture_New_Space Heating_Natural Gas_Retrocommissioning_A_Achievable Economic UCT Potential | F1 | Industrial | Agriculture | New | Space Heating | Natural Gas | Retrocommissioning | A | Integrated Unit Energy Savings (kWh or therms) | Achievable Economic UCT Potential | 0 | 0 | 0 | 0 | 0 | 0 | 0 | 0 | 0 | 0 | 0 | 0 | 0 | 0 | 0 | 0 | 0 | 0 | 0 | 0 | 0 | 0 | 0 | 0 | 0 | 0 | 0 | 0 | 0 | 0 | 0
F2_Industrial_Agriculture_New_Space Heating_Natural Gas_Retrocommissioning_A_Achievable Economic UCT Potential | F2 | Industrial | Agriculture | New | Space Heating | Natural Gas | Retrocommissioning | A | Integrated Unit Summer Peak Savings (kW) | Achievable Economic UCT Potential | 0 | 0 | 0 | 0 | 0 | 0 | 0 | 0 | 0 | 0 | 0 | 0 | 0 | 0 | 0 | 0 | 0 | 0 | 0 | 0 | 0 | 0 | 0 | 0 | 0 | 0 | 0 | 0 | 0 | 0 | 0
F3_Industrial_Agriculture_New_Space Heating_Natural Gas_Retrocommissioning_A_Achievable Economic UCT Potential | F3 | Industrial | Agriculture | New | Space Heating | Natural Gas | Retrocommissioning | A | Integrated Unit Winter Peak Savings (kW) | Achievable Economic UCT Potential | 0 | 0 | 0 | 0 | 0 | 0 | 0 | 0 | 0 | 0 | 0 | 0 | 0 | 0 | 0 | 0 | 0 | 0 | 0 | 0 | 0 | 0 | 0 | 0 | 0 | 0 | 0 | 0 | 0 | 0 | 0
F4_Industrial_Agriculture_New_Space Heating_Natural Gas_Retrocommissioning_A_Achievable Economic UCT Potential | F4 | Industrial | Agriculture | New | Space Heating | Natural Gas | Retrocommissioning | A | Incremental Energy Savings (MWh or mTherms) | Achievable Economic UCT Potential | 0 | 0 | 0 | 0 | 0 | 0 | 0 | 0 | 0 | 0 | 0 | 0 | 0 | 0 | 0 | 0 | 0 | 0 | 0 | 0 | 0 | 0 | 0 | 0 | 0 | 0 | 0 | 0 | 0 | 0 | 0
F5_Industrial_Agriculture_New_Space Heating_Natural Gas_Retrocommissioning_A_Achievable Economic UCT Potential | F5 | Industrial | Agriculture | New | Space Heating | Natural Gas | Retrocommissioning | A | Incremental Summer Peak Savings (MW) | Achievable Economic UCT Potential | 0 | 0 | 0 | 0 | 0 | 0 | 0 | 0 | 0 | 0 | 0 | 0 | 0 | 0 | 0 | 0 | 0 | 0 | 0 | 0 | 0 | 0 | 0 | 0 | 0 | 0 | 0 | 0 | 0 | 0 | 0
F6_Industrial_Agriculture_New_Space Heating_Natural Gas_Retrocommissioning_A_Achievable Economic UCT Potential | F6 | Industrial | Agriculture | New | Space Heating | Natural Gas | Retrocommissioning | A | Incremental Winter Peak Savings (MW) | Achievable Economic UCT Potential | 0 | 0 | 0 | 0 | 0 | 0 | 0 | 0 | 0 | 0 | 0 | 0 | 0 | 0 | 0 | 0 | 0 | 0 | 0 | 0 | 0 | 0 | 0 | 0 | 0 | 0 | 0 | 0 | 0 | 0 | 0
F7_Industrial_Agriculture_New_Space Heating_Natural Gas_Retrocommissioning_A_Achievable Economic UCT Potential | F7 | Industrial | Agriculture | New | Space Heating | Natural Gas | Retrocommissioning | A | Cumulative Energy Savings (MWh or mTherms) | Achievable Economic UCT Potential | 0 | 0 | 0 | 0 | 0 | 0 | 0 | 0 | 0 | 0 | 0 | 0 | 0 | 0 | 0 | 0 | 0 | 0 | 0 | 0 | 0 | 0 | 0 | 0 | 0 | 0 | 0 | 0 | 0 | 0 | 0
F8_Industrial_Agriculture_New_Space Heating_Natural Gas_Retrocommissioning_A_Achievable Economic UCT Potential | F8 | Industrial | Agriculture | New | Space Heating | Natural Gas | Retrocommissioning | A | Cumulative Summer Peak Savings (MW) | Achievable Economic UCT Potential | 0 | 0 | 0 | 0 | 0 | 0 | 0 | 0 | 0 | 0 | 0 | 0 | 0 | 0 | 0 | 0 | 0 | 0 | 0 | 0 | 0 | 0 | 0 | 0 | 0 | 0 | 0 | 0 | 0 | 0 | 0
F9_Industrial_Agriculture_New_Space Heating_Natural Gas_Retrocommissioning_A_Achievable Economic UCT Potential | F9 | Industrial | Agriculture | New | Space Heating | Natural Gas | Retrocommissioning | A | Cumulative Winter Peak Savings (MW) | Achievable Economic UCT Potential | 0 | 0 | 0 | 0 | 0 | 0 | 0 | 0 | 0 | 0 | 0 | 0 | 0 | 0 | 0 | 0 | 0 | 0 | 0 | 0 | 0 | 0 | 0 | 0 | 0 | 0 | 0 | 0 | 0 | 0 | 0
F10_Industrial_Agriculture_New_Space Heating_Natural Gas_Retrocommissioning_A_Achievable Economic UCT Potential | F10 | Industrial | Agriculture | New | Space Heating | Natural Gas | Retrocommissioning | A | Purchases (Incremental) | Achievable Economic UCT Potential | 0 | 0 | 0 | 0 | 0 | 0 | 0 | 0 | 0 | 0 | 0 | 0 | 0 | 0 | 0 | 0 | 0 | 0 | 0 | 0 | 0 | 0 | 0 | 0 | 0 | 0 | 0 | 0 | 0 | 0 | 0
F11_Industrial_Agriculture_New_Space Heating_Natural Gas_Retrocommissioning_A_Achievable Economic UCT Potential | F11 | Industrial | Agriculture | New | Space Heating | Natural Gas | Retrocommissioning | A | Purchases (Cumulative) | Achievable Economic UCT Potential | 0 | 0 | 0 | 0 | 0 | 0 | 0 | 0 | 0 | 0 | 0 | 0 | 0 | 0 | 0 | 0 | 0 | 0 | 0 | 0 | 0 | 0 | 0 | 0 | 0 | 0 | 0 | 0 | 0 | 0 | 0
F1_Industrial_Agriculture_New_Process_Natural Gas_Retrocommissioning_A_Achievable Economic UCT Potential | F1 | Industrial | Agriculture | New | Process | Natural Gas | Retrocommissioning | A | Integrated Unit Energy Savings (kWh or therms) | Achievable Economic UCT Potential | 0 | 0 | 0 | 0 | 0 | 0 | 0 | 0 | 0 | 0 | 0 | 0 | 0 | 0 | 0 | 0 | 0 | 0 | 0 | 0 | 0 | 0 | 0 | 0 | 0 | 0 | 0 | 0 | 0 | 0 | 0
F2_Industrial_Agriculture_New_Process_Natural Gas_Retrocommissioning_A_Achievable Economic UCT Potential | F2 | Industrial | Agriculture | New | Process | Natural Gas | Retrocommissioning | A | Integrated Unit Summer Peak Savings (kW) | Achievable Economic UCT Potential | 0 | 0 | 0 | 0 | 0 | 0 | 0 | 0 | 0 | 0 | 0 | 0 | 0 | 0 | 0 | 0 | 0 | 0 | 0 | 0 | 0 | 0 | 0 | 0 | 0 | 0 | 0 | 0 | 0 | 0 | 0
F3_Industrial_Agriculture_New_Process_Natural Gas_Retrocommissioning_A_Achievable Economic UCT Potential | F3 | Industrial | Agriculture | New | Process | Natural Gas | Retrocommissioning | A | Integrated Unit Winter Peak Savings (kW) | Achievable Economic UCT Potential | 0 | 0 | 0 | 0 | 0 | 0 | 0 | 0 | 0 | 0 | 0 | 0 | 0 | 0 | 0 | 0 | 0 | 0 | 0 | 0 | 0 | 0 | 0 | 0 | 0 | 0 | 0 | 0 | 0 | 0 | 0
F4_Industrial_Agriculture_New_Process_Natural Gas_Retrocommissioning_A_Achievable Economic UCT Potential | F4 | Industrial | Agriculture | New | Process | Natural Gas | Retrocommissioning | A | Incremental Energy Savings (MWh or mTherms) | Achievable Economic UCT Potential | 0 | 0 | 0 | 0 | 0 | 0 | 0 | 0 | 0 | 0 | 0 | 0 | 0 | 0 | 0 | 0 | 0 | 0 | 0 | 0 | 0 | 0 | 0 | 0 | 0 | 0 | 0 | 0 | 0 | 0 | 0
F5_Industrial_Agriculture_New_Process_Natural Gas_Retrocommissioning_A_Achievable Economic UCT Potential | F5 | Industrial | Agriculture | New | Process | Natural Gas | Retrocommissioning | A | Incremental Summer Peak Savings (MW) | Achievable Economic UCT Potential | 0 | 0 | 0 | 0 | 0 | 0 | 0 | 0 | 0 | 0 | 0 | 0 | 0 | 0 | 0 | 0 | 0 | 0 | 0 | 0 | 0 | 0 | 0 | 0 | 0 | 0 | 0 | 0 | 0 | 0 | 0
F6_Industrial_Agriculture_New_Process_Natural Gas_Retrocommissioning_A_Achievable Economic UCT Potential | F6 | Industrial | Agriculture | New | Process | Natural Gas | Retrocommissioning | A | Incremental Winter Peak Savings (MW) | Achievable Economic UCT Potential | 0 | 0 | 0 | 0 | 0 | 0 | 0 | 0 | 0 | 0 | 0 | 0 | 0 | 0 | 0 | 0 | 0 | 0 | 0 | 0 | 0 | 0 | 0 | 0 | 0 | 0 | 0 | 0 | 0 | 0 | 0
F7_Industrial_Agriculture_New_Process_Natural Gas_Retrocommissioning_A_Achievable Economic UCT Potential | F7 | Industrial | Agriculture | New | Process | Natural Gas | Retrocommissioning | A | Cumulative Energy Savings (MWh or mTherms) | Achievable Economic UCT Potential | 0 | 0 | 0 | 0 | 0 | 0 | 0 | 0 | 0 | 0 | 0 | 0 | 0 | 0 | 0 | 0 | 0 | 0 | 0 | 0 | 0 | 0 | 0 | 0 | 0 | 0 | 0 | 0 | 0 | 0 | 0
F8_Industrial_Agriculture_New_Process_Natural Gas_Retrocommissioning_A_Achievable Economic UCT Potential | F8 | Industrial | Agriculture | New | Process | Natural Gas | Retrocommissioning | A | Cumulative Summer Peak Savings (MW) | Achievable Economic UCT Potential | 0 | 0 | 0 | 0 | 0 | 0 | 0 | 0 | 0 | 0 | 0 | 0 | 0 | 0 | 0 | 0 | 0 | 0 | 0 | 0 | 0 | 0 | 0 | 0 | 0 | 0 | 0 | 0 | 0 | 0 | 0
F9_Industrial_Agriculture_New_Process_Natural Gas_Retrocommissioning_A_Achievable Economic UCT Potential | F9 | Industrial | Agriculture | New | Process | Natural Gas | Retrocommissioning | A | Cumulative Winter Peak Savings (MW) | Achievable Economic UCT Potential | 0 | 0 | 0 | 0 | 0 | 0 | 0 | 0 | 0 | 0 | 0 | 0 | 0 | 0 | 0 | 0 | 0 | 0 | 0 | 0 | 0 | 0 | 0 | 0 | 0 | 0 | 0 | 0 | 0 | 0 | 0
F10_Industrial_Agriculture_New_Process_Natural Gas_Retrocommissioning_A_Achievable Economic UCT Potential | F10 | Industrial | Agriculture | New | Process | Natural Gas | Retrocommissioning | A | Purchases (Incremental) | Achievable Economic UCT Potential | 0 | 0 | 0 | 0 | 0 | 0 | 0 | 0 | 0 | 0 | 0 | 0 | 0 | 0 | 0 | 0 | 0 | 0 | 0 | 0 | 0 | 0 | 0 | 0 | 0 | 0 | 0 | 0 | 0 | 0 | 0
F11_Industrial_Agriculture_New_Process_Natural Gas_Retrocommissioning_A_Achievable Economic UCT Potential | F11 | Industrial | Agriculture | New | Process | Natural Gas | Retrocommissioning | A | Purchases (Cumulative) | Achievable Economic UCT Potential | 0 | 0 | 0 | 0 | 0 | 0 | 0 | 0 | 0 | 0 | 0 | 0 | 0 | 0 | 0 | 0 | 0 | 0 | 0 | 0 | 0 | 0 | 0 | 0 | 0 | 0 | 0 | 0 | 0 | 0 | 0
F1_Industrial_Primary Metals_Existing_Space Heating_Natural Gas_Insulation - Roof/Ceiling_A_Achievable Economic UCT Potential | F1 | Industrial | Primary Metals | Existing | Space Heating | Natural Gas | Insulation - Roof/Ceiling | A | Integrated Unit Energy Savings (kWh or therms) | Achievable Economic UCT Potential | 0 | 0 | 0 | 0 | 0 | 0.099412 | 0.098685 | 0.097798 | 0.096821 | 0.095746 | 0.094569 | 0.093305 | 0.091962 | 0.090496 | 0.088933 | 0.087335 | 0.085754 | 0.084219 | 0.082751 | 0.081444 | 0.080223 | 0.079069 | 0.078093 | 0.077276 | 0.076535 | 0.075992 | 0.075541 | 0.07512 | 0 | 0 | 0
F2_Industrial_Primary Metals_Existing_Space Heating_Natural Gas_Insulation - Roof/Ceiling_A_Achievable Economic UCT Potential | F2 | Industrial | Primary Metals | Existing | Space Heating | Natural Gas | Insulation - Roof/Ceiling | A | Integrated Unit Summer Peak Savings (kW) | Achievable Economic UCT Potential | 0 | 0 | 0 | 0 | 0 | 0 | 0 | 0 | 0 | 0 | 0 | 0 | 0 | 0 | 0 | 0 | 0 | 0 | 0 | 0 | 0 | 0 | 0 | 0 | 0 | 0 | 0 | 0 | 0 | 0 | 0
F3_Industrial_Primary Metals_Existing_Space Heating_Natural Gas_Insulation - Roof/Ceiling_A_Achievable Economic UCT Potential | F3 | Industrial | Primary Metals | Existing | Space Heating | Natural Gas | Insulation - Roof/Ceiling | A | Integrated Unit Winter Peak Savings (kW) | Achievable Economic UCT Potential | 0 | 0 | 0 | 0 | 0 | 0 | 0 | 0 | 0 | 0 | 0 | 0 | 0 | 0 | 0 | 0 | 0 | 0 | 0 | 0 | 0 | 0 | 0 | 0 | 0 | 0 | 0 | 0 | 0 | 0 | 0
F4_Industrial_Primary Metals_Existing_Space Heating_Natural Gas_Insulation - Roof/Ceiling_A_Achievable Economic UCT Potential | F4 | Industrial | Primary Metals | Existing | Space Heating | Natural Gas | Insulation - Roof/Ceiling | A | Incremental Energy Savings (MWh or mTherms) | Achievable Economic UCT Potential | 0 | 0 | 0 | 0 | 0 | 0.29572 | 0.51345 | 0.78685 | 1.0912 | 1.3745 | 1.5638 | 1.657 | 1.6298 | 1.4731 | 1.2716 | 1.0186 | 0.77797 | 0.56015 | 0.38183 | 0.25083 | 0.15658 | 0.093571 | 0.062345 | 0 | 0 | 0 | 0 | 0 | 0 | 0 | 0
F5_Industrial_Primary Metals_Existing_Space Heating_Natural Gas_Insulation - Roof/Ceiling_A_Achievable Economic UCT Potential | F5 | Industrial | Primary Metals | Existing | Space Heating | Natural Gas | Insulation - Roof/Ceiling | A | Incremental Summer Peak Savings (MW) | Achievable Economic UCT Potential | 0 | 0 | 0 | 0 | 0 | 0 | 0 | 0 | 0 | 0 | 0 | 0 | 0 | 0 | 0 | 0 | 0 | 0 | 0 | 0 | 0 | 0 | 0 | 0 | 0 | 0 | 0 | 0 | 0 | 0 | 0
F6_Industrial_Primary Metals_Existing_Space Heating_Natural Gas_Insulation - Roof/Ceiling_A_Achievable Economic UCT Potential | F6 | Industrial | Primary Metals | Existing | Space Heating | Natural Gas | Insulation - Roof/Ceiling | A | Incremental Winter Peak Savings (MW) | Achievable Economic UCT Potential | 0 | 0 | 0 | 0 | 0 | 0 | 0 | 0 | 0 | 0 | 0 | 0 | 0 | 0 | 0 | 0 | 0 | 0 | 0 | 0 | 0 | 0 | 0 | 0 | 0 | 0 | 0 | 0 | 0 | 0 | 0
F7_Industrial_Primary Metals_Existing_Space Heating_Natural Gas_Insulation - Roof/Ceiling_A_Achievable Economic UCT Potential | F7 | Industrial | Primary Metals | Existing | Space Heating | Natural Gas | Insulation - Roof/Ceiling | A | Cumulative Energy Savings (MWh or mTherms) | Achievable Economic UCT Potential | 0 | 0 | 0 | 0 | 0 | 0.29572 | 0.80701 | 1.5866 | 2.662 | 4.0069 | 5.5214 | 7.1046 | 8.6321 | 9.9676 | 11.0671 | 11.8867 | 12.4495 | 12.7869 | 12.9458 | 12.9921 | 12.954 | 12.8612 | 12.7648 | 12.6313 | 12.5101 | 12.4213 | 12.3476 | 12.2789 | 0 | 0 | 0
F8_Industrial_Primary Metals_Existing_Space Heating_Natural Gas_Insulation - Roof/Ceiling_A_Achievable Economic UCT Potential | F8 | Industrial | Primary Metals | Existing | Space Heating | Natural Gas | Insulation - Roof/Ceiling | A | Cumulative Summer Peak Savings (MW) | Achievable Economic UCT Potential | 0 | 0 | 0 | 0 | 0 | 0 | 0 | 0 | 0 | 0 | 0 | 0 | 0 | 0 | 0 | 0 | 0 | 0 | 0 | 0 | 0 | 0 | 0 | 0 | 0 | 0 | 0 | 0 | 0 | 0 | 0
F9_Industrial_Primary Metals_Existing_Space Heating_Natural Gas_Insulation - Roof/Ceiling_A_Achievable Economic UCT Potential | F9 | Industrial | Primary Metals | Existing | Space Heating | Natural Gas | Insulation - Roof/Ceiling | A | Cumulative Winter Peak Savings (MW) | Achievable Economic UCT Potential | 0 | 0 | 0 | 0 | 0 | 0 | 0 | 0 | 0 | 0 | 0 | 0 | 0 | 0 | 0 | 0 | 0 | 0 | 0 | 0 | 0 | 0 | 0 | 0 | 0 | 0 | 0 | 0 | 0 | 0 | 0
F10_Industrial_Primary Metals_Existing_Space Heating_Natural Gas_Insulation - Roof/Ceiling_A_Achievable Economic UCT Potential | F10 | Industrial | Primary Metals | Existing | Space Heating | Natural Gas | Insulation - Roof/Ceiling | A | Purchases (Incremental) | Achievable Economic UCT Potential | 0 | 0 | 0 | 0 | 0 | 2974.7326 | 5202.9248 | 8045.7087 | 11270.082 | 14355.6013 | 16535.5166 | 17758.8174 | 17722.7594 | 16278.5729 | 14298.1344 | 11662.6449 | 9072.1232 | 6651.0778 | 4614.2254 | 3079.7942 | 1951.7645 | 1183.4099 | 798.348 | 0 | 0 | 0 | 0 | 0 | 0 | 0 | 0
F11_Industrial_Primary Metals_Existing_Space Heating_Natural Gas_Insulation - Roof/Ceiling_A_Achievable Economic UCT Potential | F11 | Industrial | Primary Metals | Existing | Space Heating | Natural Gas | Insulation - Roof/Ceiling | A | Purchases (Cumulative) | Achievable Economic UCT Potential | 0 | 0 | 0 | 0 | 0 | 2974.7326 | 8177.6574 | 16223.3661 | 27493.4482 | 41849.0495 | 58384.5661 | 76143.3835 | 93866.1429 | 110144.7157 | 124442.8501 | 136105.495 | 145177.6182 | 151828.696 | 156442.9214 | 159522.7156 | 161474.4801 | 162657.89 | 163456.238 | 163456.238 | 163456.238 | 163456.238 | 163456.238 | 163456.238 | 163456.238 | 163456.238 | 163456.238
F1_Industrial_Primary Metals_Existing_Space Heating_Natural Gas_Insulation - Wall Cavity_A_Achievable Economic UCT Potential | F1 | Industrial | Primary Metals | Existing | Space Heating | Natural Gas | Insulation - Wall Cavity | A | Integrated Unit Energy Savings (kWh or therms) | Achievable Economic UCT Potential | 0 | 0 | 0 | 0 | 0 | 0.017834 | 0.017585 | 0.017242 | 0.016816 | 0.01631 | 0.01573 | 0.015125 | 0.014519 | 0.013901 | 0.013365 | 0.012854 | 0.012433 | 0.01206 | 0.011728 | 0.011485 | 0.011262 | 0.011064 | 0.010901 | 0.010776 | 0.010663 | 0.010578 | 0.010507 | 0.010441 | 0 | 0 | 0
F2_Industrial_Primary Metals_Existing_Space Heating_Natural Gas_Insulation - Wall Cavity_A_Achievable Economic UCT Potential | F2 | Industrial | Primary Metals | Existing | Space Heating | Natural Gas | Insulation - Wall Cavity | A | Integrated Unit Summer Peak Savings (kW) | Achievable Economic UCT Potential | 0 | 0 | 0 | 0 | 0 | 0 | 0 | 0 | 0 | 0 | 0 | 0 | 0 | 0 | 0 | 0 | 0 | 0 | 0 | 0 | 0 | 0 | 0 | 0 | 0 | 0 | 0 | 0 | 0 | 0 | 0
F3_Industrial_Primary Metals_Existing_Space Heating_Natural Gas_Insulation - Wall Cavity_A_Achievable Economic UCT Potential | F3 | Industrial | Primary Metals | Existing | Space Heating | Natural Gas | Insulation - Wall Cavity | A | Integrated Unit Winter Peak Savings (kW) | Achievable Economic UCT Potential | 0 | 0 | 0 | 0 | 0 | 0 | 0 | 0 | 0 | 0 | 0 | 0 | 0 | 0 | 0 | 0 | 0 | 0 | 0 | 0 | 0 | 0 | 0 | 0 | 0 | 0 | 0 | 0 | 0 | 0 | 0
F4_Industrial_Primary Metals_Existing_Space Heating_Natural Gas_Insulation - Wall Cavity_A_Achievable Economic UCT Potential | F4 | Industrial | Primary Metals | Existing | Space Heating | Natural Gas | Insulation - Wall Cavity | A | Incremental Energy Savings (MWh or mTherms) | Achievable Economic UCT Potential | 0 | 0 | 0 | 0 | 0 | 0 | 0 | 0 | 0 | 0 | 0 | 0 | 0 | 0 | 0 | 0 | 0 | 0 | 0 | 0 | 0 | 0 | 0 | 0 | 0 | 0 | 0 | 0 | 0 | 0 | 0
F5_Industrial_Primary Metals_Existing_Space Heating_Natural Gas_Insulation - Wall Cavity_A_Achievable Economic UCT Potential | F5 | Industrial | Primary Metals | Existing | Space Heating | Natural Gas | Insulation - Wall Cavity | A | Incremental Summer Peak Savings (MW) | Achievable Economic UCT Potential | 0 | 0 | 0 | 0 | 0 | 0 | 0 | 0 | 0 | 0 | 0 | 0 | 0 | 0 | 0 | 0 | 0 | 0 | 0 | 0 | 0 | 0 | 0 | 0 | 0 | 0 | 0 | 0 | 0 | 0 | 0
F6_Industrial_Primary Metals_Existing_Space Heating_Natural Gas_Insulation - Wall Cavity_A_Achievable Economic UCT Potential | F6 | Industrial | Primary Metals | Existing | Space Heating | Natural Gas | Insulation - Wall Cavity | A | Incremental Winter Peak Savings (MW) | Achievable Economic UCT Potential | 0 | 0 | 0 | 0 | 0 | 0 | 0 | 0 | 0 | 0 | 0 | 0 | 0 | 0 | 0 | 0 | 0 | 0 | 0 | 0 | 0 | 0 | 0 | 0 | 0 | 0 | 0 | 0 | 0 | 0 | 0
F7_Industrial_Primary Metals_Existing_Space Heating_Natural Gas_Insulation - Wall Cavity_A_Achievable Economic UCT Potential | F7 | Industrial | Primary Metals | Existing | Space Heating | Natural Gas | Insulation - Wall Cavity | A | Cumulative Energy Savings (MWh or mTherms) | Achievable Economic UCT Potential | 0 | 0 | 0 | 0 | 0 | 0 | 0 | 0 | 0 | 0 | 0 | 0 | 0 | 0 | 0 | 0 | 0 | 0 | 0 | 0 | 0 | 0 | 0 | 0 | 0 | 0 | 0 | 0 | 0 | 0 | 0
F8_Industrial_Primary Metals_Existing_Space Heating_Natural Gas_Insulation - Wall Cavity_A_Achievable Economic UCT Potential | F8 | Industrial | Primary Metals | Existing | Space Heating | Natural Gas | Insulation - Wall Cavity | A | Cumulative Summer Peak Savings (MW) | Achievable Economic UCT Potential | 0 | 0 | 0 | 0 | 0 | 0 | 0 | 0 | 0 | 0 | 0 | 0 | 0 | 0 | 0 | 0 | 0 | 0 | 0 | 0 | 0 | 0 | 0 | 0 | 0 | 0 | 0 | 0 | 0 | 0 | 0
F9_Industrial_Primary Metals_Existing_Space Heating_Natural Gas_Insulation - Wall Cavity_A_Achievable Economic UCT Potential | F9 | Industrial | Primary Metals | Existing | Space Heating | Natural Gas | Insulation - Wall Cavity | A | Cumulative Winter Peak Savings (MW) | Achievable Economic UCT Potential | 0 | 0 | 0 | 0 | 0 | 0 | 0 | 0 | 0 | 0 | 0 | 0 | 0 | 0 | 0 | 0 | 0 | 0 | 0 | 0 | 0 | 0 | 0 | 0 | 0 | 0 | 0 | 0 | 0 | 0 | 0
F10_Industrial_Primary Metals_Existing_Space Heating_Natural Gas_Insulation - Wall Cavity_A_Achievable Economic UCT Potential | F10 | Industrial | Primary Metals | Existing | Space Heating | Natural Gas | Insulation - Wall Cavity | A | Purchases (Incremental) | Achievable Economic UCT Potential | 0 | 0 | 0 | 0 | 0 | 0 | 0 | 0 | 0 | 0 | 0 | 0 | 0 | 0 | 0 | 0 | 0 | 0 | 0 | 0 | 0 | 0 | 0 | 0 | 0 | 0 | 0 | 0 | 0 | 0 | 0
F11_Industrial_Primary Metals_Existing_Space Heating_Natural Gas_Insulation - Wall Cavity_A_Achievable Economic UCT Potential | F11 | Industrial | Primary Metals | Existing | Space Heating | Natural Gas | Insulation - Wall Cavity | A | Purchases (Cumulative) | Achievable Economic UCT Potential | 0 | 0 | 0 | 0 | 0 | 0 | 0 | 0 | 0 | 0 | 0 | 0 | 0 | 0 | 0 | 0 | 0 | 0 | 0 | 0 | 0 | 0 | 0 | 0 | 0 | 0 | 0 | 0 | 0 | 0 | 0
F1_Industrial_Primary Metals_Existing_Space Heating_Natural Gas_Insulation - Ducting_A_Achievable Economic UCT Potential | F1 | Industrial | Primary Metals | Existing | Space Heating | Natural Gas | Insulation - Ducting | A | Integrated Unit Energy Savings (kWh or therms) | Achievable Economic UCT Potential | 0 | 0 | 0 | 0 | 0 | 0.0016217 | 0.0015923 | 0.0015527 | 0.001506 | 0.001453 | 0.0013942 | 0.0013341 | 0.0012751 | 0.0012163 | 0.0011657 | 0.0011182 | 0.0010794 | 0.0010448 | 0.001014 | 0.00099068 | 0.000969 | 0.00094982 | 0.00093279 | 0.00091915 | 0.00090659 | 0.00089662 | 0.00088795 | 0.00087984 | 0.00131 | 0.0013019 | 0.0012943
F2_Industrial_Primary Metals_Existing_Space Heating_Natural Gas_Insulation - Ducting_A_Achievable Economic UCT Potential | F2 | Industrial | Primary Metals | Existing | Space Heating | Natural Gas | Insulation - Ducting | A | Integrated Unit Summer Peak Savings (kW) | Achievable Economic UCT Potential | 0 | 0 | 0 | 0 | 0 | 0 | 0 | 0 | 0 | 0 | 0 | 0 | 0 | 0 | 0 | 0 | 0 | 0 | 0 | 0 | 0 | 0 | 0 | 0 | 0 | 0 | 0 | 0 | 0 | 0 | 0
F3_Industrial_Primary Metals_Existing_Space Heating_Natural Gas_Insulation - Ducting_A_Achievable Economic UCT Potential | F3 | Industrial | Primary Metals | Existing | Space Heating | Natural Gas | Insulation - Ducting | A | Integrated Unit Winter Peak Savings (kW) | Achievable Economic UCT Potential | 0 | 0 | 0 | 0 | 0 | 0 | 0 | 0 | 0 | 0 | 0 | 0 | 0 | 0 | 0 | 0 | 0 | 0 | 0 | 0 | 0 | 0 | 0 | 0 | 0 | 0 | 0 | 0 | 0 | 0 | 0
F4_Industrial_Primary Metals_Existing_Space Heating_Natural Gas_Insulation - Ducting_A_Achievable Economic UCT Potential | F4 | Industrial | Primary Metals | Existing | Space Heating | Natural Gas | Insulation - Ducting | A | Incremental Energy Savings (MWh or mTherms) | Achievable Economic UCT Potential | 0 | 0 | 0 | 0 | 0 | 0 | 0 | 0 | 0 | 0 | 0 | 0 | 0 | 0 | 0 | 0 | 0 | 0 | 0 | 0 | 0 | 0 | 0 | 0 | 0 | 0 | 0 | 0 | 0 | 0 | 0
F5_Industrial_Primary Metals_Existing_Space Heating_Natural Gas_Insulation - Ducting_A_Achievable Economic UCT Potential | F5 | Industrial | Primary Metals | Existing | Space Heating | Natural Gas | Insulation - Ducting | A | Incremental Summer Peak Savings (MW) | Achievable Economic UCT Potential | 0 | 0 | 0 | 0 | 0 | 0 | 0 | 0 | 0 | 0 | 0 | 0 | 0 | 0 | 0 | 0 | 0 | 0 | 0 | 0 | 0 | 0 | 0 | 0 | 0 | 0 | 0 | 0 | 0 | 0 | 0
F6_Industrial_Primary Metals_Existing_Space Heating_Natural Gas_Insulation - Ducting_A_Achievable Economic UCT Potential | F6 | Industrial | Primary Metals | Existing | Space Heating | Natural Gas | Insulation - Ducting | A | Incremental Winter Peak Savings (MW) | Achievable Economic UCT Potential | 0 | 0 | 0 | 0 | 0 | 0 | 0 | 0 | 0 | 0 | 0 | 0 | 0 | 0 | 0 | 0 | 0 | 0 | 0 | 0 | 0 | 0 | 0 | 0 | 0 | 0 | 0 | 0 | 0 | 0 | 0
F7_Industrial_Primary Metals_Existing_Space Heating_Natural Gas_Insulation - Ducting_A_Achievable Economic UCT Potential | F7 | Industrial | Primary Metals | Existing | Space Heating | Natural Gas | Insulation - Ducting | A | Cumulative Energy Savings (MWh or mTherms) | Achievable Economic UCT Potential | 0 | 0 | 0 | 0 | 0 | 0 | 0 | 0 | 0 | 0 | 0 | 0 | 0 | 0 | 0 | 0 | 0 | 0 | 0 | 0 | 0 | 0 | 0 | 0 | 0 | 0 | 0 | 0 | 0 | 0 | 0
F8_Industrial_Primary Metals_Existing_Space Heating_Natural Gas_Insulation - Ducting_A_Achievable Economic UCT Potential | F8 | Industrial | Primary Metals | Existing | Space Heating | Natural Gas | Insulation - Ducting | A | Cumulative Summer Peak Savings (MW) | Achievable Economic UCT Potential | 0 | 0 | 0 | 0 | 0 | 0 | 0 | 0 | 0 | 0 | 0 | 0 | 0 | 0 | 0 | 0 | 0 | 0 | 0 | 0 | 0 | 0 | 0 | 0 | 0 | 0 | 0 | 0 | 0 | 0 | 0
F9_Industrial_Primary Metals_Existing_Space Heating_Natural Gas_Insulation - Ducting_A_Achievable Economic UCT Potential | F9 | Industrial | Primary Metals | Existing | Space Heating | Natural Gas | Insulation - Ducting | A | Cumulative Winter Peak Savings (MW) | Achievable Economic UCT Potential | 0 | 0 | 0 | 0 | 0 | 0 | 0 | 0 | 0 | 0 | 0 | 0 | 0 | 0 | 0 | 0 | 0 | 0 | 0 | 0 | 0 | 0 | 0 | 0 | 0 | 0 | 0 | 0 | 0 | 0 | 0
F10_Industrial_Primary Metals_Existing_Space Heating_Natural Gas_Insulation - Ducting_A_Achievable Economic UCT Potential | F10 | Industrial | Primary Metals | Existing | Space Heating | Natural Gas | Insulation - Ducting | A | Purchases (Incremental) | Achievable Economic UCT Potential | 0 | 0 | 0 | 0 | 0 | 0 | 0 | 0 | 0 | 0 | 0 | 0 | 0 | 0 | 0 | 0 | 0 | 0 | 0 | 0 | 0 | 0 | 0 | 0 | 0 | 0 | 0 | 0 | 0 | 0 | 0
F11_Industrial_Primary Metals_Existing_Space Heating_Natural Gas_Insulation - Ducting_A_Achievable Economic UCT Potential | F11 | Industrial | Primary Metals | Existing | Space Heating | Natural Gas | Insulation - Ducting | A | Purchases (Cumulative) | Achievable Economic UCT Potential | 0 | 0 | 0 | 0 | 0 | 0 | 0 | 0 | 0 | 0 | 0 | 0 | 0 | 0 | 0 | 0 | 0 | 0 | 0 | 0 | 0 | 0 | 0 | 0 | 0 | 0 | 0 | 0 | 0 | 0 | 0
F1_Industrial_Primary Metals_Existing_Space Heating_Natural Gas_HVAC - Duct Repair and Sealing_A_Achievable Economic UCT Potential | F1 | Industrial | Primary Metals | Existing | Space Heating | Natural Gas | HVAC - Duct Repair and Sealing | A | Integrated Unit Energy Savings (kWh or therms) | Achievable Economic UCT Potential | 0 | 0 | 0 | 0 | 0 | 0.0038178 | 0.0037487 | 0.0036553 | 0.0035455 | 0.0034206 | 0.0032822 | 0.0031407 | 0.0030019 | 0.0028635 | 0.0027442 | 0.0026325 | 0.0025411 | 0.0024597 | 0.0023872 | 0.0023322 | 0.0022812 | 0.0022361 | 0.002196 | 0.0021639 | 0.0021343 | 0.0021108 | 0.0020904 | 0.0020713 | 0.0030839 | 0.0030649 | 0.0030471
F2_Industrial_Primary Metals_Existing_Space Heating_Natural Gas_HVAC - Duct Repair and Sealing_A_Achievable Economic UCT Potential | F2 | Industrial | Primary Metals | Existing | Space Heating | Natural Gas | HVAC - Duct Repair and Sealing | A | Integrated Unit Summer Peak Savings (kW) | Achievable Economic UCT Potential | 0 | 0 | 0 | 0 | 0 | 0 | 0 | 0 | 0 | 0 | 0 | 0 | 0 | 0 | 0 | 0 | 0 | 0 | 0 | 0 | 0 | 0 | 0 | 0 | 0 | 0 | 0 | 0 | 0 | 0 | 0
F3_Industrial_Primary Metals_Existing_Space Heating_Natural Gas_HVAC - Duct Repair and Sealing_A_Achievable Economic UCT Potential | F3 | Industrial | Primary Metals | Existing | Space Heating | Natural Gas | HVAC - Duct Repair and Sealing | A | Integrated Unit Winter Peak Savings (kW) | Achievable Economic UCT Potential | 0 | 0 | 0 | 0 | 0 | 0 | 0 | 0 | 0 | 0 | 0 | 0 | 0 | 0 | 0 | 0 | 0 | 0 | 0 | 0 | 0 | 0 | 0 | 0 | 0 | 0 | 0 | 0 | 0 | 0 | 0
F4_Industrial_Primary Metals_Existing_Space Heating_Natural Gas_HVAC - Duct Repair and Sealing_A_Achievable Economic UCT Potential | F4 | Industrial | Primary Metals | Existing | Space Heating | Natural Gas | HVAC - Duct Repair and Sealing | A | Incremental Energy Savings (MWh or mTherms) | Achievable Economic UCT Potential | 0 | 0 | 0 | 0 | 0 | 0 | 0 | 0 | 0 | 0 | 0 | 0 | 0 | 0 | 0 | 0 | 0 | 0 | 0 | 0 | 0 | 0 | 0 | 0 | 0 | 0 | 0 | 0 | 0 | 0 | 0
F5_Industrial_Primary Metals_Existing_Space Heating_Natural Gas_HVAC - Duct Repair and Sealing_A_Achievable Economic UCT Potential | F5 | Industrial | Primary Metals | Existing | Space Heating | Natural Gas | HVAC - Duct Repair and Sealing | A | Incremental Summer Peak Savings (MW) | Achievable Economic UCT Potential | 0 | 0 | 0 | 0 | 0 | 0 | 0 | 0 | 0 | 0 | 0 | 0 | 0 | 0 | 0 | 0 | 0 | 0 | 0 | 0 | 0 | 0 | 0 | 0 | 0 | 0 | 0 | 0 | 0 | 0 | 0
F6_Industrial_Primary Metals_Existing_Space Heating_Natural Gas_HVAC - Duct Repair and Sealing_A_Achievable Economic UCT Potential | F6 | Industrial | Primary Metals | Existing | Space Heating | Natural Gas | HVAC - Duct Repair and Sealing | A | Incremental Winter Peak Savings (MW) | Achievable Economic UCT Potential | 0 | 0 | 0 | 0 | 0 | 0 | 0 | 0 | 0 | 0 | 0 | 0 | 0 | 0 | 0 | 0 | 0 | 0 | 0 | 0 | 0 | 0 | 0 | 0 | 0 | 0 | 0 | 0 | 0 | 0 | 0
F7_Industrial_Primary Metals_Existing_Space Heating_Natural Gas_HVAC - Duct Repair and Sealing_A_Achievable Economic UCT Potential | F7 | Industrial | Primary Metals | Existing | Space Heating | Natural Gas | HVAC - Duct Repair and Sealing | A | Cumulative Energy Savings (MWh or mTherms) | Achievable Economic UCT Potential | 0 | 0 | 0 | 0 | 0 | 0 | 0 | 0 | 0 | 0 | 0 | 0 | 0 | 0 | 0 | 0 | 0 | 0 | 0 | 0 | 0 | 0 | 0 | 0 | 0 | 0 | 0 | 0 | 0 | 0 | 0
F8_Industrial_Primary Metals_Existing_Space Heating_Natural Gas_HVAC - Duct Repair and Sealing_A_Achievable Economic UCT Potential | F8 | Industrial | Primary Metals | Existing | Space Heating | Natural Gas | HVAC - Duct Repair and Sealing | A | Cumulative Summer Peak Savings (MW) | Achievable Economic UCT Potential | 0 | 0 | 0 | 0 | 0 | 0 | 0 | 0 | 0 | 0 | 0 | 0 | 0 | 0 | 0 | 0 | 0 | 0 | 0 | 0 | 0 | 0 | 0 | 0 | 0 | 0 | 0 | 0 | 0 | 0 | 0
F9_Industrial_Primary Metals_Existing_Space Heating_Natural Gas_HVAC - Duct Repair and Sealing_A_Achievable Economic UCT Potential | F9 | Industrial | Primary Metals | Existing | Space Heating | Natural Gas | HVAC - Duct Repair and Sealing | A | Cumulative Winter Peak Savings (MW) | Achievable Economic UCT Potential | 0 | 0 | 0 | 0 | 0 | 0 | 0 | 0 | 0 | 0 | 0 | 0 | 0 | 0 | 0 | 0 | 0 | 0 | 0 | 0 | 0 | 0 | 0 | 0 | 0 | 0 | 0 | 0 | 0 | 0 | 0
F10_Industrial_Primary Metals_Existing_Space Heating_Natural Gas_HVAC - Duct Repair and Sealing_A_Achievable Economic UCT Potential | F10 | Industrial | Primary Metals | Existing | Space Heating | Natural Gas | HVAC - Duct Repair and Sealing | A | Purchases (Incremental) | Achievable Economic UCT Potential | 0 | 0 | 0 | 0 | 0 | 0 | 0 | 0 | 0 | 0 | 0 | 0 | 0 | 0 | 0 | 0 | 0 | 0 | 0 | 0 | 0 | 0 | 0 | 0 | 0 | 0 | 0 | 0 | 0 | 0 | 0
F11_Industrial_Primary Metals_Existing_Space Heating_Natural Gas_HVAC - Duct Repair and Sealing_A_Achievable Economic UCT Potential | F11 | Industrial | Primary Metals | Existing | Space Heating | Natural Gas | HVAC - Duct Repair and Sealing | A | Purchases (Cumulative) | Achievable Economic UCT Potential | 0 | 0 | 0 | 0 | 0 | 0 | 0 | 0 | 0 | 0 | 0 | 0 | 0 | 0 | 0 | 0 | 0 | 0 | 0 | 0 | 0 | 0 | 0 | 0 | 0 | 0 | 0 | 0 | 0 | 0 | 0
F1_Industrial_Primary Metals_Existing_Space Heating_Natural Gas_Windows - High Efficiency_A_Achievable Economic UCT Potential | F1 | Industrial | Primary Metals | Existing | Space Heating | Natural Gas | Windows - High Efficiency | A | Integrated Unit Energy Savings (kWh or therms) | Achievable Economic UCT Potential | 0 | 0 | 0 | 0 | 0 | 0.00566 | 0.0055807 | 0.005472 | 0.0053368 | 0.0051763 | 0.004992 | 0.0048001 | 0.0046077 | 0.0044116 | 0.0042416 | 0.0040793 | 0.0039459 | 0.0038273 | 0.0037221 | 0.003645 | 0.003574 | 0.0035114 | 0.0034595 | 0.0034199 | 0.003384 | 0.0033571 | 0.0033346 | 0.0033136 | 0 | 0 | 0
F2_Industrial_Primary Metals_Existing_Space Heating_Natural Gas_Windows - High Efficiency_A_Achievable Economic UCT Potential | F2 | Industrial | Primary Metals | Existing | Space Heating | Natural Gas | Windows - High Efficiency | A | Integrated Unit Summer Peak Savings (kW) | Achievable Economic UCT Potential | 0 | 0 | 0 | 0 | 0 | 0 | 0 | 0 | 0 | 0 | 0 | 0 | 0 | 0 | 0 | 0 | 0 | 0 | 0 | 0 | 0 | 0 | 0 | 0 | 0 | 0 | 0 | 0 | 0 | 0 | 0
F3_Industrial_Primary Metals_Existing_Space Heating_Natural Gas_Windows - High Efficiency_A_Achievable Economic UCT Potential | F3 | Industrial | Primary Metals | Existing | Space Heating | Natural Gas | Windows - High Efficiency | A | Integrated Unit Winter Peak Savings (kW) | Achievable Economic UCT Potential | 0 | 0 | 0 | 0 | 0 | 0 | 0 | 0 | 0 | 0 | 0 | 0 | 0 | 0 | 0 | 0 | 0 | 0 | 0 | 0 | 0 | 0 | 0 | 0 | 0 | 0 | 0 | 0 | 0 | 0 | 0
F4_Industrial_Primary Metals_Existing_Space Heating_Natural Gas_Windows - High Efficiency_A_Achievable Economic UCT Potential | F4 | Industrial | Primary Metals | Existing | Space Heating | Natural Gas | Windows - High Efficiency | A | Incremental Energy Savings (MWh or mTherms) | Achievable Economic UCT Potential | 0 | 0 | 0 | 0 | 0 | 0 | 0 | 0 | 0 | 0 | 0 | 0 | 0 | 0 | 0 | 0 | 0 | 0 | 0 | 0 | 0 | 0 | 0 | 0 | 0 | 0 | 0 | 0 | 0 | 0 | 0
F5_Industrial_Primary Metals_Existing_Space Heating_Natural Gas_Windows - High Efficiency_A_Achievable Economic UCT Potential | F5 | Industrial | Primary Metals | Existing | Space Heating | Natural Gas | Windows - High Efficiency | A | Incremental Summer Peak Savings (MW) | Achievable Economic UCT Potential | 0 | 0 | 0 | 0 | 0 | 0 | 0 | 0 | 0 | 0 | 0 | 0 | 0 | 0 | 0 | 0 | 0 | 0 | 0 | 0 | 0 | 0 | 0 | 0 | 0 | 0 | 0 | 0 | 0 | 0 | 0
F6_Industrial_Primary Metals_Existing_Space Heating_Natural Gas_Windows - High Efficiency_A_Achievable Economic UCT Potential | F6 | Industrial | Primary Metals | Existing | Space Heating | Natural Gas | Windows - High Efficiency | A | Incremental Winter Peak Savings (MW) | Achievable Economic UCT Potential | 0 | 0 | 0 | 0 | 0 | 0 | 0 | 0 | 0 | 0 | 0 | 0 | 0 | 0 | 0 | 0 | 0 | 0 | 0 | 0 | 0 | 0 | 0 | 0 | 0 | 0 | 0 | 0 | 0 | 0 | 0
F7_Industrial_Primary Metals_Existing_Space Heating_Natural Gas_Windows - High Efficiency_A_Achievable Economic UCT Potential | F7 | Industrial | Primary Metals | Existing | Space Heating | Natural Gas | Windows - High Efficiency | A | Cumulative Energy Savings (MWh or mTherms) | Achievable Economic UCT Potential | 0 | 0 | 0 | 0 | 0 | 0 | 0 | 0 | 0 | 0 | 0 | 0 | 0 | 0 | 0 | 0 | 0 | 0 | 0 | 0 | 0 | 0 | 0 | 0 | 0 | 0 | 0 | 0 | 0 | 0 | 0
F8_Industrial_Primary Metals_Existing_Space Heating_Natural Gas_Windows - High Efficiency_A_Achievable Economic UCT Potential | F8 | Industrial | Primary Metals | Existing | Space Heating | Natural Gas | Windows - High Efficiency | A | Cumulative Summer Peak Savings (MW) | Achievable Economic UCT Potential | 0 | 0 | 0 | 0 | 0 | 0 | 0 | 0 | 0 | 0 | 0 | 0 | 0 | 0 | 0 | 0 | 0 | 0 | 0 | 0 | 0 | 0 | 0 | 0 | 0 | 0 | 0 | 0 | 0 | 0 | 0
F9_Industrial_Primary Metals_Existing_Space Heating_Natural Gas_Windows - High Efficiency_A_Achievable Economic UCT Potential | F9 | Industrial | Primary Metals | Existing | Space Heating | Natural Gas | Windows - High Efficiency | A | Cumulative Winter Peak Savings (MW) | Achievable Economic UCT Potential | 0 | 0 | 0 | 0 | 0 | 0 | 0 | 0 | 0 | 0 | 0 | 0 | 0 | 0 | 0 | 0 | 0 | 0 | 0 | 0 | 0 | 0 | 0 | 0 | 0 | 0 | 0 | 0 | 0 | 0 | 0
F10_Industrial_Primary Metals_Existing_Space Heating_Natural Gas_Windows - High Efficiency_A_Achievable Economic UCT Potential | F10 | Industrial | Primary Metals | Existing | Space Heating | Natural Gas | Windows - High Efficiency | A | Purchases (Incremental) | Achievable Economic UCT Potential | 0 | 0 | 0 | 0 | 0 | 0 | 0 | 0 | 0 | 0 | 0 | 0 | 0 | 0 | 0 | 0 | 0 | 0 | 0 | 0 | 0 | 0 | 0 | 0 | 0 | 0 | 0 | 0 | 0 | 0 | 0
F11_Industrial_Primary Metals_Existing_Space Heating_Natural Gas_Windows - High Efficiency_A_Achievable Economic UCT Potential | F11 | Industrial | Primary Metals | Existing | Space Heating | Natural Gas | Windows - High Efficiency | A | Purchases (Cumulative) | Achievable Economic UCT Potential | 0 | 0 | 0 | 0 | 0 | 0 | 0 | 0 | 0 | 0 | 0 | 0 | 0 | 0 | 0 | 0 | 0 | 0 | 0 | 0 | 0 | 0 | 0 | 0 | 0 | 0 | 0 | 0 | 0 | 0 | 0
F1_Industrial_Primary Metals_Existing_Space Heating_Natural Gas_Gas Boiler - Maintenance_A_Achievable Economic UCT Potential | F1 | Industrial | Primary Metals | Existing | Space Heating | Natural Gas | Gas Boiler - Maintenance | A | Integrated Unit Energy Savings (kWh or therms) | Achievable Economic UCT Potential | 0 | 0 | 0 | 0 | 0 | 28.8108 | 28.5987 | 28.3804 | 28.1522 | 27.9144 | 27.6715 | 27.4221 | 27.1655 | 26.8975 | 26.6062 | 26.3237 | 26.0396 | 25.76 | 25.4846 | 25.2203 | 24.9662 | 24.7054 | 24.4677 | 24.2585 | 24.0541 | 23.8684 | 23.7093 | 23.5626 | 24.8946 | 24.7923 | 24.699
F2_Industrial_Primary Metals_Existing_Space Heating_Natural Gas_Gas Boiler - Maintenance_A_Achievable Economic UCT Potential | F2 | Industrial | Primary Metals | Existing | Space Heating | Natural Gas | Gas Boiler - Maintenance | A | Integrated Unit Summer Peak Savings (kW) | Achievable Economic UCT Potential | 0 | 0 | 0 | 0 | 0 | 0 | 0 | 0 | 0 | 0 | 0 | 0 | 0 | 0 | 0 | 0 | 0 | 0 | 0 | 0 | 0 | 0 | 0 | 0 | 0 | 0 | 0 | 0 | 0 | 0 | 0
F3_Industrial_Primary Metals_Existing_Space Heating_Natural Gas_Gas Boiler - Maintenance_A_Achievable Economic UCT Potential | F3 | Industrial | Primary Metals | Existing | Space Heating | Natural Gas | Gas Boiler - Maintenance | A | Integrated Unit Winter Peak Savings (kW) | Achievable Economic UCT Potential | 0 | 0 | 0 | 0 | 0 | 0 | 0 | 0 | 0 | 0 | 0 | 0 | 0 | 0 | 0 | 0 | 0 | 0 | 0 | 0 | 0 | 0 | 0 | 0 | 0 | 0 | 0 | 0 | 0 | 0 | 0
F4_Industrial_Primary Metals_Existing_Space Heating_Natural Gas_Gas Boiler - Maintenance_A_Achievable Economic UCT Potential | F4 | Industrial | Primary Metals | Existing | Space Heating | Natural Gas | Gas Boiler - Maintenance | A | Incremental Energy Savings (MWh or mTherms) | Achievable Economic UCT Potential | 0 | 0 | 0 | 0 | 0 | 0.0032503 | 0.0022602 | 0.0015436 | 0.0011931 | 0.0010374 | 0.00087856 | 0.00074382 | 0.00062477 | 0.00051363 | 0.00042775 | 0.00034977 | 0.00026949 | 0.00020658 | 0.00015775 | 0.00012172 | 0.00011019 | 8.4999e-05 | 7.2225e-05 | 5.9854e-05 | 4.7785e-05 | 0 | 0 | 0 | 0 | 0 | 0
F5_Industrial_Primary Metals_Existing_Space Heating_Natural Gas_Gas Boiler - Maintenance_A_Achievable Economic UCT Potential | F5 | Industrial | Primary Metals | Existing | Space Heating | Natural Gas | Gas Boiler - Maintenance | A | Incremental Summer Peak Savings (MW) | Achievable Economic UCT Potential | 0 | 0 | 0 | 0 | 0 | 0 | 0 | 0 | 0 | 0 | 0 | 0 | 0 | 0 | 0 | 0 | 0 | 0 | 0 | 0 | 0 | 0 | 0 | 0 | 0 | 0 | 0 | 0 | 0 | 0 | 0
F6_Industrial_Primary Metals_Existing_Space Heating_Natural Gas_Gas Boiler - Maintenance_A_Achievable Economic UCT Potential | F6 | Industrial | Primary Metals | Existing | Space Heating | Natural Gas | Gas Boiler - Maintenance | A | Incremental Winter Peak Savings (MW) | Achievable Economic UCT Potential | 0 | 0 | 0 | 0 | 0 | 0 | 0 | 0 | 0 | 0 | 0 | 0 | 0 | 0 | 0 | 0 | 0 | 0 | 0 | 0 | 0 | 0 | 0 | 0 | 0 | 0 | 0 | 0 | 0 | 0 | 0
F7_Industrial_Primary Metals_Existing_Space Heating_Natural Gas_Gas Boiler - Maintenance_A_Achievable Economic UCT Potential | F7 | Industrial | Primary Metals | Existing | Space Heating | Natural Gas | Gas Boiler - Maintenance | A | Cumulative Energy Savings (MWh or mTherms) | Achievable Economic UCT Potential | 0 | 0 | 0 | 0 | 0 | 0.0032503 | 0.0054866 | 0.0069883 | 0.0081252 | 0.0090939 | 0.0098934 | 0.010548 | 0.011074 | 0.011478 | 0.011782 | 0.012007 | 0.012146 | 0.012223 | 0.01225 | 0.012244 | 0.012231 | 0.012188 | 0.012143 | 0.012099 | 0.012045 | 0.011952 | 0.011873 | 0.011799 | 0 | 0 | 0
F8_Industrial_Primary Metals_Existing_Space Heating_Natural Gas_Gas Boiler - Maintenance_A_Achievable Economic UCT Potential | F8 | Industrial | Primary Metals | Existing | Space Heating | Natural Gas | Gas Boiler - Maintenance | A | Cumulative Summer Peak Savings (MW) | Achievable Economic UCT Potential | 0 | 0 | 0 | 0 | 0 | 0 | 0 | 0 | 0 | 0 | 0 | 0 | 0 | 0 | 0 | 0 | 0 | 0 | 0 | 0 | 0 | 0 | 0 | 0 | 0 | 0 | 0 | 0 | 0 | 0 | 0
F9_Industrial_Primary Metals_Existing_Space Heating_Natural Gas_Gas Boiler - Maintenance_A_Achievable Economic UCT Potential | F9 | Industrial | Primary Metals | Existing | Space Heating | Natural Gas | Gas Boiler - Maintenance | A | Cumulative Winter Peak Savings (MW) | Achievable Economic UCT Potential | 0 | 0 | 0 | 0 | 0 | 0 | 0 | 0 | 0 | 0 | 0 | 0 | 0 | 0 | 0 | 0 | 0 | 0 | 0 | 0 | 0 | 0 | 0 | 0 | 0 | 0 | 0 | 0 | 0 | 0 | 0
F10_Industrial_Primary Metals_Existing_Space Heating_Natural Gas_Gas Boiler - Maintenance_A_Achievable Economic UCT Potential | F10 | Industrial | Primary Metals | Existing | Space Heating | Natural Gas | Gas Boiler - Maintenance | A | Purchases (Incremental) | Achievable Economic UCT Potential | 0 | 0 | 0 | 0 | 0 | 0.11282 | 0.079032 | 0.054388 | 0.042381 | 0.037163 | 0.03175 | 0.027125 | 0.022999 | 0.019096 | 0.016077 | 0.013287 | 0.010349 | 0.0080196 | 0.0061899 | 0.0048264 | 0.0044134 | 0.0034405 | 0.0029519 | 0.0024673 | 0.0019866 | 0 | 0 | 0 | 0 | 0 | 0
F11_Industrial_Primary Metals_Existing_Space Heating_Natural Gas_Gas Boiler - Maintenance_A_Achievable Economic UCT Potential | F11 | Industrial | Primary Metals | Existing | Space Heating | Natural Gas | Gas Boiler - Maintenance | A | Purchases (Cumulative) | Achievable Economic UCT Potential | 0 | 0 | 0 | 0 | 0 | 0.11282 | 0.19185 | 0.24624 | 0.28862 | 0.32578 | 0.35753 | 0.38465 | 0.40765 | 0.42675 | 0.44283 | 0.45611 | 0.46646 | 0.47448 | 0.48067 | 0.4855 | 0.48991 | 0.49335 | 0.4963 | 0.49877 | 0.50076 | 0.50076 | 0.50076 | 0.50076 | 0.50076 | 0.50076 | 0.50076
F1_Industrial_Primary Metals_Existing_Process_Natural Gas_Gas Boiler - Maintenance_A_Achievable Economic UCT Potential | F1 | Industrial | Primary Metals | Existing | Process | Natural Gas | Gas Boiler - Maintenance | A | Integrated Unit Energy Savings (kWh or therms) | Achievable Economic UCT Potential | 0 | 0 | 0 | 0 | 0 | 28.0317 | 28.0317 | 28.0317 | 28.0317 | 28.0317 | 28.0317 | 28.0317 | 28.0317 | 28.0317 | 28.0317 | 28.0317 | 28.0317 | 28.0317 | 28.0317 | 28.0317 | 28.0317 | 28.0317 | 28.0317 | 28.0317 | 28.0317 | 28.0317 | 28.0317 | 28.0317 | 28.0317 | 28.0317 | 28.0317
F2_Industrial_Primary Metals_Existing_Process_Natural Gas_Gas Boiler - Maintenance_A_Achievable Economic UCT Potential | F2 | Industrial | Primary Metals | Existing | Process | Natural Gas | Gas Boiler - Maintenance | A | Integrated Unit Summer Peak Savings (kW) | Achievable Economic UCT Potential | 0 | 0 | 0 | 0 | 0 | 0 | 0 | 0 | 0 | 0 | 0 | 0 | 0 | 0 | 0 | 0 | 0 | 0 | 0 | 0 | 0 | 0 | 0 | 0 | 0 | 0 | 0 | 0 | 0 | 0 | 0
F3_Industrial_Primary Metals_Existing_Process_Natural Gas_Gas Boiler - Maintenance_A_Achievable Economic UCT Potential | F3 | Industrial | Primary Metals | Existing | Process | Natural Gas | Gas Boiler - Maintenance | A | Integrated Unit Winter Peak Savings (kW) | Achievable Economic UCT Potential | 0 | 0 | 0 | 0 | 0 | 0 | 0 | 0 | 0 | 0 | 0 | 0 | 0 | 0 | 0 | 0 | 0 | 0 | 0 | 0 | 0 | 0 | 0 | 0 | 0 | 0 | 0 | 0 | 0 | 0 | 0
F4_Industrial_Primary Metals_Existing_Process_Natural Gas_Gas Boiler - Maintenance_A_Achievable Economic UCT Potential | F4 | Industrial | Primary Metals | Existing | Process | Natural Gas | Gas Boiler - Maintenance | A | Incremental Energy Savings (MWh or mTherms) | Achievable Economic UCT Potential | 0 | 0 | 0 | 0 | 0 | 0.11454 | 0.08024 | 0.05522 | 0.043028 | 0.037731 | 0.032235 | 0.02754 | 0.02335 | 0.019388 | 0.016323 | 0.01349 | 0.010508 | 0.0081421 | 0.0062845 | 0.0049002 | 0.0044808 | 0.0034931 | 0.002997 | 0.0025051 | 0.0020169 | 0 | 0 | 0 | 0 | 0 | 0
F5_Industrial_Primary Metals_Existing_Process_Natural Gas_Gas Boiler - Maintenance_A_Achievable Economic UCT Potential | F5 | Industrial | Primary Metals | Existing | Process | Natural Gas | Gas Boiler - Maintenance | A | Incremental Summer Peak Savings (MW) | Achievable Economic UCT Potential | 0 | 0 | 0 | 0 | 0 | 0 | 0 | 0 | 0 | 0 | 0 | 0 | 0 | 0 | 0 | 0 | 0 | 0 | 0 | 0 | 0 | 0 | 0 | 0 | 0 | 0 | 0 | 0 | 0 | 0 | 0
F6_Industrial_Primary Metals_Existing_Process_Natural Gas_Gas Boiler - Maintenance_A_Achievable Economic UCT Potential | F6 | Industrial | Primary Metals | Existing | Process | Natural Gas | Gas Boiler - Maintenance | A | Incremental Winter Peak Savings (MW) | Achievable Economic UCT Potential | 0 | 0 | 0 | 0 | 0 | 0 | 0 | 0 | 0 | 0 | 0 | 0 | 0 | 0 | 0 | 0 | 0 | 0 | 0 | 0 | 0 | 0 | 0 | 0 | 0 | 0 | 0 | 0 | 0 | 0 | 0
F7_Industrial_Primary Metals_Existing_Process_Natural Gas_Gas Boiler - Maintenance_A_Achievable Economic UCT Potential | F7 | Industrial | Primary Metals | Existing | Process | Natural Gas | Gas Boiler - Maintenance | A | Cumulative Energy Savings (MWh or mTherms) | Achievable Economic UCT Potential | 0 | 0 | 0 | 0 | 0 | 0.11454 | 0.19478 | 0.25 | 0.29303 | 0.33076 | 0.36299 | 0.39053 | 0.41388 | 0.43327 | 0.44959 | 0.46308 | 0.47359 | 0.48173 | 0.48802 | 0.49292 | 0.4974 | 0.50089 | 0.50389 | 0.5064 | 0.50841 | 0.50841 | 0.50841 | 0.50841 | 0 | 0 | 0
F8_Industrial_Primary Metals_Existing_Process_Natural Gas_Gas Boiler - Maintenance_A_Achievable Economic UCT Potential | F8 | Industrial | Primary Metals | Existing | Process | Natural Gas | Gas Boiler - Maintenance | A | Cumulative Summer Peak Savings (MW) | Achievable Economic UCT Potential | 0 | 0 | 0 | 0 | 0 | 0 | 0 | 0 | 0 | 0 | 0 | 0 | 0 | 0 | 0 | 0 | 0 | 0 | 0 | 0 | 0 | 0 | 0 | 0 | 0 | 0 | 0 | 0 | 0 | 0 | 0
F9_Industrial_Primary Metals_Existing_Process_Natural Gas_Gas Boiler - Maintenance_A_Achievable Economic UCT Potential | F9 | Industrial | Primary Metals | Existing | Process | Natural Gas | Gas Boiler - Maintenance | A | Cumulative Winter Peak Savings (MW) | Achievable Economic UCT Potential | 0 | 0 | 0 | 0 | 0 | 0 | 0 | 0 | 0 | 0 | 0 | 0 | 0 | 0 | 0 | 0 | 0 | 0 | 0 | 0 | 0 | 0 | 0 | 0 | 0 | 0 | 0 | 0 | 0 | 0 | 0
F10_Industrial_Primary Metals_Existing_Process_Natural Gas_Gas Boiler - Maintenance_A_Achievable Economic UCT Potential | F10 | Industrial | Primary Metals | Existing | Process | Natural Gas | Gas Boiler - Maintenance | A | Purchases (Incremental) | Achievable Economic UCT Potential | 0 | 0 | 0 | 0 | 0 | 4.0861 | 2.8625 | 1.9699 | 1.535 | 1.346 | 1.1499 | 0.98245 | 0.83299 | 0.69164 | 0.5823 | 0.48125 | 0.37485 | 0.29046 | 0.22419 | 0.17481 | 0.15985 | 0.12461 | 0.10691 | 0.089365 | 0.071952 | 0 | 0 | 0 | 0 | 0 | 0
F11_Industrial_Primary Metals_Existing_Process_Natural Gas_Gas Boiler - Maintenance_A_Achievable Economic UCT Potential | F11 | Industrial | Primary Metals | Existing | Process | Natural Gas | Gas Boiler - Maintenance | A | Purchases (Cumulative) | Achievable Economic UCT Potential | 0 | 0 | 0 | 0 | 0 | 4.0861 | 6.9486 | 8.9185 | 10.4535 | 11.7995 | 12.9494 | 13.9319 | 14.7649 | 15.4565 | 16.0388 | 16.52 | 16.8949 | 17.1854 | 17.4095 | 17.5844 | 17.7442 | 17.8688 | 17.9757 | 18.0651 | 18.1371 | 18.1371 | 18.1371 | 18.1371 | 18.1371 | 18.1371 | 18.1371
F1_Industrial_Primary Metals_Existing_Space Heating_Natural Gas_Gas Furnace - Maintenance_A_Achievable Economic UCT Potential | F1 | Industrial | Primary Metals | Existing | Space Heating | Natural Gas | Gas Furnace - Maintenance | A | Integrated Unit Energy Savings (kWh or therms) | Achievable Economic UCT Potential | 0 | 0 | 0 | 0 | 0 | 0.0091791 | 0.0090792 | 0.0089546 | 0.0088261 | 0.0086943 | 0.0085611 | 0.0084272 | 0.0082972 | 0.0081682 | 0.0080371 | 0.0079148 | 0.0077977 | 0.0076858 | 0.0075785 | 0.0074757 | 0.0073759 | 0.0072767 | 0.0071812 | 0.0070954 | 0.0070139 | 0.0069454 | 0.0068847 | 0.0068276 | 0.0073847 | 0.0073392 | 0.0072965
F2_Industrial_Primary Metals_Existing_Space Heating_Natural Gas_Gas Furnace - Maintenance_A_Achievable Economic UCT Potential | F2 | Industrial | Primary Metals | Existing | Space Heating | Natural Gas | Gas Furnace - Maintenance | A | Integrated Unit Summer Peak Savings (kW) | Achievable Economic UCT Potential | 0 | 0 | 0 | 0 | 0 | 0 | 0 | 0 | 0 | 0 | 0 | 0 | 0 | 0 | 0 | 0 | 0 | 0 | 0 | 0 | 0 | 0 | 0 | 0 | 0 | 0 | 0 | 0 | 0 | 0 | 0
F3_Industrial_Primary Metals_Existing_Space Heating_Natural Gas_Gas Furnace - Maintenance_A_Achievable Economic UCT Potential | F3 | Industrial | Primary Metals | Existing | Space Heating | Natural Gas | Gas Furnace - Maintenance | A | Integrated Unit Winter Peak Savings (kW) | Achievable Economic UCT Potential | 0 | 0 | 0 | 0 | 0 | 0 | 0 | 0 | 0 | 0 | 0 | 0 | 0 | 0 | 0 | 0 | 0 | 0 | 0 | 0 | 0 | 0 | 0 | 0 | 0 | 0 | 0 | 0 | 0 | 0 | 0
F4_Industrial_Primary Metals_Existing_Space Heating_Natural Gas_Gas Furnace - Maintenance_A_Achievable Economic UCT Potential | F4 | Industrial | Primary Metals | Existing | Space Heating | Natural Gas | Gas Furnace - Maintenance | A | Incremental Energy Savings (MWh or mTherms) | Achievable Economic UCT Potential | 0 | 0 | 0 | 0 | 0 | 1.5962e-05 | 1.106e-05 | 7.507e-06 | 5.7657e-06 | 4.9802e-06 | 4.1897e-06 | 3.5234e-06 | 2.9413e-06 | 2.4042e-06 | 1.9917e-06 | 1.621e-06 | 1.2439e-06 | 9.5006e-07 | 7.2307e-07 | 5.5615e-07 | 5.0176e-07 | 3.859e-07 | 3.2674e-07 | 2.6985e-07 | 2.1477e-07 | 0 | 0 | 0 | 0 | 0 | 0
F5_Industrial_Primary Metals_Existing_Space Heating_Natural Gas_Gas Furnace - Maintenance_A_Achievable Economic UCT Potential | F5 | Industrial | Primary Metals | Existing | Space Heating | Natural Gas | Gas Furnace - Maintenance | A | Incremental Summer Peak Savings (MW) | Achievable Economic UCT Potential | 0 | 0 | 0 | 0 | 0 | 0 | 0 | 0 | 0 | 0 | 0 | 0 | 0 | 0 | 0 | 0 | 0 | 0 | 0 | 0 | 0 | 0 | 0 | 0 | 0 | 0 | 0 | 0 | 0 | 0 | 0
F6_Industrial_Primary Metals_Existing_Space Heating_Natural Gas_Gas Furnace - Maintenance_A_Achievable Economic UCT Potential | F6 | Industrial | Primary Metals | Existing | Space Heating | Natural Gas | Gas Furnace - Maintenance | A | Incremental Winter Peak Savings (MW) | Achievable Economic UCT Potential | 0 | 0 | 0 | 0 | 0 | 0 | 0 | 0 | 0 | 0 | 0 | 0 | 0 | 0 | 0 | 0 | 0 | 0 | 0 | 0 | 0 | 0 | 0 | 0 | 0 | 0 | 0 | 0 | 0 | 0 | 0
F7_Industrial_Primary Metals_Existing_Space Heating_Natural Gas_Gas Furnace - Maintenance_A_Achievable Economic UCT Potential | F7 | Industrial | Primary Metals | Existing | Space Heating | Natural Gas | Gas Furnace - Maintenance | A | Cumulative Energy Savings (MWh or mTherms) | Achievable Economic UCT Potential | 0 | 0 | 0 | 0 | 0 | 1.5962e-05 | 2.6848e-05 | 3.3987e-05 | 3.9265e-05 | 4.3659e-05 | 4.7179e-05 | 4.9965e-05 | 5.2136e-05 | 5.3729e-05 | 5.4859e-05 | 5.5645e-05 | 5.6066e-05 | 5.6211e-05 | 5.6149e-05 | 5.5944e-05 | 5.5699e-05 | 5.5336e-05 | 5.4936e-05 | 5.455e-05 | 5.4138e-05 | 5.3609e-05 | 5.314e-05 | 5.27e-05 | 0 | 0 | 0
F8_Industrial_Primary Metals_Existing_Space Heating_Natural Gas_Gas Furnace - Maintenance_A_Achievable Economic UCT Potential | F8 | Industrial | Primary Metals | Existing | Space Heating | Natural Gas | Gas Furnace - Maintenance | A | Cumulative Summer Peak Savings (MW) | Achievable Economic UCT Potential | 0 | 0 | 0 | 0 | 0 | 0 | 0 | 0 | 0 | 0 | 0 | 0 | 0 | 0 | 0 | 0 | 0 | 0 | 0 | 0 | 0 | 0 | 0 | 0 | 0 | 0 | 0 | 0 | 0 | 0 | 0
F9_Industrial_Primary Metals_Existing_Space Heating_Natural Gas_Gas Furnace - Maintenance_A_Achievable Economic UCT Potential | F9 | Industrial | Primary Metals | Existing | Space Heating | Natural Gas | Gas Furnace - Maintenance | A | Cumulative Winter Peak Savings (MW) | Achievable Economic UCT Potential | 0 | 0 | 0 | 0 | 0 | 0 | 0 | 0 | 0 | 0 | 0 | 0 | 0 | 0 | 0 | 0 | 0 | 0 | 0 | 0 | 0 | 0 | 0 | 0 | 0 | 0 | 0 | 0 | 0 | 0 | 0
F10_Industrial_Primary Metals_Existing_Space Heating_Natural Gas_Gas Furnace - Maintenance_A_Achievable Economic UCT Potential | F10 | Industrial | Primary Metals | Existing | Space Heating | Natural Gas | Gas Furnace - Maintenance | A | Purchases (Incremental) | Achievable Economic UCT Potential | 0 | 0 | 0 | 0 | 0 | 1.7389 | 1.2182 | 0.83834 | 0.65325 | 0.57282 | 0.48939 | 0.4181 | 0.3545 | 0.29434 | 0.24781 | 0.20481 | 0.15952 | 0.12361 | 0.095411 | 0.074394 | 0.068027 | 0.053032 | 0.0455 | 0.038031 | 0.030621 | 0 | 0 | 0 | 0 | 0 | 0
F11_Industrial_Primary Metals_Existing_Space Heating_Natural Gas_Gas Furnace - Maintenance_A_Achievable Economic UCT Potential | F11 | Industrial | Primary Metals | Existing | Space Heating | Natural Gas | Gas Furnace - Maintenance | A | Purchases (Cumulative) | Achievable Economic UCT Potential | 0 | 0 | 0 | 0 | 0 | 1.7389 | 2.9571 | 3.7955 | 4.4487 | 5.0215 | 5.5109 | 5.929 | 6.2835 | 6.5779 | 6.8257 | 7.0305 | 7.19 | 7.3136 | 7.409 | 7.4834 | 7.5515 | 7.6045 | 7.65 | 7.688 | 7.7186 | 7.7186 | 7.7186 | 7.7186 | 7.7186 | 7.7186 | 7.7186
F1_Industrial_Primary Metals_Existing_Space Heating_Natural Gas_Gas Boiler - Hot Water Reset_A_Achievable Economic UCT Potential | F1 | Industrial | Primary Metals | Existing | Space Heating | Natural Gas | Gas Boiler - Hot Water Reset | A | Integrated Unit Energy Savings (kWh or therms) | Achievable Economic UCT Potential | 0 | 0 | 0 | 0 | 0 | 104.653 | 103.7711 | 102.8679 | 101.9329 | 100.9651 | 99.9747 | 98.9691 | 97.9412 | 96.8636 | 95.7218 | 94.6012 | 93.4874 | 92.3863 | 91.297 | 90.2631 | 89.2601 | 88.2357 | 87.296 | 86.4597 | 85.6422 | 84.9759 | 84.4047 | 83.8784 | 90.5257 | 90.1539 | 89.8145
F2_Industrial_Primary Metals_Existing_Space Heating_Natural Gas_Gas Boiler - Hot Water Reset_A_Achievable Economic UCT Potential | F2 | Industrial | Primary Metals | Existing | Space Heating | Natural Gas | Gas Boiler - Hot Water Reset | A | Integrated Unit Summer Peak Savings (kW) | Achievable Economic UCT Potential | 0 | 0 | 0 | 0 | 0 | 0 | 0 | 0 | 0 | 0 | 0 | 0 | 0 | 0 | 0 | 0 | 0 | 0 | 0 | 0 | 0 | 0 | 0 | 0 | 0 | 0 | 0 | 0 | 0 | 0 | 0
F3_Industrial_Primary Metals_Existing_Space Heating_Natural Gas_Gas Boiler - Hot Water Reset_A_Achievable Economic UCT Potential | F3 | Industrial | Primary Metals | Existing | Space Heating | Natural Gas | Gas Boiler - Hot Water Reset | A | Integrated Unit Winter Peak Savings (kW) | Achievable Economic UCT Potential | 0 | 0 | 0 | 0 | 0 | 0 | 0 | 0 | 0 | 0 | 0 | 0 | 0 | 0 | 0 | 0 | 0 | 0 | 0 | 0 | 0 | 0 | 0 | 0 | 0 | 0 | 0 | 0 | 0 | 0 | 0
F4_Industrial_Primary Metals_Existing_Space Heating_Natural Gas_Gas Boiler - Hot Water Reset_A_Achievable Economic UCT Potential | F4 | Industrial | Primary Metals | Existing | Space Heating | Natural Gas | Gas Boiler - Hot Water Reset | A | Incremental Energy Savings (MWh or mTherms) | Achievable Economic UCT Potential | 0 | 0 | 0 | 0 | 0 | 0.0057378 | 0.0069819 | 0.0084195 | 0.0096901 | 0.010957 | 0.012523 | 0.013563 | 0.013684 | 0.012551 | 0.010702 | 0.0081067 | 0.0053027 | 0.0030274 | 0.0014276 | 0.00059785 | 0.0002141 | 6.585e-05 | 1.4148e-05 | 2.2954e-06 | 2.7206e-07 | 0 | 0 | 0 | 0 | 0 | 0
F5_Industrial_Primary Metals_Existing_Space Heating_Natural Gas_Gas Boiler - Hot Water Reset_A_Achievable Economic UCT Potential | F5 | Industrial | Primary Metals | Existing | Space Heating | Natural Gas | Gas Boiler - Hot Water Reset | A | Incremental Summer Peak Savings (MW) | Achievable Economic UCT Potential | 0 | 0 | 0 | 0 | 0 | 0 | 0 | 0 | 0 | 0 | 0 | 0 | 0 | 0 | 0 | 0 | 0 | 0 | 0 | 0 | 0 | 0 | 0 | 0 | 0 | 0 | 0 | 0 | 0 | 0 | 0
F6_Industrial_Primary Metals_Existing_Space Heating_Natural Gas_Gas Boiler - Hot Water Reset_A_Achievable Economic UCT Potential | F6 | Industrial | Primary Metals | Existing | Space Heating | Natural Gas | Gas Boiler - Hot Water Reset | A | Incremental Winter Peak Savings (MW) | Achievable Economic UCT Potential | 0 | 0 | 0 | 0 | 0 | 0 | 0 | 0 | 0 | 0 | 0 | 0 | 0 | 0 | 0 | 0 | 0 | 0 | 0 | 0 | 0 | 0 | 0 | 0 | 0 | 0 | 0 | 0 | 0 | 0 | 0
F7_Industrial_Primary Metals_Existing_Space Heating_Natural Gas_Gas Boiler - Hot Water Reset_A_Achievable Economic UCT Potential | F7 | Industrial | Primary Metals | Existing | Space Heating | Natural Gas | Gas Boiler - Hot Water Reset | A | Cumulative Energy Savings (MWh or mTherms) | Achievable Economic UCT Potential | 0 | 0 | 0 | 0 | 0 | 0.0057378 | 0.012671 | 0.020981 | 0.03048 | 0.041148 | 0.053267 | 0.066294 | 0.07929 | 0.090968 | 0.1006 | 0.10753 | 0.11156 | 0.11328 | 0.11337 | 0.11268 | 0.11164 | 0.11043 | 0.10927 | 0.10822 | 0.1072 | 0.10637 | 0.10565 | 0.10499 | 0 | 0 | 0
F8_Industrial_Primary Metals_Existing_Space Heating_Natural Gas_Gas Boiler - Hot Water Reset_A_Achievable Economic UCT Potential | F8 | Industrial | Primary Metals | Existing | Space Heating | Natural Gas | Gas Boiler - Hot Water Reset | A | Cumulative Summer Peak Savings (MW) | Achievable Economic UCT Potential | 0 | 0 | 0 | 0 | 0 | 0 | 0 | 0 | 0 | 0 | 0 | 0 | 0 | 0 | 0 | 0 | 0 | 0 | 0 | 0 | 0 | 0 | 0 | 0 | 0 | 0 | 0 | 0 | 0 | 0 | 0
F9_Industrial_Primary Metals_Existing_Space Heating_Natural Gas_Gas Boiler - Hot Water Reset_A_Achievable Economic UCT Potential | F9 | Industrial | Primary Metals | Existing | Space Heating | Natural Gas | Gas Boiler - Hot Water Reset | A | Cumulative Winter Peak Savings (MW) | Achievable Economic UCT Potential | 0 | 0 | 0 | 0 | 0 | 0 | 0 | 0 | 0 | 0 | 0 | 0 | 0 | 0 | 0 | 0 | 0 | 0 | 0 | 0 | 0 | 0 | 0 | 0 | 0 | 0 | 0 | 0 | 0 | 0 | 0
F10_Industrial_Primary Metals_Existing_Space Heating_Natural Gas_Gas Boiler - Hot Water Reset_A_Achievable Economic UCT Potential | F10 | Industrial | Primary Metals | Existing | Space Heating | Natural Gas | Gas Boiler - Hot Water Reset | A | Purchases (Incremental) | Achievable Economic UCT Potential | 0 | 0 | 0 | 0 | 0 | 0.054827 | 0.067282 | 0.081848 | 0.095064 | 0.10852 | 0.12526 | 0.13704 | 0.13971 | 0.12957 | 0.1118 | 0.085693 | 0.056721 | 0.032769 | 0.015637 | 0.0066235 | 0.0023986 | 0.00074629 | 0.00016206 | 2.6548e-05 | 3.1767e-06 | 0 | 0 | 0 | 0 | 0 | 0
F11_Industrial_Primary Metals_Existing_Space Heating_Natural Gas_Gas Boiler - Hot Water Reset_A_Achievable Economic UCT Potential | F11 | Industrial | Primary Metals | Existing | Space Heating | Natural Gas | Gas Boiler - Hot Water Reset | A | Purchases (Cumulative) | Achievable Economic UCT Potential | 0 | 0 | 0 | 0 | 0 | 0.054827 | 0.12211 | 0.20396 | 0.29902 | 0.40754 | 0.53281 | 0.66985 | 0.80956 | 0.93913 | 1.0509 | 1.1366 | 1.1934 | 1.2261 | 1.2418 | 1.2484 | 1.2508 | 1.2515 | 1.2517 | 1.2517 | 1.2517 | 1.2517 | 1.2517 | 1.2517 | 1.2517 | 1.2517 | 1.2517
F1_Industrial_Primary Metals_Existing_Process_Natural Gas_Gas Boiler - Hot Water Reset_A_Achievable Economic UCT Potential | F1 | Industrial | Primary Metals | Existing | Process | Natural Gas | Gas Boiler - Hot Water Reset | A | Integrated Unit Energy Savings (kWh or therms) | Achievable Economic UCT Potential | 0 | 0 | 0 | 0 | 0 | 50.8655 | 50.7651 | 50.6643 | 50.5654 | 50.4668 | 50.3673 | 50.2826 | 50.2063 | 50.1258 | 50.0657 | 49.9981 | 49.9425 | 49.8843 | 49.8238 | 49.776 | 49.7232 | 49.6758 | 49.6286 | 49.5816 | 49.5348 | 49.5306 | 49.5268 | 49.5234 | 50.9667 | 50.9667 | 50.9667
F2_Industrial_Primary Metals_Existing_Process_Natural Gas_Gas Boiler - Hot Water Reset_A_Achievable Economic UCT Potential | F2 | Industrial | Primary Metals | Existing | Process | Natural Gas | Gas Boiler - Hot Water Reset | A | Integrated Unit Summer Peak Savings (kW) | Achievable Economic UCT Potential | 0 | 0 | 0 | 0 | 0 | 0 | 0 | 0 | 0 | 0 | 0 | 0 | 0 | 0 | 0 | 0 | 0 | 0 | 0 | 0 | 0 | 0 | 0 | 0 | 0 | 0 | 0 | 0 | 0 | 0 | 0
F3_Industrial_Primary Metals_Existing_Process_Natural Gas_Gas Boiler - Hot Water Reset_A_Achievable Economic UCT Potential | F3 | Industrial | Primary Metals | Existing | Process | Natural Gas | Gas Boiler - Hot Water Reset | A | Integrated Unit Winter Peak Savings (kW) | Achievable Economic UCT Potential | 0 | 0 | 0 | 0 | 0 | 0 | 0 | 0 | 0 | 0 | 0 | 0 | 0 | 0 | 0 | 0 | 0 | 0 | 0 | 0 | 0 | 0 | 0 | 0 | 0 | 0 | 0 | 0 | 0 | 0 | 0
F4_Industrial_Primary Metals_Existing_Process_Natural Gas_Gas Boiler - Hot Water Reset_A_Achievable Economic UCT Potential | F4 | Industrial | Primary Metals | Existing | Process | Natural Gas | Gas Boiler - Hot Water Reset | A | Incremental Energy Savings (MWh or mTherms) | Achievable Economic UCT Potential | 0 | 0 | 0 | 0 | 0 | 0.10101 | 0.12371 | 0.15019 | 0.1741 | 0.19836 | 0.22852 | 0.24958 | 0.25406 | 0.23524 | 0.20274 | 0.15518 | 0.1026 | 0.059206 | 0.028218 | 0.011941 | 0.0043197 | 0.0013427 | 0.00029131 | 4.7676e-05 | 5.6993e-06 | 0 | 0 | 0 | 0 | 0 | 0
F5_Industrial_Primary Metals_Existing_Process_Natural Gas_Gas Boiler - Hot Water Reset_A_Achievable Economic UCT Potential | F5 | Industrial | Primary Metals | Existing | Process | Natural Gas | Gas Boiler - Hot Water Reset | A | Incremental Summer Peak Savings (MW) | Achievable Economic UCT Potential | 0 | 0 | 0 | 0 | 0 | 0 | 0 | 0 | 0 | 0 | 0 | 0 | 0 | 0 | 0 | 0 | 0 | 0 | 0 | 0 | 0 | 0 | 0 | 0 | 0 | 0 | 0 | 0 | 0 | 0 | 0
F6_Industrial_Primary Metals_Existing_Process_Natural Gas_Gas Boiler - Hot Water Reset_A_Achievable Economic UCT Potential | F6 | Industrial | Primary Metals | Existing | Process | Natural Gas | Gas Boiler - Hot Water Reset | A | Incremental Winter Peak Savings (MW) | Achievable Economic UCT Potential | 0 | 0 | 0 | 0 | 0 | 0 | 0 | 0 | 0 | 0 | 0 | 0 | 0 | 0 | 0 | 0 | 0 | 0 | 0 | 0 | 0 | 0 | 0 | 0 | 0 | 0 | 0 | 0 | 0 | 0 | 0
F7_Industrial_Primary Metals_Existing_Process_Natural Gas_Gas Boiler - Hot Water Reset_A_Achievable Economic UCT Potential | F7 | Industrial | Primary Metals | Existing | Process | Natural Gas | Gas Boiler - Hot Water Reset | A | Cumulative Energy Savings (MWh or mTherms) | Achievable Economic UCT Potential | 0 | 0 | 0 | 0 | 0 | 0.10101 | 0.22452 | 0.37427 | 0.54764 | 0.74494 | 0.97198 | 1.2199 | 1.4721 | 1.705 | 1.9057 | 2.0583 | 2.1586 | 2.2153 | 2.2409 | 2.2506 | 2.2526 | 2.2518 | 2.2499 | 2.2478 | 2.2457 | 2.2455 | 2.2454 | 2.2452 | 0 | 0 | 0
F8_Industrial_Primary Metals_Existing_Process_Natural Gas_Gas Boiler - Hot Water Reset_A_Achievable Economic UCT Potential | F8 | Industrial | Primary Metals | Existing | Process | Natural Gas | Gas Boiler - Hot Water Reset | A | Cumulative Summer Peak Savings (MW) | Achievable Economic UCT Potential | 0 | 0 | 0 | 0 | 0 | 0 | 0 | 0 | 0 | 0 | 0 | 0 | 0 | 0 | 0 | 0 | 0 | 0 | 0 | 0 | 0 | 0 | 0 | 0 | 0 | 0 | 0 | 0 | 0 | 0 | 0
F9_Industrial_Primary Metals_Existing_Process_Natural Gas_Gas Boiler - Hot Water Reset_A_Achievable Economic UCT Potential | F9 | Industrial | Primary Metals | Existing | Process | Natural Gas | Gas Boiler - Hot Water Reset | A | Cumulative Winter Peak Savings (MW) | Achievable Economic UCT Potential | 0 | 0 | 0 | 0 | 0 | 0 | 0 | 0 | 0 | 0 | 0 | 0 | 0 | 0 | 0 | 0 | 0 | 0 | 0 | 0 | 0 | 0 | 0 | 0 | 0 | 0 | 0 | 0 | 0 | 0 | 0
F10_Industrial_Primary Metals_Existing_Process_Natural Gas_Gas Boiler - Hot Water Reset_A_Achievable Economic UCT Potential | F10 | Industrial | Primary Metals | Existing | Process | Natural Gas | Gas Boiler - Hot Water Reset | A | Purchases (Incremental) | Achievable Economic UCT Potential | 0 | 0 | 0 | 0 | 0 | 1.9858 | 2.4369 | 2.9645 | 3.4431 | 3.9306 | 4.537 | 4.9635 | 5.0603 | 4.693 | 4.0494 | 3.1037 | 2.0544 | 1.1869 | 0.56636 | 0.2399 | 0.086874 | 0.02703 | 0.0058699 | 0.00096156 | 0.00011506 | 0 | 0 | 0 | 0 | 0 | 0
F11_Industrial_Primary Metals_Existing_Process_Natural Gas_Gas Boiler - Hot Water Reset_A_Achievable Economic UCT Potential | F11 | Industrial | Primary Metals | Existing | Process | Natural Gas | Gas Boiler - Hot Water Reset | A | Purchases (Cumulative) | Achievable Economic UCT Potential | 0 | 0 | 0 | 0 | 0 | 1.9858 | 4.4227 | 7.3872 | 10.8303 | 14.7609 | 19.2979 | 24.2614 | 29.3217 | 34.0147 | 38.0642 | 41.1679 | 43.2223 | 44.4092 | 44.9755 | 45.2154 | 45.3023 | 45.3293 | 45.3352 | 45.3361 | 45.3363 | 45.3363 | 45.3363 | 45.3363 | 45.3363 | 45.3363 | 45.3363
F1_Industrial_Primary Metals_Existing_Space Heating_Natural Gas_Steam Trap Maintenance_A_Achievable Economic UCT Potential | F1 | Industrial | Primary Metals | Existing | Space Heating | Natural Gas | Steam Trap Maintenance | A | Integrated Unit Energy Savings (kWh or therms) | Achievable Economic UCT Potential | 0 | 0 | 0 | 0 | 0 | 37.0027 | 36.7216 | 36.4329 | 36.132 | 35.819 | 35.4993 | 35.1723 | 34.8368 | 34.4863 | 34.1076 | 33.7396 | 33.3705 | 33.0071 | 32.6488 | 32.306 | 31.9759 | 31.6374 | 31.3288 | 31.0567 | 30.7909 | 30.5529 | 30.349 | 30.161 | 31.9808 | 31.8495 | 31.7296
F2_Industrial_Primary Metals_Existing_Space Heating_Natural Gas_Steam Trap Maintenance_A_Achievable Economic UCT Potential | F2 | Industrial | Primary Metals | Existing | Space Heating | Natural Gas | Steam Trap Maintenance | A | Integrated Unit Summer Peak Savings (kW) | Achievable Economic UCT Potential | 0 | 0 | 0 | 0 | 0 | 0 | 0 | 0 | 0 | 0 | 0 | 0 | 0 | 0 | 0 | 0 | 0 | 0 | 0 | 0 | 0 | 0 | 0 | 0 | 0 | 0 | 0 | 0 | 0 | 0 | 0
F3_Industrial_Primary Metals_Existing_Space Heating_Natural Gas_Steam Trap Maintenance_A_Achievable Economic UCT Potential | F3 | Industrial | Primary Metals | Existing | Space Heating | Natural Gas | Steam Trap Maintenance | A | Integrated Unit Winter Peak Savings (kW) | Achievable Economic UCT Potential | 0 | 0 | 0 | 0 | 0 | 0 | 0 | 0 | 0 | 0 | 0 | 0 | 0 | 0 | 0 | 0 | 0 | 0 | 0 | 0 | 0 | 0 | 0 | 0 | 0 | 0 | 0 | 0 | 0 | 0 | 0
F4_Industrial_Primary Metals_Existing_Space Heating_Natural Gas_Steam Trap Maintenance_A_Achievable Economic UCT Potential | F4 | Industrial | Primary Metals | Existing | Space Heating | Natural Gas | Steam Trap Maintenance | A | Incremental Energy Savings (MWh or mTherms) | Achievable Economic UCT Potential | 0 | 0 | 0 | 0 | 0 | 0.0011323 | 0.0011231 | 0.0011077 | 0.0010992 | 0.0010905 | 0.0010671 | 0.0010544 | 0.0010422 | 0.0010153 | 0.001008 | 0.00098761 | 0.00097693 | 0.00096143 | 0.00094251 | 0.00093372 | 0.00092036 | 0.00090707 | 0.00089495 | 0.00088416 | 0.00087383 | 0 | 0 | 0 | 0 | 0 | 0
F5_Industrial_Primary Metals_Existing_Space Heating_Natural Gas_Steam Trap Maintenance_A_Achievable Economic UCT Potential | F5 | Industrial | Primary Metals | Existing | Space Heating | Natural Gas | Steam Trap Maintenance | A | Incremental Summer Peak Savings (MW) | Achievable Economic UCT Potential | 0 | 0 | 0 | 0 | 0 | 0 | 0 | 0 | 0 | 0 | 0 | 0 | 0 | 0 | 0 | 0 | 0 | 0 | 0 | 0 | 0 | 0 | 0 | 0 | 0 | 0 | 0 | 0 | 0 | 0 | 0
F6_Industrial_Primary Metals_Existing_Space Heating_Natural Gas_Steam Trap Maintenance_A_Achievable Economic UCT Potential | F6 | Industrial | Primary Metals | Existing | Space Heating | Natural Gas | Steam Trap Maintenance | A | Incremental Winter Peak Savings (MW) | Achievable Economic UCT Potential | 0 | 0 | 0 | 0 | 0 | 0 | 0 | 0 | 0 | 0 | 0 | 0 | 0 | 0 | 0 | 0 | 0 | 0 | 0 | 0 | 0 | 0 | 0 | 0 | 0 | 0 | 0 | 0 | 0 | 0 | 0
F7_Industrial_Primary Metals_Existing_Space Heating_Natural Gas_Steam Trap Maintenance_A_Achievable Economic UCT Potential | F7 | Industrial | Primary Metals | Existing | Space Heating | Natural Gas | Steam Trap Maintenance | A | Cumulative Energy Savings (MWh or mTherms) | Achievable Economic UCT Potential | 0 | 0 | 0 | 0 | 0 | 0.0011323 | 0.0022468 | 0.0033369 | 0.0044085 | 0.0054608 | 0.0064792 | 0.0074738 | 0.0084447 | 0.0093751 | 0.01028 | 0.011157 | 0.012012 | 0.012842 | 0.013645 | 0.014436 | 0.015209 | 0.015955 | 0.016694 | 0.017433 | 0.018158 | 0.018018 | 0.017897 | 0.017786 | 0 | 0 | 0
F8_Industrial_Primary Metals_Existing_Space Heating_Natural Gas_Steam Trap Maintenance_A_Achievable Economic UCT Potential | F8 | Industrial | Primary Metals | Existing | Space Heating | Natural Gas | Steam Trap Maintenance | A | Cumulative Summer Peak Savings (MW) | Achievable Economic UCT Potential | 0 | 0 | 0 | 0 | 0 | 0 | 0 | 0 | 0 | 0 | 0 | 0 | 0 | 0 | 0 | 0 | 0 | 0 | 0 | 0 | 0 | 0 | 0 | 0 | 0 | 0 | 0 | 0 | 0 | 0 | 0
F9_Industrial_Primary Metals_Existing_Space Heating_Natural Gas_Steam Trap Maintenance_A_Achievable Economic UCT Potential | F9 | Industrial | Primary Metals | Existing | Space Heating | Natural Gas | Steam Trap Maintenance | A | Cumulative Winter Peak Savings (MW) | Achievable Economic UCT Potential | 0 | 0 | 0 | 0 | 0 | 0 | 0 | 0 | 0 | 0 | 0 | 0 | 0 | 0 | 0 | 0 | 0 | 0 | 0 | 0 | 0 | 0 | 0 | 0 | 0 | 0 | 0 | 0 | 0 | 0 | 0
F10_Industrial_Primary Metals_Existing_Space Heating_Natural Gas_Steam Trap Maintenance_A_Achievable Economic UCT Potential | F10 | Industrial | Primary Metals | Existing | Space Heating | Natural Gas | Steam Trap Maintenance | A | Purchases (Incremental) | Achievable Economic UCT Potential | 0 | 0 | 0 | 0 | 0 | 0.030601 | 0.030584 | 0.030404 | 0.03042 | 0.030446 | 0.030059 | 0.029977 | 0.029916 | 0.029441 | 0.029553 | 0.029272 | 0.029275 | 0.029128 | 0.028868 | 0.028902 | 0.028783 | 0.028671 | 0.028566 | 0.028469 | 0.02838 | 0 | 0 | 0 | 0 | 0 | 0
F11_Industrial_Primary Metals_Existing_Space Heating_Natural Gas_Steam Trap Maintenance_A_Achievable Economic UCT Potential | F11 | Industrial | Primary Metals | Existing | Space Heating | Natural Gas | Steam Trap Maintenance | A | Purchases (Cumulative) | Achievable Economic UCT Potential | 0 | 0 | 0 | 0 | 0 | 0.030601 | 0.061186 | 0.09159 | 0.12201 | 0.15246 | 0.18251 | 0.21249 | 0.24241 | 0.27185 | 0.3014 | 0.33067 | 0.35995 | 0.38908 | 0.41794 | 0.44685 | 0.47563 | 0.5043 | 0.53287 | 0.56134 | 0.58972 | 0.58972 | 0.58972 | 0.58972 | 0.58972 | 0.58972 | 0.58972
F1_Industrial_Primary Metals_Existing_Process_Natural Gas_Steam Trap Maintenance_A_Achievable Economic UCT Potential | F1 | Industrial | Primary Metals | Existing | Process | Natural Gas | Steam Trap Maintenance | A | Integrated Unit Energy Savings (kWh or therms) | Achievable Economic UCT Potential | 0 | 0 | 0 | 0 | 0 | 35.9697 | 35.929 | 35.8883 | 35.8484 | 35.8087 | 35.7702 | 35.7409 | 35.7173 | 35.6942 | 35.6807 | 35.6657 | 35.6563 | 35.647 | 35.6377 | 35.6333 | 35.6279 | 35.6263 | 35.6248 | 35.6235 | 35.6222 | 35.6211 | 35.62 | 35.6191 | 36.0109 | 36.0109 | 36.0109
F2_Industrial_Primary Metals_Existing_Process_Natural Gas_Steam Trap Maintenance_A_Achievable Economic UCT Potential | F2 | Industrial | Primary Metals | Existing | Process | Natural Gas | Steam Trap Maintenance | A | Integrated Unit Summer Peak Savings (kW) | Achievable Economic UCT Potential | 0 | 0 | 0 | 0 | 0 | 0 | 0 | 0 | 0 | 0 | 0 | 0 | 0 | 0 | 0 | 0 | 0 | 0 | 0 | 0 | 0 | 0 | 0 | 0 | 0 | 0 | 0 | 0 | 0 | 0 | 0
F3_Industrial_Primary Metals_Existing_Process_Natural Gas_Steam Trap Maintenance_A_Achievable Economic UCT Potential | F3 | Industrial | Primary Metals | Existing | Process | Natural Gas | Steam Trap Maintenance | A | Integrated Unit Winter Peak Savings (kW) | Achievable Economic UCT Potential | 0 | 0 | 0 | 0 | 0 | 0 | 0 | 0 | 0 | 0 | 0 | 0 | 0 | 0 | 0 | 0 | 0 | 0 | 0 | 0 | 0 | 0 | 0 | 0 | 0 | 0 | 0 | 0 | 0 | 0 | 0
F4_Industrial_Primary Metals_Existing_Process_Natural Gas_Steam Trap Maintenance_A_Achievable Economic UCT Potential | F4 | Industrial | Primary Metals | Existing | Process | Natural Gas | Steam Trap Maintenance | A | Incremental Energy Savings (MWh or mTherms) | Achievable Economic UCT Potential | 0 | 0 | 0 | 0 | 0 | 0.039867 | 0.0398 | 0.039521 | 0.039498 | 0.039487 | 0.038944 | 0.038805 | 0.038701 | 0.038062 | 0.038193 | 0.037812 | 0.037807 | 0.037607 | 0.037262 | 0.037302 | 0.037142 | 0.036996 | 0.036859 | 0.036733 | 0.036616 | 0 | 0 | 0 | 0 | 0 | 0
F5_Industrial_Primary Metals_Existing_Process_Natural Gas_Steam Trap Maintenance_A_Achievable Economic UCT Potential | F5 | Industrial | Primary Metals | Existing | Process | Natural Gas | Steam Trap Maintenance | A | Incremental Summer Peak Savings (MW) | Achievable Economic UCT Potential | 0 | 0 | 0 | 0 | 0 | 0 | 0 | 0 | 0 | 0 | 0 | 0 | 0 | 0 | 0 | 0 | 0 | 0 | 0 | 0 | 0 | 0 | 0 | 0 | 0 | 0 | 0 | 0 | 0 | 0 | 0
F6_Industrial_Primary Metals_Existing_Process_Natural Gas_Steam Trap Maintenance_A_Achievable Economic UCT Potential | F6 | Industrial | Primary Metals | Existing | Process | Natural Gas | Steam Trap Maintenance | A | Incremental Winter Peak Savings (MW) | Achievable Economic UCT Potential | 0 | 0 | 0 | 0 | 0 | 0 | 0 | 0 | 0 | 0 | 0 | 0 | 0 | 0 | 0 | 0 | 0 | 0 | 0 | 0 | 0 | 0 | 0 | 0 | 0 | 0 | 0 | 0 | 0 | 0 | 0
F7_Industrial_Primary Metals_Existing_Process_Natural Gas_Steam Trap Maintenance_A_Achievable Economic UCT Potential | F7 | Industrial | Primary Metals | Existing | Process | Natural Gas | Steam Trap Maintenance | A | Cumulative Energy Savings (MWh or mTherms) | Achievable Economic UCT Potential | 0 | 0 | 0 | 0 | 0 | 0.039867 | 0.079622 | 0.11905 | 0.15842 | 0.19773 | 0.23646 | 0.27507 | 0.31359 | 0.35145 | 0.38951 | 0.42716 | 0.46485 | 0.50234 | 0.53947 | 0.57671 | 0.61376 | 0.65073 | 0.68756 | 0.72427 | 0.76086 | 0.76083 | 0.76081 | 0.76079 | 0 | 0 | 0
F8_Industrial_Primary Metals_Existing_Process_Natural Gas_Steam Trap Maintenance_A_Achievable Economic UCT Potential | F8 | Industrial | Primary Metals | Existing | Process | Natural Gas | Steam Trap Maintenance | A | Cumulative Summer Peak Savings (MW) | Achievable Economic UCT Potential | 0 | 0 | 0 | 0 | 0 | 0 | 0 | 0 | 0 | 0 | 0 | 0 | 0 | 0 | 0 | 0 | 0 | 0 | 0 | 0 | 0 | 0 | 0 | 0 | 0 | 0 | 0 | 0 | 0 | 0 | 0
F9_Industrial_Primary Metals_Existing_Process_Natural Gas_Steam Trap Maintenance_A_Achievable Economic UCT Potential | F9 | Industrial | Primary Metals | Existing | Process | Natural Gas | Steam Trap Maintenance | A | Cumulative Winter Peak Savings (MW) | Achievable Economic UCT Potential | 0 | 0 | 0 | 0 | 0 | 0 | 0 | 0 | 0 | 0 | 0 | 0 | 0 | 0 | 0 | 0 | 0 | 0 | 0 | 0 | 0 | 0 | 0 | 0 | 0 | 0 | 0 | 0 | 0 | 0 | 0
F10_Industrial_Primary Metals_Existing_Process_Natural Gas_Steam Trap Maintenance_A_Achievable Economic UCT Potential | F10 | Industrial | Primary Metals | Existing | Process | Natural Gas | Steam Trap Maintenance | A | Purchases (Incremental) | Achievable Economic UCT Potential | 0 | 0 | 0 | 0 | 0 | 1.1084 | 1.1077 | 1.1012 | 1.1018 | 1.1027 | 1.0887 | 1.0857 | 1.0835 | 1.0663 | 1.0704 | 1.0602 | 1.0603 | 1.055 | 1.0456 | 1.0468 | 1.0425 | 1.0384 | 1.0347 | 1.0311 | 1.0279 | 0 | 0 | 0 | 0 | 0 | 0
F11_Industrial_Primary Metals_Existing_Process_Natural Gas_Steam Trap Maintenance_A_Achievable Economic UCT Potential | F11 | Industrial | Primary Metals | Existing | Process | Natural Gas | Steam Trap Maintenance | A | Purchases (Cumulative) | Achievable Economic UCT Potential | 0 | 0 | 0 | 0 | 0 | 1.1084 | 2.2161 | 3.3173 | 4.4191 | 5.5218 | 6.6105 | 7.6963 | 8.7798 | 9.8461 | 10.9165 | 11.9767 | 13.0371 | 14.0921 | 15.1376 | 16.1845 | 17.227 | 18.2654 | 19.3 | 20.3312 | 21.3591 | 21.3591 | 21.3591 | 21.3591 | 21.3591 | 21.3591 | 21.3591
F1_Industrial_Primary Metals_Existing_Space Heating_Natural Gas_Gas Boiler - High Turndown_A_Achievable Economic UCT Potential | F1 | Industrial | Primary Metals | Existing | Space Heating | Natural Gas | Gas Boiler - High Turndown | A | Integrated Unit Energy Savings (kWh or therms) | Achievable Economic UCT Potential | 0 | 0 | 0 | 0 | 0 | 39.0809 | 38.4625 | 37.6882 | 36.7448 | 35.6393 | 34.3811 | 33.0779 | 31.7707 | 30.4389 | 29.2914 | 28.1944 | 27.295 | 26.4859 | 25.759 | 25.221 | 24.7225 | 24.2785 | 23.9002 | 23.6045 | 23.3272 | 23.1166 | 22.9397 | 22.7771 | 33.9471 | 33.8077 | 33.6804
F2_Industrial_Primary Metals_Existing_Space Heating_Natural Gas_Gas Boiler - High Turndown_A_Achievable Economic UCT Potential | F2 | Industrial | Primary Metals | Existing | Space Heating | Natural Gas | Gas Boiler - High Turndown | A | Integrated Unit Summer Peak Savings (kW) | Achievable Economic UCT Potential | 0 | 0 | 0 | 0 | 0 | 0 | 0 | 0 | 0 | 0 | 0 | 0 | 0 | 0 | 0 | 0 | 0 | 0 | 0 | 0 | 0 | 0 | 0 | 0 | 0 | 0 | 0 | 0 | 0 | 0 | 0
F3_Industrial_Primary Metals_Existing_Space Heating_Natural Gas_Gas Boiler - High Turndown_A_Achievable Economic UCT Potential | F3 | Industrial | Primary Metals | Existing | Space Heating | Natural Gas | Gas Boiler - High Turndown | A | Integrated Unit Winter Peak Savings (kW) | Achievable Economic UCT Potential | 0 | 0 | 0 | 0 | 0 | 0 | 0 | 0 | 0 | 0 | 0 | 0 | 0 | 0 | 0 | 0 | 0 | 0 | 0 | 0 | 0 | 0 | 0 | 0 | 0 | 0 | 0 | 0 | 0 | 0 | 0
F4_Industrial_Primary Metals_Existing_Space Heating_Natural Gas_Gas Boiler - High Turndown_A_Achievable Economic UCT Potential | F4 | Industrial | Primary Metals | Existing | Space Heating | Natural Gas | Gas Boiler - High Turndown | A | Incremental Energy Savings (MWh or mTherms) | Achievable Economic UCT Potential | 0 | 0 | 0 | 0 | 0 | 0.0032701 | 0.0032166 | 0.0031332 | 0.0030565 | 0.002967 | 0.0025433 | 0.0019521 | 0.001497 | 0.0011291 | 0.00087258 | 0.00066551 | 0.00051549 | 0.00039816 | 0.00030702 | 0.00024077 | 0.00018803 | 1.2546e-06 | 4.3947e-07 | 1.4746e-07 | 4.7371e-08 | 3.9786e-08 | 3.9376e-08 | 3.9002e-08 | 5.8003e-08 | 5.7652e-08 | 5.7338e-08
F5_Industrial_Primary Metals_Existing_Space Heating_Natural Gas_Gas Boiler - High Turndown_A_Achievable Economic UCT Potential | F5 | Industrial | Primary Metals | Existing | Space Heating | Natural Gas | Gas Boiler - High Turndown | A | Incremental Summer Peak Savings (MW) | Achievable Economic UCT Potential | 0 | 0 | 0 | 0 | 0 | 0 | 0 | 0 | 0 | 0 | 0 | 0 | 0 | 0 | 0 | 0 | 0 | 0 | 0 | 0 | 0 | 0 | 0 | 0 | 0 | 0 | 0 | 0 | 0 | 0 | 0
F6_Industrial_Primary Metals_Existing_Space Heating_Natural Gas_Gas Boiler - High Turndown_A_Achievable Economic UCT Potential | F6 | Industrial | Primary Metals | Existing | Space Heating | Natural Gas | Gas Boiler - High Turndown | A | Incremental Winter Peak Savings (MW) | Achievable Economic UCT Potential | 0 | 0 | 0 | 0 | 0 | 0 | 0 | 0 | 0 | 0 | 0 | 0 | 0 | 0 | 0 | 0 | 0 | 0 | 0 | 0 | 0 | 0 | 0 | 0 | 0 | 0 | 0 | 0 | 0 | 0 | 0
F7_Industrial_Primary Metals_Existing_Space Heating_Natural Gas_Gas Boiler - High Turndown_A_Achievable Economic UCT Potential | F7 | Industrial | Primary Metals | Existing | Space Heating | Natural Gas | Gas Boiler - High Turndown | A | Cumulative Energy Savings (MWh or mTherms) | Achievable Economic UCT Potential | 0 | 0 | 0 | 0 | 0 | 0.0032701 | 0.0064349 | 0.0094386 | 0.012259 | 0.014857 | 0.016876 | 0.018188 | 0.018966 | 0.0193 | 0.019445 | 0.019383 | 0.01928 | 0.019107 | 0.018889 | 0.018735 | 0.018553 | 0.018221 | 0.017938 | 0.017716 | 0.017508 | 0.01735 | 0.017217 | 0.017095 | 0 | 0 | 0
F8_Industrial_Primary Metals_Existing_Space Heating_Natural Gas_Gas Boiler - High Turndown_A_Achievable Economic UCT Potential | F8 | Industrial | Primary Metals | Existing | Space Heating | Natural Gas | Gas Boiler - High Turndown | A | Cumulative Summer Peak Savings (MW) | Achievable Economic UCT Potential | 0 | 0 | 0 | 0 | 0 | 0 | 0 | 0 | 0 | 0 | 0 | 0 | 0 | 0 | 0 | 0 | 0 | 0 | 0 | 0 | 0 | 0 | 0 | 0 | 0 | 0 | 0 | 0 | 0 | 0 | 0
F9_Industrial_Primary Metals_Existing_Space Heating_Natural Gas_Gas Boiler - High Turndown_A_Achievable Economic UCT Potential | F9 | Industrial | Primary Metals | Existing | Space Heating | Natural Gas | Gas Boiler - High Turndown | A | Cumulative Winter Peak Savings (MW) | Achievable Economic UCT Potential | 0 | 0 | 0 | 0 | 0 | 0 | 0 | 0 | 0 | 0 | 0 | 0 | 0 | 0 | 0 | 0 | 0 | 0 | 0 | 0 | 0 | 0 | 0 | 0 | 0 | 0 | 0 | 0 | 0 | 0 | 0
F10_Industrial_Primary Metals_Existing_Space Heating_Natural Gas_Gas Boiler - High Turndown_A_Achievable Economic UCT Potential | F10 | Industrial | Primary Metals | Existing | Space Heating | Natural Gas | Gas Boiler - High Turndown | A | Purchases (Incremental) | Achievable Economic UCT Potential | 0 | 0 | 0 | 0 | 0 | 0.083675 | 0.083629 | 0.083136 | 0.083181 | 0.083249 | 0.073973 | 0.059017 | 0.047118 | 0.037095 | 0.02979 | 0.023604 | 0.018886 | 0.015033 | 0.011919 | 0.0095465 | 0.0076056 | 5.1674e-05 | 1.8388e-05 | 6.2473e-06 | 2.0307e-06 | 1.7211e-06 | 1.7165e-06 | 1.7124e-06 | 1.7086e-06 | 1.7053e-06 | 1.7024e-06
F11_Industrial_Primary Metals_Existing_Space Heating_Natural Gas_Gas Boiler - High Turndown_A_Achievable Economic UCT Potential | F11 | Industrial | Primary Metals | Existing | Space Heating | Natural Gas | Gas Boiler - High Turndown | A | Purchases (Cumulative) | Achievable Economic UCT Potential | 0 | 0 | 0 | 0 | 0 | 0.083675 | 0.1673 | 0.25044 | 0.33362 | 0.41687 | 0.49084 | 0.54986 | 0.59698 | 0.63407 | 0.66386 | 0.68747 | 0.70635 | 0.72139 | 0.7333 | 0.74285 | 0.75046 | 0.75051 | 0.75053 | 0.75053 | 0.75053 | 0.75054 | 0.75054 | 0.75054 | 0.75054 | 0.75054 | 0.75055
F1_Industrial_Primary Metals_Existing_Process_Natural Gas_Gas Boiler - High Turndown_A_Achievable Economic UCT Potential | F1 | Industrial | Primary Metals | Existing | Process | Natural Gas | Gas Boiler - High Turndown | A | Integrated Unit Energy Savings (kWh or therms) | Achievable Economic UCT Potential | 0 | 0 | 0 | 0 | 0 | 38.1386 | 38.0525 | 37.9655 | 37.8796 | 37.7936 | 37.7055 | 37.6287 | 37.5581 | 37.4833 | 37.4265 | 37.3633 | 37.3114 | 37.2577 | 37.2021 | 37.158 | 37.1095 | 37.0651 | 37.0208 | 36.9767 | 36.9329 | 36.9291 | 36.9257 | 36.9226 | 38.225 | 38.225 | 38.225
F2_Industrial_Primary Metals_Existing_Process_Natural Gas_Gas Boiler - High Turndown_A_Achievable Economic UCT Potential | F2 | Industrial | Primary Metals | Existing | Process | Natural Gas | Gas Boiler - High Turndown | A | Integrated Unit Summer Peak Savings (kW) | Achievable Economic UCT Potential | 0 | 0 | 0 | 0 | 0 | 0 | 0 | 0 | 0 | 0 | 0 | 0 | 0 | 0 | 0 | 0 | 0 | 0 | 0 | 0 | 0 | 0 | 0 | 0 | 0 | 0 | 0 | 0 | 0 | 0 | 0
F3_Industrial_Primary Metals_Existing_Process_Natural Gas_Gas Boiler - High Turndown_A_Achievable Economic UCT Potential | F3 | Industrial | Primary Metals | Existing | Process | Natural Gas | Gas Boiler - High Turndown | A | Integrated Unit Winter Peak Savings (kW) | Achievable Economic UCT Potential | 0 | 0 | 0 | 0 | 0 | 0 | 0 | 0 | 0 | 0 | 0 | 0 | 0 | 0 | 0 | 0 | 0 | 0 | 0 | 0 | 0 | 0 | 0 | 0 | 0 | 0 | 0 | 0 | 0 | 0 | 0
F4_Industrial_Primary Metals_Existing_Process_Natural Gas_Gas Boiler - High Turndown_A_Achievable Economic UCT Potential | F4 | Industrial | Primary Metals | Existing | Process | Natural Gas | Gas Boiler - High Turndown | A | Incremental Energy Savings (MWh or mTherms) | Achievable Economic UCT Potential | 0 | 0 | 0 | 0 | 0 | 0.11558 | 0.11526 | 0.11432 | 0.11412 | 0.11396 | 0.10102 | 0.080433 | 0.064095 | 0.050361 | 0.040382 | 0.031943 | 0.025522 | 0.020286 | 0.01606 | 0.012848 | 0.010222 | 6.9371e-05 | 2.4656e-05 | 8.3668e-06 | 2.7165e-06 | 2.302e-06 | 2.2957e-06 | 2.2899e-06 | 2.3655e-06 | 2.361e-06 | 2.3569e-06
F5_Industrial_Primary Metals_Existing_Process_Natural Gas_Gas Boiler - High Turndown_A_Achievable Economic UCT Potential | F5 | Industrial | Primary Metals | Existing | Process | Natural Gas | Gas Boiler - High Turndown | A | Incremental Summer Peak Savings (MW) | Achievable Economic UCT Potential | 0 | 0 | 0 | 0 | 0 | 0 | 0 | 0 | 0 | 0 | 0 | 0 | 0 | 0 | 0 | 0 | 0 | 0 | 0 | 0 | 0 | 0 | 0 | 0 | 0 | 0 | 0 | 0 | 0 | 0 | 0
F6_Industrial_Primary Metals_Existing_Process_Natural Gas_Gas Boiler - High Turndown_A_Achievable Economic UCT Potential | F6 | Industrial | Primary Metals | Existing | Process | Natural Gas | Gas Boiler - High Turndown | A | Incremental Winter Peak Savings (MW) | Achievable Economic UCT Potential | 0 | 0 | 0 | 0 | 0 | 0 | 0 | 0 | 0 | 0 | 0 | 0 | 0 | 0 | 0 | 0 | 0 | 0 | 0 | 0 | 0 | 0 | 0 | 0 | 0 | 0 | 0 | 0 | 0 | 0 | 0
F7_Industrial_Primary Metals_Existing_Process_Natural Gas_Gas Boiler - High Turndown_A_Achievable Economic UCT Potential | F7 | Industrial | Primary Metals | Existing | Process | Natural Gas | Gas Boiler - High Turndown | A | Cumulative Energy Savings (MWh or mTherms) | Achievable Economic UCT Potential | 0 | 0 | 0 | 0 | 0 | 0.11558 | 0.23058 | 0.34437 | 0.45772 | 0.57063 | 0.67033 | 0.74939 | 0.81208 | 0.86083 | 0.8999 | 0.93033 | 0.95456 | 0.97347 | 0.98808 | 0.99975 | 1.0087 | 1.0075 | 1.0064 | 1.0052 | 1.004 | 1.0039 | 1.0038 | 1.0037 | 0 | 0 | 0
F8_Industrial_Primary Metals_Existing_Process_Natural Gas_Gas Boiler - High Turndown_A_Achievable Economic UCT Potential | F8 | Industrial | Primary Metals | Existing | Process | Natural Gas | Gas Boiler - High Turndown | A | Cumulative Summer Peak Savings (MW) | Achievable Economic UCT Potential | 0 | 0 | 0 | 0 | 0 | 0 | 0 | 0 | 0 | 0 | 0 | 0 | 0 | 0 | 0 | 0 | 0 | 0 | 0 | 0 | 0 | 0 | 0 | 0 | 0 | 0 | 0 | 0 | 0 | 0 | 0
F9_Industrial_Primary Metals_Existing_Process_Natural Gas_Gas Boiler - High Turndown_A_Achievable Economic UCT Potential | F9 | Industrial | Primary Metals | Existing | Process | Natural Gas | Gas Boiler - High Turndown | A | Cumulative Winter Peak Savings (MW) | Achievable Economic UCT Potential | 0 | 0 | 0 | 0 | 0 | 0 | 0 | 0 | 0 | 0 | 0 | 0 | 0 | 0 | 0 | 0 | 0 | 0 | 0 | 0 | 0 | 0 | 0 | 0 | 0 | 0 | 0 | 0 | 0 | 0 | 0
F10_Industrial_Primary Metals_Existing_Process_Natural Gas_Gas Boiler - High Turndown_A_Achievable Economic UCT Potential | F10 | Industrial | Primary Metals | Existing | Process | Natural Gas | Gas Boiler - High Turndown | A | Purchases (Incremental) | Achievable Economic UCT Potential | 0 | 0 | 0 | 0 | 0 | 3.0306 | 3.029 | 3.0111 | 3.0127 | 3.0152 | 2.6792 | 2.1375 | 1.7066 | 1.3436 | 1.079 | 0.85494 | 0.68404 | 0.54448 | 0.4317 | 0.34577 | 0.27547 | 0.0018716 | 0.00066599 | 0.00022627 | 7.3551e-05 | 6.2337e-05 | 6.2171e-05 | 6.202e-05 | 6.1885e-05 | 6.1765e-05 | 6.166e-05
F11_Industrial_Primary Metals_Existing_Process_Natural Gas_Gas Boiler - High Turndown_A_Achievable Economic UCT Potential | F11 | Industrial | Primary Metals | Existing | Process | Natural Gas | Gas Boiler - High Turndown | A | Purchases (Cumulative) | Achievable Economic UCT Potential | 0 | 0 | 0 | 0 | 0 | 3.0306 | 6.0596 | 9.0707 | 12.0835 | 15.0987 | 17.7779 | 19.9155 | 21.622 | 22.9656 | 24.0446 | 24.8995 | 25.5835 | 26.128 | 26.5597 | 26.9055 | 27.1809 | 27.1828 | 27.1835 | 27.1837 | 27.1838 | 27.1838 | 27.1839 | 27.184 | 27.184 | 27.1841 | 27.1842
F1_Industrial_Primary Metals_Existing_Space Heating_Natural Gas_Gas Boiler - Burner Control Optimization_A_Achievable Economic UCT Potential | F1 | Industrial | Primary Metals | Existing | Space Heating | Natural Gas | Gas Boiler - Burner Control Optimization | A | Integrated Unit Energy Savings (kWh or therms) | Achievable Economic UCT Potential | 0 | 0 | 0 | 0 | 0 | 11.333 | 11.1532 | 10.9282 | 10.6542 | 10.3332 | 9.968 | 9.5899 | 9.2107 | 8.8243 | 8.4915 | 8.1734 | 7.9126 | 7.678 | 7.4672 | 7.3112 | 7.1666 | 7.0379 | 6.9282 | 6.8425 | 6.7621 | 6.7011 | 6.6498 | 6.6027 | 9.8447 | 9.8042 | 9.7673
F2_Industrial_Primary Metals_Existing_Space Heating_Natural Gas_Gas Boiler - Burner Control Optimization_A_Achievable Economic UCT Potential | F2 | Industrial | Primary Metals | Existing | Space Heating | Natural Gas | Gas Boiler - Burner Control Optimization | A | Integrated Unit Summer Peak Savings (kW) | Achievable Economic UCT Potential | 0 | 0 | 0 | 0 | 0 | 0 | 0 | 0 | 0 | 0 | 0 | 0 | 0 | 0 | 0 | 0 | 0 | 0 | 0 | 0 | 0 | 0 | 0 | 0 | 0 | 0 | 0 | 0 | 0 | 0 | 0
F3_Industrial_Primary Metals_Existing_Space Heating_Natural Gas_Gas Boiler - Burner Control Optimization_A_Achievable Economic UCT Potential | F3 | Industrial | Primary Metals | Existing | Space Heating | Natural Gas | Gas Boiler - Burner Control Optimization | A | Integrated Unit Winter Peak Savings (kW) | Achievable Economic UCT Potential | 0 | 0 | 0 | 0 | 0 | 0 | 0 | 0 | 0 | 0 | 0 | 0 | 0 | 0 | 0 | 0 | 0 | 0 | 0 | 0 | 0 | 0 | 0 | 0 | 0 | 0 | 0 | 0 | 0 | 0 | 0
F4_Industrial_Primary Metals_Existing_Space Heating_Natural Gas_Gas Boiler - Burner Control Optimization_A_Achievable Economic UCT Potential | F4 | Industrial | Primary Metals | Existing | Space Heating | Natural Gas | Gas Boiler - Burner Control Optimization | A | Incremental Energy Savings (MWh or mTherms) | Achievable Economic UCT Potential | 0 | 0 | 0 | 0 | 0 | 0.0002558 | 0.0003955 | 0.00077048 | 0.0013152 | 0.0019859 | 0.002648 | 0.0032335 | 0.0036159 | 0.0036714 | 0.0035464 | 0.0031556 | 0.0026734 | 0.0021256 | 0.0015935 | 0.001151 | 0.0007865 | 0.00051292 | 0.00032014 | 0.0001918 | 0.00012794 | 0 | 0 | 0 | 0 | 0 | 0
F5_Industrial_Primary Metals_Existing_Space Heating_Natural Gas_Gas Boiler - Burner Control Optimization_A_Achievable Economic UCT Potential | F5 | Industrial | Primary Metals | Existing | Space Heating | Natural Gas | Gas Boiler - Burner Control Optimization | A | Incremental Summer Peak Savings (MW) | Achievable Economic UCT Potential | 0 | 0 | 0 | 0 | 0 | 0 | 0 | 0 | 0 | 0 | 0 | 0 | 0 | 0 | 0 | 0 | 0 | 0 | 0 | 0 | 0 | 0 | 0 | 0 | 0 | 0 | 0 | 0 | 0 | 0 | 0
F6_Industrial_Primary Metals_Existing_Space Heating_Natural Gas_Gas Boiler - Burner Control Optimization_A_Achievable Economic UCT Potential | F6 | Industrial | Primary Metals | Existing | Space Heating | Natural Gas | Gas Boiler - Burner Control Optimization | A | Incremental Winter Peak Savings (MW) | Achievable Economic UCT Potential | 0 | 0 | 0 | 0 | 0 | 0 | 0 | 0 | 0 | 0 | 0 | 0 | 0 | 0 | 0 | 0 | 0 | 0 | 0 | 0 | 0 | 0 | 0 | 0 | 0 | 0 | 0 | 0 | 0 | 0 | 0
F7_Industrial_Primary Metals_Existing_Space Heating_Natural Gas_Gas Boiler - Burner Control Optimization_A_Achievable Economic UCT Potential | F7 | Industrial | Primary Metals | Existing | Space Heating | Natural Gas | Gas Boiler - Burner Control Optimization | A | Cumulative Energy Savings (MWh or mTherms) | Achievable Economic UCT Potential | 0 | 0 | 0 | 0 | 0 | 0.0002558 | 0.00064725 | 0.0014047 | 0.0026847 | 0.0045898 | 0.0070755 | 0.010041 | 0.013259 | 0.016375 | 0.019304 | 0.021736 | 0.023716 | 0.025138 | 0.026041 | 0.026649 | 0.026908 | 0.026938 | 0.026838 | 0.026698 | 0.026512 | 0.026273 | 0.026072 | 0.025887 | 0 | 0 | 0
F8_Industrial_Primary Metals_Existing_Space Heating_Natural Gas_Gas Boiler - Burner Control Optimization_A_Achievable Economic UCT Potential | F8 | Industrial | Primary Metals | Existing | Space Heating | Natural Gas | Gas Boiler - Burner Control Optimization | A | Cumulative Summer Peak Savings (MW) | Achievable Economic UCT Potential | 0 | 0 | 0 | 0 | 0 | 0 | 0 | 0 | 0 | 0 | 0 | 0 | 0 | 0 | 0 | 0 | 0 | 0 | 0 | 0 | 0 | 0 | 0 | 0 | 0 | 0 | 0 | 0 | 0 | 0 | 0
F9_Industrial_Primary Metals_Existing_Space Heating_Natural Gas_Gas Boiler - Burner Control Optimization_A_Achievable Economic UCT Potential | F9 | Industrial | Primary Metals | Existing | Space Heating | Natural Gas | Gas Boiler - Burner Control Optimization | A | Cumulative Winter Peak Savings (MW) | Achievable Economic UCT Potential | 0 | 0 | 0 | 0 | 0 | 0 | 0 | 0 | 0 | 0 | 0 | 0 | 0 | 0 | 0 | 0 | 0 | 0 | 0 | 0 | 0 | 0 | 0 | 0 | 0 | 0 | 0 | 0 | 0 | 0 | 0
F10_Industrial_Primary Metals_Existing_Space Heating_Natural Gas_Gas Boiler - Burner Control Optimization_A_Achievable Economic UCT Potential | F10 | Industrial | Primary Metals | Existing | Space Heating | Natural Gas | Gas Boiler - Burner Control Optimization | A | Purchases (Incremental) | Achievable Economic UCT Potential | 0 | 0 | 0 | 0 | 0 | 0.022572 | 0.035461 | 0.070504 | 0.12345 | 0.19219 | 0.26565 | 0.33717 | 0.39257 | 0.41606 | 0.41764 | 0.38608 | 0.33787 | 0.27684 | 0.2134 | 0.15743 | 0.10975 | 0.072879 | 0.046209 | 0.028031 | 0.01892 | 0 | 0 | 0 | 0 | 0 | 0
F11_Industrial_Primary Metals_Existing_Space Heating_Natural Gas_Gas Boiler - Burner Control Optimization_A_Achievable Economic UCT Potential | F11 | Industrial | Primary Metals | Existing | Space Heating | Natural Gas | Gas Boiler - Burner Control Optimization | A | Purchases (Cumulative) | Achievable Economic UCT Potential | 0 | 0 | 0 | 0 | 0 | 0.022572 | 0.058033 | 0.12854 | 0.25199 | 0.44417 | 0.70982 | 1.047 | 1.4396 | 1.8556 | 2.2733 | 2.6594 | 2.9972 | 3.2741 | 3.4875 | 3.6449 | 3.7546 | 3.8275 | 3.8737 | 3.9018 | 3.9207 | 3.9207 | 3.9207 | 3.9207 | 3.9207 | 3.9207 | 3.9207
F1_Industrial_Primary Metals_Existing_Process_Natural Gas_Gas Boiler - Burner Control Optimization_A_Achievable Economic UCT Potential | F1 | Industrial | Primary Metals | Existing | Process | Natural Gas | Gas Boiler - Burner Control Optimization | A | Integrated Unit Energy Savings (kWh or therms) | Achievable Economic UCT Potential | 0 | 0 | 0 | 0 | 0 | 11.0596 | 11.034 | 11.0081 | 10.9826 | 10.957 | 10.9309 | 10.9082 | 10.8873 | 10.8653 | 10.8486 | 10.8301 | 10.8149 | 10.7992 | 10.7829 | 10.7701 | 10.7559 | 10.743 | 10.7302 | 10.7174 | 10.7046 | 10.7035 | 10.7025 | 10.7016 | 11.0853 | 11.0853 | 11.0853
F2_Industrial_Primary Metals_Existing_Process_Natural Gas_Gas Boiler - Burner Control Optimization_A_Achievable Economic UCT Potential | F2 | Industrial | Primary Metals | Existing | Process | Natural Gas | Gas Boiler - Burner Control Optimization | A | Integrated Unit Summer Peak Savings (kW) | Achievable Economic UCT Potential | 0 | 0 | 0 | 0 | 0 | 0 | 0 | 0 | 0 | 0 | 0 | 0 | 0 | 0 | 0 | 0 | 0 | 0 | 0 | 0 | 0 | 0 | 0 | 0 | 0 | 0 | 0 | 0 | 0 | 0 | 0
F3_Industrial_Primary Metals_Existing_Process_Natural Gas_Gas Boiler - Burner Control Optimization_A_Achievable Economic UCT Potential | F3 | Industrial | Primary Metals | Existing | Process | Natural Gas | Gas Boiler - Burner Control Optimization | A | Integrated Unit Winter Peak Savings (kW) | Achievable Economic UCT Potential | 0 | 0 | 0 | 0 | 0 | 0 | 0 | 0 | 0 | 0 | 0 | 0 | 0 | 0 | 0 | 0 | 0 | 0 | 0 | 0 | 0 | 0 | 0 | 0 | 0 | 0 | 0 | 0 | 0 | 0 | 0
F4_Industrial_Primary Metals_Existing_Process_Natural Gas_Gas Boiler - Burner Control Optimization_A_Achievable Economic UCT Potential | F4 | Industrial | Primary Metals | Existing | Process | Natural Gas | Gas Boiler - Burner Control Optimization | A | Incremental Energy Savings (MWh or mTherms) | Achievable Economic UCT Potential | 0 | 0 | 0 | 0 | 0 | 0.0090415 | 0.014172 | 0.02811 | 0.049105 | 0.076271 | 0.10517 | 0.13321 | 0.1548 | 0.16373 | 0.1641 | 0.15144 | 0.13234 | 0.10828 | 0.083344 | 0.061411 | 0.042754 | 0.028357 | 0.017958 | 0.010881 | 0.0073354 | 0 | 0 | 0 | 0 | 0 | 0
F5_Industrial_Primary Metals_Existing_Process_Natural Gas_Gas Boiler - Burner Control Optimization_A_Achievable Economic UCT Potential | F5 | Industrial | Primary Metals | Existing | Process | Natural Gas | Gas Boiler - Burner Control Optimization | A | Incremental Summer Peak Savings (MW) | Achievable Economic UCT Potential | 0 | 0 | 0 | 0 | 0 | 0 | 0 | 0 | 0 | 0 | 0 | 0 | 0 | 0 | 0 | 0 | 0 | 0 | 0 | 0 | 0 | 0 | 0 | 0 | 0 | 0 | 0 | 0 | 0 | 0 | 0
F6_Industrial_Primary Metals_Existing_Process_Natural Gas_Gas Boiler - Burner Control Optimization_A_Achievable Economic UCT Potential | F6 | Industrial | Primary Metals | Existing | Process | Natural Gas | Gas Boiler - Burner Control Optimization | A | Incremental Winter Peak Savings (MW) | Achievable Economic UCT Potential | 0 | 0 | 0 | 0 | 0 | 0 | 0 | 0 | 0 | 0 | 0 | 0 | 0 | 0 | 0 | 0 | 0 | 0 | 0 | 0 | 0 | 0 | 0 | 0 | 0 | 0 | 0 | 0 | 0 | 0 | 0
F7_Industrial_Primary Metals_Existing_Process_Natural Gas_Gas Boiler - Burner Control Optimization_A_Achievable Economic UCT Potential | F7 | Industrial | Primary Metals | Existing | Process | Natural Gas | Gas Boiler - Burner Control Optimization | A | Cumulative Energy Savings (MWh or mTherms) | Achievable Economic UCT Potential | 0 | 0 | 0 | 0 | 0 | 0.0090415 | 0.023192 | 0.051248 | 0.10023 | 0.17627 | 0.28102 | 0.41365 | 0.56767 | 0.73025 | 0.89323 | 1.0431 | 1.174 | 1.2806 | 1.362 | 1.4218 | 1.4627 | 1.4893 | 1.5055 | 1.5146 | 1.5201 | 1.5199 | 1.5198 | 1.5197 | 0 | 0 | 0
F8_Industrial_Primary Metals_Existing_Process_Natural Gas_Gas Boiler - Burner Control Optimization_A_Achievable Economic UCT Potential | F8 | Industrial | Primary Metals | Existing | Process | Natural Gas | Gas Boiler - Burner Control Optimization | A | Cumulative Summer Peak Savings (MW) | Achievable Economic UCT Potential | 0 | 0 | 0 | 0 | 0 | 0 | 0 | 0 | 0 | 0 | 0 | 0 | 0 | 0 | 0 | 0 | 0 | 0 | 0 | 0 | 0 | 0 | 0 | 0 | 0 | 0 | 0 | 0 | 0 | 0 | 0
F9_Industrial_Primary Metals_Existing_Process_Natural Gas_Gas Boiler - Burner Control Optimization_A_Achievable Economic UCT Potential | F9 | Industrial | Primary Metals | Existing | Process | Natural Gas | Gas Boiler - Burner Control Optimization | A | Cumulative Winter Peak Savings (MW) | Achievable Economic UCT Potential | 0 | 0 | 0 | 0 | 0 | 0 | 0 | 0 | 0 | 0 | 0 | 0 | 0 | 0 | 0 | 0 | 0 | 0 | 0 | 0 | 0 | 0 | 0 | 0 | 0 | 0 | 0 | 0 | 0 | 0 | 0
F10_Industrial_Primary Metals_Existing_Process_Natural Gas_Gas Boiler - Burner Control Optimization_A_Achievable Economic UCT Potential | F10 | Industrial | Primary Metals | Existing | Process | Natural Gas | Gas Boiler - Burner Control Optimization | A | Purchases (Incremental) | Achievable Economic UCT Potential | 0 | 0 | 0 | 0 | 0 | 0.81753 | 1.2844 | 2.5536 | 4.4712 | 6.961 | 9.6216 | 12.2122 | 14.2186 | 15.0692 | 15.1268 | 13.9837 | 12.2373 | 10.0271 | 7.7293 | 5.702 | 3.9749 | 2.6396 | 1.6736 | 1.0153 | 0.68526 | 0 | 0 | 0 | 0 | 0 | 0
F11_Industrial_Primary Metals_Existing_Process_Natural Gas_Gas Boiler - Burner Control Optimization_A_Achievable Economic UCT Potential | F11 | Industrial | Primary Metals | Existing | Process | Natural Gas | Gas Boiler - Burner Control Optimization | A | Purchases (Cumulative) | Achievable Economic UCT Potential | 0 | 0 | 0 | 0 | 0 | 0.81753 | 2.1019 | 4.6555 | 9.1267 | 16.0877 | 25.7093 | 37.9215 | 52.1401 | 67.2093 | 82.3361 | 96.3198 | 108.5571 | 118.5841 | 126.3134 | 132.0154 | 135.9903 | 138.6299 | 140.3035 | 141.3188 | 142.0041 | 142.0041 | 142.0041 | 142.0041 | 142.0041 | 142.0041 | 142.0041
F1_Industrial_Primary Metals_Existing_Space Heating_Natural Gas_HVAC - Demand Controlled Ventilation_A_Achievable Economic UCT Potential | F1 | Industrial | Primary Metals | Existing | Space Heating | Natural Gas | HVAC - Demand Controlled Ventilation | A | Integrated Unit Energy Savings (kWh or therms) | Achievable Economic UCT Potential | 0 | 0 | 0 | 0 | 0 | 0.045634 | 0.045126 | 0.044486 | 0.043814 | 0.04311 | 0.042379 | 0.041622 | 0.04086 | 0.040073 | 0.039263 | 0.038472 | 0.037708 | 0.036968 | 0.036261 | 0.035615 | 0.035006 | 0.034433 | 0.033909 | 0.033457 | 0.03304 | 0.032712 | 0.032421 | 0.032148 | 0.036718 | 0.036492 | 0.03628
F2_Industrial_Primary Metals_Existing_Space Heating_Natural Gas_HVAC - Demand Controlled Ventilation_A_Achievable Economic UCT Potential | F2 | Industrial | Primary Metals | Existing | Space Heating | Natural Gas | HVAC - Demand Controlled Ventilation | A | Integrated Unit Summer Peak Savings (kW) | Achievable Economic UCT Potential | 0 | 0 | 0 | 0 | 0 | 0 | 0 | 0 | 0 | 0 | 0 | 0 | 0 | 0 | 0 | 0 | 0 | 0 | 0 | 0 | 0 | 0 | 0 | 0 | 0 | 0 | 0 | 0 | 0 | 0 | 0
F3_Industrial_Primary Metals_Existing_Space Heating_Natural Gas_HVAC - Demand Controlled Ventilation_A_Achievable Economic UCT Potential | F3 | Industrial | Primary Metals | Existing | Space Heating | Natural Gas | HVAC - Demand Controlled Ventilation | A | Integrated Unit Winter Peak Savings (kW) | Achievable Economic UCT Potential | 0 | 0 | 0 | 0 | 0 | 0 | 0 | 0 | 0 | 0 | 0 | 0 | 0 | 0 | 0 | 0 | 0 | 0 | 0 | 0 | 0 | 0 | 0 | 0 | 0 | 0 | 0 | 0 | 0 | 0 | 0
F4_Industrial_Primary Metals_Existing_Space Heating_Natural Gas_HVAC - Demand Controlled Ventilation_A_Achievable Economic UCT Potential | F4 | Industrial | Primary Metals | Existing | Space Heating | Natural Gas | HVAC - Demand Controlled Ventilation | A | Incremental Energy Savings (MWh or mTherms) | Achievable Economic UCT Potential | 0 | 0 | 0 | 0 | 0 | 0 | 0.019698 | 0.019304 | 0.019022 | 0.018732 | 0.01818 | 0.017807 | 0.017445 | 0.016838 | 0.016561 | 0.016072 | 0.015755 | 0.015368 | 0.01494 | 0.014691 | 0.01438 | 0.01409 | 0.013825 | 0.013594 | 0.013382 | 0.013211 | 0 | 0 | 0 | 0 | 0
F5_Industrial_Primary Metals_Existing_Space Heating_Natural Gas_HVAC - Demand Controlled Ventilation_A_Achievable Economic UCT Potential | F5 | Industrial | Primary Metals | Existing | Space Heating | Natural Gas | HVAC - Demand Controlled Ventilation | A | Incremental Summer Peak Savings (MW) | Achievable Economic UCT Potential | 0 | 0 | 0 | 0 | 0 | 0 | 0 | 0 | 0 | 0 | 0 | 0 | 0 | 0 | 0 | 0 | 0 | 0 | 0 | 0 | 0 | 0 | 0 | 0 | 0 | 0 | 0 | 0 | 0 | 0 | 0
F6_Industrial_Primary Metals_Existing_Space Heating_Natural Gas_HVAC - Demand Controlled Ventilation_A_Achievable Economic UCT Potential | F6 | Industrial | Primary Metals | Existing | Space Heating | Natural Gas | HVAC - Demand Controlled Ventilation | A | Incremental Winter Peak Savings (MW) | Achievable Economic UCT Potential | 0 | 0 | 0 | 0 | 0 | 0 | 0 | 0 | 0 | 0 | 0 | 0 | 0 | 0 | 0 | 0 | 0 | 0 | 0 | 0 | 0 | 0 | 0 | 0 | 0 | 0 | 0 | 0 | 0 | 0 | 0
F7_Industrial_Primary Metals_Existing_Space Heating_Natural Gas_HVAC - Demand Controlled Ventilation_A_Achievable Economic UCT Potential | F7 | Industrial | Primary Metals | Existing | Space Heating | Natural Gas | HVAC - Demand Controlled Ventilation | A | Cumulative Energy Savings (MWh or mTherms) | Achievable Economic UCT Potential | 0 | 0 | 0 | 0 | 0 | 0 | 0.019698 | 0.038722 | 0.05716 | 0.074973 | 0.091881 | 0.10805 | 0.12351 | 0.13797 | 0.15175 | 0.16476 | 0.17724 | 0.18914 | 0.20046 | 0.21158 | 0.22234 | 0.23279 | 0.24307 | 0.25342 | 0.26365 | 0.27424 | 0.2718 | 0.26952 | 0 | 0 | 0
F8_Industrial_Primary Metals_Existing_Space Heating_Natural Gas_HVAC - Demand Controlled Ventilation_A_Achievable Economic UCT Potential | F8 | Industrial | Primary Metals | Existing | Space Heating | Natural Gas | HVAC - Demand Controlled Ventilation | A | Cumulative Summer Peak Savings (MW) | Achievable Economic UCT Potential | 0 | 0 | 0 | 0 | 0 | 0 | 0 | 0 | 0 | 0 | 0 | 0 | 0 | 0 | 0 | 0 | 0 | 0 | 0 | 0 | 0 | 0 | 0 | 0 | 0 | 0 | 0 | 0 | 0 | 0 | 0
F9_Industrial_Primary Metals_Existing_Space Heating_Natural Gas_HVAC - Demand Controlled Ventilation_A_Achievable Economic UCT Potential | F9 | Industrial | Primary Metals | Existing | Space Heating | Natural Gas | HVAC - Demand Controlled Ventilation | A | Cumulative Winter Peak Savings (MW) | Achievable Economic UCT Potential | 0 | 0 | 0 | 0 | 0 | 0 | 0 | 0 | 0 | 0 | 0 | 0 | 0 | 0 | 0 | 0 | 0 | 0 | 0 | 0 | 0 | 0 | 0 | 0 | 0 | 0 | 0 | 0 | 0 | 0 | 0
F10_Industrial_Primary Metals_Existing_Space Heating_Natural Gas_HVAC - Demand Controlled Ventilation_A_Achievable Economic UCT Potential | F10 | Industrial | Primary Metals | Existing | Space Heating | Natural Gas | HVAC - Demand Controlled Ventilation | A | Purchases (Incremental) | Achievable Economic UCT Potential | 0 | 0 | 0 | 0 | 0 | 0 | 436.4994 | 433.9252 | 434.1598 | 434.5188 | 429.0009 | 427.8285 | 426.9599 | 420.1799 | 421.7842 | 417.7619 | 417.8161 | 415.7132 | 412.0051 | 412.4931 | 410.7874 | 409.1897 | 407.6987 | 406.3132 | 405.032 | 403.8537 | 0 | 0 | 0 | 0 | 0
F11_Industrial_Primary Metals_Existing_Space Heating_Natural Gas_HVAC - Demand Controlled Ventilation_A_Achievable Economic UCT Potential | F11 | Industrial | Primary Metals | Existing | Space Heating | Natural Gas | HVAC - Demand Controlled Ventilation | A | Purchases (Cumulative) | Achievable Economic UCT Potential | 0 | 0 | 0 | 0 | 0 | 0 | 436.4994 | 870.4246 | 1304.5844 | 1739.1032 | 2168.1041 | 2595.9326 | 3022.8925 | 3443.0724 | 3864.8566 | 4282.6185 | 4700.4346 | 5116.1478 | 5528.1529 | 5940.646 | 6351.4334 | 6760.6231 | 7168.3218 | 7574.6351 | 7979.667 | 8383.5207 | 8383.5207 | 8383.5207 | 8383.5207 | 8383.5207 | 8383.5207
F1_Industrial_Primary Metals_Existing_Space Heating_Natural Gas_Gas Boiler - Stack Economizer_A_Achievable Economic UCT Potential | F1 | Industrial | Primary Metals | Existing | Space Heating | Natural Gas | Gas Boiler - Stack Economizer | A | Integrated Unit Energy Savings (kWh or therms) | Achievable Economic UCT Potential | 0 | 0 | 0 | 0 | 0 | 28.6787 | 28.4667 | 28.2488 | 28.0213 | 27.7842 | 27.542 | 27.2935 | 27.0378 | 26.7708 | 26.4807 | 26.1994 | 25.9165 | 25.6382 | 25.3639 | 25.1009 | 24.8479 | 24.5883 | 24.3517 | 24.1434 | 23.94 | 23.7551 | 23.5968 | 23.4508 | 24.7814 | 24.6796 | 24.5867
F2_Industrial_Primary Metals_Existing_Space Heating_Natural Gas_Gas Boiler - Stack Economizer_A_Achievable Economic UCT Potential | F2 | Industrial | Primary Metals | Existing | Space Heating | Natural Gas | Gas Boiler - Stack Economizer | A | Integrated Unit Summer Peak Savings (kW) | Achievable Economic UCT Potential | 0 | 0 | 0 | 0 | 0 | 0 | 0 | 0 | 0 | 0 | 0 | 0 | 0 | 0 | 0 | 0 | 0 | 0 | 0 | 0 | 0 | 0 | 0 | 0 | 0 | 0 | 0 | 0 | 0 | 0 | 0
F3_Industrial_Primary Metals_Existing_Space Heating_Natural Gas_Gas Boiler - Stack Economizer_A_Achievable Economic UCT Potential | F3 | Industrial | Primary Metals | Existing | Space Heating | Natural Gas | Gas Boiler - Stack Economizer | A | Integrated Unit Winter Peak Savings (kW) | Achievable Economic UCT Potential | 0 | 0 | 0 | 0 | 0 | 0 | 0 | 0 | 0 | 0 | 0 | 0 | 0 | 0 | 0 | 0 | 0 | 0 | 0 | 0 | 0 | 0 | 0 | 0 | 0 | 0 | 0 | 0 | 0 | 0 | 0
F4_Industrial_Primary Metals_Existing_Space Heating_Natural Gas_Gas Boiler - Stack Economizer_A_Achievable Economic UCT Potential | F4 | Industrial | Primary Metals | Existing | Space Heating | Natural Gas | Gas Boiler - Stack Economizer | A | Incremental Energy Savings (MWh or mTherms) | Achievable Economic UCT Potential | 0 | 0 | 0 | 0 | 0 | 0.0063992 | 0.0063484 | 0.0062626 | 0.0062155 | 0.006168 | 0.005433 | 0.0042954 | 0.0033972 | 0.0026482 | 0.0021036 | 0.0016491 | 0.0013052 | 0.0010278 | 0.00080616 | 0.000639 | 0.00050395 | 3.3882e-06 | 1.1941e-06 | 4.0221e-07 | 1.2964e-07 | 1.0903e-07 | 1.0801e-07 | 1.0708e-07 | 1.1291e-07 | 1.1223e-07 | 1.1162e-07
F5_Industrial_Primary Metals_Existing_Space Heating_Natural Gas_Gas Boiler - Stack Economizer_A_Achievable Economic UCT Potential | F5 | Industrial | Primary Metals | Existing | Space Heating | Natural Gas | Gas Boiler - Stack Economizer | A | Incremental Summer Peak Savings (MW) | Achievable Economic UCT Potential | 0 | 0 | 0 | 0 | 0 | 0 | 0 | 0 | 0 | 0 | 0 | 0 | 0 | 0 | 0 | 0 | 0 | 0 | 0 | 0 | 0 | 0 | 0 | 0 | 0 | 0 | 0 | 0 | 0 | 0 | 0
F6_Industrial_Primary Metals_Existing_Space Heating_Natural Gas_Gas Boiler - Stack Economizer_A_Achievable Economic UCT Potential | F6 | Industrial | Primary Metals | Existing | Space Heating | Natural Gas | Gas Boiler - Stack Economizer | A | Incremental Winter Peak Savings (MW) | Achievable Economic UCT Potential | 0 | 0 | 0 | 0 | 0 | 0 | 0 | 0 | 0 | 0 | 0 | 0 | 0 | 0 | 0 | 0 | 0 | 0 | 0 | 0 | 0 | 0 | 0 | 0 | 0 | 0 | 0 | 0 | 0 | 0 | 0
F7_Industrial_Primary Metals_Existing_Space Heating_Natural Gas_Gas Boiler - Stack Economizer_A_Achievable Economic UCT Potential | F7 | Industrial | Primary Metals | Existing | Space Heating | Natural Gas | Gas Boiler - Stack Economizer | A | Cumulative Energy Savings (MWh or mTherms) | Achievable Economic UCT Potential | 0 | 0 | 0 | 0 | 0 | 0.0063992 | 0.0127 | 0.018866 | 0.024929 | 0.030886 | 0.03605 | 0.04002 | 0.043043 | 0.045266 | 0.046879 | 0.04803 | 0.048817 | 0.04932 | 0.049599 | 0.049723 | 0.049726 | 0.04921 | 0.048738 | 0.048321 | 0.047914 | 0.047544 | 0.047227 | 0.046935 | 0 | 0 | 0
F8_Industrial_Primary Metals_Existing_Space Heating_Natural Gas_Gas Boiler - Stack Economizer_A_Achievable Economic UCT Potential | F8 | Industrial | Primary Metals | Existing | Space Heating | Natural Gas | Gas Boiler - Stack Economizer | A | Cumulative Summer Peak Savings (MW) | Achievable Economic UCT Potential | 0 | 0 | 0 | 0 | 0 | 0 | 0 | 0 | 0 | 0 | 0 | 0 | 0 | 0 | 0 | 0 | 0 | 0 | 0 | 0 | 0 | 0 | 0 | 0 | 0 | 0 | 0 | 0 | 0 | 0 | 0
F9_Industrial_Primary Metals_Existing_Space Heating_Natural Gas_Gas Boiler - Stack Economizer_A_Achievable Economic UCT Potential | F9 | Industrial | Primary Metals | Existing | Space Heating | Natural Gas | Gas Boiler - Stack Economizer | A | Cumulative Winter Peak Savings (MW) | Achievable Economic UCT Potential | 0 | 0 | 0 | 0 | 0 | 0 | 0 | 0 | 0 | 0 | 0 | 0 | 0 | 0 | 0 | 0 | 0 | 0 | 0 | 0 | 0 | 0 | 0 | 0 | 0 | 0 | 0 | 0 | 0 | 0 | 0
F10_Industrial_Primary Metals_Existing_Space Heating_Natural Gas_Gas Boiler - Stack Economizer_A_Achievable Economic UCT Potential | F10 | Industrial | Primary Metals | Existing | Space Heating | Natural Gas | Gas Boiler - Stack Economizer | A | Purchases (Incremental) | Achievable Economic UCT Potential | 0 | 0 | 0 | 0 | 0 | 0.22313 | 0.22301 | 0.2217 | 0.22182 | 0.222 | 0.19726 | 0.15738 | 0.12565 | 0.098921 | 0.079439 | 0.062945 | 0.050363 | 0.040087 | 0.031784 | 0.025457 | 0.020282 | 0.0001378 | 4.9034e-05 | 1.6659e-05 | 5.4153e-06 | 4.5896e-06 | 4.5774e-06 | 4.5663e-06 | 4.5563e-06 | 4.5475e-06 | 4.5397e-06
F11_Industrial_Primary Metals_Existing_Space Heating_Natural Gas_Gas Boiler - Stack Economizer_A_Achievable Economic UCT Potential | F11 | Industrial | Primary Metals | Existing | Space Heating | Natural Gas | Gas Boiler - Stack Economizer | A | Purchases (Cumulative) | Achievable Economic UCT Potential | 0 | 0 | 0 | 0 | 0 | 0.22313 | 0.44614 | 0.66784 | 0.88965 | 1.1117 | 1.3089 | 1.4663 | 1.5919 | 1.6909 | 1.7703 | 1.8332 | 1.8836 | 1.9237 | 1.9555 | 1.9809 | 2.0012 | 2.0014 | 2.0014 | 2.0014 | 2.0014 | 2.0014 | 2.0014 | 2.0014 | 2.0014 | 2.0014 | 2.0015
F1_Industrial_Primary Metals_Existing_Process_Natural Gas_Gas Boiler - Stack Economizer_A_Achievable Economic UCT Potential | F1 | Industrial | Primary Metals | Existing | Process | Natural Gas | Gas Boiler - Stack Economizer | A | Integrated Unit Energy Savings (kWh or therms) | Achievable Economic UCT Potential | 0 | 0 | 0 | 0 | 0 | 36.694 | 36.6925 | 36.6915 | 36.6907 | 36.6901 | 36.6894 | 36.6889 | 36.6884 | 36.6879 | 36.6877 | 36.6873 | 36.6871 | 36.6869 | 36.6867 | 36.6866 | 36.6865 | 36.6864 | 36.6863 | 36.6862 | 36.6862 | 36.6861 | 36.6861 | 36.6861 | 36.696 | 36.696 | 36.696
F2_Industrial_Primary Metals_Existing_Process_Natural Gas_Gas Boiler - Stack Economizer_A_Achievable Economic UCT Potential | F2 | Industrial | Primary Metals | Existing | Process | Natural Gas | Gas Boiler - Stack Economizer | A | Integrated Unit Summer Peak Savings (kW) | Achievable Economic UCT Potential | 0 | 0 | 0 | 0 | 0 | 0 | 0 | 0 | 0 | 0 | 0 | 0 | 0 | 0 | 0 | 0 | 0 | 0 | 0 | 0 | 0 | 0 | 0 | 0 | 0 | 0 | 0 | 0 | 0 | 0 | 0
F3_Industrial_Primary Metals_Existing_Process_Natural Gas_Gas Boiler - Stack Economizer_A_Achievable Economic UCT Potential | F3 | Industrial | Primary Metals | Existing | Process | Natural Gas | Gas Boiler - Stack Economizer | A | Integrated Unit Winter Peak Savings (kW) | Achievable Economic UCT Potential | 0 | 0 | 0 | 0 | 0 | 0 | 0 | 0 | 0 | 0 | 0 | 0 | 0 | 0 | 0 | 0 | 0 | 0 | 0 | 0 | 0 | 0 | 0 | 0 | 0 | 0 | 0 | 0 | 0 | 0 | 0
F4_Industrial_Primary Metals_Existing_Process_Natural Gas_Gas Boiler - Stack Economizer_A_Achievable Economic UCT Potential | F4 | Industrial | Primary Metals | Existing | Process | Natural Gas | Gas Boiler - Stack Economizer | A | Incremental Energy Savings (MWh or mTherms) | Achievable Economic UCT Potential | 0 | 0 | 0 | 0 | 0 | 0.29655 | 0.29638 | 0.29462 | 0.29477 | 0.29501 | 0.26213 | 0.20913 | 0.16696 | 0.13145 | 0.10556 | 0.083641 | 0.066921 | 0.053267 | 0.042233 | 0.033827 | 0.026949 | 0.0001831 | 6.5154e-05 | 2.2136e-05 | 7.1955e-06 | 6.0984e-06 | 6.0821e-06 | 6.0674e-06 | 6.0558e-06 | 6.0441e-06 | 6.0338e-06
F5_Industrial_Primary Metals_Existing_Process_Natural Gas_Gas Boiler - Stack Economizer_A_Achievable Economic UCT Potential | F5 | Industrial | Primary Metals | Existing | Process | Natural Gas | Gas Boiler - Stack Economizer | A | Incremental Summer Peak Savings (MW) | Achievable Economic UCT Potential | 0 | 0 | 0 | 0 | 0 | 0 | 0 | 0 | 0 | 0 | 0 | 0 | 0 | 0 | 0 | 0 | 0 | 0 | 0 | 0 | 0 | 0 | 0 | 0 | 0 | 0 | 0 | 0 | 0 | 0 | 0
F6_Industrial_Primary Metals_Existing_Process_Natural Gas_Gas Boiler - Stack Economizer_A_Achievable Economic UCT Potential | F6 | Industrial | Primary Metals | Existing | Process | Natural Gas | Gas Boiler - Stack Economizer | A | Incremental Winter Peak Savings (MW) | Achievable Economic UCT Potential | 0 | 0 | 0 | 0 | 0 | 0 | 0 | 0 | 0 | 0 | 0 | 0 | 0 | 0 | 0 | 0 | 0 | 0 | 0 | 0 | 0 | 0 | 0 | 0 | 0 | 0 | 0 | 0 | 0 | 0 | 0
F7_Industrial_Primary Metals_Existing_Process_Natural Gas_Gas Boiler - Stack Economizer_A_Achievable Economic UCT Potential | F7 | Industrial | Primary Metals | Existing | Process | Natural Gas | Gas Boiler - Stack Economizer | A | Cumulative Energy Savings (MWh or mTherms) | Achievable Economic UCT Potential | 0 | 0 | 0 | 0 | 0 | 0.29655 | 0.59291 | 0.88752 | 1.1823 | 1.4773 | 1.7394 | 1.9485 | 2.1154 | 2.2468 | 2.3524 | 2.436 | 2.5029 | 2.5562 | 2.5984 | 2.6322 | 2.6591 | 2.6593 | 2.6594 | 2.6594 | 2.6594 | 2.6594 | 2.6594 | 2.6594 | 0 | 0 | 0
F8_Industrial_Primary Metals_Existing_Process_Natural Gas_Gas Boiler - Stack Economizer_A_Achievable Economic UCT Potential | F8 | Industrial | Primary Metals | Existing | Process | Natural Gas | Gas Boiler - Stack Economizer | A | Cumulative Summer Peak Savings (MW) | Achievable Economic UCT Potential | 0 | 0 | 0 | 0 | 0 | 0 | 0 | 0 | 0 | 0 | 0 | 0 | 0 | 0 | 0 | 0 | 0 | 0 | 0 | 0 | 0 | 0 | 0 | 0 | 0 | 0 | 0 | 0 | 0 | 0 | 0
F9_Industrial_Primary Metals_Existing_Process_Natural Gas_Gas Boiler - Stack Economizer_A_Achievable Economic UCT Potential | F9 | Industrial | Primary Metals | Existing | Process | Natural Gas | Gas Boiler - Stack Economizer | A | Cumulative Winter Peak Savings (MW) | Achievable Economic UCT Potential | 0 | 0 | 0 | 0 | 0 | 0 | 0 | 0 | 0 | 0 | 0 | 0 | 0 | 0 | 0 | 0 | 0 | 0 | 0 | 0 | 0 | 0 | 0 | 0 | 0 | 0 | 0 | 0 | 0 | 0 | 0
F10_Industrial_Primary Metals_Existing_Process_Natural Gas_Gas Boiler - Stack Economizer_A_Achievable Economic UCT Potential | F10 | Industrial | Primary Metals | Existing | Process | Natural Gas | Gas Boiler - Stack Economizer | A | Purchases (Incremental) | Achievable Economic UCT Potential | 0 | 0 | 0 | 0 | 0 | 8.0817 | 8.0773 | 8.0296 | 8.034 | 8.0406 | 7.1447 | 5.7001 | 4.5508 | 3.5828 | 2.8772 | 2.2798 | 1.8241 | 1.4519 | 1.1512 | 0.92204 | 0.73458 | 0.0049909 | 0.001776 | 0.00060339 | 0.00019614 | 0.00016623 | 0.00016579 | 0.00016539 | 0.00016503 | 0.00016471 | 0.00016443
F11_Industrial_Primary Metals_Existing_Process_Natural Gas_Gas Boiler - Stack Economizer_A_Achievable Economic UCT Potential | F11 | Industrial | Primary Metals | Existing | Process | Natural Gas | Gas Boiler - Stack Economizer | A | Purchases (Cumulative) | Achievable Economic UCT Potential | 0 | 0 | 0 | 0 | 0 | 8.0817 | 16.159 | 24.1886 | 32.2226 | 40.2632 | 47.4079 | 53.108 | 57.6588 | 61.2416 | 64.1189 | 66.3987 | 68.2228 | 69.6747 | 70.8259 | 71.748 | 72.4825 | 72.4875 | 72.4893 | 72.4899 | 72.4901 | 72.4903 | 72.4904 | 72.4906 | 72.4908 | 72.4909 | 72.4911
F1_Industrial_Primary Metals_Existing_Space Heating_Natural Gas_Gas Furnace Tube Inserts_A_Achievable Economic UCT Potential | F1 | Industrial | Primary Metals | Existing | Space Heating | Natural Gas | Gas Furnace Tube Inserts | A | Integrated Unit Energy Savings (kWh or therms) | Achievable Economic UCT Potential | 0 | 0 | 0 | 0 | 0 | 0.086153 | 0.085315 | 0.084246 | 0.083137 | 0.081995 | 0.080846 | 0.079685 | 0.078557 | 0.077446 | 0.076294 | 0.075233 | 0.074207 | 0.07323 | 0.072298 | 0.071394 | 0.070523 | 0.069657 | 0.068822 | 0.068079 | 0.067375 | 0.066721 | 0.066142 | 0.065598 | 0.069231 | 0.068805 | 0.068405
F2_Industrial_Primary Metals_Existing_Space Heating_Natural Gas_Gas Furnace Tube Inserts_A_Achievable Economic UCT Potential | F2 | Industrial | Primary Metals | Existing | Space Heating | Natural Gas | Gas Furnace Tube Inserts | A | Integrated Unit Summer Peak Savings (kW) | Achievable Economic UCT Potential | 0 | 0 | 0 | 0 | 0 | 0 | 0 | 0 | 0 | 0 | 0 | 0 | 0 | 0 | 0 | 0 | 0 | 0 | 0 | 0 | 0 | 0 | 0 | 0 | 0 | 0 | 0 | 0 | 0 | 0 | 0
F3_Industrial_Primary Metals_Existing_Space Heating_Natural Gas_Gas Furnace Tube Inserts_A_Achievable Economic UCT Potential | F3 | Industrial | Primary Metals | Existing | Space Heating | Natural Gas | Gas Furnace Tube Inserts | A | Integrated Unit Winter Peak Savings (kW) | Achievable Economic UCT Potential | 0 | 0 | 0 | 0 | 0 | 0 | 0 | 0 | 0 | 0 | 0 | 0 | 0 | 0 | 0 | 0 | 0 | 0 | 0 | 0 | 0 | 0 | 0 | 0 | 0 | 0 | 0 | 0 | 0 | 0 | 0
F4_Industrial_Primary Metals_Existing_Space Heating_Natural Gas_Gas Furnace Tube Inserts_A_Achievable Economic UCT Potential | F4 | Industrial | Primary Metals | Existing | Space Heating | Natural Gas | Gas Furnace Tube Inserts | A | Incremental Energy Savings (MWh or mTherms) | Achievable Economic UCT Potential | 0 | 0 | 0 | 0 | 0 | 0 | 0 | 0 | 0 | 0 | 0 | 0 | 0 | 0 | 0 | 0 | 0 | 0 | 0 | 0 | 0 | 0 | 0 | 0 | 0 | 0 | 0 | 0 | 0 | 0 | 0
F5_Industrial_Primary Metals_Existing_Space Heating_Natural Gas_Gas Furnace Tube Inserts_A_Achievable Economic UCT Potential | F5 | Industrial | Primary Metals | Existing | Space Heating | Natural Gas | Gas Furnace Tube Inserts | A | Incremental Summer Peak Savings (MW) | Achievable Economic UCT Potential | 0 | 0 | 0 | 0 | 0 | 0 | 0 | 0 | 0 | 0 | 0 | 0 | 0 | 0 | 0 | 0 | 0 | 0 | 0 | 0 | 0 | 0 | 0 | 0 | 0 | 0 | 0 | 0 | 0 | 0 | 0
F6_Industrial_Primary Metals_Existing_Space Heating_Natural Gas_Gas Furnace Tube Inserts_A_Achievable Economic UCT Potential | F6 | Industrial | Primary Metals | Existing | Space Heating | Natural Gas | Gas Furnace Tube Inserts | A | Incremental Winter Peak Savings (MW) | Achievable Economic UCT Potential | 0 | 0 | 0 | 0 | 0 | 0 | 0 | 0 | 0 | 0 | 0 | 0 | 0 | 0 | 0 | 0 | 0 | 0 | 0 | 0 | 0 | 0 | 0 | 0 | 0 | 0 | 0 | 0 | 0 | 0 | 0
F7_Industrial_Primary Metals_Existing_Space Heating_Natural Gas_Gas Furnace Tube Inserts_A_Achievable Economic UCT Potential | F7 | Industrial | Primary Metals | Existing | Space Heating | Natural Gas | Gas Furnace Tube Inserts | A | Cumulative Energy Savings (MWh or mTherms) | Achievable Economic UCT Potential | 0 | 0 | 0 | 0 | 0 | 0 | 0 | 0 | 0 | 0 | 0 | 0 | 0 | 0 | 0 | 0 | 0 | 0 | 0 | 0 | 0 | 0 | 0 | 0 | 0 | 0 | 0 | 0 | 0 | 0 | 0
F8_Industrial_Primary Metals_Existing_Space Heating_Natural Gas_Gas Furnace Tube Inserts_A_Achievable Economic UCT Potential | F8 | Industrial | Primary Metals | Existing | Space Heating | Natural Gas | Gas Furnace Tube Inserts | A | Cumulative Summer Peak Savings (MW) | Achievable Economic UCT Potential | 0 | 0 | 0 | 0 | 0 | 0 | 0 | 0 | 0 | 0 | 0 | 0 | 0 | 0 | 0 | 0 | 0 | 0 | 0 | 0 | 0 | 0 | 0 | 0 | 0 | 0 | 0 | 0 | 0 | 0 | 0
F9_Industrial_Primary Metals_Existing_Space Heating_Natural Gas_Gas Furnace Tube Inserts_A_Achievable Economic UCT Potential | F9 | Industrial | Primary Metals | Existing | Space Heating | Natural Gas | Gas Furnace Tube Inserts | A | Cumulative Winter Peak Savings (MW) | Achievable Economic UCT Potential | 0 | 0 | 0 | 0 | 0 | 0 | 0 | 0 | 0 | 0 | 0 | 0 | 0 | 0 | 0 | 0 | 0 | 0 | 0 | 0 | 0 | 0 | 0 | 0 | 0 | 0 | 0 | 0 | 0 | 0 | 0
F10_Industrial_Primary Metals_Existing_Space Heating_Natural Gas_Gas Furnace Tube Inserts_A_Achievable Economic UCT Potential | F10 | Industrial | Primary Metals | Existing | Space Heating | Natural Gas | Gas Furnace Tube Inserts | A | Purchases (Incremental) | Achievable Economic UCT Potential | 0 | 0 | 0 | 0 | 0 | 0 | 0 | 0 | 0 | 0 | 0 | 0 | 0 | 0 | 0 | 0 | 0 | 0 | 0 | 0 | 0 | 0 | 0 | 0 | 0 | 0 | 0 | 0 | 0 | 0 | 0
F11_Industrial_Primary Metals_Existing_Space Heating_Natural Gas_Gas Furnace Tube Inserts_A_Achievable Economic UCT Potential | F11 | Industrial | Primary Metals | Existing | Space Heating | Natural Gas | Gas Furnace Tube Inserts | A | Purchases (Cumulative) | Achievable Economic UCT Potential | 0 | 0 | 0 | 0 | 0 | 0 | 0 | 0 | 0 | 0 | 0 | 0 | 0 | 0 | 0 | 0 | 0 | 0 | 0 | 0 | 0 | 0 | 0 | 0 | 0 | 0 | 0 | 0 | 0 | 0 | 0
F1_Industrial_Primary Metals_Existing_Space Heating_Natural Gas_Space Heating - Heat Recovery Ventilator_A_Achievable Economic UCT Potential | F1 | Industrial | Primary Metals | Existing | Space Heating | Natural Gas | Space Heating - Heat Recovery Ventilator | A | Integrated Unit Energy Savings (kWh or therms) | Achievable Economic UCT Potential | 0 | 0 | 0 | 0 | 0 | 0.01315 | 0.012966 | 0.012714 | 0.012399 | 0.012027 | 0.011599 | 0.011153 | 0.010705 | 0.01025 | 0.009855 | 0.0094778 | 0.0091678 | 0.0088924 | 0.008648 | 0.0084688 | 0.0083038 | 0.0081583 | 0.0080378 | 0.0079458 | 0.0078623 | 0.0077998 | 0.0077475 | 0.0076989 | 0 | 0 | 0
F2_Industrial_Primary Metals_Existing_Space Heating_Natural Gas_Space Heating - Heat Recovery Ventilator_A_Achievable Economic UCT Potential | F2 | Industrial | Primary Metals | Existing | Space Heating | Natural Gas | Space Heating - Heat Recovery Ventilator | A | Integrated Unit Summer Peak Savings (kW) | Achievable Economic UCT Potential | 0 | 0 | 0 | 0 | 0 | 0 | 0 | 0 | 0 | 0 | 0 | 0 | 0 | 0 | 0 | 0 | 0 | 0 | 0 | 0 | 0 | 0 | 0 | 0 | 0 | 0 | 0 | 0 | 0 | 0 | 0
F3_Industrial_Primary Metals_Existing_Space Heating_Natural Gas_Space Heating - Heat Recovery Ventilator_A_Achievable Economic UCT Potential | F3 | Industrial | Primary Metals | Existing | Space Heating | Natural Gas | Space Heating - Heat Recovery Ventilator | A | Integrated Unit Winter Peak Savings (kW) | Achievable Economic UCT Potential | 0 | 0 | 0 | 0 | 0 | 0 | 0 | 0 | 0 | 0 | 0 | 0 | 0 | 0 | 0 | 0 | 0 | 0 | 0 | 0 | 0 | 0 | 0 | 0 | 0 | 0 | 0 | 0 | 0 | 0 | 0
F4_Industrial_Primary Metals_Existing_Space Heating_Natural Gas_Space Heating - Heat Recovery Ventilator_A_Achievable Economic UCT Potential | F4 | Industrial | Primary Metals | Existing | Space Heating | Natural Gas | Space Heating - Heat Recovery Ventilator | A | Incremental Energy Savings (MWh or mTherms) | Achievable Economic UCT Potential | 0 | 0 | 0 | 0 | 0 | 0 | 0 | 0 | 0 | 0 | 0 | 0 | 0 | 0 | 0 | 0 | 0 | 0 | 0 | 0 | 0 | 0 | 0 | 0 | 0 | 0 | 0 | 0 | 0 | 0 | 0
F5_Industrial_Primary Metals_Existing_Space Heating_Natural Gas_Space Heating - Heat Recovery Ventilator_A_Achievable Economic UCT Potential | F5 | Industrial | Primary Metals | Existing | Space Heating | Natural Gas | Space Heating - Heat Recovery Ventilator | A | Incremental Summer Peak Savings (MW) | Achievable Economic UCT Potential | 0 | 0 | 0 | 0 | 0 | 0 | 0 | 0 | 0 | 0 | 0 | 0 | 0 | 0 | 0 | 0 | 0 | 0 | 0 | 0 | 0 | 0 | 0 | 0 | 0 | 0 | 0 | 0 | 0 | 0 | 0
F6_Industrial_Primary Metals_Existing_Space Heating_Natural Gas_Space Heating - Heat Recovery Ventilator_A_Achievable Economic UCT Potential | F6 | Industrial | Primary Metals | Existing | Space Heating | Natural Gas | Space Heating - Heat Recovery Ventilator | A | Incremental Winter Peak Savings (MW) | Achievable Economic UCT Potential | 0 | 0 | 0 | 0 | 0 | 0 | 0 | 0 | 0 | 0 | 0 | 0 | 0 | 0 | 0 | 0 | 0 | 0 | 0 | 0 | 0 | 0 | 0 | 0 | 0 | 0 | 0 | 0 | 0 | 0 | 0
F7_Industrial_Primary Metals_Existing_Space Heating_Natural Gas_Space Heating - Heat Recovery Ventilator_A_Achievable Economic UCT Potential | F7 | Industrial | Primary Metals | Existing | Space Heating | Natural Gas | Space Heating - Heat Recovery Ventilator | A | Cumulative Energy Savings (MWh or mTherms) | Achievable Economic UCT Potential | 0 | 0 | 0 | 0 | 0 | 0 | 0 | 0 | 0 | 0 | 0 | 0 | 0 | 0 | 0 | 0 | 0 | 0 | 0 | 0 | 0 | 0 | 0 | 0 | 0 | 0 | 0 | 0 | 0 | 0 | 0
F8_Industrial_Primary Metals_Existing_Space Heating_Natural Gas_Space Heating - Heat Recovery Ventilator_A_Achievable Economic UCT Potential | F8 | Industrial | Primary Metals | Existing | Space Heating | Natural Gas | Space Heating - Heat Recovery Ventilator | A | Cumulative Summer Peak Savings (MW) | Achievable Economic UCT Potential | 0 | 0 | 0 | 0 | 0 | 0 | 0 | 0 | 0 | 0 | 0 | 0 | 0 | 0 | 0 | 0 | 0 | 0 | 0 | 0 | 0 | 0 | 0 | 0 | 0 | 0 | 0 | 0 | 0 | 0 | 0
F9_Industrial_Primary Metals_Existing_Space Heating_Natural Gas_Space Heating - Heat Recovery Ventilator_A_Achievable Economic UCT Potential | F9 | Industrial | Primary Metals | Existing | Space Heating | Natural Gas | Space Heating - Heat Recovery Ventilator | A | Cumulative Winter Peak Savings (MW) | Achievable Economic UCT Potential | 0 | 0 | 0 | 0 | 0 | 0 | 0 | 0 | 0 | 0 | 0 | 0 | 0 | 0 | 0 | 0 | 0 | 0 | 0 | 0 | 0 | 0 | 0 | 0 | 0 | 0 | 0 | 0 | 0 | 0 | 0
F10_Industrial_Primary Metals_Existing_Space Heating_Natural Gas_Space Heating - Heat Recovery Ventilator_A_Achievable Economic UCT Potential | F10 | Industrial | Primary Metals | Existing | Space Heating | Natural Gas | Space Heating - Heat Recovery Ventilator | A | Purchases (Incremental) | Achievable Economic UCT Potential | 0 | 0 | 0 | 0 | 0 | 0 | 0 | 0 | 0 | 0 | 0 | 0 | 0 | 0 | 0 | 0 | 0 | 0 | 0 | 0 | 0 | 0 | 0 | 0 | 0 | 0 | 0 | 0 | 0 | 0 | 0
F11_Industrial_Primary Metals_Existing_Space Heating_Natural Gas_Space Heating - Heat Recovery Ventilator_A_Achievable Economic UCT Potential | F11 | Industrial | Primary Metals | Existing | Space Heating | Natural Gas | Space Heating - Heat Recovery Ventilator | A | Purchases (Cumulative) | Achievable Economic UCT Potential | 0 | 0 | 0 | 0 | 0 | 0 | 0 | 0 | 0 | 0 | 0 | 0 | 0 | 0 | 0 | 0 | 0 | 0 | 0 | 0 | 0 | 0 | 0 | 0 | 0 | 0 | 0 | 0 | 0 | 0 | 0
F1_Industrial_Primary Metals_Existing_Space Heating_Natural Gas_Thermostat - Programmable_A_Achievable Economic UCT Potential | F1 | Industrial | Primary Metals | Existing | Space Heating | Natural Gas | Thermostat - Programmable | A | Integrated Unit Energy Savings (kWh or therms) | Achievable Economic UCT Potential | 0 | 0 | 0 | 0 | 0 | 0.0065329 | 0.0064414 | 0.0063159 | 0.0061599 | 0.0059746 | 0.005762 | 0.0055405 | 0.0053183 | 0.005092 | 0.0048958 | 0.0047085 | 0.0045545 | 0.0044176 | 0.0042962 | 0.0042072 | 0.0041252 | 0.0040529 | 0.003993 | 0.0039474 | 0.0039059 | 0.0038749 | 0.0038488 | 0.0038247 | 0 | 0 | 0
F2_Industrial_Primary Metals_Existing_Space Heating_Natural Gas_Thermostat - Programmable_A_Achievable Economic UCT Potential | F2 | Industrial | Primary Metals | Existing | Space Heating | Natural Gas | Thermostat - Programmable | A | Integrated Unit Summer Peak Savings (kW) | Achievable Economic UCT Potential | 0 | 0 | 0 | 0 | 0 | 0 | 0 | 0 | 0 | 0 | 0 | 0 | 0 | 0 | 0 | 0 | 0 | 0 | 0 | 0 | 0 | 0 | 0 | 0 | 0 | 0 | 0 | 0 | 0 | 0 | 0
F3_Industrial_Primary Metals_Existing_Space Heating_Natural Gas_Thermostat - Programmable_A_Achievable Economic UCT Potential | F3 | Industrial | Primary Metals | Existing | Space Heating | Natural Gas | Thermostat - Programmable | A | Integrated Unit Winter Peak Savings (kW) | Achievable Economic UCT Potential | 0 | 0 | 0 | 0 | 0 | 0 | 0 | 0 | 0 | 0 | 0 | 0 | 0 | 0 | 0 | 0 | 0 | 0 | 0 | 0 | 0 | 0 | 0 | 0 | 0 | 0 | 0 | 0 | 0 | 0 | 0
F4_Industrial_Primary Metals_Existing_Space Heating_Natural Gas_Thermostat - Programmable_A_Achievable Economic UCT Potential | F4 | Industrial | Primary Metals | Existing | Space Heating | Natural Gas | Thermostat - Programmable | A | Incremental Energy Savings (MWh or mTherms) | Achievable Economic UCT Potential | 0 | 0 | 0 | 0 | 0 | 0 | 0 | 0 | 0 | 0 | 0 | 0 | 0 | 0 | 0 | 0 | 0 | 0 | 0 | 0 | 0 | 0 | 0 | 0 | 0 | 0 | 0 | 0 | 0 | 0 | 0
F5_Industrial_Primary Metals_Existing_Space Heating_Natural Gas_Thermostat - Programmable_A_Achievable Economic UCT Potential | F5 | Industrial | Primary Metals | Existing | Space Heating | Natural Gas | Thermostat - Programmable | A | Incremental Summer Peak Savings (MW) | Achievable Economic UCT Potential | 0 | 0 | 0 | 0 | 0 | 0 | 0 | 0 | 0 | 0 | 0 | 0 | 0 | 0 | 0 | 0 | 0 | 0 | 0 | 0 | 0 | 0 | 0 | 0 | 0 | 0 | 0 | 0 | 0 | 0 | 0
F6_Industrial_Primary Metals_Existing_Space Heating_Natural Gas_Thermostat - Programmable_A_Achievable Economic UCT Potential | F6 | Industrial | Primary Metals | Existing | Space Heating | Natural Gas | Thermostat - Programmable | A | Incremental Winter Peak Savings (MW) | Achievable Economic UCT Potential | 0 | 0 | 0 | 0 | 0 | 0 | 0 | 0 | 0 | 0 | 0 | 0 | 0 | 0 | 0 | 0 | 0 | 0 | 0 | 0 | 0 | 0 | 0 | 0 | 0 | 0 | 0 | 0 | 0 | 0 | 0
F7_Industrial_Primary Metals_Existing_Space Heating_Natural Gas_Thermostat - Programmable_A_Achievable Economic UCT Potential | F7 | Industrial | Primary Metals | Existing | Space Heating | Natural Gas | Thermostat - Programmable | A | Cumulative Energy Savings (MWh or mTherms) | Achievable Economic UCT Potential | 0 | 0 | 0 | 0 | 0 | 0 | 0 | 0 | 0 | 0 | 0 | 0 | 0 | 0 | 0 | 0 | 0 | 0 | 0 | 0 | 0 | 0 | 0 | 0 | 0 | 0 | 0 | 0 | 0 | 0 | 0
F8_Industrial_Primary Metals_Existing_Space Heating_Natural Gas_Thermostat - Programmable_A_Achievable Economic UCT Potential | F8 | Industrial | Primary Metals | Existing | Space Heating | Natural Gas | Thermostat - Programmable | A | Cumulative Summer Peak Savings (MW) | Achievable Economic UCT Potential | 0 | 0 | 0 | 0 | 0 | 0 | 0 | 0 | 0 | 0 | 0 | 0 | 0 | 0 | 0 | 0 | 0 | 0 | 0 | 0 | 0 | 0 | 0 | 0 | 0 | 0 | 0 | 0 | 0 | 0 | 0
F9_Industrial_Primary Metals_Existing_Space Heating_Natural Gas_Thermostat - Programmable_A_Achievable Economic UCT Potential | F9 | Industrial | Primary Metals | Existing | Space Heating | Natural Gas | Thermostat - Programmable | A | Cumulative Winter Peak Savings (MW) | Achievable Economic UCT Potential | 0 | 0 | 0 | 0 | 0 | 0 | 0 | 0 | 0 | 0 | 0 | 0 | 0 | 0 | 0 | 0 | 0 | 0 | 0 | 0 | 0 | 0 | 0 | 0 | 0 | 0 | 0 | 0 | 0 | 0 | 0
F10_Industrial_Primary Metals_Existing_Space Heating_Natural Gas_Thermostat - Programmable_A_Achievable Economic UCT Potential | F10 | Industrial | Primary Metals | Existing | Space Heating | Natural Gas | Thermostat - Programmable | A | Purchases (Incremental) | Achievable Economic UCT Potential | 0 | 0 | 0 | 0 | 0 | 0 | 0 | 0 | 0 | 0 | 0 | 0 | 0 | 0 | 0 | 0 | 0 | 0 | 0 | 0 | 0 | 0 | 0 | 0 | 0 | 0 | 0 | 0 | 0 | 0 | 0
F11_Industrial_Primary Metals_Existing_Space Heating_Natural Gas_Thermostat - Programmable_A_Achievable Economic UCT Potential | F11 | Industrial | Primary Metals | Existing | Space Heating | Natural Gas | Thermostat - Programmable | A | Purchases (Cumulative) | Achievable Economic UCT Potential | 0 | 0 | 0 | 0 | 0 | 0 | 0 | 0 | 0 | 0 | 0 | 0 | 0 | 0 | 0 | 0 | 0 | 0 | 0 | 0 | 0 | 0 | 0 | 0 | 0 | 0 | 0 | 0 | 0 | 0 | 0
F1_Industrial_Primary Metals_Existing_Space Heating_Natural Gas_ENERGY STAR Connected Thermostat_A_Achievable Economic UCT Potential | F1 | Industrial | Primary Metals | Existing | Space Heating | Natural Gas | ENERGY STAR Connected Thermostat | A | Integrated Unit Energy Savings (kWh or therms) | Achievable Economic UCT Potential | 0 | 0 | 0 | 0 | 0 | 0.015379 | 0.015163 | 0.014868 | 0.0145 | 0.014064 | 0.013564 | 0.013042 | 0.012519 | 0.011987 | 0.011525 | 0.011084 | 0.010721 | 0.010399 | 0.010113 | 0.0099038 | 0.0097109 | 0.0095407 | 0.0093997 | 0.0092921 | 0.0091945 | 0.0091215 | 0.0090603 | 0.0090034 | 0 | 0 | 0
F2_Industrial_Primary Metals_Existing_Space Heating_Natural Gas_ENERGY STAR Connected Thermostat_A_Achievable Economic UCT Potential | F2 | Industrial | Primary Metals | Existing | Space Heating | Natural Gas | ENERGY STAR Connected Thermostat | A | Integrated Unit Summer Peak Savings (kW) | Achievable Economic UCT Potential | 0 | 0 | 0 | 0 | 0 | 0 | 0 | 0 | 0 | 0 | 0 | 0 | 0 | 0 | 0 | 0 | 0 | 0 | 0 | 0 | 0 | 0 | 0 | 0 | 0 | 0 | 0 | 0 | 0 | 0 | 0
F3_Industrial_Primary Metals_Existing_Space Heating_Natural Gas_ENERGY STAR Connected Thermostat_A_Achievable Economic UCT Potential | F3 | Industrial | Primary Metals | Existing | Space Heating | Natural Gas | ENERGY STAR Connected Thermostat | A | Integrated Unit Winter Peak Savings (kW) | Achievable Economic UCT Potential | 0 | 0 | 0 | 0 | 0 | 0 | 0 | 0 | 0 | 0 | 0 | 0 | 0 | 0 | 0 | 0 | 0 | 0 | 0 | 0 | 0 | 0 | 0 | 0 | 0 | 0 | 0 | 0 | 0 | 0 | 0
F4_Industrial_Primary Metals_Existing_Space Heating_Natural Gas_ENERGY STAR Connected Thermostat_A_Achievable Economic UCT Potential | F4 | Industrial | Primary Metals | Existing | Space Heating | Natural Gas | ENERGY STAR Connected Thermostat | A | Incremental Energy Savings (MWh or mTherms) | Achievable Economic UCT Potential | 0 | 0 | 0 | 0 | 0 | 0 | 0 | 0 | 0 | 0 | 0 | 0 | 0 | 0 | 0 | 0 | 0 | 0 | 0 | 0 | 0 | 0 | 0 | 0 | 0 | 0 | 0 | 0 | 0 | 0 | 0
F5_Industrial_Primary Metals_Existing_Space Heating_Natural Gas_ENERGY STAR Connected Thermostat_A_Achievable Economic UCT Potential | F5 | Industrial | Primary Metals | Existing | Space Heating | Natural Gas | ENERGY STAR Connected Thermostat | A | Incremental Summer Peak Savings (MW) | Achievable Economic UCT Potential | 0 | 0 | 0 | 0 | 0 | 0 | 0 | 0 | 0 | 0 | 0 | 0 | 0 | 0 | 0 | 0 | 0 | 0 | 0 | 0 | 0 | 0 | 0 | 0 | 0 | 0 | 0 | 0 | 0 | 0 | 0
F6_Industrial_Primary Metals_Existing_Space Heating_Natural Gas_ENERGY STAR Connected Thermostat_A_Achievable Economic UCT Potential | F6 | Industrial | Primary Metals | Existing | Space Heating | Natural Gas | ENERGY STAR Connected Thermostat | A | Incremental Winter Peak Savings (MW) | Achievable Economic UCT Potential | 0 | 0 | 0 | 0 | 0 | 0 | 0 | 0 | 0 | 0 | 0 | 0 | 0 | 0 | 0 | 0 | 0 | 0 | 0 | 0 | 0 | 0 | 0 | 0 | 0 | 0 | 0 | 0 | 0 | 0 | 0
F7_Industrial_Primary Metals_Existing_Space Heating_Natural Gas_ENERGY STAR Connected Thermostat_A_Achievable Economic UCT Potential | F7 | Industrial | Primary Metals | Existing | Space Heating | Natural Gas | ENERGY STAR Connected Thermostat | A | Cumulative Energy Savings (MWh or mTherms) | Achievable Economic UCT Potential | 0 | 0 | 0 | 0 | 0 | 0 | 0 | 0 | 0 | 0 | 0 | 0 | 0 | 0 | 0 | 0 | 0 | 0 | 0 | 0 | 0 | 0 | 0 | 0 | 0 | 0 | 0 | 0 | 0 | 0 | 0
F8_Industrial_Primary Metals_Existing_Space Heating_Natural Gas_ENERGY STAR Connected Thermostat_A_Achievable Economic UCT Potential | F8 | Industrial | Primary Metals | Existing | Space Heating | Natural Gas | ENERGY STAR Connected Thermostat | A | Cumulative Summer Peak Savings (MW) | Achievable Economic UCT Potential | 0 | 0 | 0 | 0 | 0 | 0 | 0 | 0 | 0 | 0 | 0 | 0 | 0 | 0 | 0 | 0 | 0 | 0 | 0 | 0 | 0 | 0 | 0 | 0 | 0 | 0 | 0 | 0 | 0 | 0 | 0
F9_Industrial_Primary Metals_Existing_Space Heating_Natural Gas_ENERGY STAR Connected Thermostat_A_Achievable Economic UCT Potential | F9 | Industrial | Primary Metals | Existing | Space Heating | Natural Gas | ENERGY STAR Connected Thermostat | A | Cumulative Winter Peak Savings (MW) | Achievable Economic UCT Potential | 0 | 0 | 0 | 0 | 0 | 0 | 0 | 0 | 0 | 0 | 0 | 0 | 0 | 0 | 0 | 0 | 0 | 0 | 0 | 0 | 0 | 0 | 0 | 0 | 0 | 0 | 0 | 0 | 0 | 0 | 0
F10_Industrial_Primary Metals_Existing_Space Heating_Natural Gas_ENERGY STAR Connected Thermostat_A_Achievable Economic UCT Potential | F10 | Industrial | Primary Metals | Existing | Space Heating | Natural Gas | ENERGY STAR Connected Thermostat | A | Purchases (Incremental) | Achievable Economic UCT Potential | 0 | 0 | 0 | 0 | 0 | 0 | 0 | 0 | 0 | 0 | 0 | 0 | 0 | 0 | 0 | 0 | 0 | 0 | 0 | 0 | 0 | 0 | 0 | 0 | 0 | 0 | 0 | 0 | 0 | 0 | 0
F11_Industrial_Primary Metals_Existing_Space Heating_Natural Gas_ENERGY STAR Connected Thermostat_A_Achievable Economic UCT Potential | F11 | Industrial | Primary Metals | Existing | Space Heating | Natural Gas | ENERGY STAR Connected Thermostat | A | Purchases (Cumulative) | Achievable Economic UCT Potential | 0 | 0 | 0 | 0 | 0 | 0 | 0 | 0 | 0 | 0 | 0 | 0 | 0 | 0 | 0 | 0 | 0 | 0 | 0 | 0 | 0 | 0 | 0 | 0 | 0 | 0 | 0 | 0 | 0 | 0 | 0
F1_Industrial_Primary Metals_Existing_Space Heating_Natural Gas_Destratification Fans (HVLS)_A_Achievable Economic UCT Potential | F1 | Industrial | Primary Metals | Existing | Space Heating | Natural Gas | Destratification Fans (HVLS) | A | Integrated Unit Energy Savings (kWh or therms) | Achievable Economic UCT Potential | 0 | 0 | 0 | 0 | 0 | 0.015379 | 0.015163 | 0.014868 | 0.0145 | 0.014064 | 0.013564 | 0.013042 | 0.012519 | 0.011987 | 0.011525 | 0.011084 | 0.010721 | 0.010399 | 0.010113 | 0.0099038 | 0.0097109 | 0.0095407 | 0.0093997 | 0.0092921 | 0.0091945 | 0.0091215 | 0.0090603 | 0.0090034 | 0 | 0 | 0
F2_Industrial_Primary Metals_Existing_Space Heating_Natural Gas_Destratification Fans (HVLS)_A_Achievable Economic UCT Potential | F2 | Industrial | Primary Metals | Existing | Space Heating | Natural Gas | Destratification Fans (HVLS) | A | Integrated Unit Summer Peak Savings (kW) | Achievable Economic UCT Potential | 0 | 0 | 0 | 0 | 0 | 0 | 0 | 0 | 0 | 0 | 0 | 0 | 0 | 0 | 0 | 0 | 0 | 0 | 0 | 0 | 0 | 0 | 0 | 0 | 0 | 0 | 0 | 0 | 0 | 0 | 0
F3_Industrial_Primary Metals_Existing_Space Heating_Natural Gas_Destratification Fans (HVLS)_A_Achievable Economic UCT Potential | F3 | Industrial | Primary Metals | Existing | Space Heating | Natural Gas | Destratification Fans (HVLS) | A | Integrated Unit Winter Peak Savings (kW) | Achievable Economic UCT Potential | 0 | 0 | 0 | 0 | 0 | 0 | 0 | 0 | 0 | 0 | 0 | 0 | 0 | 0 | 0 | 0 | 0 | 0 | 0 | 0 | 0 | 0 | 0 | 0 | 0 | 0 | 0 | 0 | 0 | 0 | 0
F4_Industrial_Primary Metals_Existing_Space Heating_Natural Gas_Destratification Fans (HVLS)_A_Achievable Economic UCT Potential | F4 | Industrial | Primary Metals | Existing | Space Heating | Natural Gas | Destratification Fans (HVLS) | A | Incremental Energy Savings (MWh or mTherms) | Achievable Economic UCT Potential | 0 | 0 | 0 | 0 | 0 | 0 | 0 | 0 | 0 | 0 | 0 | 0 | 0 | 0 | 0 | 0 | 0 | 0 | 0 | 0 | 0 | 0 | 0 | 0 | 0 | 0 | 0 | 0 | 0 | 0 | 0
F5_Industrial_Primary Metals_Existing_Space Heating_Natural Gas_Destratification Fans (HVLS)_A_Achievable Economic UCT Potential | F5 | Industrial | Primary Metals | Existing | Space Heating | Natural Gas | Destratification Fans (HVLS) | A | Incremental Summer Peak Savings (MW) | Achievable Economic UCT Potential | 0 | 0 | 0 | 0 | 0 | 0 | 0 | 0 | 0 | 0 | 0 | 0 | 0 | 0 | 0 | 0 | 0 | 0 | 0 | 0 | 0 | 0 | 0 | 0 | 0 | 0 | 0 | 0 | 0 | 0 | 0
F6_Industrial_Primary Metals_Existing_Space Heating_Natural Gas_Destratification Fans (HVLS)_A_Achievable Economic UCT Potential | F6 | Industrial | Primary Metals | Existing | Space Heating | Natural Gas | Destratification Fans (HVLS) | A | Incremental Winter Peak Savings (MW) | Achievable Economic UCT Potential | 0 | 0 | 0 | 0 | 0 | 0 | 0 | 0 | 0 | 0 | 0 | 0 | 0 | 0 | 0 | 0 | 0 | 0 | 0 | 0 | 0 | 0 | 0 | 0 | 0 | 0 | 0 | 0 | 0 | 0 | 0
F7_Industrial_Primary Metals_Existing_Space Heating_Natural Gas_Destratification Fans (HVLS)_A_Achievable Economic UCT Potential | F7 | Industrial | Primary Metals | Existing | Space Heating | Natural Gas | Destratification Fans (HVLS) | A | Cumulative Energy Savings (MWh or mTherms) | Achievable Economic UCT Potential | 0 | 0 | 0 | 0 | 0 | 0 | 0 | 0 | 0 | 0 | 0 | 0 | 0 | 0 | 0 | 0 | 0 | 0 | 0 | 0 | 0 | 0 | 0 | 0 | 0 | 0 | 0 | 0 | 0 | 0 | 0
F8_Industrial_Primary Metals_Existing_Space Heating_Natural Gas_Destratification Fans (HVLS)_A_Achievable Economic UCT Potential | F8 | Industrial | Primary Metals | Existing | Space Heating | Natural Gas | Destratification Fans (HVLS) | A | Cumulative Summer Peak Savings (MW) | Achievable Economic UCT Potential | 0 | 0 | 0 | 0 | 0 | 0 | 0 | 0 | 0 | 0 | 0 | 0 | 0 | 0 | 0 | 0 | 0 | 0 | 0 | 0 | 0 | 0 | 0 | 0 | 0 | 0 | 0 | 0 | 0 | 0 | 0
F9_Industrial_Primary Metals_Existing_Space Heating_Natural Gas_Destratification Fans (HVLS)_A_Achievable Economic UCT Potential | F9 | Industrial | Primary Metals | Existing | Space Heating | Natural Gas | Destratification Fans (HVLS) | A | Cumulative Winter Peak Savings (MW) | Achievable Economic UCT Potential | 0 | 0 | 0 | 0 | 0 | 0 | 0 | 0 | 0 | 0 | 0 | 0 | 0 | 0 | 0 | 0 | 0 | 0 | 0 | 0 | 0 | 0 | 0 | 0 | 0 | 0 | 0 | 0 | 0 | 0 | 0
F10_Industrial_Primary Metals_Existing_Space Heating_Natural Gas_Destratification Fans (HVLS)_A_Achievable Economic UCT Potential | F10 | Industrial | Primary Metals | Existing | Space Heating | Natural Gas | Destratification Fans (HVLS) | A | Purchases (Incremental) | Achievable Economic UCT Potential | 0 | 0 | 0 | 0 | 0 | 0 | 0 | 0 | 0 | 0 | 0 | 0 | 0 | 0 | 0 | 0 | 0 | 0 | 0 | 0 | 0 | 0 | 0 | 0 | 0 | 0 | 0 | 0 | 0 | 0 | 0
F11_Industrial_Primary Metals_Existing_Space Heating_Natural Gas_Destratification Fans (HVLS)_A_Achievable Economic UCT Potential | F11 | Industrial | Primary Metals | Existing | Space Heating | Natural Gas | Destratification Fans (HVLS) | A | Purchases (Cumulative) | Achievable Economic UCT Potential | 0 | 0 | 0 | 0 | 0 | 0 | 0 | 0 | 0 | 0 | 0 | 0 | 0 | 0 | 0 | 0 | 0 | 0 | 0 | 0 | 0 | 0 | 0 | 0 | 0 | 0 | 0 | 0 | 0 | 0 | 0
F1_Industrial_Primary Metals_Existing_Space Heating_Natural Gas_Gas Boiler - Insulate Steam Lines/Condensate Tank_A_Achievable Economic UCT Potential | F1 | Industrial | Primary Metals | Existing | Space Heating | Natural Gas | Gas Boiler - Insulate Steam Lines/Condensate Tank | A | Integrated Unit Energy Savings (kWh or therms) | Achievable Economic UCT Potential | 0 | 0 | 0 | 0 | 0 | 311.5789 | 308.7298 | 305.7523 | 302.5952 | 299.2265 | 295.6274 | 291.8321 | 287.7953 | 283.3851 | 278.7223 | 273.94 | 269.2025 | 264.4952 | 259.8958 | 255.7543 | 251.8548 | 248.1322 | 244.8795 | 242.101 | 239.4898 | 237.5294 | 235.8964 | 234.3926 | 269.6047 | 268.4972 | 267.4865
F2_Industrial_Primary Metals_Existing_Space Heating_Natural Gas_Gas Boiler - Insulate Steam Lines/Condensate Tank_A_Achievable Economic UCT Potential | F2 | Industrial | Primary Metals | Existing | Space Heating | Natural Gas | Gas Boiler - Insulate Steam Lines/Condensate Tank | A | Integrated Unit Summer Peak Savings (kW) | Achievable Economic UCT Potential | 0 | 0 | 0 | 0 | 0 | 0 | 0 | 0 | 0 | 0 | 0 | 0 | 0 | 0 | 0 | 0 | 0 | 0 | 0 | 0 | 0 | 0 | 0 | 0 | 0 | 0 | 0 | 0 | 0 | 0 | 0
F3_Industrial_Primary Metals_Existing_Space Heating_Natural Gas_Gas Boiler - Insulate Steam Lines/Condensate Tank_A_Achievable Economic UCT Potential | F3 | Industrial | Primary Metals | Existing | Space Heating | Natural Gas | Gas Boiler - Insulate Steam Lines/Condensate Tank | A | Integrated Unit Winter Peak Savings (kW) | Achievable Economic UCT Potential | 0 | 0 | 0 | 0 | 0 | 0 | 0 | 0 | 0 | 0 | 0 | 0 | 0 | 0 | 0 | 0 | 0 | 0 | 0 | 0 | 0 | 0 | 0 | 0 | 0 | 0 | 0 | 0 | 0 | 0 | 0
F4_Industrial_Primary Metals_Existing_Space Heating_Natural Gas_Gas Boiler - Insulate Steam Lines/Condensate Tank_A_Achievable Economic UCT Potential | F4 | Industrial | Primary Metals | Existing | Space Heating | Natural Gas | Gas Boiler - Insulate Steam Lines/Condensate Tank | A | Incremental Energy Savings (MWh or mTherms) | Achievable Economic UCT Potential | 0 | 0 | 0 | 0 | 0 | 0.0039728 | 0.0039343 | 0.0038734 | 0.0038355 | 0.0037959 | 0.0037026 | 0.0036451 | 0.0035874 | 0.0034763 | 0.0034322 | 0.0033411 | 0.0032837 | 0.0032101 | 0.0031261 | 0.00308 | 0.0030205 | 0.0029642 | 0.0029147 | 0.0028719 | 0.0028319 | 0 | 0 | 0 | 0 | 0 | 0
F5_Industrial_Primary Metals_Existing_Space Heating_Natural Gas_Gas Boiler - Insulate Steam Lines/Condensate Tank_A_Achievable Economic UCT Potential | F5 | Industrial | Primary Metals | Existing | Space Heating | Natural Gas | Gas Boiler - Insulate Steam Lines/Condensate Tank | A | Incremental Summer Peak Savings (MW) | Achievable Economic UCT Potential | 0 | 0 | 0 | 0 | 0 | 0 | 0 | 0 | 0 | 0 | 0 | 0 | 0 | 0 | 0 | 0 | 0 | 0 | 0 | 0 | 0 | 0 | 0 | 0 | 0 | 0 | 0 | 0 | 0 | 0 | 0
F6_Industrial_Primary Metals_Existing_Space Heating_Natural Gas_Gas Boiler - Insulate Steam Lines/Condensate Tank_A_Achievable Economic UCT Potential | F6 | Industrial | Primary Metals | Existing | Space Heating | Natural Gas | Gas Boiler - Insulate Steam Lines/Condensate Tank | A | Incremental Winter Peak Savings (MW) | Achievable Economic UCT Potential | 0 | 0 | 0 | 0 | 0 | 0 | 0 | 0 | 0 | 0 | 0 | 0 | 0 | 0 | 0 | 0 | 0 | 0 | 0 | 0 | 0 | 0 | 0 | 0 | 0 | 0 | 0 | 0 | 0 | 0 | 0
F7_Industrial_Primary Metals_Existing_Space Heating_Natural Gas_Gas Boiler - Insulate Steam Lines/Condensate Tank_A_Achievable Economic UCT Potential | F7 | Industrial | Primary Metals | Existing | Space Heating | Natural Gas | Gas Boiler - Insulate Steam Lines/Condensate Tank | A | Cumulative Energy Savings (MWh or mTherms) | Achievable Economic UCT Potential | 0 | 0 | 0 | 0 | 0 | 0.0039728 | 0.0078708 | 0.011668 | 0.015383 | 0.019008 | 0.022482 | 0.025838 | 0.029068 | 0.032099 | 0.035003 | 0.037744 | 0.040375 | 0.042879 | 0.045259 | 0.047618 | 0.049912 | 0.052139 | 0.05437 | 0.056625 | 0.058846 | 0.058365 | 0.057963 | 0.057594 | 0 | 0 | 0
F8_Industrial_Primary Metals_Existing_Space Heating_Natural Gas_Gas Boiler - Insulate Steam Lines/Condensate Tank_A_Achievable Economic UCT Potential | F8 | Industrial | Primary Metals | Existing | Space Heating | Natural Gas | Gas Boiler - Insulate Steam Lines/Condensate Tank | A | Cumulative Summer Peak Savings (MW) | Achievable Economic UCT Potential | 0 | 0 | 0 | 0 | 0 | 0 | 0 | 0 | 0 | 0 | 0 | 0 | 0 | 0 | 0 | 0 | 0 | 0 | 0 | 0 | 0 | 0 | 0 | 0 | 0 | 0 | 0 | 0 | 0 | 0 | 0
F9_Industrial_Primary Metals_Existing_Space Heating_Natural Gas_Gas Boiler - Insulate Steam Lines/Condensate Tank_A_Achievable Economic UCT Potential | F9 | Industrial | Primary Metals | Existing | Space Heating | Natural Gas | Gas Boiler - Insulate Steam Lines/Condensate Tank | A | Cumulative Winter Peak Savings (MW) | Achievable Economic UCT Potential | 0 | 0 | 0 | 0 | 0 | 0 | 0 | 0 | 0 | 0 | 0 | 0 | 0 | 0 | 0 | 0 | 0 | 0 | 0 | 0 | 0 | 0 | 0 | 0 | 0 | 0 | 0 | 0 | 0 | 0 | 0
F10_Industrial_Primary Metals_Existing_Space Heating_Natural Gas_Gas Boiler - Insulate Steam Lines/Condensate Tank_A_Achievable Economic UCT Potential | F10 | Industrial | Primary Metals | Existing | Space Heating | Natural Gas | Gas Boiler - Insulate Steam Lines/Condensate Tank | A | Purchases (Incremental) | Achievable Economic UCT Potential | 0 | 0 | 0 | 0 | 0 | 0.012751 | 0.012744 | 0.012668 | 0.012675 | 0.012686 | 0.012525 | 0.01249 | 0.012465 | 0.012267 | 0.012314 | 0.012196 | 0.012198 | 0.012137 | 0.012028 | 0.012043 | 0.011993 | 0.011946 | 0.011903 | 0.011862 | 0.011825 | 0 | 0 | 0 | 0 | 0 | 0
F11_Industrial_Primary Metals_Existing_Space Heating_Natural Gas_Gas Boiler - Insulate Steam Lines/Condensate Tank_A_Achievable Economic UCT Potential | F11 | Industrial | Primary Metals | Existing | Space Heating | Natural Gas | Gas Boiler - Insulate Steam Lines/Condensate Tank | A | Purchases (Cumulative) | Achievable Economic UCT Potential | 0 | 0 | 0 | 0 | 0 | 0.012751 | 0.025494 | 0.038162 | 0.050838 | 0.063523 | 0.076048 | 0.088538 | 0.101 | 0.11327 | 0.12558 | 0.13778 | 0.14998 | 0.16212 | 0.17414 | 0.18619 | 0.19818 | 0.21013 | 0.22203 | 0.23389 | 0.24572 | 0.24572 | 0.24572 | 0.24572 | 0.24572 | 0.24572 | 0.24572
F1_Industrial_Primary Metals_Existing_Process_Natural Gas_Gas Boiler - Insulate Steam Lines/Condensate Tank_A_Achievable Economic UCT Potential | F1 | Industrial | Primary Metals | Existing | Process | Natural Gas | Gas Boiler - Insulate Steam Lines/Condensate Tank | A | Integrated Unit Energy Savings (kWh or therms) | Achievable Economic UCT Potential | 0 | 0 | 0 | 0 | 0 | 302.9139 | 302.2508 | 301.5807 | 300.9187 | 300.2559 | 299.5779 | 298.9889 | 298.4492 | 297.8776 | 297.446 | 296.9663 | 296.5742 | 296.1688 | 295.75 | 295.4194 | 295.0552 | 294.7236 | 294.3933 | 294.0643 | 293.7368 | 293.7084 | 293.6823 | 293.6585 | 303.5793 | 303.5793 | 303.5793
F2_Industrial_Primary Metals_Existing_Process_Natural Gas_Gas Boiler - Insulate Steam Lines/Condensate Tank_A_Achievable Economic UCT Potential | F2 | Industrial | Primary Metals | Existing | Process | Natural Gas | Gas Boiler - Insulate Steam Lines/Condensate Tank | A | Integrated Unit Summer Peak Savings (kW) | Achievable Economic UCT Potential | 0 | 0 | 0 | 0 | 0 | 0 | 0 | 0 | 0 | 0 | 0 | 0 | 0 | 0 | 0 | 0 | 0 | 0 | 0 | 0 | 0 | 0 | 0 | 0 | 0 | 0 | 0 | 0 | 0 | 0 | 0
F3_Industrial_Primary Metals_Existing_Process_Natural Gas_Gas Boiler - Insulate Steam Lines/Condensate Tank_A_Achievable Economic UCT Potential | F3 | Industrial | Primary Metals | Existing | Process | Natural Gas | Gas Boiler - Insulate Steam Lines/Condensate Tank | A | Integrated Unit Winter Peak Savings (kW) | Achievable Economic UCT Potential | 0 | 0 | 0 | 0 | 0 | 0 | 0 | 0 | 0 | 0 | 0 | 0 | 0 | 0 | 0 | 0 | 0 | 0 | 0 | 0 | 0 | 0 | 0 | 0 | 0 | 0 | 0 | 0 | 0 | 0 | 0
F4_Industrial_Primary Metals_Existing_Process_Natural Gas_Gas Boiler - Insulate Steam Lines/Condensate Tank_A_Achievable Economic UCT Potential | F4 | Industrial | Primary Metals | Existing | Process | Natural Gas | Gas Boiler - Insulate Steam Lines/Condensate Tank | A | Incremental Energy Savings (MWh or mTherms) | Achievable Economic UCT Potential | 0 | 0 | 0 | 0 | 0 | 0.13989 | 0.13951 | 0.13838 | 0.13815 | 0.13796 | 0.1359 | 0.13526 | 0.13474 | 0.13235 | 0.13266 | 0.13118 | 0.13103 | 0.13019 | 0.12885 | 0.12885 | 0.12816 | 0.12752 | 0.12691 | 0.12634 | 0.1258 | 0 | 0 | 0 | 0 | 0 | 0
F5_Industrial_Primary Metals_Existing_Process_Natural Gas_Gas Boiler - Insulate Steam Lines/Condensate Tank_A_Achievable Economic UCT Potential | F5 | Industrial | Primary Metals | Existing | Process | Natural Gas | Gas Boiler - Insulate Steam Lines/Condensate Tank | A | Incremental Summer Peak Savings (MW) | Achievable Economic UCT Potential | 0 | 0 | 0 | 0 | 0 | 0 | 0 | 0 | 0 | 0 | 0 | 0 | 0 | 0 | 0 | 0 | 0 | 0 | 0 | 0 | 0 | 0 | 0 | 0 | 0 | 0 | 0 | 0 | 0 | 0 | 0
F6_Industrial_Primary Metals_Existing_Process_Natural Gas_Gas Boiler - Insulate Steam Lines/Condensate Tank_A_Achievable Economic UCT Potential | F6 | Industrial | Primary Metals | Existing | Process | Natural Gas | Gas Boiler - Insulate Steam Lines/Condensate Tank | A | Incremental Winter Peak Savings (MW) | Achievable Economic UCT Potential | 0 | 0 | 0 | 0 | 0 | 0 | 0 | 0 | 0 | 0 | 0 | 0 | 0 | 0 | 0 | 0 | 0 | 0 | 0 | 0 | 0 | 0 | 0 | 0 | 0 | 0 | 0 | 0 | 0 | 0 | 0
F7_Industrial_Primary Metals_Existing_Process_Natural Gas_Gas Boiler - Insulate Steam Lines/Condensate Tank_A_Achievable Economic UCT Potential | F7 | Industrial | Primary Metals | Existing | Process | Natural Gas | Gas Boiler - Insulate Steam Lines/Condensate Tank | A | Cumulative Energy Savings (MWh or mTherms) | Achievable Economic UCT Potential | 0 | 0 | 0 | 0 | 0 | 0.13989 | 0.27909 | 0.41685 | 0.55408 | 0.69082 | 0.82516 | 0.95879 | 1.0918 | 1.2221 | 1.353 | 1.482 | 1.611 | 1.739 | 1.8654 | 1.9922 | 2.1179 | 2.243 | 2.3674 | 2.4911 | 2.6141 | 2.6139 | 2.6137 | 2.6134 | 0 | 0 | 0
F8_Industrial_Primary Metals_Existing_Process_Natural Gas_Gas Boiler - Insulate Steam Lines/Condensate Tank_A_Achievable Economic UCT Potential | F8 | Industrial | Primary Metals | Existing | Process | Natural Gas | Gas Boiler - Insulate Steam Lines/Condensate Tank | A | Cumulative Summer Peak Savings (MW) | Achievable Economic UCT Potential | 0 | 0 | 0 | 0 | 0 | 0 | 0 | 0 | 0 | 0 | 0 | 0 | 0 | 0 | 0 | 0 | 0 | 0 | 0 | 0 | 0 | 0 | 0 | 0 | 0 | 0 | 0 | 0 | 0 | 0 | 0
F9_Industrial_Primary Metals_Existing_Process_Natural Gas_Gas Boiler - Insulate Steam Lines/Condensate Tank_A_Achievable Economic UCT Potential | F9 | Industrial | Primary Metals | Existing | Process | Natural Gas | Gas Boiler - Insulate Steam Lines/Condensate Tank | A | Cumulative Winter Peak Savings (MW) | Achievable Economic UCT Potential | 0 | 0 | 0 | 0 | 0 | 0 | 0 | 0 | 0 | 0 | 0 | 0 | 0 | 0 | 0 | 0 | 0 | 0 | 0 | 0 | 0 | 0 | 0 | 0 | 0 | 0 | 0 | 0 | 0 | 0 | 0
F10_Industrial_Primary Metals_Existing_Process_Natural Gas_Gas Boiler - Insulate Steam Lines/Condensate Tank_A_Achievable Economic UCT Potential | F10 | Industrial | Primary Metals | Existing | Process | Natural Gas | Gas Boiler - Insulate Steam Lines/Condensate Tank | A | Purchases (Incremental) | Achievable Economic UCT Potential | 0 | 0 | 0 | 0 | 0 | 0.46181 | 0.46156 | 0.45884 | 0.45909 | 0.45947 | 0.45363 | 0.45239 | 0.45147 | 0.4443 | 0.446 | 0.44175 | 0.4418 | 0.43958 | 0.43566 | 0.43618 | 0.43437 | 0.43268 | 0.43111 | 0.42964 | 0.42829 | 0 | 0 | 0 | 0 | 0 | 0
F11_Industrial_Primary Metals_Existing_Process_Natural Gas_Gas Boiler - Insulate Steam Lines/Condensate Tank_A_Achievable Economic UCT Potential | F11 | Industrial | Primary Metals | Existing | Process | Natural Gas | Gas Boiler - Insulate Steam Lines/Condensate Tank | A | Purchases (Cumulative) | Achievable Economic UCT Potential | 0 | 0 | 0 | 0 | 0 | 0.46181 | 0.92337 | 1.3822 | 1.8413 | 2.3008 | 2.7544 | 3.2068 | 3.6583 | 4.1026 | 4.5486 | 4.9903 | 5.4321 | 5.8717 | 6.3074 | 6.7435 | 7.1779 | 7.6106 | 8.0417 | 8.4713 | 8.8996 | 8.8996 | 8.8996 | 8.8996 | 8.8996 | 8.8996 | 8.8996
F1_Industrial_Primary Metals_Existing_Space Heating_Natural Gas_Gas Boiler - Insulate Hot Water Lines_A_Achievable Economic UCT Potential | F1 | Industrial | Primary Metals | Existing | Space Heating | Natural Gas | Gas Boiler - Insulate Hot Water Lines | A | Integrated Unit Energy Savings (kWh or therms) | Achievable Economic UCT Potential | 0 | 0 | 0 | 0 | 0 | 352.269 | 349.2688 | 346.1902 | 342.9996 | 339.6934 | 336.301 | 332.855 | 329.334 | 325.6451 | 321.7576 | 317.9475 | 314.1788 | 310.4609 | 306.7886 | 303.3122 | 299.9389 | 296.4944 | 293.3352 | 290.5237 | 287.7757 | 285.5359 | 283.6158 | 281.8465 | 304.7381 | 303.4863 | 302.3438
F2_Industrial_Primary Metals_Existing_Space Heating_Natural Gas_Gas Boiler - Insulate Hot Water Lines_A_Achievable Economic UCT Potential | F2 | Industrial | Primary Metals | Existing | Space Heating | Natural Gas | Gas Boiler - Insulate Hot Water Lines | A | Integrated Unit Summer Peak Savings (kW) | Achievable Economic UCT Potential | 0 | 0 | 0 | 0 | 0 | 0 | 0 | 0 | 0 | 0 | 0 | 0 | 0 | 0 | 0 | 0 | 0 | 0 | 0 | 0 | 0 | 0 | 0 | 0 | 0 | 0 | 0 | 0 | 0 | 0 | 0
F3_Industrial_Primary Metals_Existing_Space Heating_Natural Gas_Gas Boiler - Insulate Hot Water Lines_A_Achievable Economic UCT Potential | F3 | Industrial | Primary Metals | Existing | Space Heating | Natural Gas | Gas Boiler - Insulate Hot Water Lines | A | Integrated Unit Winter Peak Savings (kW) | Achievable Economic UCT Potential | 0 | 0 | 0 | 0 | 0 | 0 | 0 | 0 | 0 | 0 | 0 | 0 | 0 | 0 | 0 | 0 | 0 | 0 | 0 | 0 | 0 | 0 | 0 | 0 | 0 | 0 | 0 | 0 | 0 | 0 | 0
F4_Industrial_Primary Metals_Existing_Space Heating_Natural Gas_Gas Boiler - Insulate Hot Water Lines_A_Achievable Economic UCT Potential | F4 | Industrial | Primary Metals | Existing | Space Heating | Natural Gas | Gas Boiler - Insulate Hot Water Lines | A | Incremental Energy Savings (MWh or mTherms) | Achievable Economic UCT Potential | 0 | 0 | 0 | 0 | 0 | 0.0089832 | 0.0089018 | 0.0087713 | 0.0086952 | 0.0086185 | 0.0084241 | 0.008315 | 0.0082103 | 0.0079894 | 0.0079242 | 0.0077557 | 0.0076647 | 0.0075359 | 0.0073804 | 0.0073054 | 0.0071942 | 0.007084 | 0.0069829 | 0.0068925 | 0.0068058 | 0 | 0 | 0 | 0 | 0 | 0
F5_Industrial_Primary Metals_Existing_Space Heating_Natural Gas_Gas Boiler - Insulate Hot Water Lines_A_Achievable Economic UCT Potential | F5 | Industrial | Primary Metals | Existing | Space Heating | Natural Gas | Gas Boiler - Insulate Hot Water Lines | A | Incremental Summer Peak Savings (MW) | Achievable Economic UCT Potential | 0 | 0 | 0 | 0 | 0 | 0 | 0 | 0 | 0 | 0 | 0 | 0 | 0 | 0 | 0 | 0 | 0 | 0 | 0 | 0 | 0 | 0 | 0 | 0 | 0 | 0 | 0 | 0 | 0 | 0 | 0
F6_Industrial_Primary Metals_Existing_Space Heating_Natural Gas_Gas Boiler - Insulate Hot Water Lines_A_Achievable Economic UCT Potential | F6 | Industrial | Primary Metals | Existing | Space Heating | Natural Gas | Gas Boiler - Insulate Hot Water Lines | A | Incremental Winter Peak Savings (MW) | Achievable Economic UCT Potential | 0 | 0 | 0 | 0 | 0 | 0 | 0 | 0 | 0 | 0 | 0 | 0 | 0 | 0 | 0 | 0 | 0 | 0 | 0 | 0 | 0 | 0 | 0 | 0 | 0 | 0 | 0 | 0 | 0 | 0 | 0
F7_Industrial_Primary Metals_Existing_Space Heating_Natural Gas_Gas Boiler - Insulate Hot Water Lines_A_Achievable Economic UCT Potential | F7 | Industrial | Primary Metals | Existing | Space Heating | Natural Gas | Gas Boiler - Insulate Hot Water Lines | A | Cumulative Energy Savings (MWh or mTherms) | Achievable Economic UCT Potential | 0 | 0 | 0 | 0 | 0 | 0.0089832 | 0.017809 | 0.026423 | 0.034875 | 0.043157 | 0.05115 | 0.058941 | 0.066528 | 0.073772 | 0.080815 | 0.087614 | 0.09424 | 0.10066 | 0.10685 | 0.11295 | 0.11888 | 0.1246 | 0.13026 | 0.1359 | 0.14142 | 0.14032 | 0.13938 | 0.13851 | 0 | 0 | 0
F8_Industrial_Primary Metals_Existing_Space Heating_Natural Gas_Gas Boiler - Insulate Hot Water Lines_A_Achievable Economic UCT Potential | F8 | Industrial | Primary Metals | Existing | Space Heating | Natural Gas | Gas Boiler - Insulate Hot Water Lines | A | Cumulative Summer Peak Savings (MW) | Achievable Economic UCT Potential | 0 | 0 | 0 | 0 | 0 | 0 | 0 | 0 | 0 | 0 | 0 | 0 | 0 | 0 | 0 | 0 | 0 | 0 | 0 | 0 | 0 | 0 | 0 | 0 | 0 | 0 | 0 | 0 | 0 | 0 | 0
F9_Industrial_Primary Metals_Existing_Space Heating_Natural Gas_Gas Boiler - Insulate Hot Water Lines_A_Achievable Economic UCT Potential | F9 | Industrial | Primary Metals | Existing | Space Heating | Natural Gas | Gas Boiler - Insulate Hot Water Lines | A | Cumulative Winter Peak Savings (MW) | Achievable Economic UCT Potential | 0 | 0 | 0 | 0 | 0 | 0 | 0 | 0 | 0 | 0 | 0 | 0 | 0 | 0 | 0 | 0 | 0 | 0 | 0 | 0 | 0 | 0 | 0 | 0 | 0 | 0 | 0 | 0 | 0 | 0 | 0
F10_Industrial_Primary Metals_Existing_Space Heating_Natural Gas_Gas Boiler - Insulate Hot Water Lines_A_Achievable Economic UCT Potential | F10 | Industrial | Primary Metals | Existing | Space Heating | Natural Gas | Gas Boiler - Insulate Hot Water Lines | A | Purchases (Incremental) | Achievable Economic UCT Potential | 0 | 0 | 0 | 0 | 0 | 0.025501 | 0.025487 | 0.025337 | 0.02535 | 0.025371 | 0.025049 | 0.024981 | 0.02493 | 0.024534 | 0.024628 | 0.024393 | 0.024396 | 0.024273 | 0.024057 | 0.024085 | 0.023986 | 0.023892 | 0.023805 | 0.023724 | 0.02365 | 0 | 0 | 0 | 0 | 0 | 0
F11_Industrial_Primary Metals_Existing_Space Heating_Natural Gas_Gas Boiler - Insulate Hot Water Lines_A_Achievable Economic UCT Potential | F11 | Industrial | Primary Metals | Existing | Space Heating | Natural Gas | Gas Boiler - Insulate Hot Water Lines | A | Purchases (Cumulative) | Achievable Economic UCT Potential | 0 | 0 | 0 | 0 | 0 | 0.025501 | 0.050988 | 0.076325 | 0.10168 | 0.12705 | 0.1521 | 0.17708 | 0.20201 | 0.22654 | 0.25117 | 0.27556 | 0.29996 | 0.32423 | 0.34829 | 0.37237 | 0.39636 | 0.42025 | 0.44406 | 0.46778 | 0.49143 | 0.49143 | 0.49143 | 0.49143 | 0.49143 | 0.49143 | 0.49143
F1_Industrial_Primary Metals_Existing_Process_Natural Gas_Gas Boiler - Insulate Hot Water Lines_A_Achievable Economic UCT Potential | F1 | Industrial | Primary Metals | Existing | Process | Natural Gas | Gas Boiler - Insulate Hot Water Lines | A | Integrated Unit Energy Savings (kWh or therms) | Achievable Economic UCT Potential | 0 | 0 | 0 | 0 | 0 | 342.4412 | 341.7448 | 341.0408 | 340.3451 | 339.6481 | 338.9374 | 338.3245 | 337.7671 | 337.1796 | 336.7418 | 336.2561 | 335.8644 | 335.4609 | 335.045 | 334.7217 | 334.3646 | 334.0442 | 333.7253 | 333.4077 | 333.0916 | 333.0625 | 333.0358 | 333.0115 | 343.1401 | 343.1401 | 343.1401
F2_Industrial_Primary Metals_Existing_Process_Natural Gas_Gas Boiler - Insulate Hot Water Lines_A_Achievable Economic UCT Potential | F2 | Industrial | Primary Metals | Existing | Process | Natural Gas | Gas Boiler - Insulate Hot Water Lines | A | Integrated Unit Summer Peak Savings (kW) | Achievable Economic UCT Potential | 0 | 0 | 0 | 0 | 0 | 0 | 0 | 0 | 0 | 0 | 0 | 0 | 0 | 0 | 0 | 0 | 0 | 0 | 0 | 0 | 0 | 0 | 0 | 0 | 0 | 0 | 0 | 0 | 0 | 0 | 0
F3_Industrial_Primary Metals_Existing_Process_Natural Gas_Gas Boiler - Insulate Hot Water Lines_A_Achievable Economic UCT Potential | F3 | Industrial | Primary Metals | Existing | Process | Natural Gas | Gas Boiler - Insulate Hot Water Lines | A | Integrated Unit Winter Peak Savings (kW) | Achievable Economic UCT Potential | 0 | 0 | 0 | 0 | 0 | 0 | 0 | 0 | 0 | 0 | 0 | 0 | 0 | 0 | 0 | 0 | 0 | 0 | 0 | 0 | 0 | 0 | 0 | 0 | 0 | 0 | 0 | 0 | 0 | 0 | 0
F4_Industrial_Primary Metals_Existing_Process_Natural Gas_Gas Boiler - Insulate Hot Water Lines_A_Achievable Economic UCT Potential | F4 | Industrial | Primary Metals | Existing | Process | Natural Gas | Gas Boiler - Insulate Hot Water Lines | A | Incremental Energy Savings (MWh or mTherms) | Achievable Economic UCT Potential | 0 | 0 | 0 | 0 | 0 | 0.31629 | 0.31547 | 0.31296 | 0.3125 | 0.31211 | 0.3075 | 0.30611 | 0.30499 | 0.29962 | 0.30037 | 0.29708 | 0.29677 | 0.29492 | 0.29193 | 0.29199 | 0.29048 | 0.28907 | 0.28774 | 0.28649 | 0.28532 | 0 | 0 | 0 | 0 | 0 | 0
F5_Industrial_Primary Metals_Existing_Process_Natural Gas_Gas Boiler - Insulate Hot Water Lines_A_Achievable Economic UCT Potential | F5 | Industrial | Primary Metals | Existing | Process | Natural Gas | Gas Boiler - Insulate Hot Water Lines | A | Incremental Summer Peak Savings (MW) | Achievable Economic UCT Potential | 0 | 0 | 0 | 0 | 0 | 0 | 0 | 0 | 0 | 0 | 0 | 0 | 0 | 0 | 0 | 0 | 0 | 0 | 0 | 0 | 0 | 0 | 0 | 0 | 0 | 0 | 0 | 0 | 0 | 0 | 0
F6_Industrial_Primary Metals_Existing_Process_Natural Gas_Gas Boiler - Insulate Hot Water Lines_A_Achievable Economic UCT Potential | F6 | Industrial | Primary Metals | Existing | Process | Natural Gas | Gas Boiler - Insulate Hot Water Lines | A | Incremental Winter Peak Savings (MW) | Achievable Economic UCT Potential | 0 | 0 | 0 | 0 | 0 | 0 | 0 | 0 | 0 | 0 | 0 | 0 | 0 | 0 | 0 | 0 | 0 | 0 | 0 | 0 | 0 | 0 | 0 | 0 | 0 | 0 | 0 | 0 | 0 | 0 | 0
F7_Industrial_Primary Metals_Existing_Process_Natural Gas_Gas Boiler - Insulate Hot Water Lines_A_Achievable Economic UCT Potential | F7 | Industrial | Primary Metals | Existing | Process | Natural Gas | Gas Boiler - Insulate Hot Water Lines | A | Cumulative Energy Savings (MWh or mTherms) | Achievable Economic UCT Potential | 0 | 0 | 0 | 0 | 0 | 0.31629 | 0.63112 | 0.94278 | 1.2534 | 1.5629 | 1.8671 | 2.1699 | 2.4713 | 2.7666 | 3.0634 | 3.356 | 3.6489 | 3.9394 | 4.2265 | 4.5144 | 4.8001 | 5.0845 | 5.3674 | 5.6488 | 5.9288 | 5.9283 | 5.9278 | 5.9273 | 0 | 0 | 0
F8_Industrial_Primary Metals_Existing_Process_Natural Gas_Gas Boiler - Insulate Hot Water Lines_A_Achievable Economic UCT Potential | F8 | Industrial | Primary Metals | Existing | Process | Natural Gas | Gas Boiler - Insulate Hot Water Lines | A | Cumulative Summer Peak Savings (MW) | Achievable Economic UCT Potential | 0 | 0 | 0 | 0 | 0 | 0 | 0 | 0 | 0 | 0 | 0 | 0 | 0 | 0 | 0 | 0 | 0 | 0 | 0 | 0 | 0 | 0 | 0 | 0 | 0 | 0 | 0 | 0 | 0 | 0 | 0
F9_Industrial_Primary Metals_Existing_Process_Natural Gas_Gas Boiler - Insulate Hot Water Lines_A_Achievable Economic UCT Potential | F9 | Industrial | Primary Metals | Existing | Process | Natural Gas | Gas Boiler - Insulate Hot Water Lines | A | Cumulative Winter Peak Savings (MW) | Achievable Economic UCT Potential | 0 | 0 | 0 | 0 | 0 | 0 | 0 | 0 | 0 | 0 | 0 | 0 | 0 | 0 | 0 | 0 | 0 | 0 | 0 | 0 | 0 | 0 | 0 | 0 | 0 | 0 | 0 | 0 | 0 | 0 | 0
F10_Industrial_Primary Metals_Existing_Process_Natural Gas_Gas Boiler - Insulate Hot Water Lines_A_Achievable Economic UCT Potential | F10 | Industrial | Primary Metals | Existing | Process | Natural Gas | Gas Boiler - Insulate Hot Water Lines | A | Purchases (Incremental) | Achievable Economic UCT Potential | 0 | 0 | 0 | 0 | 0 | 0.92363 | 0.92312 | 0.91768 | 0.91817 | 0.91893 | 0.90726 | 0.90478 | 0.90295 | 0.88861 | 0.892 | 0.88349 | 0.88361 | 0.87916 | 0.87132 | 0.87235 | 0.86874 | 0.86536 | 0.86221 | 0.85928 | 0.85657 | 0 | 0 | 0 | 0 | 0 | 0
F11_Industrial_Primary Metals_Existing_Process_Natural Gas_Gas Boiler - Insulate Hot Water Lines_A_Achievable Economic UCT Potential | F11 | Industrial | Primary Metals | Existing | Process | Natural Gas | Gas Boiler - Insulate Hot Water Lines | A | Purchases (Cumulative) | Achievable Economic UCT Potential | 0 | 0 | 0 | 0 | 0 | 0.92363 | 1.8467 | 2.7644 | 3.6826 | 4.6015 | 5.5088 | 6.4136 | 7.3165 | 8.2051 | 9.0971 | 9.9806 | 10.8642 | 11.7434 | 12.6147 | 13.4871 | 14.3558 | 15.2212 | 16.0834 | 16.9427 | 17.7992 | 17.7992 | 17.7992 | 17.7992 | 17.7992 | 17.7992 | 17.7992
F1_Industrial_Primary Metals_Existing_Process_Natural Gas_Process - Insulate Heated Process Fluids_A_Achievable Economic UCT Potential | F1 | Industrial | Primary Metals | Existing | Process | Natural Gas | Process - Insulate Heated Process Fluids | A | Integrated Unit Energy Savings (kWh or therms) | Achievable Economic UCT Potential | 0 | 0 | 0 | 0 | 0 | 1904.5124 | 1904.1599 | 1903.8264 | 1903.5093 | 1903.1978 | 1902.8958 | 1902.6645 | 1902.478 | 1902.2924 | 1902.1843 | 1902.0633 | 1901.988 | 1901.913 | 1901.8381 | 1901.8034 | 1901.7593 | 1901.7434 | 1901.7288 | 1901.7155 | 1901.7034 | 1901.6941 | 1901.6855 | 1901.6777 | 1904.8967 | 1904.8967 | 1904.8967
F2_Industrial_Primary Metals_Existing_Process_Natural Gas_Process - Insulate Heated Process Fluids_A_Achievable Economic UCT Potential | F2 | Industrial | Primary Metals | Existing | Process | Natural Gas | Process - Insulate Heated Process Fluids | A | Integrated Unit Summer Peak Savings (kW) | Achievable Economic UCT Potential | 0 | 0 | 0 | 0 | 0 | 0 | 0 | 0 | 0 | 0 | 0 | 0 | 0 | 0 | 0 | 0 | 0 | 0 | 0 | 0 | 0 | 0 | 0 | 0 | 0 | 0 | 0 | 0 | 0 | 0 | 0
F3_Industrial_Primary Metals_Existing_Process_Natural Gas_Process - Insulate Heated Process Fluids_A_Achievable Economic UCT Potential | F3 | Industrial | Primary Metals | Existing | Process | Natural Gas | Process - Insulate Heated Process Fluids | A | Integrated Unit Winter Peak Savings (kW) | Achievable Economic UCT Potential | 0 | 0 | 0 | 0 | 0 | 0 | 0 | 0 | 0 | 0 | 0 | 0 | 0 | 0 | 0 | 0 | 0 | 0 | 0 | 0 | 0 | 0 | 0 | 0 | 0 | 0 | 0 | 0 | 0 | 0 | 0
F4_Industrial_Primary Metals_Existing_Process_Natural Gas_Process - Insulate Heated Process Fluids_A_Achievable Economic UCT Potential | F4 | Industrial | Primary Metals | Existing | Process | Natural Gas | Process - Insulate Heated Process Fluids | A | Incremental Energy Savings (MWh or mTherms) | Achievable Economic UCT Potential | 0 | 0 | 0 | 0 | 0 | 1.924 | 1.9226 | 1.9109 | 1.9116 | 1.9129 | 1.6994 | 1.3557 | 1.0822 | 0.85195 | 0.68413 | 0.54205 | 0.43368 | 0.34518 | 0.27367 | 0.21919 | 0.17462 | 0.0011864 | 0.00042218 | 0.00014343 | 4.6624e-05 | 3.9515e-05 | 3.941e-05 | 3.9314e-05 | 3.9295e-05 | 3.9218e-05 | 3.9152e-05
F5_Industrial_Primary Metals_Existing_Process_Natural Gas_Process - Insulate Heated Process Fluids_A_Achievable Economic UCT Potential | F5 | Industrial | Primary Metals | Existing | Process | Natural Gas | Process - Insulate Heated Process Fluids | A | Incremental Summer Peak Savings (MW) | Achievable Economic UCT Potential | 0 | 0 | 0 | 0 | 0 | 0 | 0 | 0 | 0 | 0 | 0 | 0 | 0 | 0 | 0 | 0 | 0 | 0 | 0 | 0 | 0 | 0 | 0 | 0 | 0 | 0 | 0 | 0 | 0 | 0 | 0
F6_Industrial_Primary Metals_Existing_Process_Natural Gas_Process - Insulate Heated Process Fluids_A_Achievable Economic UCT Potential | F6 | Industrial | Primary Metals | Existing | Process | Natural Gas | Process - Insulate Heated Process Fluids | A | Incremental Winter Peak Savings (MW) | Achievable Economic UCT Potential | 0 | 0 | 0 | 0 | 0 | 0 | 0 | 0 | 0 | 0 | 0 | 0 | 0 | 0 | 0 | 0 | 0 | 0 | 0 | 0 | 0 | 0 | 0 | 0 | 0 | 0 | 0 | 0 | 0 | 0 | 0
F7_Industrial_Primary Metals_Existing_Process_Natural Gas_Process - Insulate Heated Process Fluids_A_Achievable Economic UCT Potential | F7 | Industrial | Primary Metals | Existing | Process | Natural Gas | Process - Insulate Heated Process Fluids | A | Cumulative Energy Savings (MWh or mTherms) | Achievable Economic UCT Potential | 0 | 0 | 0 | 0 | 0 | 1.924 | 3.8462 | 5.7564 | 7.667 | 9.5786 | 11.2765 | 12.6308 | 13.7118 | 14.5624 | 15.2457 | 15.7868 | 16.2199 | 16.5644 | 16.8374 | 17.0563 | 17.2305 | 17.2316 | 17.2319 | 17.2319 | 17.2318 | 17.2318 | 17.2318 | 17.2317 | 0 | 0 | 0
F8_Industrial_Primary Metals_Existing_Process_Natural Gas_Process - Insulate Heated Process Fluids_A_Achievable Economic UCT Potential | F8 | Industrial | Primary Metals | Existing | Process | Natural Gas | Process - Insulate Heated Process Fluids | A | Cumulative Summer Peak Savings (MW) | Achievable Economic UCT Potential | 0 | 0 | 0 | 0 | 0 | 0 | 0 | 0 | 0 | 0 | 0 | 0 | 0 | 0 | 0 | 0 | 0 | 0 | 0 | 0 | 0 | 0 | 0 | 0 | 0 | 0 | 0 | 0 | 0 | 0 | 0
F9_Industrial_Primary Metals_Existing_Process_Natural Gas_Process - Insulate Heated Process Fluids_A_Achievable Economic UCT Potential | F9 | Industrial | Primary Metals | Existing | Process | Natural Gas | Process - Insulate Heated Process Fluids | A | Cumulative Winter Peak Savings (MW) | Achievable Economic UCT Potential | 0 | 0 | 0 | 0 | 0 | 0 | 0 | 0 | 0 | 0 | 0 | 0 | 0 | 0 | 0 | 0 | 0 | 0 | 0 | 0 | 0 | 0 | 0 | 0 | 0 | 0 | 0 | 0 | 0 | 0 | 0
F10_Industrial_Primary Metals_Existing_Process_Natural Gas_Process - Insulate Heated Process Fluids_A_Achievable Economic UCT Potential | F10 | Industrial | Primary Metals | Existing | Process | Natural Gas | Process - Insulate Heated Process Fluids | A | Purchases (Incremental) | Achievable Economic UCT Potential | 0 | 0 | 0 | 0 | 0 | 1.0102 | 1.0097 | 1.0037 | 1.0042 | 1.0051 | 0.89308 | 0.71251 | 0.56885 | 0.44786 | 0.35965 | 0.28498 | 0.22801 | 0.18149 | 0.1439 | 0.11526 | 0.091823 | 0.00062387 | 0.000222 | 7.5424e-05 | 2.4517e-05 | 2.0779e-05 | 2.0724e-05 | 2.0673e-05 | 2.0628e-05 | 2.0588e-05 | 2.0553e-05
F11_Industrial_Primary Metals_Existing_Process_Natural Gas_Process - Insulate Heated Process Fluids_A_Achievable Economic UCT Potential | F11 | Industrial | Primary Metals | Existing | Process | Natural Gas | Process - Insulate Heated Process Fluids | A | Purchases (Cumulative) | Achievable Economic UCT Potential | 0 | 0 | 0 | 0 | 0 | 1.0102 | 2.0199 | 3.0236 | 4.0278 | 5.0329 | 5.926 | 6.6385 | 7.2073 | 7.6552 | 8.0149 | 8.2998 | 8.5278 | 8.7093 | 8.8532 | 8.9685 | 9.0603 | 9.0609 | 9.0612 | 9.0612 | 9.0613 | 9.0613 | 9.0613 | 9.0613 | 9.0613 | 9.0614 | 9.0614
F1_Industrial_Primary Metals_Existing_Process_Natural Gas_Process Heat Recovery_A_Achievable Economic UCT Potential | F1 | Industrial | Primary Metals | Existing | Process | Natural Gas | Process Heat Recovery | A | Integrated Unit Energy Savings (kWh or therms) | Achievable Economic UCT Potential | 0 | 0 | 0 | 0 | 0 | 3.7699 | 3.7612 | 3.7523 | 3.7435 | 3.7347 | 3.7255 | 3.7175 | 3.7102 | 3.7023 | 3.6963 | 3.6897 | 3.6843 | 3.6787 | 3.673 | 3.6685 | 3.6636 | 3.6591 | 3.6547 | 3.6503 | 3.6459 | 3.6455 | 3.6452 | 3.6449 | 0 | 0 | 0
F2_Industrial_Primary Metals_Existing_Process_Natural Gas_Process Heat Recovery_A_Achievable Economic UCT Potential | F2 | Industrial | Primary Metals | Existing | Process | Natural Gas | Process Heat Recovery | A | Integrated Unit Summer Peak Savings (kW) | Achievable Economic UCT Potential | 0 | 0 | 0 | 0 | 0 | 0 | 0 | 0 | 0 | 0 | 0 | 0 | 0 | 0 | 0 | 0 | 0 | 0 | 0 | 0 | 0 | 0 | 0 | 0 | 0 | 0 | 0 | 0 | 0 | 0 | 0
F3_Industrial_Primary Metals_Existing_Process_Natural Gas_Process Heat Recovery_A_Achievable Economic UCT Potential | F3 | Industrial | Primary Metals | Existing | Process | Natural Gas | Process Heat Recovery | A | Integrated Unit Winter Peak Savings (kW) | Achievable Economic UCT Potential | 0 | 0 | 0 | 0 | 0 | 0 | 0 | 0 | 0 | 0 | 0 | 0 | 0 | 0 | 0 | 0 | 0 | 0 | 0 | 0 | 0 | 0 | 0 | 0 | 0 | 0 | 0 | 0 | 0 | 0 | 0
F4_Industrial_Primary Metals_Existing_Process_Natural Gas_Process Heat Recovery_A_Achievable Economic UCT Potential | F4 | Industrial | Primary Metals | Existing | Process | Natural Gas | Process Heat Recovery | A | Incremental Energy Savings (MWh or mTherms) | Achievable Economic UCT Potential | 0 | 0 | 0 | 0 | 0 | 0 | 0 | 0 | 0 | 0 | 0 | 0 | 0 | 0 | 0 | 0 | 0 | 0 | 0 | 0 | 0 | 0 | 0 | 0 | 0 | 0 | 0 | 0 | 0 | 0 | 0
F5_Industrial_Primary Metals_Existing_Process_Natural Gas_Process Heat Recovery_A_Achievable Economic UCT Potential | F5 | Industrial | Primary Metals | Existing | Process | Natural Gas | Process Heat Recovery | A | Incremental Summer Peak Savings (MW) | Achievable Economic UCT Potential | 0 | 0 | 0 | 0 | 0 | 0 | 0 | 0 | 0 | 0 | 0 | 0 | 0 | 0 | 0 | 0 | 0 | 0 | 0 | 0 | 0 | 0 | 0 | 0 | 0 | 0 | 0 | 0 | 0 | 0 | 0
F6_Industrial_Primary Metals_Existing_Process_Natural Gas_Process Heat Recovery_A_Achievable Economic UCT Potential | F6 | Industrial | Primary Metals | Existing | Process | Natural Gas | Process Heat Recovery | A | Incremental Winter Peak Savings (MW) | Achievable Economic UCT Potential | 0 | 0 | 0 | 0 | 0 | 0 | 0 | 0 | 0 | 0 | 0 | 0 | 0 | 0 | 0 | 0 | 0 | 0 | 0 | 0 | 0 | 0 | 0 | 0 | 0 | 0 | 0 | 0 | 0 | 0 | 0
F7_Industrial_Primary Metals_Existing_Process_Natural Gas_Process Heat Recovery_A_Achievable Economic UCT Potential | F7 | Industrial | Primary Metals | Existing | Process | Natural Gas | Process Heat Recovery | A | Cumulative Energy Savings (MWh or mTherms) | Achievable Economic UCT Potential | 0 | 0 | 0 | 0 | 0 | 0 | 0 | 0 | 0 | 0 | 0 | 0 | 0 | 0 | 0 | 0 | 0 | 0 | 0 | 0 | 0 | 0 | 0 | 0 | 0 | 0 | 0 | 0 | 0 | 0 | 0
F8_Industrial_Primary Metals_Existing_Process_Natural Gas_Process Heat Recovery_A_Achievable Economic UCT Potential | F8 | Industrial | Primary Metals | Existing | Process | Natural Gas | Process Heat Recovery | A | Cumulative Summer Peak Savings (MW) | Achievable Economic UCT Potential | 0 | 0 | 0 | 0 | 0 | 0 | 0 | 0 | 0 | 0 | 0 | 0 | 0 | 0 | 0 | 0 | 0 | 0 | 0 | 0 | 0 | 0 | 0 | 0 | 0 | 0 | 0 | 0 | 0 | 0 | 0
F9_Industrial_Primary Metals_Existing_Process_Natural Gas_Process Heat Recovery_A_Achievable Economic UCT Potential | F9 | Industrial | Primary Metals | Existing | Process | Natural Gas | Process Heat Recovery | A | Cumulative Winter Peak Savings (MW) | Achievable Economic UCT Potential | 0 | 0 | 0 | 0 | 0 | 0 | 0 | 0 | 0 | 0 | 0 | 0 | 0 | 0 | 0 | 0 | 0 | 0 | 0 | 0 | 0 | 0 | 0 | 0 | 0 | 0 | 0 | 0 | 0 | 0 | 0
F10_Industrial_Primary Metals_Existing_Process_Natural Gas_Process Heat Recovery_A_Achievable Economic UCT Potential | F10 | Industrial | Primary Metals | Existing | Process | Natural Gas | Process Heat Recovery | A | Purchases (Incremental) | Achievable Economic UCT Potential | 0 | 0 | 0 | 0 | 0 | 0 | 0 | 0 | 0 | 0 | 0 | 0 | 0 | 0 | 0 | 0 | 0 | 0 | 0 | 0 | 0 | 0 | 0 | 0 | 0 | 0 | 0 | 0 | 0 | 0 | 0
F11_Industrial_Primary Metals_Existing_Process_Natural Gas_Process Heat Recovery_A_Achievable Economic UCT Potential | F11 | Industrial | Primary Metals | Existing | Process | Natural Gas | Process Heat Recovery | A | Purchases (Cumulative) | Achievable Economic UCT Potential | 0 | 0 | 0 | 0 | 0 | 0 | 0 | 0 | 0 | 0 | 0 | 0 | 0 | 0 | 0 | 0 | 0 | 0 | 0 | 0 | 0 | 0 | 0 | 0 | 0 | 0 | 0 | 0 | 0 | 0 | 0
F1_Industrial_Primary Metals_Existing_Space Heating_Natural Gas_Building Automation System_A_Achievable Economic UCT Potential | F1 | Industrial | Primary Metals | Existing | Space Heating | Natural Gas | Building Automation System | A | Integrated Unit Energy Savings (kWh or therms) | Achievable Economic UCT Potential | 0 | 0 | 0 | 0 | 0 | 0.015441 | 0.015337 | 0.01521 | 0.015075 | 0.014929 | 0.014775 | 0.014615 | 0.014451 | 0.014279 | 0.014096 | 0.013916 | 0.013739 | 0.01357 | 0.013408 | 0.013257 | 0.013112 | 0.012966 | 0.012837 | 0.012724 | 0.012618 | 0.012534 | 0.012461 | 0.012394 | 0 | 0 | 0
F2_Industrial_Primary Metals_Existing_Space Heating_Natural Gas_Building Automation System_A_Achievable Economic UCT Potential | F2 | Industrial | Primary Metals | Existing | Space Heating | Natural Gas | Building Automation System | A | Integrated Unit Summer Peak Savings (kW) | Achievable Economic UCT Potential | 0 | 0 | 0 | 0 | 0 | 0 | 0 | 0 | 0 | 0 | 0 | 0 | 0 | 0 | 0 | 0 | 0 | 0 | 0 | 0 | 0 | 0 | 0 | 0 | 0 | 0 | 0 | 0 | 0 | 0 | 0
F3_Industrial_Primary Metals_Existing_Space Heating_Natural Gas_Building Automation System_A_Achievable Economic UCT Potential | F3 | Industrial | Primary Metals | Existing | Space Heating | Natural Gas | Building Automation System | A | Integrated Unit Winter Peak Savings (kW) | Achievable Economic UCT Potential | 0 | 0 | 0 | 0 | 0 | 0 | 0 | 0 | 0 | 0 | 0 | 0 | 0 | 0 | 0 | 0 | 0 | 0 | 0 | 0 | 0 | 0 | 0 | 0 | 0 | 0 | 0 | 0 | 0 | 0 | 0
F4_Industrial_Primary Metals_Existing_Space Heating_Natural Gas_Building Automation System_A_Achievable Economic UCT Potential | F4 | Industrial | Primary Metals | Existing | Space Heating | Natural Gas | Building Automation System | A | Incremental Energy Savings (MWh or mTherms) | Achievable Economic UCT Potential | 0 | 0 | 0 | 0 | 0 | 0.010159 | 0.020159 | 0.03529 | 0.056921 | 0.085633 | 0.11984 | 0.16081 | 0.20571 | 0.24741 | 0.28911 | 0.31718 | 0.33317 | 0.32878 | 0.30349 | 0.26415 | 0.21517 | 0.16207 | 0.11068 | 0.069855 | 0.045035 | 0 | 0 | 0 | 0 | 0 | 0
F5_Industrial_Primary Metals_Existing_Space Heating_Natural Gas_Building Automation System_A_Achievable Economic UCT Potential | F5 | Industrial | Primary Metals | Existing | Space Heating | Natural Gas | Building Automation System | A | Incremental Summer Peak Savings (MW) | Achievable Economic UCT Potential | 0 | 0 | 0 | 0 | 0 | 0 | 0 | 0 | 0 | 0 | 0 | 0 | 0 | 0 | 0 | 0 | 0 | 0 | 0 | 0 | 0 | 0 | 0 | 0 | 0 | 0 | 0 | 0 | 0 | 0 | 0
F6_Industrial_Primary Metals_Existing_Space Heating_Natural Gas_Building Automation System_A_Achievable Economic UCT Potential | F6 | Industrial | Primary Metals | Existing | Space Heating | Natural Gas | Building Automation System | A | Incremental Winter Peak Savings (MW) | Achievable Economic UCT Potential | 0 | 0 | 0 | 0 | 0 | 0 | 0 | 0 | 0 | 0 | 0 | 0 | 0 | 0 | 0 | 0 | 0 | 0 | 0 | 0 | 0 | 0 | 0 | 0 | 0 | 0 | 0 | 0 | 0 | 0 | 0
F7_Industrial_Primary Metals_Existing_Space Heating_Natural Gas_Building Automation System_A_Achievable Economic UCT Potential | F7 | Industrial | Primary Metals | Existing | Space Heating | Natural Gas | Building Automation System | A | Cumulative Energy Savings (MWh or mTherms) | Achievable Economic UCT Potential | 0 | 0 | 0 | 0 | 0 | 0.010159 | 0.03025 | 0.065291 | 0.12163 | 0.20609 | 0.3238 | 0.48109 | 0.68141 | 0.92071 | 1.198 | 1.4999 | 1.814 | 2.1205 | 2.3986 | 2.6358 | 2.8221 | 2.9527 | 3.034 | 3.0773 | 3.0967 | 3.0759 | 3.0581 | 3.0415 | 0 | 0 | 0
F8_Industrial_Primary Metals_Existing_Space Heating_Natural Gas_Building Automation System_A_Achievable Economic UCT Potential | F8 | Industrial | Primary Metals | Existing | Space Heating | Natural Gas | Building Automation System | A | Cumulative Summer Peak Savings (MW) | Achievable Economic UCT Potential | 0 | 0 | 0 | 0 | 0 | 0 | 0 | 0 | 0 | 0 | 0 | 0 | 0 | 0 | 0 | 0 | 0 | 0 | 0 | 0 | 0 | 0 | 0 | 0 | 0 | 0 | 0 | 0 | 0 | 0 | 0
F9_Industrial_Primary Metals_Existing_Space Heating_Natural Gas_Building Automation System_A_Achievable Economic UCT Potential | F9 | Industrial | Primary Metals | Existing | Space Heating | Natural Gas | Building Automation System | A | Cumulative Winter Peak Savings (MW) | Achievable Economic UCT Potential | 0 | 0 | 0 | 0 | 0 | 0 | 0 | 0 | 0 | 0 | 0 | 0 | 0 | 0 | 0 | 0 | 0 | 0 | 0 | 0 | 0 | 0 | 0 | 0 | 0 | 0 | 0 | 0 | 0 | 0 | 0
F10_Industrial_Primary Metals_Existing_Space Heating_Natural Gas_Building Automation System_A_Achievable Economic UCT Potential | F10 | Industrial | Primary Metals | Existing | Space Heating | Natural Gas | Building Automation System | A | Purchases (Incremental) | Achievable Economic UCT Potential | 0 | 0 | 0 | 0 | 0 | 657.9327 | 1314.4426 | 2320.0887 | 3775.9827 | 5736.1535 | 8111.0704 | 11003.1328 | 14235.0721 | 17326.7483 | 20510.3637 | 22791.8524 | 24249.3863 | 24228.0666 | 22635.3159 | 19925.0796 | 16409.6809 | 12499.774 | 8622.1587 | 5489.8814 | 3569.0669 | 0 | 0 | 0 | 0 | 0 | 0
F11_Industrial_Primary Metals_Existing_Space Heating_Natural Gas_Building Automation System_A_Achievable Economic UCT Potential | F11 | Industrial | Primary Metals | Existing | Space Heating | Natural Gas | Building Automation System | A | Purchases (Cumulative) | Achievable Economic UCT Potential | 0 | 0 | 0 | 0 | 0 | 657.9327 | 1972.3753 | 4292.464 | 8068.4467 | 13804.6002 | 21915.6705 | 32918.8034 | 47153.8754 | 64480.6238 | 84990.9874 | 107782.8399 | 132032.2262 | 156260.2928 | 178895.6087 | 198820.6882 | 215230.3692 | 227730.1431 | 236352.3018 | 241842.1832 | 245411.2501 | 245411.2501 | 245411.2501 | 245411.2501 | 245411.2501 | 245411.2501 | 245411.2501
F1_Industrial_Primary Metals_Existing_Space Heating_Natural Gas_Steam System Efficiency Improvements_A_Achievable Economic UCT Potential | F1 | Industrial | Primary Metals | Existing | Space Heating | Natural Gas | Steam System Efficiency Improvements | A | Integrated Unit Energy Savings (kWh or therms) | Achievable Economic UCT Potential | 0 | 0 | 0 | 0 | 0 | 0.13702 | 0.13484 | 0.13212 | 0.12881 | 0.12492 | 0.1205 | 0.11593 | 0.11133 | 0.10666 | 0.10263 | 0.098778 | 0.095621 | 0.092781 | 0.09023 | 0.088344 | 0.086595 | 0.085039 | 0.083713 | 0.082677 | 0.081705 | 0.080967 | 0.080347 | 0.079778 | 0.11902 | 0.11854 | 0.11809
F2_Industrial_Primary Metals_Existing_Space Heating_Natural Gas_Steam System Efficiency Improvements_A_Achievable Economic UCT Potential | F2 | Industrial | Primary Metals | Existing | Space Heating | Natural Gas | Steam System Efficiency Improvements | A | Integrated Unit Summer Peak Savings (kW) | Achievable Economic UCT Potential | 0 | 0 | 0 | 0 | 0 | 0 | 0 | 0 | 0 | 0 | 0 | 0 | 0 | 0 | 0 | 0 | 0 | 0 | 0 | 0 | 0 | 0 | 0 | 0 | 0 | 0 | 0 | 0 | 0 | 0 | 0
F3_Industrial_Primary Metals_Existing_Space Heating_Natural Gas_Steam System Efficiency Improvements_A_Achievable Economic UCT Potential | F3 | Industrial | Primary Metals | Existing | Space Heating | Natural Gas | Steam System Efficiency Improvements | A | Integrated Unit Winter Peak Savings (kW) | Achievable Economic UCT Potential | 0 | 0 | 0 | 0 | 0 | 0 | 0 | 0 | 0 | 0 | 0 | 0 | 0 | 0 | 0 | 0 | 0 | 0 | 0 | 0 | 0 | 0 | 0 | 0 | 0 | 0 | 0 | 0 | 0 | 0 | 0
F4_Industrial_Primary Metals_Existing_Space Heating_Natural Gas_Steam System Efficiency Improvements_A_Achievable Economic UCT Potential | F4 | Industrial | Primary Metals | Existing | Space Heating | Natural Gas | Steam System Efficiency Improvements | A | Incremental Energy Savings (MWh or mTherms) | Achievable Economic UCT Potential | 0 | 0 | 0 | 0 | 0 | 0.00063889 | 0.0012561 | 0.0021724 | 0.003447 | 0.0050784 | 0.006927 | 0.0090399 | 0.011232 | 0.013097 | 0.014918 | 0.015955 | 0.016433 | 0.015931 | 0.014475 | 0.012475 | 0.010071 | 0.0075334 | 0.0051154 | 0.0032167 | 0.0020667 | 0 | 0 | 0 | 0 | 0 | 0
F5_Industrial_Primary Metals_Existing_Space Heating_Natural Gas_Steam System Efficiency Improvements_A_Achievable Economic UCT Potential | F5 | Industrial | Primary Metals | Existing | Space Heating | Natural Gas | Steam System Efficiency Improvements | A | Incremental Summer Peak Savings (MW) | Achievable Economic UCT Potential | 0 | 0 | 0 | 0 | 0 | 0 | 0 | 0 | 0 | 0 | 0 | 0 | 0 | 0 | 0 | 0 | 0 | 0 | 0 | 0 | 0 | 0 | 0 | 0 | 0 | 0 | 0 | 0 | 0 | 0 | 0
F6_Industrial_Primary Metals_Existing_Space Heating_Natural Gas_Steam System Efficiency Improvements_A_Achievable Economic UCT Potential | F6 | Industrial | Primary Metals | Existing | Space Heating | Natural Gas | Steam System Efficiency Improvements | A | Incremental Winter Peak Savings (MW) | Achievable Economic UCT Potential | 0 | 0 | 0 | 0 | 0 | 0 | 0 | 0 | 0 | 0 | 0 | 0 | 0 | 0 | 0 | 0 | 0 | 0 | 0 | 0 | 0 | 0 | 0 | 0 | 0 | 0 | 0 | 0 | 0 | 0 | 0
F7_Industrial_Primary Metals_Existing_Space Heating_Natural Gas_Steam System Efficiency Improvements_A_Achievable Economic UCT Potential | F7 | Industrial | Primary Metals | Existing | Space Heating | Natural Gas | Steam System Efficiency Improvements | A | Cumulative Energy Savings (MWh or mTherms) | Achievable Economic UCT Potential | 0 | 0 | 0 | 0 | 0 | 0.00063889 | 0.0018849 | 0.0040193 | 0.0073654 | 0.012222 | 0.018716 | 0.027045 | 0.037206 | 0.048741 | 0.061818 | 0.075453 | 0.089475 | 0.10275 | 0.1144 | 0.12448 | 0.13209 | 0.13725 | 0.14022 | 0.1417 | 0.14211 | 0.14082 | 0.13974 | 0.13875 | 0 | 0 | 0
F8_Industrial_Primary Metals_Existing_Space Heating_Natural Gas_Steam System Efficiency Improvements_A_Achievable Economic UCT Potential | F8 | Industrial | Primary Metals | Existing | Space Heating | Natural Gas | Steam System Efficiency Improvements | A | Cumulative Summer Peak Savings (MW) | Achievable Economic UCT Potential | 0 | 0 | 0 | 0 | 0 | 0 | 0 | 0 | 0 | 0 | 0 | 0 | 0 | 0 | 0 | 0 | 0 | 0 | 0 | 0 | 0 | 0 | 0 | 0 | 0 | 0 | 0 | 0 | 0 | 0 | 0
F9_Industrial_Primary Metals_Existing_Space Heating_Natural Gas_Steam System Efficiency Improvements_A_Achievable Economic UCT Potential | F9 | Industrial | Primary Metals | Existing | Space Heating | Natural Gas | Steam System Efficiency Improvements | A | Cumulative Winter Peak Savings (MW) | Achievable Economic UCT Potential | 0 | 0 | 0 | 0 | 0 | 0 | 0 | 0 | 0 | 0 | 0 | 0 | 0 | 0 | 0 | 0 | 0 | 0 | 0 | 0 | 0 | 0 | 0 | 0 | 0 | 0 | 0 | 0 | 0 | 0 | 0
F10_Industrial_Primary Metals_Existing_Space Heating_Natural Gas_Steam System Efficiency Improvements_A_Achievable Economic UCT Potential | F10 | Industrial | Primary Metals | Existing | Space Heating | Natural Gas | Steam System Efficiency Improvements | A | Purchases (Incremental) | Achievable Economic UCT Potential | 0 | 0 | 0 | 0 | 0 | 4.6628 | 9.3156 | 16.4428 | 26.7609 | 40.6528 | 57.4841 | 77.9805 | 100.8857 | 122.7968 | 145.3595 | 161.5286 | 171.8584 | 171.7073 | 160.4193 | 141.2115 | 116.2974 | 88.5874 | 61.1063 | 38.9075 | 25.2944 | 0 | 0 | 0 | 0 | 0 | 0
F11_Industrial_Primary Metals_Existing_Space Heating_Natural Gas_Steam System Efficiency Improvements_A_Achievable Economic UCT Potential | F11 | Industrial | Primary Metals | Existing | Space Heating | Natural Gas | Steam System Efficiency Improvements | A | Purchases (Cumulative) | Achievable Economic UCT Potential | 0 | 0 | 0 | 0 | 0 | 4.6628 | 13.9785 | 30.4212 | 57.1821 | 97.8349 | 155.319 | 233.2996 | 334.1853 | 456.9821 | 602.3415 | 763.8702 | 935.7285 | 1107.4358 | 1267.8551 | 1409.0665 | 1525.364 | 1613.9514 | 1675.0577 | 1713.9651 | 1739.2595 | 1739.2595 | 1739.2595 | 1739.2595 | 1739.2595 | 1739.2595 | 1739.2595
F1_Industrial_Primary Metals_Existing_Process_Natural Gas_Steam System Efficiency Improvements_A_Achievable Economic UCT Potential | F1 | Industrial | Primary Metals | Existing | Process | Natural Gas | Steam System Efficiency Improvements | A | Integrated Unit Energy Savings (kWh or therms) | Achievable Economic UCT Potential | 0 | 0 | 0 | 0 | 0 | 0.13371 | 0.1334 | 0.13309 | 0.13277 | 0.13246 | 0.13214 | 0.13185 | 0.13159 | 0.13131 | 0.1311 | 0.13087 | 0.13067 | 0.13048 | 0.13027 | 0.13011 | 0.12994 | 0.12978 | 0.12962 | 0.12947 | 0.12931 | 0.1293 | 0.12929 | 0.12928 | 0.13402 | 0.13402 | 0.13402
F2_Industrial_Primary Metals_Existing_Process_Natural Gas_Steam System Efficiency Improvements_A_Achievable Economic UCT Potential | F2 | Industrial | Primary Metals | Existing | Process | Natural Gas | Steam System Efficiency Improvements | A | Integrated Unit Summer Peak Savings (kW) | Achievable Economic UCT Potential | 0 | 0 | 0 | 0 | 0 | 0 | 0 | 0 | 0 | 0 | 0 | 0 | 0 | 0 | 0 | 0 | 0 | 0 | 0 | 0 | 0 | 0 | 0 | 0 | 0 | 0 | 0 | 0 | 0 | 0 | 0
F3_Industrial_Primary Metals_Existing_Process_Natural Gas_Steam System Efficiency Improvements_A_Achievable Economic UCT Potential | F3 | Industrial | Primary Metals | Existing | Process | Natural Gas | Steam System Efficiency Improvements | A | Integrated Unit Winter Peak Savings (kW) | Achievable Economic UCT Potential | 0 | 0 | 0 | 0 | 0 | 0 | 0 | 0 | 0 | 0 | 0 | 0 | 0 | 0 | 0 | 0 | 0 | 0 | 0 | 0 | 0 | 0 | 0 | 0 | 0 | 0 | 0 | 0 | 0 | 0 | 0
F4_Industrial_Primary Metals_Existing_Process_Natural Gas_Steam System Efficiency Improvements_A_Achievable Economic UCT Potential | F4 | Industrial | Primary Metals | Existing | Process | Natural Gas | Steam System Efficiency Improvements | A | Incremental Energy Savings (MWh or mTherms) | Achievable Economic UCT Potential | 0 | 0 | 0 | 0 | 0 | 0 | 0 | 0 | 0 | 0 | 0 | 0 | 0 | 0 | 0 | 0 | 0 | 0 | 0 | 0 | 0 | 0 | 0 | 0 | 0 | 0 | 0 | 0 | 0 | 0 | 0
F5_Industrial_Primary Metals_Existing_Process_Natural Gas_Steam System Efficiency Improvements_A_Achievable Economic UCT Potential | F5 | Industrial | Primary Metals | Existing | Process | Natural Gas | Steam System Efficiency Improvements | A | Incremental Summer Peak Savings (MW) | Achievable Economic UCT Potential | 0 | 0 | 0 | 0 | 0 | 0 | 0 | 0 | 0 | 0 | 0 | 0 | 0 | 0 | 0 | 0 | 0 | 0 | 0 | 0 | 0 | 0 | 0 | 0 | 0 | 0 | 0 | 0 | 0 | 0 | 0
F6_Industrial_Primary Metals_Existing_Process_Natural Gas_Steam System Efficiency Improvements_A_Achievable Economic UCT Potential | F6 | Industrial | Primary Metals | Existing | Process | Natural Gas | Steam System Efficiency Improvements | A | Incremental Winter Peak Savings (MW) | Achievable Economic UCT Potential | 0 | 0 | 0 | 0 | 0 | 0 | 0 | 0 | 0 | 0 | 0 | 0 | 0 | 0 | 0 | 0 | 0 | 0 | 0 | 0 | 0 | 0 | 0 | 0 | 0 | 0 | 0 | 0 | 0 | 0 | 0
F7_Industrial_Primary Metals_Existing_Process_Natural Gas_Steam System Efficiency Improvements_A_Achievable Economic UCT Potential | F7 | Industrial | Primary Metals | Existing | Process | Natural Gas | Steam System Efficiency Improvements | A | Cumulative Energy Savings (MWh or mTherms) | Achievable Economic UCT Potential | 0 | 0 | 0 | 0 | 0 | 0 | 0 | 0 | 0 | 0 | 0 | 0 | 0 | 0 | 0 | 0 | 0 | 0 | 0 | 0 | 0 | 0 | 0 | 0 | 0 | 0 | 0 | 0 | 0 | 0 | 0
F8_Industrial_Primary Metals_Existing_Process_Natural Gas_Steam System Efficiency Improvements_A_Achievable Economic UCT Potential | F8 | Industrial | Primary Metals | Existing | Process | Natural Gas | Steam System Efficiency Improvements | A | Cumulative Summer Peak Savings (MW) | Achievable Economic UCT Potential | 0 | 0 | 0 | 0 | 0 | 0 | 0 | 0 | 0 | 0 | 0 | 0 | 0 | 0 | 0 | 0 | 0 | 0 | 0 | 0 | 0 | 0 | 0 | 0 | 0 | 0 | 0 | 0 | 0 | 0 | 0
F9_Industrial_Primary Metals_Existing_Process_Natural Gas_Steam System Efficiency Improvements_A_Achievable Economic UCT Potential | F9 | Industrial | Primary Metals | Existing | Process | Natural Gas | Steam System Efficiency Improvements | A | Cumulative Winter Peak Savings (MW) | Achievable Economic UCT Potential | 0 | 0 | 0 | 0 | 0 | 0 | 0 | 0 | 0 | 0 | 0 | 0 | 0 | 0 | 0 | 0 | 0 | 0 | 0 | 0 | 0 | 0 | 0 | 0 | 0 | 0 | 0 | 0 | 0 | 0 | 0
F10_Industrial_Primary Metals_Existing_Process_Natural Gas_Steam System Efficiency Improvements_A_Achievable Economic UCT Potential | F10 | Industrial | Primary Metals | Existing | Process | Natural Gas | Steam System Efficiency Improvements | A | Purchases (Incremental) | Achievable Economic UCT Potential | 0 | 0 | 0 | 0 | 0 | 0 | 0 | 0 | 0 | 0 | 0 | 0 | 0 | 0 | 0 | 0 | 0 | 0 | 0 | 0 | 0 | 0 | 0 | 0 | 0 | 0 | 0 | 0 | 0 | 0 | 0
F11_Industrial_Primary Metals_Existing_Process_Natural Gas_Steam System Efficiency Improvements_A_Achievable Economic UCT Potential | F11 | Industrial | Primary Metals | Existing | Process | Natural Gas | Steam System Efficiency Improvements | A | Purchases (Cumulative) | Achievable Economic UCT Potential | 0 | 0 | 0 | 0 | 0 | 0 | 0 | 0 | 0 | 0 | 0 | 0 | 0 | 0 | 0 | 0 | 0 | 0 | 0 | 0 | 0 | 0 | 0 | 0 | 0 | 0 | 0 | 0 | 0 | 0 | 0
F1_Industrial_Primary Metals_Existing_Space Heating_Natural Gas_Strategic Energy Management_A_Achievable Economic UCT Potential | F1 | Industrial | Primary Metals | Existing | Space Heating | Natural Gas | Strategic Energy Management | A | Integrated Unit Energy Savings (kWh or therms) | Achievable Economic UCT Potential | 0 | 0 | 0 | 0 | 0 | 16.2986 | 16.2053 | 16.0891 | 15.9623 | 15.825 | 15.6802 | 15.5281 | 15.3718 | 15.2081 | 15.0292 | 14.8553 | 14.6812 | 14.5159 | 14.3583 | 14.21 | 14.0691 | 13.9263 | 13.8017 | 13.6946 | 13.5943 | 13.504 | 13.4266 | 13.3543 | 0 | 0 | 0
F2_Industrial_Primary Metals_Existing_Space Heating_Natural Gas_Strategic Energy Management_A_Achievable Economic UCT Potential | F2 | Industrial | Primary Metals | Existing | Space Heating | Natural Gas | Strategic Energy Management | A | Integrated Unit Summer Peak Savings (kW) | Achievable Economic UCT Potential | 0 | 0 | 0 | 0 | 0 | 0 | 0 | 0 | 0 | 0 | 0 | 0 | 0 | 0 | 0 | 0 | 0 | 0 | 0 | 0 | 0 | 0 | 0 | 0 | 0 | 0 | 0 | 0 | 0 | 0 | 0
F3_Industrial_Primary Metals_Existing_Space Heating_Natural Gas_Strategic Energy Management_A_Achievable Economic UCT Potential | F3 | Industrial | Primary Metals | Existing | Space Heating | Natural Gas | Strategic Energy Management | A | Integrated Unit Winter Peak Savings (kW) | Achievable Economic UCT Potential | 0 | 0 | 0 | 0 | 0 | 0 | 0 | 0 | 0 | 0 | 0 | 0 | 0 | 0 | 0 | 0 | 0 | 0 | 0 | 0 | 0 | 0 | 0 | 0 | 0 | 0 | 0 | 0 | 0 | 0 | 0
F4_Industrial_Primary Metals_Existing_Space Heating_Natural Gas_Strategic Energy Management_A_Achievable Economic UCT Potential | F4 | Industrial | Primary Metals | Existing | Space Heating | Natural Gas | Strategic Energy Management | A | Incremental Energy Savings (MWh or mTherms) | Achievable Economic UCT Potential | 0 | 0 | 0 | 0 | 0 | 0.063945 | 0.063544 | 0.062716 | 0.062256 | 0.061771 | 0.060429 | 0.059679 | 0.058958 | 0.057404 | 0.056946 | 0.05575 | 0.055104 | 0.054209 | 0.053142 | 0.052656 | 0.051918 | 0.051191 | 0.050548 | 0.049985 | 0.049463 | 0 | 0 | 0 | 0 | 0 | 0
F5_Industrial_Primary Metals_Existing_Space Heating_Natural Gas_Strategic Energy Management_A_Achievable Economic UCT Potential | F5 | Industrial | Primary Metals | Existing | Space Heating | Natural Gas | Strategic Energy Management | A | Incremental Summer Peak Savings (MW) | Achievable Economic UCT Potential | 0 | 0 | 0 | 0 | 0 | 0 | 0 | 0 | 0 | 0 | 0 | 0 | 0 | 0 | 0 | 0 | 0 | 0 | 0 | 0 | 0 | 0 | 0 | 0 | 0 | 0 | 0 | 0 | 0 | 0 | 0
F6_Industrial_Primary Metals_Existing_Space Heating_Natural Gas_Strategic Energy Management_A_Achievable Economic UCT Potential | F6 | Industrial | Primary Metals | Existing | Space Heating | Natural Gas | Strategic Energy Management | A | Incremental Winter Peak Savings (MW) | Achievable Economic UCT Potential | 0 | 0 | 0 | 0 | 0 | 0 | 0 | 0 | 0 | 0 | 0 | 0 | 0 | 0 | 0 | 0 | 0 | 0 | 0 | 0 | 0 | 0 | 0 | 0 | 0 | 0 | 0 | 0 | 0 | 0 | 0
F7_Industrial_Primary Metals_Existing_Space Heating_Natural Gas_Strategic Energy Management_A_Achievable Economic UCT Potential | F7 | Industrial | Primary Metals | Existing | Space Heating | Natural Gas | Strategic Energy Management | A | Cumulative Energy Savings (MWh or mTherms) | Achievable Economic UCT Potential | 0 | 0 | 0 | 0 | 0 | 0.063945 | 0.12712 | 0.18893 | 0.2497 | 0.30932 | 0.36692 | 0.42304 | 0.47774 | 0.53006 | 0.58077 | 0.62979 | 0.67752 | 0.7241 | 0.76938 | 0.81409 | 0.85793 | 0.90041 | 0.94291 | 0.98558 | 1.0278 | 1.021 | 1.0151 | 1.0097 | 0 | 0 | 0
F8_Industrial_Primary Metals_Existing_Space Heating_Natural Gas_Strategic Energy Management_A_Achievable Economic UCT Potential | F8 | Industrial | Primary Metals | Existing | Space Heating | Natural Gas | Strategic Energy Management | A | Cumulative Summer Peak Savings (MW) | Achievable Economic UCT Potential | 0 | 0 | 0 | 0 | 0 | 0 | 0 | 0 | 0 | 0 | 0 | 0 | 0 | 0 | 0 | 0 | 0 | 0 | 0 | 0 | 0 | 0 | 0 | 0 | 0 | 0 | 0 | 0 | 0 | 0 | 0
F9_Industrial_Primary Metals_Existing_Space Heating_Natural Gas_Strategic Energy Management_A_Achievable Economic UCT Potential | F9 | Industrial | Primary Metals | Existing | Space Heating | Natural Gas | Strategic Energy Management | A | Cumulative Winter Peak Savings (MW) | Achievable Economic UCT Potential | 0 | 0 | 0 | 0 | 0 | 0 | 0 | 0 | 0 | 0 | 0 | 0 | 0 | 0 | 0 | 0 | 0 | 0 | 0 | 0 | 0 | 0 | 0 | 0 | 0 | 0 | 0 | 0 | 0 | 0 | 0
F10_Industrial_Primary Metals_Existing_Space Heating_Natural Gas_Strategic Energy Management_A_Achievable Economic UCT Potential | F10 | Industrial | Primary Metals | Existing | Space Heating | Natural Gas | Strategic Energy Management | A | Purchases (Incremental) | Achievable Economic UCT Potential | 0 | 0 | 0 | 0 | 0 | 3.9233 | 3.9212 | 3.8981 | 3.9002 | 3.9034 | 3.8538 | 3.8433 | 3.8355 | 3.7746 | 3.789 | 3.7529 | 3.7534 | 3.7345 | 3.7012 | 3.7055 | 3.6902 | 3.6759 | 3.6625 | 3.65 | 3.6385 | 0 | 0 | 0 | 0 | 0 | 0
F11_Industrial_Primary Metals_Existing_Space Heating_Natural Gas_Strategic Energy Management_A_Achievable Economic UCT Potential | F11 | Industrial | Primary Metals | Existing | Space Heating | Natural Gas | Strategic Energy Management | A | Purchases (Cumulative) | Achievable Economic UCT Potential | 0 | 0 | 0 | 0 | 0 | 3.9233 | 7.8445 | 11.7426 | 15.6428 | 19.5462 | 23.4 | 27.2433 | 31.0788 | 34.8534 | 38.6424 | 42.3953 | 46.1486 | 49.8831 | 53.5843 | 57.2898 | 60.98 | 64.6559 | 68.3183 | 71.9684 | 75.6069 | 75.6069 | 75.6069 | 75.6069 | 75.6069 | 75.6069 | 75.6069
F1_Industrial_Primary Metals_Existing_Process_Natural Gas_Strategic Energy Management_A_Achievable Economic UCT Potential | F1 | Industrial | Primary Metals | Existing | Process | Natural Gas | Strategic Energy Management | A | Integrated Unit Energy Savings (kWh or therms) | Achievable Economic UCT Potential | 0 | 0 | 0 | 0 | 0 | 100.6716 | 100.5558 | 100.4399 | 100.3263 | 100.2131 | 100.1034 | 100.0193 | 99.9514 | 99.8845 | 99.8447 | 99.8007 | 99.7725 | 99.7443 | 99.7161 | 99.7019 | 99.6846 | 99.6781 | 99.6719 | 99.666 | 99.6604 | 99.6571 | 99.6541 | 99.6513 | 0 | 0 | 0
F2_Industrial_Primary Metals_Existing_Process_Natural Gas_Strategic Energy Management_A_Achievable Economic UCT Potential | F2 | Industrial | Primary Metals | Existing | Process | Natural Gas | Strategic Energy Management | A | Integrated Unit Summer Peak Savings (kW) | Achievable Economic UCT Potential | 0 | 0 | 0 | 0 | 0 | 0 | 0 | 0 | 0 | 0 | 0 | 0 | 0 | 0 | 0 | 0 | 0 | 0 | 0 | 0 | 0 | 0 | 0 | 0 | 0 | 0 | 0 | 0 | 0 | 0 | 0
F3_Industrial_Primary Metals_Existing_Process_Natural Gas_Strategic Energy Management_A_Achievable Economic UCT Potential | F3 | Industrial | Primary Metals | Existing | Process | Natural Gas | Strategic Energy Management | A | Integrated Unit Winter Peak Savings (kW) | Achievable Economic UCT Potential | 0 | 0 | 0 | 0 | 0 | 0 | 0 | 0 | 0 | 0 | 0 | 0 | 0 | 0 | 0 | 0 | 0 | 0 | 0 | 0 | 0 | 0 | 0 | 0 | 0 | 0 | 0 | 0 | 0 | 0 | 0
F4_Industrial_Primary Metals_Existing_Process_Natural Gas_Strategic Energy Management_A_Achievable Economic UCT Potential | F4 | Industrial | Primary Metals | Existing | Process | Natural Gas | Strategic Energy Management | A | Incremental Energy Savings (MWh or mTherms) | Achievable Economic UCT Potential | 0 | 0 | 0 | 0 | 0 | 1.6737 | 1.6709 | 1.6591 | 1.6581 | 1.6576 | 1.6348 | 1.6289 | 1.6245 | 1.5976 | 1.6031 | 1.5871 | 1.5869 | 1.5784 | 1.5639 | 1.5656 | 1.5588 | 1.5526 | 1.5469 | 1.5415 | 1.5366 | 0 | 0 | 0 | 0 | 0 | 0
F5_Industrial_Primary Metals_Existing_Process_Natural Gas_Strategic Energy Management_A_Achievable Economic UCT Potential | F5 | Industrial | Primary Metals | Existing | Process | Natural Gas | Strategic Energy Management | A | Incremental Summer Peak Savings (MW) | Achievable Economic UCT Potential | 0 | 0 | 0 | 0 | 0 | 0 | 0 | 0 | 0 | 0 | 0 | 0 | 0 | 0 | 0 | 0 | 0 | 0 | 0 | 0 | 0 | 0 | 0 | 0 | 0 | 0 | 0 | 0 | 0 | 0 | 0
F6_Industrial_Primary Metals_Existing_Process_Natural Gas_Strategic Energy Management_A_Achievable Economic UCT Potential | F6 | Industrial | Primary Metals | Existing | Process | Natural Gas | Strategic Energy Management | A | Incremental Winter Peak Savings (MW) | Achievable Economic UCT Potential | 0 | 0 | 0 | 0 | 0 | 0 | 0 | 0 | 0 | 0 | 0 | 0 | 0 | 0 | 0 | 0 | 0 | 0 | 0 | 0 | 0 | 0 | 0 | 0 | 0 | 0 | 0 | 0 | 0 | 0 | 0
F7_Industrial_Primary Metals_Existing_Process_Natural Gas_Strategic Energy Management_A_Achievable Economic UCT Potential | F7 | Industrial | Primary Metals | Existing | Process | Natural Gas | Strategic Energy Management | A | Cumulative Energy Savings (MWh or mTherms) | Achievable Economic UCT Potential | 0 | 0 | 0 | 0 | 0 | 1.6737 | 3.3426 | 4.9978 | 6.6503 | 8.3004 | 9.9261 | 11.5466 | 13.1633 | 14.7522 | 16.3494 | 17.9293 | 19.5111 | 21.084 | 22.642 | 24.2043 | 25.7589 | 27.3099 | 28.8551 | 30.3949 | 31.9298 | 31.9287 | 31.9278 | 31.9269 | 0 | 0 | 0
F8_Industrial_Primary Metals_Existing_Process_Natural Gas_Strategic Energy Management_A_Achievable Economic UCT Potential | F8 | Industrial | Primary Metals | Existing | Process | Natural Gas | Strategic Energy Management | A | Cumulative Summer Peak Savings (MW) | Achievable Economic UCT Potential | 0 | 0 | 0 | 0 | 0 | 0 | 0 | 0 | 0 | 0 | 0 | 0 | 0 | 0 | 0 | 0 | 0 | 0 | 0 | 0 | 0 | 0 | 0 | 0 | 0 | 0 | 0 | 0 | 0 | 0 | 0
F9_Industrial_Primary Metals_Existing_Process_Natural Gas_Strategic Energy Management_A_Achievable Economic UCT Potential | F9 | Industrial | Primary Metals | Existing | Process | Natural Gas | Strategic Energy Management | A | Cumulative Winter Peak Savings (MW) | Achievable Economic UCT Potential | 0 | 0 | 0 | 0 | 0 | 0 | 0 | 0 | 0 | 0 | 0 | 0 | 0 | 0 | 0 | 0 | 0 | 0 | 0 | 0 | 0 | 0 | 0 | 0 | 0 | 0 | 0 | 0 | 0 | 0 | 0
F10_Industrial_Primary Metals_Existing_Process_Natural Gas_Strategic Energy Management_A_Achievable Economic UCT Potential | F10 | Industrial | Primary Metals | Existing | Process | Natural Gas | Strategic Energy Management | A | Purchases (Incremental) | Achievable Economic UCT Potential | 0 | 0 | 0 | 0 | 0 | 16.6253 | 16.6162 | 16.5182 | 16.5271 | 16.5408 | 16.3307 | 16.2861 | 16.253 | 15.9949 | 16.056 | 15.9029 | 15.9049 | 15.8249 | 15.6837 | 15.7023 | 15.6374 | 15.5766 | 15.5198 | 15.4671 | 15.4183 | 0 | 0 | 0 | 0 | 0 | 0
F11_Industrial_Primary Metals_Existing_Process_Natural Gas_Strategic Energy Management_A_Achievable Economic UCT Potential | F11 | Industrial | Primary Metals | Existing | Process | Natural Gas | Strategic Energy Management | A | Purchases (Cumulative) | Achievable Economic UCT Potential | 0 | 0 | 0 | 0 | 0 | 16.6253 | 33.2414 | 49.7596 | 66.2867 | 82.8275 | 99.1582 | 115.4442 | 131.6973 | 147.6922 | 163.7482 | 179.651 | 195.556 | 211.3809 | 227.0646 | 242.7669 | 258.4043 | 273.9809 | 289.5007 | 304.9677 | 320.386 | 320.386 | 320.386 | 320.386 | 320.386 | 320.386 | 320.386
F1_Industrial_Primary Metals_Existing_Miscellaneous_Natural Gas_Strategic Energy Management_A_Achievable Economic UCT Potential | F1 | Industrial | Primary Metals | Existing | Miscellaneous | Natural Gas | Strategic Energy Management | A | Integrated Unit Energy Savings (kWh or therms) | Achievable Economic UCT Potential | 0 | 0 | 0 | 0 | 0 | 17.014 | 17.014 | 17.014 | 17.014 | 17.014 | 17.014 | 17.014 | 17.014 | 17.014 | 17.014 | 17.014 | 17.014 | 17.014 | 17.014 | 17.014 | 17.014 | 17.014 | 17.014 | 17.014 | 17.014 | 17.014 | 17.014 | 17.014 | 0 | 0 | 0
F2_Industrial_Primary Metals_Existing_Miscellaneous_Natural Gas_Strategic Energy Management_A_Achievable Economic UCT Potential | F2 | Industrial | Primary Metals | Existing | Miscellaneous | Natural Gas | Strategic Energy Management | A | Integrated Unit Summer Peak Savings (kW) | Achievable Economic UCT Potential | 0 | 0 | 0 | 0 | 0 | 0 | 0 | 0 | 0 | 0 | 0 | 0 | 0 | 0 | 0 | 0 | 0 | 0 | 0 | 0 | 0 | 0 | 0 | 0 | 0 | 0 | 0 | 0 | 0 | 0 | 0
F3_Industrial_Primary Metals_Existing_Miscellaneous_Natural Gas_Strategic Energy Management_A_Achievable Economic UCT Potential | F3 | Industrial | Primary Metals | Existing | Miscellaneous | Natural Gas | Strategic Energy Management | A | Integrated Unit Winter Peak Savings (kW) | Achievable Economic UCT Potential | 0 | 0 | 0 | 0 | 0 | 0 | 0 | 0 | 0 | 0 | 0 | 0 | 0 | 0 | 0 | 0 | 0 | 0 | 0 | 0 | 0 | 0 | 0 | 0 | 0 | 0 | 0 | 0 | 0 | 0 | 0
F4_Industrial_Primary Metals_Existing_Miscellaneous_Natural Gas_Strategic Energy Management_A_Achievable Economic UCT Potential | F4 | Industrial | Primary Metals | Existing | Miscellaneous | Natural Gas | Strategic Energy Management | A | Incremental Energy Savings (MWh or mTherms) | Achievable Economic UCT Potential | 0 | 0 | 0 | 0 | 0 | 0.070716 | 0.070677 | 0.07026 | 0.070298 | 0.070356 | 0.069463 | 0.069273 | 0.069132 | 0.068035 | 0.068294 | 0.067643 | 0.067652 | 0.067311 | 0.066711 | 0.06679 | 0.066514 | 0.066255 | 0.066014 | 0.065789 | 0.065582 | 0 | 0 | 0 | 0 | 0 | 0
F5_Industrial_Primary Metals_Existing_Miscellaneous_Natural Gas_Strategic Energy Management_A_Achievable Economic UCT Potential | F5 | Industrial | Primary Metals | Existing | Miscellaneous | Natural Gas | Strategic Energy Management | A | Incremental Summer Peak Savings (MW) | Achievable Economic UCT Potential | 0 | 0 | 0 | 0 | 0 | 0 | 0 | 0 | 0 | 0 | 0 | 0 | 0 | 0 | 0 | 0 | 0 | 0 | 0 | 0 | 0 | 0 | 0 | 0 | 0 | 0 | 0 | 0 | 0 | 0 | 0
F6_Industrial_Primary Metals_Existing_Miscellaneous_Natural Gas_Strategic Energy Management_A_Achievable Economic UCT Potential | F6 | Industrial | Primary Metals | Existing | Miscellaneous | Natural Gas | Strategic Energy Management | A | Incremental Winter Peak Savings (MW) | Achievable Economic UCT Potential | 0 | 0 | 0 | 0 | 0 | 0 | 0 | 0 | 0 | 0 | 0 | 0 | 0 | 0 | 0 | 0 | 0 | 0 | 0 | 0 | 0 | 0 | 0 | 0 | 0 | 0 | 0 | 0 | 0 | 0 | 0
F7_Industrial_Primary Metals_Existing_Miscellaneous_Natural Gas_Strategic Energy Management_A_Achievable Economic UCT Potential | F7 | Industrial | Primary Metals | Existing | Miscellaneous | Natural Gas | Strategic Energy Management | A | Cumulative Energy Savings (MWh or mTherms) | Achievable Economic UCT Potential | 0 | 0 | 0 | 0 | 0 | 0.070716 | 0.14139 | 0.21165 | 0.28195 | 0.35231 | 0.42177 | 0.49104 | 0.56018 | 0.62821 | 0.6965 | 0.76415 | 0.8318 | 0.89911 | 0.96582 | 1.0326 | 1.0991 | 1.1654 | 1.2314 | 1.2972 | 1.3628 | 1.3628 | 1.3628 | 1.3628 | 0 | 0 | 0
F8_Industrial_Primary Metals_Existing_Miscellaneous_Natural Gas_Strategic Energy Management_A_Achievable Economic UCT Potential | F8 | Industrial | Primary Metals | Existing | Miscellaneous | Natural Gas | Strategic Energy Management | A | Cumulative Summer Peak Savings (MW) | Achievable Economic UCT Potential | 0 | 0 | 0 | 0 | 0 | 0 | 0 | 0 | 0 | 0 | 0 | 0 | 0 | 0 | 0 | 0 | 0 | 0 | 0 | 0 | 0 | 0 | 0 | 0 | 0 | 0 | 0 | 0 | 0 | 0 | 0
F9_Industrial_Primary Metals_Existing_Miscellaneous_Natural Gas_Strategic Energy Management_A_Achievable Economic UCT Potential | F9 | Industrial | Primary Metals | Existing | Miscellaneous | Natural Gas | Strategic Energy Management | A | Cumulative Winter Peak Savings (MW) | Achievable Economic UCT Potential | 0 | 0 | 0 | 0 | 0 | 0 | 0 | 0 | 0 | 0 | 0 | 0 | 0 | 0 | 0 | 0 | 0 | 0 | 0 | 0 | 0 | 0 | 0 | 0 | 0 | 0 | 0 | 0 | 0 | 0 | 0
F10_Industrial_Primary Metals_Existing_Miscellaneous_Natural Gas_Strategic Energy Management_A_Achievable Economic UCT Potential | F10 | Industrial | Primary Metals | Existing | Miscellaneous | Natural Gas | Strategic Energy Management | A | Purchases (Incremental) | Achievable Economic UCT Potential | 0 | 0 | 0 | 0 | 0 | 4.1563 | 4.154 | 4.1295 | 4.1318 | 4.1352 | 4.0827 | 4.0715 | 4.0633 | 3.9987 | 4.014 | 3.9757 | 3.9762 | 3.9562 | 3.9209 | 3.9256 | 3.9093 | 3.8941 | 3.88 | 3.8668 | 3.8546 | 0 | 0 | 0 | 0 | 0 | 0
F11_Industrial_Primary Metals_Existing_Miscellaneous_Natural Gas_Strategic Energy Management_A_Achievable Economic UCT Potential | F11 | Industrial | Primary Metals | Existing | Miscellaneous | Natural Gas | Strategic Energy Management | A | Purchases (Cumulative) | Achievable Economic UCT Potential | 0 | 0 | 0 | 0 | 0 | 4.1563 | 8.3104 | 12.4399 | 16.5717 | 20.7069 | 24.7895 | 28.8611 | 32.9243 | 36.923 | 40.937 | 44.9128 | 48.889 | 52.8452 | 56.7662 | 60.6917 | 64.6011 | 68.4952 | 72.3752 | 76.2419 | 80.0965 | 80.0965 | 80.0965 | 80.0965 | 80.0965 | 80.0965 | 80.0965
F1_Industrial_Primary Metals_Existing_Space Heating_Natural Gas_Commissioning_A_Achievable Economic UCT Potential | F1 | Industrial | Primary Metals | Existing | Space Heating | Natural Gas | Commissioning | A | Integrated Unit Energy Savings (kWh or therms) | Achievable Economic UCT Potential | 0 | 0 | 0 | 0 | 0 | 21.4731 | 21.3556 | 21.2075 | 21.0454 | 20.8692 | 20.6833 | 20.487 | 20.2847 | 20.0731 | 19.8403 | 19.6144 | 19.3878 | 19.1728 | 18.9679 | 18.7748 | 18.5916 | 18.4057 | 18.2438 | 18.1049 | 17.975 | 17.8558 | 17.7536 | 17.6582 | 0 | 0 | 0
F2_Industrial_Primary Metals_Existing_Space Heating_Natural Gas_Commissioning_A_Achievable Economic UCT Potential | F2 | Industrial | Primary Metals | Existing | Space Heating | Natural Gas | Commissioning | A | Integrated Unit Summer Peak Savings (kW) | Achievable Economic UCT Potential | 0 | 0 | 0 | 0 | 0 | 0 | 0 | 0 | 0 | 0 | 0 | 0 | 0 | 0 | 0 | 0 | 0 | 0 | 0 | 0 | 0 | 0 | 0 | 0 | 0 | 0 | 0 | 0 | 0 | 0 | 0
F3_Industrial_Primary Metals_Existing_Space Heating_Natural Gas_Commissioning_A_Achievable Economic UCT Potential | F3 | Industrial | Primary Metals | Existing | Space Heating | Natural Gas | Commissioning | A | Integrated Unit Winter Peak Savings (kW) | Achievable Economic UCT Potential | 0 | 0 | 0 | 0 | 0 | 0 | 0 | 0 | 0 | 0 | 0 | 0 | 0 | 0 | 0 | 0 | 0 | 0 | 0 | 0 | 0 | 0 | 0 | 0 | 0 | 0 | 0 | 0 | 0 | 0 | 0
F4_Industrial_Primary Metals_Existing_Space Heating_Natural Gas_Commissioning_A_Achievable Economic UCT Potential | F4 | Industrial | Primary Metals | Existing | Space Heating | Natural Gas | Commissioning | A | Incremental Energy Savings (MWh or mTherms) | Achievable Economic UCT Potential | 0 | 0 | 0 | 0 | 0 | 0 | 0 | 0 | 0 | 0 | 0 | 0 | 0 | 0 | 0 | 0 | 0 | 0 | 0 | 0 | 0 | 0 | 0 | 0 | 0 | 0 | 0 | 0 | 0 | 0 | 0
F5_Industrial_Primary Metals_Existing_Space Heating_Natural Gas_Commissioning_A_Achievable Economic UCT Potential | F5 | Industrial | Primary Metals | Existing | Space Heating | Natural Gas | Commissioning | A | Incremental Summer Peak Savings (MW) | Achievable Economic UCT Potential | 0 | 0 | 0 | 0 | 0 | 0 | 0 | 0 | 0 | 0 | 0 | 0 | 0 | 0 | 0 | 0 | 0 | 0 | 0 | 0 | 0 | 0 | 0 | 0 | 0 | 0 | 0 | 0 | 0 | 0 | 0
F6_Industrial_Primary Metals_Existing_Space Heating_Natural Gas_Commissioning_A_Achievable Economic UCT Potential | F6 | Industrial | Primary Metals | Existing | Space Heating | Natural Gas | Commissioning | A | Incremental Winter Peak Savings (MW) | Achievable Economic UCT Potential | 0 | 0 | 0 | 0 | 0 | 0 | 0 | 0 | 0 | 0 | 0 | 0 | 0 | 0 | 0 | 0 | 0 | 0 | 0 | 0 | 0 | 0 | 0 | 0 | 0 | 0 | 0 | 0 | 0 | 0 | 0
F7_Industrial_Primary Metals_Existing_Space Heating_Natural Gas_Commissioning_A_Achievable Economic UCT Potential | F7 | Industrial | Primary Metals | Existing | Space Heating | Natural Gas | Commissioning | A | Cumulative Energy Savings (MWh or mTherms) | Achievable Economic UCT Potential | 0 | 0 | 0 | 0 | 0 | 0 | 0 | 0 | 0 | 0 | 0 | 0 | 0 | 0 | 0 | 0 | 0 | 0 | 0 | 0 | 0 | 0 | 0 | 0 | 0 | 0 | 0 | 0 | 0 | 0 | 0
F8_Industrial_Primary Metals_Existing_Space Heating_Natural Gas_Commissioning_A_Achievable Economic UCT Potential | F8 | Industrial | Primary Metals | Existing | Space Heating | Natural Gas | Commissioning | A | Cumulative Summer Peak Savings (MW) | Achievable Economic UCT Potential | 0 | 0 | 0 | 0 | 0 | 0 | 0 | 0 | 0 | 0 | 0 | 0 | 0 | 0 | 0 | 0 | 0 | 0 | 0 | 0 | 0 | 0 | 0 | 0 | 0 | 0 | 0 | 0 | 0 | 0 | 0
F9_Industrial_Primary Metals_Existing_Space Heating_Natural Gas_Commissioning_A_Achievable Economic UCT Potential | F9 | Industrial | Primary Metals | Existing | Space Heating | Natural Gas | Commissioning | A | Cumulative Winter Peak Savings (MW) | Achievable Economic UCT Potential | 0 | 0 | 0 | 0 | 0 | 0 | 0 | 0 | 0 | 0 | 0 | 0 | 0 | 0 | 0 | 0 | 0 | 0 | 0 | 0 | 0 | 0 | 0 | 0 | 0 | 0 | 0 | 0 | 0 | 0 | 0
F10_Industrial_Primary Metals_Existing_Space Heating_Natural Gas_Commissioning_A_Achievable Economic UCT Potential | F10 | Industrial | Primary Metals | Existing | Space Heating | Natural Gas | Commissioning | A | Purchases (Incremental) | Achievable Economic UCT Potential | 0 | 0 | 0 | 0 | 0 | 0 | 0 | 0 | 0 | 0 | 0 | 0 | 0 | 0 | 0 | 0 | 0 | 0 | 0 | 0 | 0 | 0 | 0 | 0 | 0 | 0 | 0 | 0 | 0 | 0 | 0
F11_Industrial_Primary Metals_Existing_Space Heating_Natural Gas_Commissioning_A_Achievable Economic UCT Potential | F11 | Industrial | Primary Metals | Existing | Space Heating | Natural Gas | Commissioning | A | Purchases (Cumulative) | Achievable Economic UCT Potential | 0 | 0 | 0 | 0 | 0 | 0 | 0 | 0 | 0 | 0 | 0 | 0 | 0 | 0 | 0 | 0 | 0 | 0 | 0 | 0 | 0 | 0 | 0 | 0 | 0 | 0 | 0 | 0 | 0 | 0 | 0
F1_Industrial_Primary Metals_Existing_Process_Natural Gas_Commissioning_A_Achievable Economic UCT Potential | F1 | Industrial | Primary Metals | Existing | Process | Natural Gas | Commissioning | A | Integrated Unit Energy Savings (kWh or therms) | Achievable Economic UCT Potential | 0 | 0 | 0 | 0 | 0 | 562.5435 | 562.5435 | 562.5435 | 562.5435 | 562.5435 | 562.5435 | 562.5435 | 562.5435 | 562.5435 | 562.5435 | 562.5435 | 562.5435 | 562.5435 | 562.5435 | 562.5435 | 562.5435 | 562.5435 | 562.5435 | 562.5435 | 562.5435 | 562.5435 | 562.5435 | 562.5435 | 0 | 0 | 0
F2_Industrial_Primary Metals_Existing_Process_Natural Gas_Commissioning_A_Achievable Economic UCT Potential | F2 | Industrial | Primary Metals | Existing | Process | Natural Gas | Commissioning | A | Integrated Unit Summer Peak Savings (kW) | Achievable Economic UCT Potential | 0 | 0 | 0 | 0 | 0 | 0 | 0 | 0 | 0 | 0 | 0 | 0 | 0 | 0 | 0 | 0 | 0 | 0 | 0 | 0 | 0 | 0 | 0 | 0 | 0 | 0 | 0 | 0 | 0 | 0 | 0
F3_Industrial_Primary Metals_Existing_Process_Natural Gas_Commissioning_A_Achievable Economic UCT Potential | F3 | Industrial | Primary Metals | Existing | Process | Natural Gas | Commissioning | A | Integrated Unit Winter Peak Savings (kW) | Achievable Economic UCT Potential | 0 | 0 | 0 | 0 | 0 | 0 | 0 | 0 | 0 | 0 | 0 | 0 | 0 | 0 | 0 | 0 | 0 | 0 | 0 | 0 | 0 | 0 | 0 | 0 | 0 | 0 | 0 | 0 | 0 | 0 | 0
F4_Industrial_Primary Metals_Existing_Process_Natural Gas_Commissioning_A_Achievable Economic UCT Potential | F4 | Industrial | Primary Metals | Existing | Process | Natural Gas | Commissioning | A | Incremental Energy Savings (MWh or mTherms) | Achievable Economic UCT Potential | 0 | 0 | 0 | 0 | 0 | 0 | 0 | 0 | 0 | 0 | 0 | 0 | 0 | 0 | 0 | 0 | 0 | 0 | 0 | 0 | 0 | 0 | 0 | 0 | 0 | 0 | 0 | 0 | 0 | 0 | 0
F5_Industrial_Primary Metals_Existing_Process_Natural Gas_Commissioning_A_Achievable Economic UCT Potential | F5 | Industrial | Primary Metals | Existing | Process | Natural Gas | Commissioning | A | Incremental Summer Peak Savings (MW) | Achievable Economic UCT Potential | 0 | 0 | 0 | 0 | 0 | 0 | 0 | 0 | 0 | 0 | 0 | 0 | 0 | 0 | 0 | 0 | 0 | 0 | 0 | 0 | 0 | 0 | 0 | 0 | 0 | 0 | 0 | 0 | 0 | 0 | 0
F6_Industrial_Primary Metals_Existing_Process_Natural Gas_Commissioning_A_Achievable Economic UCT Potential | F6 | Industrial | Primary Metals | Existing | Process | Natural Gas | Commissioning | A | Incremental Winter Peak Savings (MW) | Achievable Economic UCT Potential | 0 | 0 | 0 | 0 | 0 | 0 | 0 | 0 | 0 | 0 | 0 | 0 | 0 | 0 | 0 | 0 | 0 | 0 | 0 | 0 | 0 | 0 | 0 | 0 | 0 | 0 | 0 | 0 | 0 | 0 | 0
F7_Industrial_Primary Metals_Existing_Process_Natural Gas_Commissioning_A_Achievable Economic UCT Potential | F7 | Industrial | Primary Metals | Existing | Process | Natural Gas | Commissioning | A | Cumulative Energy Savings (MWh or mTherms) | Achievable Economic UCT Potential | 0 | 0 | 0 | 0 | 0 | 0 | 0 | 0 | 0 | 0 | 0 | 0 | 0 | 0 | 0 | 0 | 0 | 0 | 0 | 0 | 0 | 0 | 0 | 0 | 0 | 0 | 0 | 0 | 0 | 0 | 0
F8_Industrial_Primary Metals_Existing_Process_Natural Gas_Commissioning_A_Achievable Economic UCT Potential | F8 | Industrial | Primary Metals | Existing | Process | Natural Gas | Commissioning | A | Cumulative Summer Peak Savings (MW) | Achievable Economic UCT Potential | 0 | 0 | 0 | 0 | 0 | 0 | 0 | 0 | 0 | 0 | 0 | 0 | 0 | 0 | 0 | 0 | 0 | 0 | 0 | 0 | 0 | 0 | 0 | 0 | 0 | 0 | 0 | 0 | 0 | 0 | 0
F9_Industrial_Primary Metals_Existing_Process_Natural Gas_Commissioning_A_Achievable Economic UCT Potential | F9 | Industrial | Primary Metals | Existing | Process | Natural Gas | Commissioning | A | Cumulative Winter Peak Savings (MW) | Achievable Economic UCT Potential | 0 | 0 | 0 | 0 | 0 | 0 | 0 | 0 | 0 | 0 | 0 | 0 | 0 | 0 | 0 | 0 | 0 | 0 | 0 | 0 | 0 | 0 | 0 | 0 | 0 | 0 | 0 | 0 | 0 | 0 | 0
F10_Industrial_Primary Metals_Existing_Process_Natural Gas_Commissioning_A_Achievable Economic UCT Potential | F10 | Industrial | Primary Metals | Existing | Process | Natural Gas | Commissioning | A | Purchases (Incremental) | Achievable Economic UCT Potential | 0 | 0 | 0 | 0 | 0 | 0 | 0 | 0 | 0 | 0 | 0 | 0 | 0 | 0 | 0 | 0 | 0 | 0 | 0 | 0 | 0 | 0 | 0 | 0 | 0 | 0 | 0 | 0 | 0 | 0 | 0
F11_Industrial_Primary Metals_Existing_Process_Natural Gas_Commissioning_A_Achievable Economic UCT Potential | F11 | Industrial | Primary Metals | Existing | Process | Natural Gas | Commissioning | A | Purchases (Cumulative) | Achievable Economic UCT Potential | 0 | 0 | 0 | 0 | 0 | 0 | 0 | 0 | 0 | 0 | 0 | 0 | 0 | 0 | 0 | 0 | 0 | 0 | 0 | 0 | 0 | 0 | 0 | 0 | 0 | 0 | 0 | 0 | 0 | 0 | 0
F1_Industrial_Primary Metals_Existing_Space Heating_Natural Gas_Retrocommissioning_A_Achievable Economic UCT Potential | F1 | Industrial | Primary Metals | Existing | Space Heating | Natural Gas | Retrocommissioning | A | Integrated Unit Energy Savings (kWh or therms) | Achievable Economic UCT Potential | 0 | 0 | 0 | 0 | 0 | 2.9821 | 2.9654 | 2.9446 | 2.9218 | 2.8971 | 2.871 | 2.8435 | 2.8153 | 2.7858 | 2.7533 | 2.7219 | 2.6904 | 2.6605 | 2.632 | 2.6052 | 2.5797 | 2.5539 | 2.5314 | 2.5122 | 2.4941 | 2.4776 | 2.4634 | 2.4502 | 0 | 0 | 0
F2_Industrial_Primary Metals_Existing_Space Heating_Natural Gas_Retrocommissioning_A_Achievable Economic UCT Potential | F2 | Industrial | Primary Metals | Existing | Space Heating | Natural Gas | Retrocommissioning | A | Integrated Unit Summer Peak Savings (kW) | Achievable Economic UCT Potential | 0 | 0 | 0 | 0 | 0 | 0 | 0 | 0 | 0 | 0 | 0 | 0 | 0 | 0 | 0 | 0 | 0 | 0 | 0 | 0 | 0 | 0 | 0 | 0 | 0 | 0 | 0 | 0 | 0 | 0 | 0
F3_Industrial_Primary Metals_Existing_Space Heating_Natural Gas_Retrocommissioning_A_Achievable Economic UCT Potential | F3 | Industrial | Primary Metals | Existing | Space Heating | Natural Gas | Retrocommissioning | A | Integrated Unit Winter Peak Savings (kW) | Achievable Economic UCT Potential | 0 | 0 | 0 | 0 | 0 | 0 | 0 | 0 | 0 | 0 | 0 | 0 | 0 | 0 | 0 | 0 | 0 | 0 | 0 | 0 | 0 | 0 | 0 | 0 | 0 | 0 | 0 | 0 | 0 | 0 | 0
F4_Industrial_Primary Metals_Existing_Space Heating_Natural Gas_Retrocommissioning_A_Achievable Economic UCT Potential | F4 | Industrial | Primary Metals | Existing | Space Heating | Natural Gas | Retrocommissioning | A | Incremental Energy Savings (MWh or mTherms) | Achievable Economic UCT Potential | 0 | 0 | 0 | 0 | 0 | 0.0096402 | 0.0095811 | 0.0094576 | 0.0093895 | 0.0093177 | 0.0091165 | 0.0090047 | 0.0088972 | 0.008664 | 0.0085959 | 0.0084167 | 0.0083203 | 0.0081865 | 0.0080266 | 0.0079542 | 0.0078439 | 0.0077352 | 0.0076392 | 0.0075553 | 0.0074774 | 0 | 0 | 0 | 0 | 0 | 0
F5_Industrial_Primary Metals_Existing_Space Heating_Natural Gas_Retrocommissioning_A_Achievable Economic UCT Potential | F5 | Industrial | Primary Metals | Existing | Space Heating | Natural Gas | Retrocommissioning | A | Incremental Summer Peak Savings (MW) | Achievable Economic UCT Potential | 0 | 0 | 0 | 0 | 0 | 0 | 0 | 0 | 0 | 0 | 0 | 0 | 0 | 0 | 0 | 0 | 0 | 0 | 0 | 0 | 0 | 0 | 0 | 0 | 0 | 0 | 0 | 0 | 0 | 0 | 0
F6_Industrial_Primary Metals_Existing_Space Heating_Natural Gas_Retrocommissioning_A_Achievable Economic UCT Potential | F6 | Industrial | Primary Metals | Existing | Space Heating | Natural Gas | Retrocommissioning | A | Incremental Winter Peak Savings (MW) | Achievable Economic UCT Potential | 0 | 0 | 0 | 0 | 0 | 0 | 0 | 0 | 0 | 0 | 0 | 0 | 0 | 0 | 0 | 0 | 0 | 0 | 0 | 0 | 0 | 0 | 0 | 0 | 0 | 0 | 0 | 0 | 0 | 0 | 0
F7_Industrial_Primary Metals_Existing_Space Heating_Natural Gas_Retrocommissioning_A_Achievable Economic UCT Potential | F7 | Industrial | Primary Metals | Existing | Space Heating | Natural Gas | Retrocommissioning | A | Cumulative Energy Savings (MWh or mTherms) | Achievable Economic UCT Potential | 0 | 0 | 0 | 0 | 0 | 0.0096402 | 0.019167 | 0.02849 | 0.037659 | 0.046658 | 0.055354 | 0.06383 | 0.072093 | 0.080001 | 0.087666 | 0.095082 | 0.1023 | 0.10935 | 0.11621 | 0.12298 | 0.12962 | 0.13606 | 0.1425 | 0.14897 | 0.15538 | 0.15435 | 0.15346 | 0.15264 | 0 | 0 | 0
F8_Industrial_Primary Metals_Existing_Space Heating_Natural Gas_Retrocommissioning_A_Achievable Economic UCT Potential | F8 | Industrial | Primary Metals | Existing | Space Heating | Natural Gas | Retrocommissioning | A | Cumulative Summer Peak Savings (MW) | Achievable Economic UCT Potential | 0 | 0 | 0 | 0 | 0 | 0 | 0 | 0 | 0 | 0 | 0 | 0 | 0 | 0 | 0 | 0 | 0 | 0 | 0 | 0 | 0 | 0 | 0 | 0 | 0 | 0 | 0 | 0 | 0 | 0 | 0
F9_Industrial_Primary Metals_Existing_Space Heating_Natural Gas_Retrocommissioning_A_Achievable Economic UCT Potential | F9 | Industrial | Primary Metals | Existing | Space Heating | Natural Gas | Retrocommissioning | A | Cumulative Winter Peak Savings (MW) | Achievable Economic UCT Potential | 0 | 0 | 0 | 0 | 0 | 0 | 0 | 0 | 0 | 0 | 0 | 0 | 0 | 0 | 0 | 0 | 0 | 0 | 0 | 0 | 0 | 0 | 0 | 0 | 0 | 0 | 0 | 0 | 0 | 0 | 0
F10_Industrial_Primary Metals_Existing_Space Heating_Natural Gas_Retrocommissioning_A_Achievable Economic UCT Potential | F10 | Industrial | Primary Metals | Existing | Space Heating | Natural Gas | Retrocommissioning | A | Purchases (Incremental) | Achievable Economic UCT Potential | 0 | 0 | 0 | 0 | 0 | 3.2327 | 3.2309 | 3.2119 | 3.2136 | 3.2163 | 3.1754 | 3.1667 | 3.1603 | 3.1101 | 3.122 | 3.0922 | 3.0926 | 3.0771 | 3.0496 | 3.0532 | 3.0406 | 3.0288 | 3.0177 | 3.0075 | 2.998 | 0 | 0 | 0 | 0 | 0 | 0
F11_Industrial_Primary Metals_Existing_Space Heating_Natural Gas_Retrocommissioning_A_Achievable Economic UCT Potential | F11 | Industrial | Primary Metals | Existing | Space Heating | Natural Gas | Retrocommissioning | A | Purchases (Cumulative) | Achievable Economic UCT Potential | 0 | 0 | 0 | 0 | 0 | 3.2327 | 6.4636 | 9.6755 | 12.8891 | 16.1053 | 19.2808 | 22.4475 | 25.6078 | 28.7179 | 31.8399 | 34.9321 | 38.0248 | 41.1018 | 44.1515 | 47.2047 | 50.2453 | 53.2741 | 56.2918 | 59.2993 | 62.2973 | 62.2973 | 62.2973 | 62.2973 | 62.2973 | 62.2973 | 62.2973
F1_Industrial_Primary Metals_Existing_Process_Natural Gas_Retrocommissioning_A_Achievable Economic UCT Potential | F1 | Industrial | Primary Metals | Existing | Process | Natural Gas | Retrocommissioning | A | Integrated Unit Energy Savings (kWh or therms) | Achievable Economic UCT Potential | 0 | 0 | 0 | 0 | 0 | 0 | 0 | 0 | 0 | 0 | 0 | 0 | 0 | 0 | 0 | 0 | 0 | 0 | 0 | 0 | 0 | 0 | 0 | 0 | 0 | 0 | 0 | 0 | 0 | 0 | 0
F2_Industrial_Primary Metals_Existing_Process_Natural Gas_Retrocommissioning_A_Achievable Economic UCT Potential | F2 | Industrial | Primary Metals | Existing | Process | Natural Gas | Retrocommissioning | A | Integrated Unit Summer Peak Savings (kW) | Achievable Economic UCT Potential | 0 | 0 | 0 | 0 | 0 | 0 | 0 | 0 | 0 | 0 | 0 | 0 | 0 | 0 | 0 | 0 | 0 | 0 | 0 | 0 | 0 | 0 | 0 | 0 | 0 | 0 | 0 | 0 | 0 | 0 | 0
F3_Industrial_Primary Metals_Existing_Process_Natural Gas_Retrocommissioning_A_Achievable Economic UCT Potential | F3 | Industrial | Primary Metals | Existing | Process | Natural Gas | Retrocommissioning | A | Integrated Unit Winter Peak Savings (kW) | Achievable Economic UCT Potential | 0 | 0 | 0 | 0 | 0 | 0 | 0 | 0 | 0 | 0 | 0 | 0 | 0 | 0 | 0 | 0 | 0 | 0 | 0 | 0 | 0 | 0 | 0 | 0 | 0 | 0 | 0 | 0 | 0 | 0 | 0
F4_Industrial_Primary Metals_Existing_Process_Natural Gas_Retrocommissioning_A_Achievable Economic UCT Potential | F4 | Industrial | Primary Metals | Existing | Process | Natural Gas | Retrocommissioning | A | Incremental Energy Savings (MWh or mTherms) | Achievable Economic UCT Potential | 0 | 0 | 0 | 0 | 0 | 0 | 0 | 0 | 0 | 0 | 0 | 0 | 0 | 0 | 0 | 0 | 0 | 0 | 0 | 0 | 0 | 0 | 0 | 0 | 0 | 0 | 0 | 0 | 0 | 0 | 0
F5_Industrial_Primary Metals_Existing_Process_Natural Gas_Retrocommissioning_A_Achievable Economic UCT Potential | F5 | Industrial | Primary Metals | Existing | Process | Natural Gas | Retrocommissioning | A | Incremental Summer Peak Savings (MW) | Achievable Economic UCT Potential | 0 | 0 | 0 | 0 | 0 | 0 | 0 | 0 | 0 | 0 | 0 | 0 | 0 | 0 | 0 | 0 | 0 | 0 | 0 | 0 | 0 | 0 | 0 | 0 | 0 | 0 | 0 | 0 | 0 | 0 | 0
F6_Industrial_Primary Metals_Existing_Process_Natural Gas_Retrocommissioning_A_Achievable Economic UCT Potential | F6 | Industrial | Primary Metals | Existing | Process | Natural Gas | Retrocommissioning | A | Incremental Winter Peak Savings (MW) | Achievable Economic UCT Potential | 0 | 0 | 0 | 0 | 0 | 0 | 0 | 0 | 0 | 0 | 0 | 0 | 0 | 0 | 0 | 0 | 0 | 0 | 0 | 0 | 0 | 0 | 0 | 0 | 0 | 0 | 0 | 0 | 0 | 0 | 0
F7_Industrial_Primary Metals_Existing_Process_Natural Gas_Retrocommissioning_A_Achievable Economic UCT Potential | F7 | Industrial | Primary Metals | Existing | Process | Natural Gas | Retrocommissioning | A | Cumulative Energy Savings (MWh or mTherms) | Achievable Economic UCT Potential | 0 | 0 | 0 | 0 | 0 | 0 | 0 | 0 | 0 | 0 | 0 | 0 | 0 | 0 | 0 | 0 | 0 | 0 | 0 | 0 | 0 | 0 | 0 | 0 | 0 | 0 | 0 | 0 | 0 | 0 | 0
F8_Industrial_Primary Metals_Existing_Process_Natural Gas_Retrocommissioning_A_Achievable Economic UCT Potential | F8 | Industrial | Primary Metals | Existing | Process | Natural Gas | Retrocommissioning | A | Cumulative Summer Peak Savings (MW) | Achievable Economic UCT Potential | 0 | 0 | 0 | 0 | 0 | 0 | 0 | 0 | 0 | 0 | 0 | 0 | 0 | 0 | 0 | 0 | 0 | 0 | 0 | 0 | 0 | 0 | 0 | 0 | 0 | 0 | 0 | 0 | 0 | 0 | 0
F9_Industrial_Primary Metals_Existing_Process_Natural Gas_Retrocommissioning_A_Achievable Economic UCT Potential | F9 | Industrial | Primary Metals | Existing | Process | Natural Gas | Retrocommissioning | A | Cumulative Winter Peak Savings (MW) | Achievable Economic UCT Potential | 0 | 0 | 0 | 0 | 0 | 0 | 0 | 0 | 0 | 0 | 0 | 0 | 0 | 0 | 0 | 0 | 0 | 0 | 0 | 0 | 0 | 0 | 0 | 0 | 0 | 0 | 0 | 0 | 0 | 0 | 0
F10_Industrial_Primary Metals_Existing_Process_Natural Gas_Retrocommissioning_A_Achievable Economic UCT Potential | F10 | Industrial | Primary Metals | Existing | Process | Natural Gas | Retrocommissioning | A | Purchases (Incremental) | Achievable Economic UCT Potential | 0 | 0 | 0 | 0 | 0 | 3.2327 | 3.2309 | 3.2119 | 3.2136 | 3.2163 | 3.1754 | 3.1667 | 3.1603 | 3.1101 | 3.122 | 3.0922 | 3.0926 | 3.0771 | 3.0496 | 3.0532 | 3.0406 | 3.0288 | 3.0177 | 3.0075 | 2.998 | 0 | 0 | 0 | 0 | 0 | 0
F11_Industrial_Primary Metals_Existing_Process_Natural Gas_Retrocommissioning_A_Achievable Economic UCT Potential | F11 | Industrial | Primary Metals | Existing | Process | Natural Gas | Retrocommissioning | A | Purchases (Cumulative) | Achievable Economic UCT Potential | 0 | 0 | 0 | 0 | 0 | 3.2327 | 6.4636 | 9.6755 | 12.8891 | 16.1053 | 19.2808 | 22.4475 | 25.6078 | 28.7179 | 31.8399 | 34.9321 | 38.0248 | 41.1018 | 44.1515 | 47.2047 | 50.2453 | 53.2741 | 56.2918 | 59.2993 | 62.2973 | 62.2973 | 62.2973 | 62.2973 | 62.2973 | 62.2973 | 62.2973
F1_Industrial_Primary Metals_New_Space Heating_Natural Gas_Insulation - Roof/Ceiling_A_Achievable Economic UCT Potential | F1 | Industrial | Primary Metals | New | Space Heating | Natural Gas | Insulation - Roof/Ceiling | A | Integrated Unit Energy Savings (kWh or therms) | Achievable Economic UCT Potential | 0 | 0 | 0 | 0 | 0 | 0.093601 | 0.091998 | 0.090653 | 0.089467 | 0.088371 | 0.087371 | 0.086163 | 0.084835 | 0.083455 | 0.082061 | 0.080756 | 0.079546 | 0.078498 | 0.077231 | 0.076253 | 0.075526 | 0.074984 | 0.074714 | 0.074586 | 0.07456 | 0.074605 | 0.074667 | 0.074749 | 0 | 0 | 0
F2_Industrial_Primary Metals_New_Space Heating_Natural Gas_Insulation - Roof/Ceiling_A_Achievable Economic UCT Potential | F2 | Industrial | Primary Metals | New | Space Heating | Natural Gas | Insulation - Roof/Ceiling | A | Integrated Unit Summer Peak Savings (kW) | Achievable Economic UCT Potential | 0 | 0 | 0 | 0 | 0 | 0 | 0 | 0 | 0 | 0 | 0 | 0 | 0 | 0 | 0 | 0 | 0 | 0 | 0 | 0 | 0 | 0 | 0 | 0 | 0 | 0 | 0 | 0 | 0 | 0 | 0
F3_Industrial_Primary Metals_New_Space Heating_Natural Gas_Insulation - Roof/Ceiling_A_Achievable Economic UCT Potential | F3 | Industrial | Primary Metals | New | Space Heating | Natural Gas | Insulation - Roof/Ceiling | A | Integrated Unit Winter Peak Savings (kW) | Achievable Economic UCT Potential | 0 | 0 | 0 | 0 | 0 | 0 | 0 | 0 | 0 | 0 | 0 | 0 | 0 | 0 | 0 | 0 | 0 | 0 | 0 | 0 | 0 | 0 | 0 | 0 | 0 | 0 | 0 | 0 | 0 | 0 | 0
F4_Industrial_Primary Metals_New_Space Heating_Natural Gas_Insulation - Roof/Ceiling_A_Achievable Economic UCT Potential | F4 | Industrial | Primary Metals | New | Space Heating | Natural Gas | Insulation - Roof/Ceiling | A | Incremental Energy Savings (MWh or mTherms) | Achievable Economic UCT Potential | 0 | 0 | 0 | 0 | 0 | 0 | 0 | 0 | 0 | 0 | 0 | 0 | 0 | 0 | 0 | 0 | 0 | 0 | 0 | 0 | 0 | 0 | 0 | 0 | 0 | 0 | 0 | 0 | 0 | 0 | 0
F5_Industrial_Primary Metals_New_Space Heating_Natural Gas_Insulation - Roof/Ceiling_A_Achievable Economic UCT Potential | F5 | Industrial | Primary Metals | New | Space Heating | Natural Gas | Insulation - Roof/Ceiling | A | Incremental Summer Peak Savings (MW) | Achievable Economic UCT Potential | 0 | 0 | 0 | 0 | 0 | 0 | 0 | 0 | 0 | 0 | 0 | 0 | 0 | 0 | 0 | 0 | 0 | 0 | 0 | 0 | 0 | 0 | 0 | 0 | 0 | 0 | 0 | 0 | 0 | 0 | 0
F6_Industrial_Primary Metals_New_Space Heating_Natural Gas_Insulation - Roof/Ceiling_A_Achievable Economic UCT Potential | F6 | Industrial | Primary Metals | New | Space Heating | Natural Gas | Insulation - Roof/Ceiling | A | Incremental Winter Peak Savings (MW) | Achievable Economic UCT Potential | 0 | 0 | 0 | 0 | 0 | 0 | 0 | 0 | 0 | 0 | 0 | 0 | 0 | 0 | 0 | 0 | 0 | 0 | 0 | 0 | 0 | 0 | 0 | 0 | 0 | 0 | 0 | 0 | 0 | 0 | 0
F7_Industrial_Primary Metals_New_Space Heating_Natural Gas_Insulation - Roof/Ceiling_A_Achievable Economic UCT Potential | F7 | Industrial | Primary Metals | New | Space Heating | Natural Gas | Insulation - Roof/Ceiling | A | Cumulative Energy Savings (MWh or mTherms) | Achievable Economic UCT Potential | 0 | 0 | 0 | 0 | 0 | 0 | 0 | 0 | 0 | 0 | 0 | 0 | 0 | 0 | 0 | 0 | 0 | 0 | 0 | 0 | 0 | 0 | 0 | 0 | 0 | 0 | 0 | 0 | 0 | 0 | 0
F8_Industrial_Primary Metals_New_Space Heating_Natural Gas_Insulation - Roof/Ceiling_A_Achievable Economic UCT Potential | F8 | Industrial | Primary Metals | New | Space Heating | Natural Gas | Insulation - Roof/Ceiling | A | Cumulative Summer Peak Savings (MW) | Achievable Economic UCT Potential | 0 | 0 | 0 | 0 | 0 | 0 | 0 | 0 | 0 | 0 | 0 | 0 | 0 | 0 | 0 | 0 | 0 | 0 | 0 | 0 | 0 | 0 | 0 | 0 | 0 | 0 | 0 | 0 | 0 | 0 | 0
F9_Industrial_Primary Metals_New_Space Heating_Natural Gas_Insulation - Roof/Ceiling_A_Achievable Economic UCT Potential | F9 | Industrial | Primary Metals | New | Space Heating | Natural Gas | Insulation - Roof/Ceiling | A | Cumulative Winter Peak Savings (MW) | Achievable Economic UCT Potential | 0 | 0 | 0 | 0 | 0 | 0 | 0 | 0 | 0 | 0 | 0 | 0 | 0 | 0 | 0 | 0 | 0 | 0 | 0 | 0 | 0 | 0 | 0 | 0 | 0 | 0 | 0 | 0 | 0 | 0 | 0
F10_Industrial_Primary Metals_New_Space Heating_Natural Gas_Insulation - Roof/Ceiling_A_Achievable Economic UCT Potential | F10 | Industrial | Primary Metals | New | Space Heating | Natural Gas | Insulation - Roof/Ceiling | A | Purchases (Incremental) | Achievable Economic UCT Potential | 0 | 0 | 0 | 0 | 0 | 0 | 0 | 0 | 0 | 0 | 0 | 0 | 0 | 0 | 0 | 0 | 0 | 0 | 0 | 0 | 0 | 0 | 0 | 0 | 0 | 0 | 0 | 0 | 0 | 0 | 0
F11_Industrial_Primary Metals_New_Space Heating_Natural Gas_Insulation - Roof/Ceiling_A_Achievable Economic UCT Potential | F11 | Industrial | Primary Metals | New | Space Heating | Natural Gas | Insulation - Roof/Ceiling | A | Purchases (Cumulative) | Achievable Economic UCT Potential | 0 | 0 | 0 | 0 | 0 | 0 | 0 | 0 | 0 | 0 | 0 | 0 | 0 | 0 | 0 | 0 | 0 | 0 | 0 | 0 | 0 | 0 | 0 | 0 | 0 | 0 | 0 | 0 | 0 | 0 | 0
F1_Industrial_Primary Metals_New_Space Heating_Natural Gas_Insulation - Wall Cavity_A_Achievable Economic UCT Potential | F1 | Industrial | Primary Metals | New | Space Heating | Natural Gas | Insulation - Wall Cavity | A | Integrated Unit Energy Savings (kWh or therms) | Achievable Economic UCT Potential | 0 | 0 | 0 | 0 | 0 | 0.016857 | 0.016568 | 0.016326 | 0.016112 | 0.015915 | 0.015735 | 0.015517 | 0.015278 | 0.01503 | 0.014778 | 0.014543 | 0.014326 | 0.014137 | 0.013909 | 0.013732 | 0.013602 | 0.013504 | 0.013455 | 0.013432 | 0.013428 | 0.013436 | 0.013447 | 0.013462 | 0 | 0 | 0
F2_Industrial_Primary Metals_New_Space Heating_Natural Gas_Insulation - Wall Cavity_A_Achievable Economic UCT Potential | F2 | Industrial | Primary Metals | New | Space Heating | Natural Gas | Insulation - Wall Cavity | A | Integrated Unit Summer Peak Savings (kW) | Achievable Economic UCT Potential | 0 | 0 | 0 | 0 | 0 | 0 | 0 | 0 | 0 | 0 | 0 | 0 | 0 | 0 | 0 | 0 | 0 | 0 | 0 | 0 | 0 | 0 | 0 | 0 | 0 | 0 | 0 | 0 | 0 | 0 | 0
F3_Industrial_Primary Metals_New_Space Heating_Natural Gas_Insulation - Wall Cavity_A_Achievable Economic UCT Potential | F3 | Industrial | Primary Metals | New | Space Heating | Natural Gas | Insulation - Wall Cavity | A | Integrated Unit Winter Peak Savings (kW) | Achievable Economic UCT Potential | 0 | 0 | 0 | 0 | 0 | 0 | 0 | 0 | 0 | 0 | 0 | 0 | 0 | 0 | 0 | 0 | 0 | 0 | 0 | 0 | 0 | 0 | 0 | 0 | 0 | 0 | 0 | 0 | 0 | 0 | 0
F4_Industrial_Primary Metals_New_Space Heating_Natural Gas_Insulation - Wall Cavity_A_Achievable Economic UCT Potential | F4 | Industrial | Primary Metals | New | Space Heating | Natural Gas | Insulation - Wall Cavity | A | Incremental Energy Savings (MWh or mTherms) | Achievable Economic UCT Potential | 0 | 0 | 0 | 0 | 0 | 0 | 0 | 0 | 0 | 0 | 0 | 0 | 0 | 0 | 0 | 0 | 0 | 0 | 0 | 0 | 0 | 0 | 0 | 0 | 0 | 0 | 0 | 0 | 0 | 0 | 0
F5_Industrial_Primary Metals_New_Space Heating_Natural Gas_Insulation - Wall Cavity_A_Achievable Economic UCT Potential | F5 | Industrial | Primary Metals | New | Space Heating | Natural Gas | Insulation - Wall Cavity | A | Incremental Summer Peak Savings (MW) | Achievable Economic UCT Potential | 0 | 0 | 0 | 0 | 0 | 0 | 0 | 0 | 0 | 0 | 0 | 0 | 0 | 0 | 0 | 0 | 0 | 0 | 0 | 0 | 0 | 0 | 0 | 0 | 0 | 0 | 0 | 0 | 0 | 0 | 0
F6_Industrial_Primary Metals_New_Space Heating_Natural Gas_Insulation - Wall Cavity_A_Achievable Economic UCT Potential | F6 | Industrial | Primary Metals | New | Space Heating | Natural Gas | Insulation - Wall Cavity | A | Incremental Winter Peak Savings (MW) | Achievable Economic UCT Potential | 0 | 0 | 0 | 0 | 0 | 0 | 0 | 0 | 0 | 0 | 0 | 0 | 0 | 0 | 0 | 0 | 0 | 0 | 0 | 0 | 0 | 0 | 0 | 0 | 0 | 0 | 0 | 0 | 0 | 0 | 0
F7_Industrial_Primary Metals_New_Space Heating_Natural Gas_Insulation - Wall Cavity_A_Achievable Economic UCT Potential | F7 | Industrial | Primary Metals | New | Space Heating | Natural Gas | Insulation - Wall Cavity | A | Cumulative Energy Savings (MWh or mTherms) | Achievable Economic UCT Potential | 0 | 0 | 0 | 0 | 0 | 0 | 0 | 0 | 0 | 0 | 0 | 0 | 0 | 0 | 0 | 0 | 0 | 0 | 0 | 0 | 0 | 0 | 0 | 0 | 0 | 0 | 0 | 0 | 0 | 0 | 0
F8_Industrial_Primary Metals_New_Space Heating_Natural Gas_Insulation - Wall Cavity_A_Achievable Economic UCT Potential | F8 | Industrial | Primary Metals | New | Space Heating | Natural Gas | Insulation - Wall Cavity | A | Cumulative Summer Peak Savings (MW) | Achievable Economic UCT Potential | 0 | 0 | 0 | 0 | 0 | 0 | 0 | 0 | 0 | 0 | 0 | 0 | 0 | 0 | 0 | 0 | 0 | 0 | 0 | 0 | 0 | 0 | 0 | 0 | 0 | 0 | 0 | 0 | 0 | 0 | 0
F9_Industrial_Primary Metals_New_Space Heating_Natural Gas_Insulation - Wall Cavity_A_Achievable Economic UCT Potential | F9 | Industrial | Primary Metals | New | Space Heating | Natural Gas | Insulation - Wall Cavity | A | Cumulative Winter Peak Savings (MW) | Achievable Economic UCT Potential | 0 | 0 | 0 | 0 | 0 | 0 | 0 | 0 | 0 | 0 | 0 | 0 | 0 | 0 | 0 | 0 | 0 | 0 | 0 | 0 | 0 | 0 | 0 | 0 | 0 | 0 | 0 | 0 | 0 | 0 | 0
F10_Industrial_Primary Metals_New_Space Heating_Natural Gas_Insulation - Wall Cavity_A_Achievable Economic UCT Potential | F10 | Industrial | Primary Metals | New | Space Heating | Natural Gas | Insulation - Wall Cavity | A | Purchases (Incremental) | Achievable Economic UCT Potential | 0 | 0 | 0 | 0 | 0 | 0 | 0 | 0 | 0 | 0 | 0 | 0 | 0 | 0 | 0 | 0 | 0 | 0 | 0 | 0 | 0 | 0 | 0 | 0 | 0 | 0 | 0 | 0 | 0 | 0 | 0
F11_Industrial_Primary Metals_New_Space Heating_Natural Gas_Insulation - Wall Cavity_A_Achievable Economic UCT Potential | F11 | Industrial | Primary Metals | New | Space Heating | Natural Gas | Insulation - Wall Cavity | A | Purchases (Cumulative) | Achievable Economic UCT Potential | 0 | 0 | 0 | 0 | 0 | 0 | 0 | 0 | 0 | 0 | 0 | 0 | 0 | 0 | 0 | 0 | 0 | 0 | 0 | 0 | 0 | 0 | 0 | 0 | 0 | 0 | 0 | 0 | 0 | 0 | 0
F1_Industrial_Primary Metals_New_Space Heating_Natural Gas_Insulation - Ducting_A_Achievable Economic UCT Potential | F1 | Industrial | Primary Metals | New | Space Heating | Natural Gas | Insulation - Ducting | A | Integrated Unit Energy Savings (kWh or therms) | Achievable Economic UCT Potential | 0 | 0 | 0 | 0 | 0 | 0 | 0 | 0 | 0 | 0 | 0 | 0 | 0 | 0 | 0 | 0 | 0 | 0 | 0 | 0 | 0 | 0 | 0 | 0 | 0 | 0 | 0 | 0 | 0 | 0 | 0
F2_Industrial_Primary Metals_New_Space Heating_Natural Gas_Insulation - Ducting_A_Achievable Economic UCT Potential | F2 | Industrial | Primary Metals | New | Space Heating | Natural Gas | Insulation - Ducting | A | Integrated Unit Summer Peak Savings (kW) | Achievable Economic UCT Potential | 0 | 0 | 0 | 0 | 0 | 0 | 0 | 0 | 0 | 0 | 0 | 0 | 0 | 0 | 0 | 0 | 0 | 0 | 0 | 0 | 0 | 0 | 0 | 0 | 0 | 0 | 0 | 0 | 0 | 0 | 0
F3_Industrial_Primary Metals_New_Space Heating_Natural Gas_Insulation - Ducting_A_Achievable Economic UCT Potential | F3 | Industrial | Primary Metals | New | Space Heating | Natural Gas | Insulation - Ducting | A | Integrated Unit Winter Peak Savings (kW) | Achievable Economic UCT Potential | 0 | 0 | 0 | 0 | 0 | 0 | 0 | 0 | 0 | 0 | 0 | 0 | 0 | 0 | 0 | 0 | 0 | 0 | 0 | 0 | 0 | 0 | 0 | 0 | 0 | 0 | 0 | 0 | 0 | 0 | 0
F4_Industrial_Primary Metals_New_Space Heating_Natural Gas_Insulation - Ducting_A_Achievable Economic UCT Potential | F4 | Industrial | Primary Metals | New | Space Heating | Natural Gas | Insulation - Ducting | A | Incremental Energy Savings (MWh or mTherms) | Achievable Economic UCT Potential | 0 | 0 | 0 | 0 | 0 | 0 | 0 | 0 | 0 | 0 | 0 | 0 | 0 | 0 | 0 | 0 | 0 | 0 | 0 | 0 | 0 | 0 | 0 | 0 | 0 | 0 | 0 | 0 | 0 | 0 | 0
F5_Industrial_Primary Metals_New_Space Heating_Natural Gas_Insulation - Ducting_A_Achievable Economic UCT Potential | F5 | Industrial | Primary Metals | New | Space Heating | Natural Gas | Insulation - Ducting | A | Incremental Summer Peak Savings (MW) | Achievable Economic UCT Potential | 0 | 0 | 0 | 0 | 0 | 0 | 0 | 0 | 0 | 0 | 0 | 0 | 0 | 0 | 0 | 0 | 0 | 0 | 0 | 0 | 0 | 0 | 0 | 0 | 0 | 0 | 0 | 0 | 0 | 0 | 0
F6_Industrial_Primary Metals_New_Space Heating_Natural Gas_Insulation - Ducting_A_Achievable Economic UCT Potential | F6 | Industrial | Primary Metals | New | Space Heating | Natural Gas | Insulation - Ducting | A | Incremental Winter Peak Savings (MW) | Achievable Economic UCT Potential | 0 | 0 | 0 | 0 | 0 | 0 | 0 | 0 | 0 | 0 | 0 | 0 | 0 | 0 | 0 | 0 | 0 | 0 | 0 | 0 | 0 | 0 | 0 | 0 | 0 | 0 | 0 | 0 | 0 | 0 | 0
F7_Industrial_Primary Metals_New_Space Heating_Natural Gas_Insulation - Ducting_A_Achievable Economic UCT Potential | F7 | Industrial | Primary Metals | New | Space Heating | Natural Gas | Insulation - Ducting | A | Cumulative Energy Savings (MWh or mTherms) | Achievable Economic UCT Potential | 0 | 0 | 0 | 0 | 0 | 0 | 0 | 0 | 0 | 0 | 0 | 0 | 0 | 0 | 0 | 0 | 0 | 0 | 0 | 0 | 0 | 0 | 0 | 0 | 0 | 0 | 0 | 0 | 0 | 0 | 0
F8_Industrial_Primary Metals_New_Space Heating_Natural Gas_Insulation - Ducting_A_Achievable Economic UCT Potential | F8 | Industrial | Primary Metals | New | Space Heating | Natural Gas | Insulation - Ducting | A | Cumulative Summer Peak Savings (MW) | Achievable Economic UCT Potential | 0 | 0 | 0 | 0 | 0 | 0 | 0 | 0 | 0 | 0 | 0 | 0 | 0 | 0 | 0 | 0 | 0 | 0 | 0 | 0 | 0 | 0 | 0 | 0 | 0 | 0 | 0 | 0 | 0 | 0 | 0
F9_Industrial_Primary Metals_New_Space Heating_Natural Gas_Insulation - Ducting_A_Achievable Economic UCT Potential | F9 | Industrial | Primary Metals | New | Space Heating | Natural Gas | Insulation - Ducting | A | Cumulative Winter Peak Savings (MW) | Achievable Economic UCT Potential | 0 | 0 | 0 | 0 | 0 | 0 | 0 | 0 | 0 | 0 | 0 | 0 | 0 | 0 | 0 | 0 | 0 | 0 | 0 | 0 | 0 | 0 | 0 | 0 | 0 | 0 | 0 | 0 | 0 | 0 | 0
F10_Industrial_Primary Metals_New_Space Heating_Natural Gas_Insulation - Ducting_A_Achievable Economic UCT Potential | F10 | Industrial | Primary Metals | New | Space Heating | Natural Gas | Insulation - Ducting | A | Purchases (Incremental) | Achievable Economic UCT Potential | 0 | 0 | 0 | 0 | 0 | 0 | 0 | 0 | 0 | 0 | 0 | 0 | 0 | 0 | 0 | 0 | 0 | 0 | 0 | 0 | 0 | 0 | 0 | 0 | 0 | 0 | 0 | 0 | 0 | 0 | 0
F11_Industrial_Primary Metals_New_Space Heating_Natural Gas_Insulation - Ducting_A_Achievable Economic UCT Potential | F11 | Industrial | Primary Metals | New | Space Heating | Natural Gas | Insulation - Ducting | A | Purchases (Cumulative) | Achievable Economic UCT Potential | 0 | 0 | 0 | 0 | 0 | 0 | 0 | 0 | 0 | 0 | 0 | 0 | 0 | 0 | 0 | 0 | 0 | 0 | 0 | 0 | 0 | 0 | 0 | 0 | 0 | 0 | 0 | 0 | 0 | 0 | 0
F1_Industrial_Primary Metals_New_Space Heating_Natural Gas_HVAC - Duct Repair and Sealing_A_Achievable Economic UCT Potential | F1 | Industrial | Primary Metals | New | Space Heating | Natural Gas | HVAC - Duct Repair and Sealing | A | Integrated Unit Energy Savings (kWh or therms) | Achievable Economic UCT Potential | 0 | 0 | 0 | 0 | 0 | 0 | 0 | 0 | 0 | 0 | 0 | 0 | 0 | 0 | 0 | 0 | 0 | 0 | 0 | 0 | 0 | 0 | 0 | 0 | 0 | 0 | 0 | 0 | 0 | 0 | 0
F2_Industrial_Primary Metals_New_Space Heating_Natural Gas_HVAC - Duct Repair and Sealing_A_Achievable Economic UCT Potential | F2 | Industrial | Primary Metals | New | Space Heating | Natural Gas | HVAC - Duct Repair and Sealing | A | Integrated Unit Summer Peak Savings (kW) | Achievable Economic UCT Potential | 0 | 0 | 0 | 0 | 0 | 0 | 0 | 0 | 0 | 0 | 0 | 0 | 0 | 0 | 0 | 0 | 0 | 0 | 0 | 0 | 0 | 0 | 0 | 0 | 0 | 0 | 0 | 0 | 0 | 0 | 0
F3_Industrial_Primary Metals_New_Space Heating_Natural Gas_HVAC - Duct Repair and Sealing_A_Achievable Economic UCT Potential | F3 | Industrial | Primary Metals | New | Space Heating | Natural Gas | HVAC - Duct Repair and Sealing | A | Integrated Unit Winter Peak Savings (kW) | Achievable Economic UCT Potential | 0 | 0 | 0 | 0 | 0 | 0 | 0 | 0 | 0 | 0 | 0 | 0 | 0 | 0 | 0 | 0 | 0 | 0 | 0 | 0 | 0 | 0 | 0 | 0 | 0 | 0 | 0 | 0 | 0 | 0 | 0
F4_Industrial_Primary Metals_New_Space Heating_Natural Gas_HVAC - Duct Repair and Sealing_A_Achievable Economic UCT Potential | F4 | Industrial | Primary Metals | New | Space Heating | Natural Gas | HVAC - Duct Repair and Sealing | A | Incremental Energy Savings (MWh or mTherms) | Achievable Economic UCT Potential | 0 | 0 | 0 | 0 | 0 | 0 | 0 | 0 | 0 | 0 | 0 | 0 | 0 | 0 | 0 | 0 | 0 | 0 | 0 | 0 | 0 | 0 | 0 | 0 | 0 | 0 | 0 | 0 | 0 | 0 | 0
F5_Industrial_Primary Metals_New_Space Heating_Natural Gas_HVAC - Duct Repair and Sealing_A_Achievable Economic UCT Potential | F5 | Industrial | Primary Metals | New | Space Heating | Natural Gas | HVAC - Duct Repair and Sealing | A | Incremental Summer Peak Savings (MW) | Achievable Economic UCT Potential | 0 | 0 | 0 | 0 | 0 | 0 | 0 | 0 | 0 | 0 | 0 | 0 | 0 | 0 | 0 | 0 | 0 | 0 | 0 | 0 | 0 | 0 | 0 | 0 | 0 | 0 | 0 | 0 | 0 | 0 | 0
F6_Industrial_Primary Metals_New_Space Heating_Natural Gas_HVAC - Duct Repair and Sealing_A_Achievable Economic UCT Potential | F6 | Industrial | Primary Metals | New | Space Heating | Natural Gas | HVAC - Duct Repair and Sealing | A | Incremental Winter Peak Savings (MW) | Achievable Economic UCT Potential | 0 | 0 | 0 | 0 | 0 | 0 | 0 | 0 | 0 | 0 | 0 | 0 | 0 | 0 | 0 | 0 | 0 | 0 | 0 | 0 | 0 | 0 | 0 | 0 | 0 | 0 | 0 | 0 | 0 | 0 | 0
F7_Industrial_Primary Metals_New_Space Heating_Natural Gas_HVAC - Duct Repair and Sealing_A_Achievable Economic UCT Potential | F7 | Industrial | Primary Metals | New | Space Heating | Natural Gas | HVAC - Duct Repair and Sealing | A | Cumulative Energy Savings (MWh or mTherms) | Achievable Economic UCT Potential | 0 | 0 | 0 | 0 | 0 | 0 | 0 | 0 | 0 | 0 | 0 | 0 | 0 | 0 | 0 | 0 | 0 | 0 | 0 | 0 | 0 | 0 | 0 | 0 | 0 | 0 | 0 | 0 | 0 | 0 | 0
F8_Industrial_Primary Metals_New_Space Heating_Natural Gas_HVAC - Duct Repair and Sealing_A_Achievable Economic UCT Potential | F8 | Industrial | Primary Metals | New | Space Heating | Natural Gas | HVAC - Duct Repair and Sealing | A | Cumulative Summer Peak Savings (MW) | Achievable Economic UCT Potential | 0 | 0 | 0 | 0 | 0 | 0 | 0 | 0 | 0 | 0 | 0 | 0 | 0 | 0 | 0 | 0 | 0 | 0 | 0 | 0 | 0 | 0 | 0 | 0 | 0 | 0 | 0 | 0 | 0 | 0 | 0
F9_Industrial_Primary Metals_New_Space Heating_Natural Gas_HVAC - Duct Repair and Sealing_A_Achievable Economic UCT Potential | F9 | Industrial | Primary Metals | New | Space Heating | Natural Gas | HVAC - Duct Repair and Sealing | A | Cumulative Winter Peak Savings (MW) | Achievable Economic UCT Potential | 0 | 0 | 0 | 0 | 0 | 0 | 0 | 0 | 0 | 0 | 0 | 0 | 0 | 0 | 0 | 0 | 0 | 0 | 0 | 0 | 0 | 0 | 0 | 0 | 0 | 0 | 0 | 0 | 0 | 0 | 0
F10_Industrial_Primary Metals_New_Space Heating_Natural Gas_HVAC - Duct Repair and Sealing_A_Achievable Economic UCT Potential | F10 | Industrial | Primary Metals | New | Space Heating | Natural Gas | HVAC - Duct Repair and Sealing | A | Purchases (Incremental) | Achievable Economic UCT Potential | 0 | 0 | 0 | 0 | 0 | 0 | 0 | 0 | 0 | 0 | 0 | 0 | 0 | 0 | 0 | 0 | 0 | 0 | 0 | 0 | 0 | 0 | 0 | 0 | 0 | 0 | 0 | 0 | 0 | 0 | 0
F11_Industrial_Primary Metals_New_Space Heating_Natural Gas_HVAC - Duct Repair and Sealing_A_Achievable Economic UCT Potential | F11 | Industrial | Primary Metals | New | Space Heating | Natural Gas | HVAC - Duct Repair and Sealing | A | Purchases (Cumulative) | Achievable Economic UCT Potential | 0 | 0 | 0 | 0 | 0 | 0 | 0 | 0 | 0 | 0 | 0 | 0 | 0 | 0 | 0 | 0 | 0 | 0 | 0 | 0 | 0 | 0 | 0 | 0 | 0 | 0 | 0 | 0 | 0 | 0 | 0
F1_Industrial_Primary Metals_New_Space Heating_Natural Gas_Windows - High Efficiency_A_Achievable Economic UCT Potential | F1 | Industrial | Primary Metals | New | Space Heating | Natural Gas | Windows - High Efficiency | A | Integrated Unit Energy Savings (kWh or therms) | Achievable Economic UCT Potential | 0 | 0 | 0 | 0 | 0 | 0.0053497 | 0.0052581 | 0.0051812 | 0.0051134 | 0.0050508 | 0.0049937 | 0.0049246 | 0.0048487 | 0.0047699 | 0.0046901 | 0.0046156 | 0.0045464 | 0.0044865 | 0.0044141 | 0.0043582 | 0.0043166 | 0.0042857 | 0.0042702 | 0.0042629 | 0.0042614 | 0.004264 | 0.0042676 | 0.0042722 | 0 | 0 | 0
F2_Industrial_Primary Metals_New_Space Heating_Natural Gas_Windows - High Efficiency_A_Achievable Economic UCT Potential | F2 | Industrial | Primary Metals | New | Space Heating | Natural Gas | Windows - High Efficiency | A | Integrated Unit Summer Peak Savings (kW) | Achievable Economic UCT Potential | 0 | 0 | 0 | 0 | 0 | 0 | 0 | 0 | 0 | 0 | 0 | 0 | 0 | 0 | 0 | 0 | 0 | 0 | 0 | 0 | 0 | 0 | 0 | 0 | 0 | 0 | 0 | 0 | 0 | 0 | 0
F3_Industrial_Primary Metals_New_Space Heating_Natural Gas_Windows - High Efficiency_A_Achievable Economic UCT Potential | F3 | Industrial | Primary Metals | New | Space Heating | Natural Gas | Windows - High Efficiency | A | Integrated Unit Winter Peak Savings (kW) | Achievable Economic UCT Potential | 0 | 0 | 0 | 0 | 0 | 0 | 0 | 0 | 0 | 0 | 0 | 0 | 0 | 0 | 0 | 0 | 0 | 0 | 0 | 0 | 0 | 0 | 0 | 0 | 0 | 0 | 0 | 0 | 0 | 0 | 0
F4_Industrial_Primary Metals_New_Space Heating_Natural Gas_Windows - High Efficiency_A_Achievable Economic UCT Potential | F4 | Industrial | Primary Metals | New | Space Heating | Natural Gas | Windows - High Efficiency | A | Incremental Energy Savings (MWh or mTherms) | Achievable Economic UCT Potential | 0 | 0 | 0 | 0 | 0 | 0 | 0 | 0 | 0 | 0 | 0 | 0 | 0 | 0 | 0 | 0 | 0 | 0 | 0 | 0 | 0 | 0 | 0 | 0 | 0 | 0 | 0 | 0 | 0 | 0 | 0
F5_Industrial_Primary Metals_New_Space Heating_Natural Gas_Windows - High Efficiency_A_Achievable Economic UCT Potential | F5 | Industrial | Primary Metals | New | Space Heating | Natural Gas | Windows - High Efficiency | A | Incremental Summer Peak Savings (MW) | Achievable Economic UCT Potential | 0 | 0 | 0 | 0 | 0 | 0 | 0 | 0 | 0 | 0 | 0 | 0 | 0 | 0 | 0 | 0 | 0 | 0 | 0 | 0 | 0 | 0 | 0 | 0 | 0 | 0 | 0 | 0 | 0 | 0 | 0
F6_Industrial_Primary Metals_New_Space Heating_Natural Gas_Windows - High Efficiency_A_Achievable Economic UCT Potential | F6 | Industrial | Primary Metals | New | Space Heating | Natural Gas | Windows - High Efficiency | A | Incremental Winter Peak Savings (MW) | Achievable Economic UCT Potential | 0 | 0 | 0 | 0 | 0 | 0 | 0 | 0 | 0 | 0 | 0 | 0 | 0 | 0 | 0 | 0 | 0 | 0 | 0 | 0 | 0 | 0 | 0 | 0 | 0 | 0 | 0 | 0 | 0 | 0 | 0
F7_Industrial_Primary Metals_New_Space Heating_Natural Gas_Windows - High Efficiency_A_Achievable Economic UCT Potential | F7 | Industrial | Primary Metals | New | Space Heating | Natural Gas | Windows - High Efficiency | A | Cumulative Energy Savings (MWh or mTherms) | Achievable Economic UCT Potential | 0 | 0 | 0 | 0 | 0 | 0 | 0 | 0 | 0 | 0 | 0 | 0 | 0 | 0 | 0 | 0 | 0 | 0 | 0 | 0 | 0 | 0 | 0 | 0 | 0 | 0 | 0 | 0 | 0 | 0 | 0
F8_Industrial_Primary Metals_New_Space Heating_Natural Gas_Windows - High Efficiency_A_Achievable Economic UCT Potential | F8 | Industrial | Primary Metals | New | Space Heating | Natural Gas | Windows - High Efficiency | A | Cumulative Summer Peak Savings (MW) | Achievable Economic UCT Potential | 0 | 0 | 0 | 0 | 0 | 0 | 0 | 0 | 0 | 0 | 0 | 0 | 0 | 0 | 0 | 0 | 0 | 0 | 0 | 0 | 0 | 0 | 0 | 0 | 0 | 0 | 0 | 0 | 0 | 0 | 0
F9_Industrial_Primary Metals_New_Space Heating_Natural Gas_Windows - High Efficiency_A_Achievable Economic UCT Potential | F9 | Industrial | Primary Metals | New | Space Heating | Natural Gas | Windows - High Efficiency | A | Cumulative Winter Peak Savings (MW) | Achievable Economic UCT Potential | 0 | 0 | 0 | 0 | 0 | 0 | 0 | 0 | 0 | 0 | 0 | 0 | 0 | 0 | 0 | 0 | 0 | 0 | 0 | 0 | 0 | 0 | 0 | 0 | 0 | 0 | 0 | 0 | 0 | 0 | 0
F10_Industrial_Primary Metals_New_Space Heating_Natural Gas_Windows - High Efficiency_A_Achievable Economic UCT Potential | F10 | Industrial | Primary Metals | New | Space Heating | Natural Gas | Windows - High Efficiency | A | Purchases (Incremental) | Achievable Economic UCT Potential | 0 | 0 | 0 | 0 | 0 | 0 | 0 | 0 | 0 | 0 | 0 | 0 | 0 | 0 | 0 | 0 | 0 | 0 | 0 | 0 | 0 | 0 | 0 | 0 | 0 | 0 | 0 | 0 | 0 | 0 | 0
F11_Industrial_Primary Metals_New_Space Heating_Natural Gas_Windows - High Efficiency_A_Achievable Economic UCT Potential | F11 | Industrial | Primary Metals | New | Space Heating | Natural Gas | Windows - High Efficiency | A | Purchases (Cumulative) | Achievable Economic UCT Potential | 0 | 0 | 0 | 0 | 0 | 0 | 0 | 0 | 0 | 0 | 0 | 0 | 0 | 0 | 0 | 0 | 0 | 0 | 0 | 0 | 0 | 0 | 0 | 0 | 0 | 0 | 0 | 0 | 0 | 0 | 0
F1_Industrial_Primary Metals_New_Space Heating_Natural Gas_Gas Boiler - Maintenance_A_Achievable Economic UCT Potential | F1 | Industrial | Primary Metals | New | Space Heating | Natural Gas | Gas Boiler - Maintenance | A | Integrated Unit Energy Savings (kWh or therms) | Achievable Economic UCT Potential | 0 | 0 | 0 | 0 | 0 | 0 | 0 | 0 | 0 | 0 | 0 | 0 | 0 | 0 | 0 | 0 | 0 | 0 | 0 | 0 | 0 | 0 | 0 | 0 | 0 | 0 | 0 | 0 | 0 | 0 | 0
F2_Industrial_Primary Metals_New_Space Heating_Natural Gas_Gas Boiler - Maintenance_A_Achievable Economic UCT Potential | F2 | Industrial | Primary Metals | New | Space Heating | Natural Gas | Gas Boiler - Maintenance | A | Integrated Unit Summer Peak Savings (kW) | Achievable Economic UCT Potential | 0 | 0 | 0 | 0 | 0 | 0 | 0 | 0 | 0 | 0 | 0 | 0 | 0 | 0 | 0 | 0 | 0 | 0 | 0 | 0 | 0 | 0 | 0 | 0 | 0 | 0 | 0 | 0 | 0 | 0 | 0
F3_Industrial_Primary Metals_New_Space Heating_Natural Gas_Gas Boiler - Maintenance_A_Achievable Economic UCT Potential | F3 | Industrial | Primary Metals | New | Space Heating | Natural Gas | Gas Boiler - Maintenance | A | Integrated Unit Winter Peak Savings (kW) | Achievable Economic UCT Potential | 0 | 0 | 0 | 0 | 0 | 0 | 0 | 0 | 0 | 0 | 0 | 0 | 0 | 0 | 0 | 0 | 0 | 0 | 0 | 0 | 0 | 0 | 0 | 0 | 0 | 0 | 0 | 0 | 0 | 0 | 0
F4_Industrial_Primary Metals_New_Space Heating_Natural Gas_Gas Boiler - Maintenance_A_Achievable Economic UCT Potential | F4 | Industrial | Primary Metals | New | Space Heating | Natural Gas | Gas Boiler - Maintenance | A | Incremental Energy Savings (MWh or mTherms) | Achievable Economic UCT Potential | 0 | 0 | 0 | 0 | 0 | 0 | 0 | 0 | 0 | 0 | 0 | 0 | 0 | 0 | 0 | 0 | 0 | 0 | 0 | 0 | 0 | 0 | 0 | 0 | 0 | 0 | 0 | 0 | 0 | 0 | 0
F5_Industrial_Primary Metals_New_Space Heating_Natural Gas_Gas Boiler - Maintenance_A_Achievable Economic UCT Potential | F5 | Industrial | Primary Metals | New | Space Heating | Natural Gas | Gas Boiler - Maintenance | A | Incremental Summer Peak Savings (MW) | Achievable Economic UCT Potential | 0 | 0 | 0 | 0 | 0 | 0 | 0 | 0 | 0 | 0 | 0 | 0 | 0 | 0 | 0 | 0 | 0 | 0 | 0 | 0 | 0 | 0 | 0 | 0 | 0 | 0 | 0 | 0 | 0 | 0 | 0
F6_Industrial_Primary Metals_New_Space Heating_Natural Gas_Gas Boiler - Maintenance_A_Achievable Economic UCT Potential | F6 | Industrial | Primary Metals | New | Space Heating | Natural Gas | Gas Boiler - Maintenance | A | Incremental Winter Peak Savings (MW) | Achievable Economic UCT Potential | 0 | 0 | 0 | 0 | 0 | 0 | 0 | 0 | 0 | 0 | 0 | 0 | 0 | 0 | 0 | 0 | 0 | 0 | 0 | 0 | 0 | 0 | 0 | 0 | 0 | 0 | 0 | 0 | 0 | 0 | 0
F7_Industrial_Primary Metals_New_Space Heating_Natural Gas_Gas Boiler - Maintenance_A_Achievable Economic UCT Potential | F7 | Industrial | Primary Metals | New | Space Heating | Natural Gas | Gas Boiler - Maintenance | A | Cumulative Energy Savings (MWh or mTherms) | Achievable Economic UCT Potential | 0 | 0 | 0 | 0 | 0 | 0 | 0 | 0 | 0 | 0 | 0 | 0 | 0 | 0 | 0 | 0 | 0 | 0 | 0 | 0 | 0 | 0 | 0 | 0 | 0 | 0 | 0 | 0 | 0 | 0 | 0
F8_Industrial_Primary Metals_New_Space Heating_Natural Gas_Gas Boiler - Maintenance_A_Achievable Economic UCT Potential | F8 | Industrial | Primary Metals | New | Space Heating | Natural Gas | Gas Boiler - Maintenance | A | Cumulative Summer Peak Savings (MW) | Achievable Economic UCT Potential | 0 | 0 | 0 | 0 | 0 | 0 | 0 | 0 | 0 | 0 | 0 | 0 | 0 | 0 | 0 | 0 | 0 | 0 | 0 | 0 | 0 | 0 | 0 | 0 | 0 | 0 | 0 | 0 | 0 | 0 | 0
F9_Industrial_Primary Metals_New_Space Heating_Natural Gas_Gas Boiler - Maintenance_A_Achievable Economic UCT Potential | F9 | Industrial | Primary Metals | New | Space Heating | Natural Gas | Gas Boiler - Maintenance | A | Cumulative Winter Peak Savings (MW) | Achievable Economic UCT Potential | 0 | 0 | 0 | 0 | 0 | 0 | 0 | 0 | 0 | 0 | 0 | 0 | 0 | 0 | 0 | 0 | 0 | 0 | 0 | 0 | 0 | 0 | 0 | 0 | 0 | 0 | 0 | 0 | 0 | 0 | 0
F10_Industrial_Primary Metals_New_Space Heating_Natural Gas_Gas Boiler - Maintenance_A_Achievable Economic UCT Potential | F10 | Industrial | Primary Metals | New | Space Heating | Natural Gas | Gas Boiler - Maintenance | A | Purchases (Incremental) | Achievable Economic UCT Potential | 0 | 0 | 0 | 0 | 0 | 0 | 0 | 0 | 0 | 0 | 0 | 0 | 0 | 0 | 0 | 0 | 0 | 0 | 0 | 0 | 0 | 0 | 0 | 0 | 0 | 0 | 0 | 0 | 0 | 0 | 0
F11_Industrial_Primary Metals_New_Space Heating_Natural Gas_Gas Boiler - Maintenance_A_Achievable Economic UCT Potential | F11 | Industrial | Primary Metals | New | Space Heating | Natural Gas | Gas Boiler - Maintenance | A | Purchases (Cumulative) | Achievable Economic UCT Potential | 0 | 0 | 0 | 0 | 0 | 0 | 0 | 0 | 0 | 0 | 0 | 0 | 0 | 0 | 0 | 0 | 0 | 0 | 0 | 0 | 0 | 0 | 0 | 0 | 0 | 0 | 0 | 0 | 0 | 0 | 0
F1_Industrial_Primary Metals_New_Process_Natural Gas_Gas Boiler - Maintenance_A_Achievable Economic UCT Potential | F1 | Industrial | Primary Metals | New | Process | Natural Gas | Gas Boiler - Maintenance | A | Integrated Unit Energy Savings (kWh or therms) | Achievable Economic UCT Potential | 0 | 0 | 0 | 0 | 0 | 28.0317 | 28.0317 | 28.0317 | 28.0317 | 28.0317 | 28.0317 | 28.0317 | 28.0317 | 28.0317 | 28.0317 | 28.0317 | 28.0317 | 28.0317 | 28.0317 | 28.0317 | 28.0317 | 28.0317 | 28.0317 | 28.0317 | 28.0317 | 28.0317 | 28.0317 | 28.0317 | 28.0317 | 28.0317 | 28.0317
F2_Industrial_Primary Metals_New_Process_Natural Gas_Gas Boiler - Maintenance_A_Achievable Economic UCT Potential | F2 | Industrial | Primary Metals | New | Process | Natural Gas | Gas Boiler - Maintenance | A | Integrated Unit Summer Peak Savings (kW) | Achievable Economic UCT Potential | 0 | 0 | 0 | 0 | 0 | 0 | 0 | 0 | 0 | 0 | 0 | 0 | 0 | 0 | 0 | 0 | 0 | 0 | 0 | 0 | 0 | 0 | 0 | 0 | 0 | 0 | 0 | 0 | 0 | 0 | 0
F3_Industrial_Primary Metals_New_Process_Natural Gas_Gas Boiler - Maintenance_A_Achievable Economic UCT Potential | F3 | Industrial | Primary Metals | New | Process | Natural Gas | Gas Boiler - Maintenance | A | Integrated Unit Winter Peak Savings (kW) | Achievable Economic UCT Potential | 0 | 0 | 0 | 0 | 0 | 0 | 0 | 0 | 0 | 0 | 0 | 0 | 0 | 0 | 0 | 0 | 0 | 0 | 0 | 0 | 0 | 0 | 0 | 0 | 0 | 0 | 0 | 0 | 0 | 0 | 0
F4_Industrial_Primary Metals_New_Process_Natural Gas_Gas Boiler - Maintenance_A_Achievable Economic UCT Potential | F4 | Industrial | Primary Metals | New | Process | Natural Gas | Gas Boiler - Maintenance | A | Incremental Energy Savings (MWh or mTherms) | Achievable Economic UCT Potential | 0 | 0 | 0 | 0 | 0 | 0.0062005 | 0.0051489 | 0.0041199 | 0.0062005 | 0.0051489 | 0.0041199 | 0.0062005 | 0.0051489 | 0.0041199 | 0.0062005 | 0.0051489 | 0.0041199 | 0.0062005 | 0.0051489 | 0.0041199 | 0.0062005 | 0.0051489 | 0.0041199 | 0.0062005 | 0.0051489 | 0.0041199 | 0.0062005 | 0.0051489 | 0.0041199 | 0.0062005 | 0.0051489
F5_Industrial_Primary Metals_New_Process_Natural Gas_Gas Boiler - Maintenance_A_Achievable Economic UCT Potential | F5 | Industrial | Primary Metals | New | Process | Natural Gas | Gas Boiler - Maintenance | A | Incremental Summer Peak Savings (MW) | Achievable Economic UCT Potential | 0 | 0 | 0 | 0 | 0 | 0 | 0 | 0 | 0 | 0 | 0 | 0 | 0 | 0 | 0 | 0 | 0 | 0 | 0 | 0 | 0 | 0 | 0 | 0 | 0 | 0 | 0 | 0 | 0 | 0 | 0
F6_Industrial_Primary Metals_New_Process_Natural Gas_Gas Boiler - Maintenance_A_Achievable Economic UCT Potential | F6 | Industrial | Primary Metals | New | Process | Natural Gas | Gas Boiler - Maintenance | A | Incremental Winter Peak Savings (MW) | Achievable Economic UCT Potential | 0 | 0 | 0 | 0 | 0 | 0 | 0 | 0 | 0 | 0 | 0 | 0 | 0 | 0 | 0 | 0 | 0 | 0 | 0 | 0 | 0 | 0 | 0 | 0 | 0 | 0 | 0 | 0 | 0 | 0 | 0
F7_Industrial_Primary Metals_New_Process_Natural Gas_Gas Boiler - Maintenance_A_Achievable Economic UCT Potential | F7 | Industrial | Primary Metals | New | Process | Natural Gas | Gas Boiler - Maintenance | A | Cumulative Energy Savings (MWh or mTherms) | Achievable Economic UCT Potential | 0 | 0 | 0 | 0 | 0 | 0.0062005 | 0.011349 | 0.015469 | 0.015469 | 0.015469 | 0.015469 | 0.015469 | 0.015469 | 0.015469 | 0.015469 | 0.015469 | 0.015469 | 0.015469 | 0.015469 | 0.015469 | 0.015469 | 0.015469 | 0.015469 | 0.015469 | 0.015469 | 0.015469 | 0.015469 | 0.015469 | 0 | 0 | 0
F8_Industrial_Primary Metals_New_Process_Natural Gas_Gas Boiler - Maintenance_A_Achievable Economic UCT Potential | F8 | Industrial | Primary Metals | New | Process | Natural Gas | Gas Boiler - Maintenance | A | Cumulative Summer Peak Savings (MW) | Achievable Economic UCT Potential | 0 | 0 | 0 | 0 | 0 | 0 | 0 | 0 | 0 | 0 | 0 | 0 | 0 | 0 | 0 | 0 | 0 | 0 | 0 | 0 | 0 | 0 | 0 | 0 | 0 | 0 | 0 | 0 | 0 | 0 | 0
F9_Industrial_Primary Metals_New_Process_Natural Gas_Gas Boiler - Maintenance_A_Achievable Economic UCT Potential | F9 | Industrial | Primary Metals | New | Process | Natural Gas | Gas Boiler - Maintenance | A | Cumulative Winter Peak Savings (MW) | Achievable Economic UCT Potential | 0 | 0 | 0 | 0 | 0 | 0 | 0 | 0 | 0 | 0 | 0 | 0 | 0 | 0 | 0 | 0 | 0 | 0 | 0 | 0 | 0 | 0 | 0 | 0 | 0 | 0 | 0 | 0 | 0 | 0 | 0
F10_Industrial_Primary Metals_New_Process_Natural Gas_Gas Boiler - Maintenance_A_Achievable Economic UCT Potential | F10 | Industrial | Primary Metals | New | Process | Natural Gas | Gas Boiler - Maintenance | A | Purchases (Incremental) | Achievable Economic UCT Potential | 0 | 0 | 0 | 0 | 0 | 0.2212 | 0.18368 | 0.14697 | 0.2212 | 0.18368 | 0.14697 | 0.2212 | 0.18368 | 0.14697 | 0.2212 | 0.18368 | 0.14697 | 0.2212 | 0.18368 | 0.14697 | 0.2212 | 0.18368 | 0.14697 | 0.2212 | 0.18368 | 0.14697 | 0.2212 | 0.18368 | 0.14697 | 0.2212 | 0.18368
F11_Industrial_Primary Metals_New_Process_Natural Gas_Gas Boiler - Maintenance_A_Achievable Economic UCT Potential | F11 | Industrial | Primary Metals | New | Process | Natural Gas | Gas Boiler - Maintenance | A | Purchases (Cumulative) | Achievable Economic UCT Potential | 0 | 0 | 0 | 0 | 0 | 0.2212 | 0.40488 | 0.55185 | 0.55185 | 0.55185 | 0.55185 | 0.55185 | 0.55185 | 0.55185 | 0.55185 | 0.55185 | 0.55185 | 0.55185 | 0.55185 | 0.55185 | 0.55185 | 0.55185 | 0.55185 | 0.55185 | 0.55185 | 0.55185 | 0.55185 | 0.55185 | 0.55185 | 0.55185 | 0.55185
F1_Industrial_Primary Metals_New_Space Heating_Natural Gas_Gas Furnace - Maintenance_A_Achievable Economic UCT Potential | F1 | Industrial | Primary Metals | New | Space Heating | Natural Gas | Gas Furnace - Maintenance | A | Integrated Unit Energy Savings (kWh or therms) | Achievable Economic UCT Potential | 0 | 0 | 0 | 0 | 0 | 0 | 0 | 0 | 0 | 0 | 0 | 0 | 0 | 0 | 0 | 0 | 0 | 0 | 0 | 0 | 0 | 0 | 0 | 0 | 0 | 0 | 0 | 0 | 0 | 0 | 0
F2_Industrial_Primary Metals_New_Space Heating_Natural Gas_Gas Furnace - Maintenance_A_Achievable Economic UCT Potential | F2 | Industrial | Primary Metals | New | Space Heating | Natural Gas | Gas Furnace - Maintenance | A | Integrated Unit Summer Peak Savings (kW) | Achievable Economic UCT Potential | 0 | 0 | 0 | 0 | 0 | 0 | 0 | 0 | 0 | 0 | 0 | 0 | 0 | 0 | 0 | 0 | 0 | 0 | 0 | 0 | 0 | 0 | 0 | 0 | 0 | 0 | 0 | 0 | 0 | 0 | 0
F3_Industrial_Primary Metals_New_Space Heating_Natural Gas_Gas Furnace - Maintenance_A_Achievable Economic UCT Potential | F3 | Industrial | Primary Metals | New | Space Heating | Natural Gas | Gas Furnace - Maintenance | A | Integrated Unit Winter Peak Savings (kW) | Achievable Economic UCT Potential | 0 | 0 | 0 | 0 | 0 | 0 | 0 | 0 | 0 | 0 | 0 | 0 | 0 | 0 | 0 | 0 | 0 | 0 | 0 | 0 | 0 | 0 | 0 | 0 | 0 | 0 | 0 | 0 | 0 | 0 | 0
F4_Industrial_Primary Metals_New_Space Heating_Natural Gas_Gas Furnace - Maintenance_A_Achievable Economic UCT Potential | F4 | Industrial | Primary Metals | New | Space Heating | Natural Gas | Gas Furnace - Maintenance | A | Incremental Energy Savings (MWh or mTherms) | Achievable Economic UCT Potential | 0 | 0 | 0 | 0 | 0 | 0 | 0 | 0 | 0 | 0 | 0 | 0 | 0 | 0 | 0 | 0 | 0 | 0 | 0 | 0 | 0 | 0 | 0 | 0 | 0 | 0 | 0 | 0 | 0 | 0 | 0
F5_Industrial_Primary Metals_New_Space Heating_Natural Gas_Gas Furnace - Maintenance_A_Achievable Economic UCT Potential | F5 | Industrial | Primary Metals | New | Space Heating | Natural Gas | Gas Furnace - Maintenance | A | Incremental Summer Peak Savings (MW) | Achievable Economic UCT Potential | 0 | 0 | 0 | 0 | 0 | 0 | 0 | 0 | 0 | 0 | 0 | 0 | 0 | 0 | 0 | 0 | 0 | 0 | 0 | 0 | 0 | 0 | 0 | 0 | 0 | 0 | 0 | 0 | 0 | 0 | 0
F6_Industrial_Primary Metals_New_Space Heating_Natural Gas_Gas Furnace - Maintenance_A_Achievable Economic UCT Potential | F6 | Industrial | Primary Metals | New | Space Heating | Natural Gas | Gas Furnace - Maintenance | A | Incremental Winter Peak Savings (MW) | Achievable Economic UCT Potential | 0 | 0 | 0 | 0 | 0 | 0 | 0 | 0 | 0 | 0 | 0 | 0 | 0 | 0 | 0 | 0 | 0 | 0 | 0 | 0 | 0 | 0 | 0 | 0 | 0 | 0 | 0 | 0 | 0 | 0 | 0
F7_Industrial_Primary Metals_New_Space Heating_Natural Gas_Gas Furnace - Maintenance_A_Achievable Economic UCT Potential | F7 | Industrial | Primary Metals | New | Space Heating | Natural Gas | Gas Furnace - Maintenance | A | Cumulative Energy Savings (MWh or mTherms) | Achievable Economic UCT Potential | 0 | 0 | 0 | 0 | 0 | 0 | 0 | 0 | 0 | 0 | 0 | 0 | 0 | 0 | 0 | 0 | 0 | 0 | 0 | 0 | 0 | 0 | 0 | 0 | 0 | 0 | 0 | 0 | 0 | 0 | 0
F8_Industrial_Primary Metals_New_Space Heating_Natural Gas_Gas Furnace - Maintenance_A_Achievable Economic UCT Potential | F8 | Industrial | Primary Metals | New | Space Heating | Natural Gas | Gas Furnace - Maintenance | A | Cumulative Summer Peak Savings (MW) | Achievable Economic UCT Potential | 0 | 0 | 0 | 0 | 0 | 0 | 0 | 0 | 0 | 0 | 0 | 0 | 0 | 0 | 0 | 0 | 0 | 0 | 0 | 0 | 0 | 0 | 0 | 0 | 0 | 0 | 0 | 0 | 0 | 0 | 0
F9_Industrial_Primary Metals_New_Space Heating_Natural Gas_Gas Furnace - Maintenance_A_Achievable Economic UCT Potential | F9 | Industrial | Primary Metals | New | Space Heating | Natural Gas | Gas Furnace - Maintenance | A | Cumulative Winter Peak Savings (MW) | Achievable Economic UCT Potential | 0 | 0 | 0 | 0 | 0 | 0 | 0 | 0 | 0 | 0 | 0 | 0 | 0 | 0 | 0 | 0 | 0 | 0 | 0 | 0 | 0 | 0 | 0 | 0 | 0 | 0 | 0 | 0 | 0 | 0 | 0
F10_Industrial_Primary Metals_New_Space Heating_Natural Gas_Gas Furnace - Maintenance_A_Achievable Economic UCT Potential | F10 | Industrial | Primary Metals | New | Space Heating | Natural Gas | Gas Furnace - Maintenance | A | Purchases (Incremental) | Achievable Economic UCT Potential | 0 | 0 | 0 | 0 | 0 | 0 | 0 | 0 | 0 | 0 | 0 | 0 | 0 | 0 | 0 | 0 | 0 | 0 | 0 | 0 | 0 | 0 | 0 | 0 | 0 | 0 | 0 | 0 | 0 | 0 | 0
F11_Industrial_Primary Metals_New_Space Heating_Natural Gas_Gas Furnace - Maintenance_A_Achievable Economic UCT Potential | F11 | Industrial | Primary Metals | New | Space Heating | Natural Gas | Gas Furnace - Maintenance | A | Purchases (Cumulative) | Achievable Economic UCT Potential | 0 | 0 | 0 | 0 | 0 | 0 | 0 | 0 | 0 | 0 | 0 | 0 | 0 | 0 | 0 | 0 | 0 | 0 | 0 | 0 | 0 | 0 | 0 | 0 | 0 | 0 | 0 | 0 | 0 | 0 | 0
F1_Industrial_Primary Metals_New_Space Heating_Natural Gas_Gas Boiler - Hot Water Reset_A_Achievable Economic UCT Potential | F1 | Industrial | Primary Metals | New | Space Heating | Natural Gas | Gas Boiler - Hot Water Reset | A | Integrated Unit Energy Savings (kWh or therms) | Achievable Economic UCT Potential | 0 | 0 | 0 | 0 | 0 | 0 | 0 | 0 | 0 | 0 | 0 | 0 | 0 | 0 | 0 | 0 | 0 | 0 | 0 | 0 | 0 | 0 | 0 | 0 | 0 | 0 | 0 | 0 | 0 | 0 | 0
F2_Industrial_Primary Metals_New_Space Heating_Natural Gas_Gas Boiler - Hot Water Reset_A_Achievable Economic UCT Potential | F2 | Industrial | Primary Metals | New | Space Heating | Natural Gas | Gas Boiler - Hot Water Reset | A | Integrated Unit Summer Peak Savings (kW) | Achievable Economic UCT Potential | 0 | 0 | 0 | 0 | 0 | 0 | 0 | 0 | 0 | 0 | 0 | 0 | 0 | 0 | 0 | 0 | 0 | 0 | 0 | 0 | 0 | 0 | 0 | 0 | 0 | 0 | 0 | 0 | 0 | 0 | 0
F3_Industrial_Primary Metals_New_Space Heating_Natural Gas_Gas Boiler - Hot Water Reset_A_Achievable Economic UCT Potential | F3 | Industrial | Primary Metals | New | Space Heating | Natural Gas | Gas Boiler - Hot Water Reset | A | Integrated Unit Winter Peak Savings (kW) | Achievable Economic UCT Potential | 0 | 0 | 0 | 0 | 0 | 0 | 0 | 0 | 0 | 0 | 0 | 0 | 0 | 0 | 0 | 0 | 0 | 0 | 0 | 0 | 0 | 0 | 0 | 0 | 0 | 0 | 0 | 0 | 0 | 0 | 0
F4_Industrial_Primary Metals_New_Space Heating_Natural Gas_Gas Boiler - Hot Water Reset_A_Achievable Economic UCT Potential | F4 | Industrial | Primary Metals | New | Space Heating | Natural Gas | Gas Boiler - Hot Water Reset | A | Incremental Energy Savings (MWh or mTherms) | Achievable Economic UCT Potential | 0 | 0 | 0 | 0 | 0 | 0 | 0 | 0 | 0 | 0 | 0 | 0 | 0 | 0 | 0 | 0 | 0 | 0 | 0 | 0 | 0 | 0 | 0 | 0 | 0 | 0 | 0 | 0 | 0 | 0 | 0
F5_Industrial_Primary Metals_New_Space Heating_Natural Gas_Gas Boiler - Hot Water Reset_A_Achievable Economic UCT Potential | F5 | Industrial | Primary Metals | New | Space Heating | Natural Gas | Gas Boiler - Hot Water Reset | A | Incremental Summer Peak Savings (MW) | Achievable Economic UCT Potential | 0 | 0 | 0 | 0 | 0 | 0 | 0 | 0 | 0 | 0 | 0 | 0 | 0 | 0 | 0 | 0 | 0 | 0 | 0 | 0 | 0 | 0 | 0 | 0 | 0 | 0 | 0 | 0 | 0 | 0 | 0
F6_Industrial_Primary Metals_New_Space Heating_Natural Gas_Gas Boiler - Hot Water Reset_A_Achievable Economic UCT Potential | F6 | Industrial | Primary Metals | New | Space Heating | Natural Gas | Gas Boiler - Hot Water Reset | A | Incremental Winter Peak Savings (MW) | Achievable Economic UCT Potential | 0 | 0 | 0 | 0 | 0 | 0 | 0 | 0 | 0 | 0 | 0 | 0 | 0 | 0 | 0 | 0 | 0 | 0 | 0 | 0 | 0 | 0 | 0 | 0 | 0 | 0 | 0 | 0 | 0 | 0 | 0
F7_Industrial_Primary Metals_New_Space Heating_Natural Gas_Gas Boiler - Hot Water Reset_A_Achievable Economic UCT Potential | F7 | Industrial | Primary Metals | New | Space Heating | Natural Gas | Gas Boiler - Hot Water Reset | A | Cumulative Energy Savings (MWh or mTherms) | Achievable Economic UCT Potential | 0 | 0 | 0 | 0 | 0 | 0 | 0 | 0 | 0 | 0 | 0 | 0 | 0 | 0 | 0 | 0 | 0 | 0 | 0 | 0 | 0 | 0 | 0 | 0 | 0 | 0 | 0 | 0 | 0 | 0 | 0
F8_Industrial_Primary Metals_New_Space Heating_Natural Gas_Gas Boiler - Hot Water Reset_A_Achievable Economic UCT Potential | F8 | Industrial | Primary Metals | New | Space Heating | Natural Gas | Gas Boiler - Hot Water Reset | A | Cumulative Summer Peak Savings (MW) | Achievable Economic UCT Potential | 0 | 0 | 0 | 0 | 0 | 0 | 0 | 0 | 0 | 0 | 0 | 0 | 0 | 0 | 0 | 0 | 0 | 0 | 0 | 0 | 0 | 0 | 0 | 0 | 0 | 0 | 0 | 0 | 0 | 0 | 0
F9_Industrial_Primary Metals_New_Space Heating_Natural Gas_Gas Boiler - Hot Water Reset_A_Achievable Economic UCT Potential | F9 | Industrial | Primary Metals | New | Space Heating | Natural Gas | Gas Boiler - Hot Water Reset | A | Cumulative Winter Peak Savings (MW) | Achievable Economic UCT Potential | 0 | 0 | 0 | 0 | 0 | 0 | 0 | 0 | 0 | 0 | 0 | 0 | 0 | 0 | 0 | 0 | 0 | 0 | 0 | 0 | 0 | 0 | 0 | 0 | 0 | 0 | 0 | 0 | 0 | 0 | 0
F10_Industrial_Primary Metals_New_Space Heating_Natural Gas_Gas Boiler - Hot Water Reset_A_Achievable Economic UCT Potential | F10 | Industrial | Primary Metals | New | Space Heating | Natural Gas | Gas Boiler - Hot Water Reset | A | Purchases (Incremental) | Achievable Economic UCT Potential | 0 | 0 | 0 | 0 | 0 | 0 | 0 | 0 | 0 | 0 | 0 | 0 | 0 | 0 | 0 | 0 | 0 | 0 | 0 | 0 | 0 | 0 | 0 | 0 | 0 | 0 | 0 | 0 | 0 | 0 | 0
F11_Industrial_Primary Metals_New_Space Heating_Natural Gas_Gas Boiler - Hot Water Reset_A_Achievable Economic UCT Potential | F11 | Industrial | Primary Metals | New | Space Heating | Natural Gas | Gas Boiler - Hot Water Reset | A | Purchases (Cumulative) | Achievable Economic UCT Potential | 0 | 0 | 0 | 0 | 0 | 0 | 0 | 0 | 0 | 0 | 0 | 0 | 0 | 0 | 0 | 0 | 0 | 0 | 0 | 0 | 0 | 0 | 0 | 0 | 0 | 0 | 0 | 0 | 0 | 0 | 0
F1_Industrial_Primary Metals_New_Process_Natural Gas_Gas Boiler - Hot Water Reset_A_Achievable Economic UCT Potential | F1 | Industrial | Primary Metals | New | Process | Natural Gas | Gas Boiler - Hot Water Reset | A | Integrated Unit Energy Savings (kWh or therms) | Achievable Economic UCT Potential | 0 | 0 | 0 | 0 | 0 | 50.8679 | 50.785 | 50.7115 | 50.6445 | 50.5814 | 50.5484 | 50.5264 | 50.5127 | 50.505 | 50.5014 | 50.5011 | 50.503 | 50.5067 | 50.5114 | 50.5168 | 50.5234 | 50.5338 | 50.5433 | 50.552 | 50.5599 | 50.5752 | 50.5893 | 50.6024 | 50.9667 | 50.9667 | 50.9667
F2_Industrial_Primary Metals_New_Process_Natural Gas_Gas Boiler - Hot Water Reset_A_Achievable Economic UCT Potential | F2 | Industrial | Primary Metals | New | Process | Natural Gas | Gas Boiler - Hot Water Reset | A | Integrated Unit Summer Peak Savings (kW) | Achievable Economic UCT Potential | 0 | 0 | 0 | 0 | 0 | 0 | 0 | 0 | 0 | 0 | 0 | 0 | 0 | 0 | 0 | 0 | 0 | 0 | 0 | 0 | 0 | 0 | 0 | 0 | 0 | 0 | 0 | 0 | 0 | 0 | 0
F3_Industrial_Primary Metals_New_Process_Natural Gas_Gas Boiler - Hot Water Reset_A_Achievable Economic UCT Potential | F3 | Industrial | Primary Metals | New | Process | Natural Gas | Gas Boiler - Hot Water Reset | A | Integrated Unit Winter Peak Savings (kW) | Achievable Economic UCT Potential | 0 | 0 | 0 | 0 | 0 | 0 | 0 | 0 | 0 | 0 | 0 | 0 | 0 | 0 | 0 | 0 | 0 | 0 | 0 | 0 | 0 | 0 | 0 | 0 | 0 | 0 | 0 | 0 | 0 | 0 | 0
F4_Industrial_Primary Metals_New_Process_Natural Gas_Gas Boiler - Hot Water Reset_A_Achievable Economic UCT Potential | F4 | Industrial | Primary Metals | New | Process | Natural Gas | Gas Boiler - Hot Water Reset | A | Incremental Energy Savings (MWh or mTherms) | Achievable Economic UCT Potential | 0 | 0 | 0 | 0 | 0 | 0.010936 | 0.015883 | 0.022432 | 0.029492 | 0.03757 | 0.048541 | 0.058257 | 0.06462 | 0.065704 | 0.060549 | 0.05002 | 0.03518 | 0.021634 | 0.010994 | 0.0048941 | 0.0018681 | 0.010865 | 0.015807 | 0.022362 | 0.029442 | 0.037566 | 0.04858 | 0.058344 | 0.065201 | 0.066305 | 0.061106
F5_Industrial_Primary Metals_New_Process_Natural Gas_Gas Boiler - Hot Water Reset_A_Achievable Economic UCT Potential | F5 | Industrial | Primary Metals | New | Process | Natural Gas | Gas Boiler - Hot Water Reset | A | Incremental Summer Peak Savings (MW) | Achievable Economic UCT Potential | 0 | 0 | 0 | 0 | 0 | 0 | 0 | 0 | 0 | 0 | 0 | 0 | 0 | 0 | 0 | 0 | 0 | 0 | 0 | 0 | 0 | 0 | 0 | 0 | 0 | 0 | 0 | 0 | 0 | 0 | 0
F6_Industrial_Primary Metals_New_Process_Natural Gas_Gas Boiler - Hot Water Reset_A_Achievable Economic UCT Potential | F6 | Industrial | Primary Metals | New | Process | Natural Gas | Gas Boiler - Hot Water Reset | A | Incremental Winter Peak Savings (MW) | Achievable Economic UCT Potential | 0 | 0 | 0 | 0 | 0 | 0 | 0 | 0 | 0 | 0 | 0 | 0 | 0 | 0 | 0 | 0 | 0 | 0 | 0 | 0 | 0 | 0 | 0 | 0 | 0 | 0 | 0 | 0 | 0 | 0 | 0
F7_Industrial_Primary Metals_New_Process_Natural Gas_Gas Boiler - Hot Water Reset_A_Achievable Economic UCT Potential | F7 | Industrial | Primary Metals | New | Process | Natural Gas | Gas Boiler - Hot Water Reset | A | Cumulative Energy Savings (MWh or mTherms) | Achievable Economic UCT Potential | 0 | 0 | 0 | 0 | 0 | 0.010936 | 0.026802 | 0.049195 | 0.078622 | 0.11609 | 0.16456 | 0.22274 | 0.2873 | 0.35296 | 0.41349 | 0.46351 | 0.4987 | 0.52037 | 0.53142 | 0.53637 | 0.5383 | 0.53842 | 0.53852 | 0.53861 | 0.53869 | 0.53886 | 0.53901 | 0.53915 | 0 | 0 | 0
F8_Industrial_Primary Metals_New_Process_Natural Gas_Gas Boiler - Hot Water Reset_A_Achievable Economic UCT Potential | F8 | Industrial | Primary Metals | New | Process | Natural Gas | Gas Boiler - Hot Water Reset | A | Cumulative Summer Peak Savings (MW) | Achievable Economic UCT Potential | 0 | 0 | 0 | 0 | 0 | 0 | 0 | 0 | 0 | 0 | 0 | 0 | 0 | 0 | 0 | 0 | 0 | 0 | 0 | 0 | 0 | 0 | 0 | 0 | 0 | 0 | 0 | 0 | 0 | 0 | 0
F9_Industrial_Primary Metals_New_Process_Natural Gas_Gas Boiler - Hot Water Reset_A_Achievable Economic UCT Potential | F9 | Industrial | Primary Metals | New | Process | Natural Gas | Gas Boiler - Hot Water Reset | A | Cumulative Winter Peak Savings (MW) | Achievable Economic UCT Potential | 0 | 0 | 0 | 0 | 0 | 0 | 0 | 0 | 0 | 0 | 0 | 0 | 0 | 0 | 0 | 0 | 0 | 0 | 0 | 0 | 0 | 0 | 0 | 0 | 0 | 0 | 0 | 0 | 0 | 0 | 0
F10_Industrial_Primary Metals_New_Process_Natural Gas_Gas Boiler - Hot Water Reset_A_Achievable Economic UCT Potential | F10 | Industrial | Primary Metals | New | Process | Natural Gas | Gas Boiler - Hot Water Reset | A | Purchases (Incremental) | Achievable Economic UCT Potential | 0 | 0 | 0 | 0 | 0 | 0.215 | 0.31275 | 0.44235 | 0.58233 | 0.74277 | 0.96029 | 1.153 | 1.2793 | 1.3009 | 1.1989 | 0.99047 | 0.6966 | 0.42833 | 0.21766 | 0.096881 | 0.036974 | 0.215 | 0.31275 | 0.44235 | 0.58233 | 0.74277 | 0.96029 | 1.153 | 1.2793 | 1.3009 | 1.1989
F11_Industrial_Primary Metals_New_Process_Natural Gas_Gas Boiler - Hot Water Reset_A_Achievable Economic UCT Potential | F11 | Industrial | Primary Metals | New | Process | Natural Gas | Gas Boiler - Hot Water Reset | A | Purchases (Cumulative) | Achievable Economic UCT Potential | 0 | 0 | 0 | 0 | 0 | 0.215 | 0.52775 | 0.9701 | 1.5524 | 2.2952 | 3.2555 | 4.4085 | 5.6878 | 6.9887 | 8.1876 | 9.1781 | 9.8747 | 10.303 | 10.5207 | 10.6176 | 10.6546 | 10.6546 | 10.6546 | 10.6546 | 10.6546 | 10.6546 | 10.6546 | 10.6546 | 10.6546 | 10.6546 | 10.6546
F1_Industrial_Primary Metals_New_Space Heating_Natural Gas_Steam Trap Maintenance_A_Achievable Economic UCT Potential | F1 | Industrial | Primary Metals | New | Space Heating | Natural Gas | Steam Trap Maintenance | A | Integrated Unit Energy Savings (kWh or therms) | Achievable Economic UCT Potential | 0 | 0 | 0 | 0 | 0 | 0 | 0 | 0 | 0 | 0 | 0 | 0 | 0 | 0 | 0 | 0 | 0 | 0 | 0 | 0 | 0 | 0 | 0 | 0 | 0 | 0 | 0 | 0 | 0 | 0 | 0
F2_Industrial_Primary Metals_New_Space Heating_Natural Gas_Steam Trap Maintenance_A_Achievable Economic UCT Potential | F2 | Industrial | Primary Metals | New | Space Heating | Natural Gas | Steam Trap Maintenance | A | Integrated Unit Summer Peak Savings (kW) | Achievable Economic UCT Potential | 0 | 0 | 0 | 0 | 0 | 0 | 0 | 0 | 0 | 0 | 0 | 0 | 0 | 0 | 0 | 0 | 0 | 0 | 0 | 0 | 0 | 0 | 0 | 0 | 0 | 0 | 0 | 0 | 0 | 0 | 0
F3_Industrial_Primary Metals_New_Space Heating_Natural Gas_Steam Trap Maintenance_A_Achievable Economic UCT Potential | F3 | Industrial | Primary Metals | New | Space Heating | Natural Gas | Steam Trap Maintenance | A | Integrated Unit Winter Peak Savings (kW) | Achievable Economic UCT Potential | 0 | 0 | 0 | 0 | 0 | 0 | 0 | 0 | 0 | 0 | 0 | 0 | 0 | 0 | 0 | 0 | 0 | 0 | 0 | 0 | 0 | 0 | 0 | 0 | 0 | 0 | 0 | 0 | 0 | 0 | 0
F4_Industrial_Primary Metals_New_Space Heating_Natural Gas_Steam Trap Maintenance_A_Achievable Economic UCT Potential | F4 | Industrial | Primary Metals | New | Space Heating | Natural Gas | Steam Trap Maintenance | A | Incremental Energy Savings (MWh or mTherms) | Achievable Economic UCT Potential | 0 | 0 | 0 | 0 | 0 | 0 | 0 | 0 | 0 | 0 | 0 | 0 | 0 | 0 | 0 | 0 | 0 | 0 | 0 | 0 | 0 | 0 | 0 | 0 | 0 | 0 | 0 | 0 | 0 | 0 | 0
F5_Industrial_Primary Metals_New_Space Heating_Natural Gas_Steam Trap Maintenance_A_Achievable Economic UCT Potential | F5 | Industrial | Primary Metals | New | Space Heating | Natural Gas | Steam Trap Maintenance | A | Incremental Summer Peak Savings (MW) | Achievable Economic UCT Potential | 0 | 0 | 0 | 0 | 0 | 0 | 0 | 0 | 0 | 0 | 0 | 0 | 0 | 0 | 0 | 0 | 0 | 0 | 0 | 0 | 0 | 0 | 0 | 0 | 0 | 0 | 0 | 0 | 0 | 0 | 0
F6_Industrial_Primary Metals_New_Space Heating_Natural Gas_Steam Trap Maintenance_A_Achievable Economic UCT Potential | F6 | Industrial | Primary Metals | New | Space Heating | Natural Gas | Steam Trap Maintenance | A | Incremental Winter Peak Savings (MW) | Achievable Economic UCT Potential | 0 | 0 | 0 | 0 | 0 | 0 | 0 | 0 | 0 | 0 | 0 | 0 | 0 | 0 | 0 | 0 | 0 | 0 | 0 | 0 | 0 | 0 | 0 | 0 | 0 | 0 | 0 | 0 | 0 | 0 | 0
F7_Industrial_Primary Metals_New_Space Heating_Natural Gas_Steam Trap Maintenance_A_Achievable Economic UCT Potential | F7 | Industrial | Primary Metals | New | Space Heating | Natural Gas | Steam Trap Maintenance | A | Cumulative Energy Savings (MWh or mTherms) | Achievable Economic UCT Potential | 0 | 0 | 0 | 0 | 0 | 0 | 0 | 0 | 0 | 0 | 0 | 0 | 0 | 0 | 0 | 0 | 0 | 0 | 0 | 0 | 0 | 0 | 0 | 0 | 0 | 0 | 0 | 0 | 0 | 0 | 0
F8_Industrial_Primary Metals_New_Space Heating_Natural Gas_Steam Trap Maintenance_A_Achievable Economic UCT Potential | F8 | Industrial | Primary Metals | New | Space Heating | Natural Gas | Steam Trap Maintenance | A | Cumulative Summer Peak Savings (MW) | Achievable Economic UCT Potential | 0 | 0 | 0 | 0 | 0 | 0 | 0 | 0 | 0 | 0 | 0 | 0 | 0 | 0 | 0 | 0 | 0 | 0 | 0 | 0 | 0 | 0 | 0 | 0 | 0 | 0 | 0 | 0 | 0 | 0 | 0
F9_Industrial_Primary Metals_New_Space Heating_Natural Gas_Steam Trap Maintenance_A_Achievable Economic UCT Potential | F9 | Industrial | Primary Metals | New | Space Heating | Natural Gas | Steam Trap Maintenance | A | Cumulative Winter Peak Savings (MW) | Achievable Economic UCT Potential | 0 | 0 | 0 | 0 | 0 | 0 | 0 | 0 | 0 | 0 | 0 | 0 | 0 | 0 | 0 | 0 | 0 | 0 | 0 | 0 | 0 | 0 | 0 | 0 | 0 | 0 | 0 | 0 | 0 | 0 | 0
F10_Industrial_Primary Metals_New_Space Heating_Natural Gas_Steam Trap Maintenance_A_Achievable Economic UCT Potential | F10 | Industrial | Primary Metals | New | Space Heating | Natural Gas | Steam Trap Maintenance | A | Purchases (Incremental) | Achievable Economic UCT Potential | 0 | 0 | 0 | 0 | 0 | 0 | 0 | 0 | 0 | 0 | 0 | 0 | 0 | 0 | 0 | 0 | 0 | 0 | 0 | 0 | 0 | 0 | 0 | 0 | 0 | 0 | 0 | 0 | 0 | 0 | 0
F11_Industrial_Primary Metals_New_Space Heating_Natural Gas_Steam Trap Maintenance_A_Achievable Economic UCT Potential | F11 | Industrial | Primary Metals | New | Space Heating | Natural Gas | Steam Trap Maintenance | A | Purchases (Cumulative) | Achievable Economic UCT Potential | 0 | 0 | 0 | 0 | 0 | 0 | 0 | 0 | 0 | 0 | 0 | 0 | 0 | 0 | 0 | 0 | 0 | 0 | 0 | 0 | 0 | 0 | 0 | 0 | 0 | 0 | 0 | 0 | 0 | 0 | 0
F1_Industrial_Primary Metals_New_Process_Natural Gas_Steam Trap Maintenance_A_Achievable Economic UCT Potential | F1 | Industrial | Primary Metals | New | Process | Natural Gas | Steam Trap Maintenance | A | Integrated Unit Energy Savings (kWh or therms) | Achievable Economic UCT Potential | 0 | 0 | 0 | 0 | 0 | 35.9707 | 35.937 | 35.9073 | 35.8803 | 35.8549 | 35.8345 | 35.8215 | 35.814 | 35.8103 | 35.8094 | 35.8105 | 35.8131 | 35.8167 | 35.821 | 35.8257 | 35.8311 | 35.8392 | 35.8465 | 35.8532 | 35.8594 | 35.8651 | 35.8703 | 35.8752 | 36.0109 | 36.0109 | 36.0109
F2_Industrial_Primary Metals_New_Process_Natural Gas_Steam Trap Maintenance_A_Achievable Economic UCT Potential | F2 | Industrial | Primary Metals | New | Process | Natural Gas | Steam Trap Maintenance | A | Integrated Unit Summer Peak Savings (kW) | Achievable Economic UCT Potential | 0 | 0 | 0 | 0 | 0 | 0 | 0 | 0 | 0 | 0 | 0 | 0 | 0 | 0 | 0 | 0 | 0 | 0 | 0 | 0 | 0 | 0 | 0 | 0 | 0 | 0 | 0 | 0 | 0 | 0 | 0
F3_Industrial_Primary Metals_New_Process_Natural Gas_Steam Trap Maintenance_A_Achievable Economic UCT Potential | F3 | Industrial | Primary Metals | New | Process | Natural Gas | Steam Trap Maintenance | A | Integrated Unit Winter Peak Savings (kW) | Achievable Economic UCT Potential | 0 | 0 | 0 | 0 | 0 | 0 | 0 | 0 | 0 | 0 | 0 | 0 | 0 | 0 | 0 | 0 | 0 | 0 | 0 | 0 | 0 | 0 | 0 | 0 | 0 | 0 | 0 | 0 | 0 | 0 | 0
F4_Industrial_Primary Metals_New_Process_Natural Gas_Steam Trap Maintenance_A_Achievable Economic UCT Potential | F4 | Industrial | Primary Metals | New | Process | Natural Gas | Steam Trap Maintenance | A | Incremental Energy Savings (MWh or mTherms) | Achievable Economic UCT Potential | 0 | 0 | 0 | 0 | 0 | 0 | 0 | 0 | 0 | 0 | 0 | 0 | 0 | 0 | 0 | 0 | 0 | 0 | 0 | 0 | 0 | 0 | 0 | 0 | 0 | 0 | 0 | 0 | 0 | 0 | 0
F5_Industrial_Primary Metals_New_Process_Natural Gas_Steam Trap Maintenance_A_Achievable Economic UCT Potential | F5 | Industrial | Primary Metals | New | Process | Natural Gas | Steam Trap Maintenance | A | Incremental Summer Peak Savings (MW) | Achievable Economic UCT Potential | 0 | 0 | 0 | 0 | 0 | 0 | 0 | 0 | 0 | 0 | 0 | 0 | 0 | 0 | 0 | 0 | 0 | 0 | 0 | 0 | 0 | 0 | 0 | 0 | 0 | 0 | 0 | 0 | 0 | 0 | 0
F6_Industrial_Primary Metals_New_Process_Natural Gas_Steam Trap Maintenance_A_Achievable Economic UCT Potential | F6 | Industrial | Primary Metals | New | Process | Natural Gas | Steam Trap Maintenance | A | Incremental Winter Peak Savings (MW) | Achievable Economic UCT Potential | 0 | 0 | 0 | 0 | 0 | 0 | 0 | 0 | 0 | 0 | 0 | 0 | 0 | 0 | 0 | 0 | 0 | 0 | 0 | 0 | 0 | 0 | 0 | 0 | 0 | 0 | 0 | 0 | 0 | 0 | 0
F7_Industrial_Primary Metals_New_Process_Natural Gas_Steam Trap Maintenance_A_Achievable Economic UCT Potential | F7 | Industrial | Primary Metals | New | Process | Natural Gas | Steam Trap Maintenance | A | Cumulative Energy Savings (MWh or mTherms) | Achievable Economic UCT Potential | 0 | 0 | 0 | 0 | 0 | 0 | 0 | 0 | 0 | 0 | 0 | 0 | 0 | 0 | 0 | 0 | 0 | 0 | 0 | 0 | 0 | 0 | 0 | 0 | 0 | 0 | 0 | 0 | 0 | 0 | 0
F8_Industrial_Primary Metals_New_Process_Natural Gas_Steam Trap Maintenance_A_Achievable Economic UCT Potential | F8 | Industrial | Primary Metals | New | Process | Natural Gas | Steam Trap Maintenance | A | Cumulative Summer Peak Savings (MW) | Achievable Economic UCT Potential | 0 | 0 | 0 | 0 | 0 | 0 | 0 | 0 | 0 | 0 | 0 | 0 | 0 | 0 | 0 | 0 | 0 | 0 | 0 | 0 | 0 | 0 | 0 | 0 | 0 | 0 | 0 | 0 | 0 | 0 | 0
F9_Industrial_Primary Metals_New_Process_Natural Gas_Steam Trap Maintenance_A_Achievable Economic UCT Potential | F9 | Industrial | Primary Metals | New | Process | Natural Gas | Steam Trap Maintenance | A | Cumulative Winter Peak Savings (MW) | Achievable Economic UCT Potential | 0 | 0 | 0 | 0 | 0 | 0 | 0 | 0 | 0 | 0 | 0 | 0 | 0 | 0 | 0 | 0 | 0 | 0 | 0 | 0 | 0 | 0 | 0 | 0 | 0 | 0 | 0 | 0 | 0 | 0 | 0
F10_Industrial_Primary Metals_New_Process_Natural Gas_Steam Trap Maintenance_A_Achievable Economic UCT Potential | F10 | Industrial | Primary Metals | New | Process | Natural Gas | Steam Trap Maintenance | A | Purchases (Incremental) | Achievable Economic UCT Potential | 0 | 0 | 0 | 0 | 0 | 0 | 0 | 0 | 0 | 0 | 0 | 0 | 0 | 0 | 0 | 0 | 0 | 0 | 0 | 0 | 0 | 0 | 0 | 0 | 0 | 0 | 0 | 0 | 0 | 0 | 0
F11_Industrial_Primary Metals_New_Process_Natural Gas_Steam Trap Maintenance_A_Achievable Economic UCT Potential | F11 | Industrial | Primary Metals | New | Process | Natural Gas | Steam Trap Maintenance | A | Purchases (Cumulative) | Achievable Economic UCT Potential | 0 | 0 | 0 | 0 | 0 | 0 | 0 | 0 | 0 | 0 | 0 | 0 | 0 | 0 | 0 | 0 | 0 | 0 | 0 | 0 | 0 | 0 | 0 | 0 | 0 | 0 | 0 | 0 | 0 | 0 | 0
F1_Industrial_Primary Metals_New_Space Heating_Natural Gas_Gas Boiler - High Turndown_A_Achievable Economic UCT Potential | F1 | Industrial | Primary Metals | New | Space Heating | Natural Gas | Gas Boiler - High Turndown | A | Integrated Unit Energy Savings (kWh or therms) | Achievable Economic UCT Potential | 0 | 0 | 0 | 0 | 0 | 0 | 0 | 0 | 0 | 0 | 0 | 0 | 0 | 0 | 0 | 0 | 0 | 0 | 0 | 0 | 0 | 0 | 0 | 0 | 0 | 0 | 0 | 0 | 0 | 0 | 0
F2_Industrial_Primary Metals_New_Space Heating_Natural Gas_Gas Boiler - High Turndown_A_Achievable Economic UCT Potential | F2 | Industrial | Primary Metals | New | Space Heating | Natural Gas | Gas Boiler - High Turndown | A | Integrated Unit Summer Peak Savings (kW) | Achievable Economic UCT Potential | 0 | 0 | 0 | 0 | 0 | 0 | 0 | 0 | 0 | 0 | 0 | 0 | 0 | 0 | 0 | 0 | 0 | 0 | 0 | 0 | 0 | 0 | 0 | 0 | 0 | 0 | 0 | 0 | 0 | 0 | 0
F3_Industrial_Primary Metals_New_Space Heating_Natural Gas_Gas Boiler - High Turndown_A_Achievable Economic UCT Potential | F3 | Industrial | Primary Metals | New | Space Heating | Natural Gas | Gas Boiler - High Turndown | A | Integrated Unit Winter Peak Savings (kW) | Achievable Economic UCT Potential | 0 | 0 | 0 | 0 | 0 | 0 | 0 | 0 | 0 | 0 | 0 | 0 | 0 | 0 | 0 | 0 | 0 | 0 | 0 | 0 | 0 | 0 | 0 | 0 | 0 | 0 | 0 | 0 | 0 | 0 | 0
F4_Industrial_Primary Metals_New_Space Heating_Natural Gas_Gas Boiler - High Turndown_A_Achievable Economic UCT Potential | F4 | Industrial | Primary Metals | New | Space Heating | Natural Gas | Gas Boiler - High Turndown | A | Incremental Energy Savings (MWh or mTherms) | Achievable Economic UCT Potential | 0 | 0 | 0 | 0 | 0 | 0 | 0 | 0 | 0 | 0 | 0 | 0 | 0 | 0 | 0 | 0 | 0 | 0 | 0 | 0 | 0 | 0 | 0 | 0 | 0 | 0 | 0 | 0 | 0 | 0 | 0
F5_Industrial_Primary Metals_New_Space Heating_Natural Gas_Gas Boiler - High Turndown_A_Achievable Economic UCT Potential | F5 | Industrial | Primary Metals | New | Space Heating | Natural Gas | Gas Boiler - High Turndown | A | Incremental Summer Peak Savings (MW) | Achievable Economic UCT Potential | 0 | 0 | 0 | 0 | 0 | 0 | 0 | 0 | 0 | 0 | 0 | 0 | 0 | 0 | 0 | 0 | 0 | 0 | 0 | 0 | 0 | 0 | 0 | 0 | 0 | 0 | 0 | 0 | 0 | 0 | 0
F6_Industrial_Primary Metals_New_Space Heating_Natural Gas_Gas Boiler - High Turndown_A_Achievable Economic UCT Potential | F6 | Industrial | Primary Metals | New | Space Heating | Natural Gas | Gas Boiler - High Turndown | A | Incremental Winter Peak Savings (MW) | Achievable Economic UCT Potential | 0 | 0 | 0 | 0 | 0 | 0 | 0 | 0 | 0 | 0 | 0 | 0 | 0 | 0 | 0 | 0 | 0 | 0 | 0 | 0 | 0 | 0 | 0 | 0 | 0 | 0 | 0 | 0 | 0 | 0 | 0
F7_Industrial_Primary Metals_New_Space Heating_Natural Gas_Gas Boiler - High Turndown_A_Achievable Economic UCT Potential | F7 | Industrial | Primary Metals | New | Space Heating | Natural Gas | Gas Boiler - High Turndown | A | Cumulative Energy Savings (MWh or mTherms) | Achievable Economic UCT Potential | 0 | 0 | 0 | 0 | 0 | 0 | 0 | 0 | 0 | 0 | 0 | 0 | 0 | 0 | 0 | 0 | 0 | 0 | 0 | 0 | 0 | 0 | 0 | 0 | 0 | 0 | 0 | 0 | 0 | 0 | 0
F8_Industrial_Primary Metals_New_Space Heating_Natural Gas_Gas Boiler - High Turndown_A_Achievable Economic UCT Potential | F8 | Industrial | Primary Metals | New | Space Heating | Natural Gas | Gas Boiler - High Turndown | A | Cumulative Summer Peak Savings (MW) | Achievable Economic UCT Potential | 0 | 0 | 0 | 0 | 0 | 0 | 0 | 0 | 0 | 0 | 0 | 0 | 0 | 0 | 0 | 0 | 0 | 0 | 0 | 0 | 0 | 0 | 0 | 0 | 0 | 0 | 0 | 0 | 0 | 0 | 0
F9_Industrial_Primary Metals_New_Space Heating_Natural Gas_Gas Boiler - High Turndown_A_Achievable Economic UCT Potential | F9 | Industrial | Primary Metals | New | Space Heating | Natural Gas | Gas Boiler - High Turndown | A | Cumulative Winter Peak Savings (MW) | Achievable Economic UCT Potential | 0 | 0 | 0 | 0 | 0 | 0 | 0 | 0 | 0 | 0 | 0 | 0 | 0 | 0 | 0 | 0 | 0 | 0 | 0 | 0 | 0 | 0 | 0 | 0 | 0 | 0 | 0 | 0 | 0 | 0 | 0
F10_Industrial_Primary Metals_New_Space Heating_Natural Gas_Gas Boiler - High Turndown_A_Achievable Economic UCT Potential | F10 | Industrial | Primary Metals | New | Space Heating | Natural Gas | Gas Boiler - High Turndown | A | Purchases (Incremental) | Achievable Economic UCT Potential | 0 | 0 | 0 | 0 | 0 | 0 | 0 | 0 | 0 | 0 | 0 | 0 | 0 | 0 | 0 | 0 | 0 | 0 | 0 | 0 | 0 | 0 | 0 | 0 | 0 | 0 | 0 | 0 | 0 | 0 | 0
F11_Industrial_Primary Metals_New_Space Heating_Natural Gas_Gas Boiler - High Turndown_A_Achievable Economic UCT Potential | F11 | Industrial | Primary Metals | New | Space Heating | Natural Gas | Gas Boiler - High Turndown | A | Purchases (Cumulative) | Achievable Economic UCT Potential | 0 | 0 | 0 | 0 | 0 | 0 | 0 | 0 | 0 | 0 | 0 | 0 | 0 | 0 | 0 | 0 | 0 | 0 | 0 | 0 | 0 | 0 | 0 | 0 | 0 | 0 | 0 | 0 | 0 | 0 | 0
F1_Industrial_Primary Metals_New_Process_Natural Gas_Gas Boiler - High Turndown_A_Achievable Economic UCT Potential | F1 | Industrial | Primary Metals | New | Process | Natural Gas | Gas Boiler - High Turndown | A | Integrated Unit Energy Savings (kWh or therms) | Achievable Economic UCT Potential | 0 | 0 | 0 | 0 | 0 | 38.1434 | 38.0745 | 38.0129 | 37.9563 | 37.9026 | 37.8711 | 37.8478 | 37.8308 | 37.8188 | 37.8106 | 37.8059 | 37.8039 | 37.804 | 37.8054 | 37.8075 | 37.8106 | 37.8165 | 37.8216 | 37.8261 | 37.8299 | 37.8447 | 37.8584 | 37.8711 | 38.225 | 38.225 | 38.225
F2_Industrial_Primary Metals_New_Process_Natural Gas_Gas Boiler - High Turndown_A_Achievable Economic UCT Potential | F2 | Industrial | Primary Metals | New | Process | Natural Gas | Gas Boiler - High Turndown | A | Integrated Unit Summer Peak Savings (kW) | Achievable Economic UCT Potential | 0 | 0 | 0 | 0 | 0 | 0 | 0 | 0 | 0 | 0 | 0 | 0 | 0 | 0 | 0 | 0 | 0 | 0 | 0 | 0 | 0 | 0 | 0 | 0 | 0 | 0 | 0 | 0 | 0 | 0 | 0
F3_Industrial_Primary Metals_New_Process_Natural Gas_Gas Boiler - High Turndown_A_Achievable Economic UCT Potential | F3 | Industrial | Primary Metals | New | Process | Natural Gas | Gas Boiler - High Turndown | A | Integrated Unit Winter Peak Savings (kW) | Achievable Economic UCT Potential | 0 | 0 | 0 | 0 | 0 | 0 | 0 | 0 | 0 | 0 | 0 | 0 | 0 | 0 | 0 | 0 | 0 | 0 | 0 | 0 | 0 | 0 | 0 | 0 | 0 | 0 | 0 | 0 | 0 | 0 | 0
F4_Industrial_Primary Metals_New_Process_Natural Gas_Gas Boiler - High Turndown_A_Achievable Economic UCT Potential | F4 | Industrial | Primary Metals | New | Process | Natural Gas | Gas Boiler - High Turndown | A | Incremental Energy Savings (MWh or mTherms) | Achievable Economic UCT Potential | 0 | 0 | 0 | 0 | 0 | 0 | 0 | 0 | 0 | 0 | 0 | 0 | 0 | 0 | 0 | 0 | 0 | 0 | 0 | 0 | 0 | 0 | 0 | 0 | 0 | 0 | 0 | 0 | 0 | 0 | 0
F5_Industrial_Primary Metals_New_Process_Natural Gas_Gas Boiler - High Turndown_A_Achievable Economic UCT Potential | F5 | Industrial | Primary Metals | New | Process | Natural Gas | Gas Boiler - High Turndown | A | Incremental Summer Peak Savings (MW) | Achievable Economic UCT Potential | 0 | 0 | 0 | 0 | 0 | 0 | 0 | 0 | 0 | 0 | 0 | 0 | 0 | 0 | 0 | 0 | 0 | 0 | 0 | 0 | 0 | 0 | 0 | 0 | 0 | 0 | 0 | 0 | 0 | 0 | 0
F6_Industrial_Primary Metals_New_Process_Natural Gas_Gas Boiler - High Turndown_A_Achievable Economic UCT Potential | F6 | Industrial | Primary Metals | New | Process | Natural Gas | Gas Boiler - High Turndown | A | Incremental Winter Peak Savings (MW) | Achievable Economic UCT Potential | 0 | 0 | 0 | 0 | 0 | 0 | 0 | 0 | 0 | 0 | 0 | 0 | 0 | 0 | 0 | 0 | 0 | 0 | 0 | 0 | 0 | 0 | 0 | 0 | 0 | 0 | 0 | 0 | 0 | 0 | 0
F7_Industrial_Primary Metals_New_Process_Natural Gas_Gas Boiler - High Turndown_A_Achievable Economic UCT Potential | F7 | Industrial | Primary Metals | New | Process | Natural Gas | Gas Boiler - High Turndown | A | Cumulative Energy Savings (MWh or mTherms) | Achievable Economic UCT Potential | 0 | 0 | 0 | 0 | 0 | 0 | 0 | 0 | 0 | 0 | 0 | 0 | 0 | 0 | 0 | 0 | 0 | 0 | 0 | 0 | 0 | 0 | 0 | 0 | 0 | 0 | 0 | 0 | 0 | 0 | 0
F8_Industrial_Primary Metals_New_Process_Natural Gas_Gas Boiler - High Turndown_A_Achievable Economic UCT Potential | F8 | Industrial | Primary Metals | New | Process | Natural Gas | Gas Boiler - High Turndown | A | Cumulative Summer Peak Savings (MW) | Achievable Economic UCT Potential | 0 | 0 | 0 | 0 | 0 | 0 | 0 | 0 | 0 | 0 | 0 | 0 | 0 | 0 | 0 | 0 | 0 | 0 | 0 | 0 | 0 | 0 | 0 | 0 | 0 | 0 | 0 | 0 | 0 | 0 | 0
F9_Industrial_Primary Metals_New_Process_Natural Gas_Gas Boiler - High Turndown_A_Achievable Economic UCT Potential | F9 | Industrial | Primary Metals | New | Process | Natural Gas | Gas Boiler - High Turndown | A | Cumulative Winter Peak Savings (MW) | Achievable Economic UCT Potential | 0 | 0 | 0 | 0 | 0 | 0 | 0 | 0 | 0 | 0 | 0 | 0 | 0 | 0 | 0 | 0 | 0 | 0 | 0 | 0 | 0 | 0 | 0 | 0 | 0 | 0 | 0 | 0 | 0 | 0 | 0
F10_Industrial_Primary Metals_New_Process_Natural Gas_Gas Boiler - High Turndown_A_Achievable Economic UCT Potential | F10 | Industrial | Primary Metals | New | Process | Natural Gas | Gas Boiler - High Turndown | A | Purchases (Incremental) | Achievable Economic UCT Potential | 0 | 0 | 0 | 0 | 0 | 0 | 0 | 0 | 0 | 0 | 0 | 0 | 0 | 0 | 0 | 0 | 0 | 0 | 0 | 0 | 0 | 0 | 0 | 0 | 0 | 0 | 0 | 0 | 0 | 0 | 0
F11_Industrial_Primary Metals_New_Process_Natural Gas_Gas Boiler - High Turndown_A_Achievable Economic UCT Potential | F11 | Industrial | Primary Metals | New | Process | Natural Gas | Gas Boiler - High Turndown | A | Purchases (Cumulative) | Achievable Economic UCT Potential | 0 | 0 | 0 | 0 | 0 | 0 | 0 | 0 | 0 | 0 | 0 | 0 | 0 | 0 | 0 | 0 | 0 | 0 | 0 | 0 | 0 | 0 | 0 | 0 | 0 | 0 | 0 | 0 | 0 | 0 | 0
F1_Industrial_Primary Metals_New_Space Heating_Natural Gas_Gas Boiler - Burner Control Optimization_A_Achievable Economic UCT Potential | F1 | Industrial | Primary Metals | New | Space Heating | Natural Gas | Gas Boiler - Burner Control Optimization | A | Integrated Unit Energy Savings (kWh or therms) | Achievable Economic UCT Potential | 0 | 0 | 0 | 0 | 0 | 0 | 0 | 0 | 0 | 0 | 0 | 0 | 0 | 0 | 0 | 0 | 0 | 0 | 0 | 0 | 0 | 0 | 0 | 0 | 0 | 0 | 0 | 0 | 0 | 0 | 0
F2_Industrial_Primary Metals_New_Space Heating_Natural Gas_Gas Boiler - Burner Control Optimization_A_Achievable Economic UCT Potential | F2 | Industrial | Primary Metals | New | Space Heating | Natural Gas | Gas Boiler - Burner Control Optimization | A | Integrated Unit Summer Peak Savings (kW) | Achievable Economic UCT Potential | 0 | 0 | 0 | 0 | 0 | 0 | 0 | 0 | 0 | 0 | 0 | 0 | 0 | 0 | 0 | 0 | 0 | 0 | 0 | 0 | 0 | 0 | 0 | 0 | 0 | 0 | 0 | 0 | 0 | 0 | 0
F3_Industrial_Primary Metals_New_Space Heating_Natural Gas_Gas Boiler - Burner Control Optimization_A_Achievable Economic UCT Potential | F3 | Industrial | Primary Metals | New | Space Heating | Natural Gas | Gas Boiler - Burner Control Optimization | A | Integrated Unit Winter Peak Savings (kW) | Achievable Economic UCT Potential | 0 | 0 | 0 | 0 | 0 | 0 | 0 | 0 | 0 | 0 | 0 | 0 | 0 | 0 | 0 | 0 | 0 | 0 | 0 | 0 | 0 | 0 | 0 | 0 | 0 | 0 | 0 | 0 | 0 | 0 | 0
F4_Industrial_Primary Metals_New_Space Heating_Natural Gas_Gas Boiler - Burner Control Optimization_A_Achievable Economic UCT Potential | F4 | Industrial | Primary Metals | New | Space Heating | Natural Gas | Gas Boiler - Burner Control Optimization | A | Incremental Energy Savings (MWh or mTherms) | Achievable Economic UCT Potential | 0 | 0 | 0 | 0 | 0 | 0 | 0 | 0 | 0 | 0 | 0 | 0 | 0 | 0 | 0 | 0 | 0 | 0 | 0 | 0 | 0 | 0 | 0 | 0 | 0 | 0 | 0 | 0 | 0 | 0 | 0
F5_Industrial_Primary Metals_New_Space Heating_Natural Gas_Gas Boiler - Burner Control Optimization_A_Achievable Economic UCT Potential | F5 | Industrial | Primary Metals | New | Space Heating | Natural Gas | Gas Boiler - Burner Control Optimization | A | Incremental Summer Peak Savings (MW) | Achievable Economic UCT Potential | 0 | 0 | 0 | 0 | 0 | 0 | 0 | 0 | 0 | 0 | 0 | 0 | 0 | 0 | 0 | 0 | 0 | 0 | 0 | 0 | 0 | 0 | 0 | 0 | 0 | 0 | 0 | 0 | 0 | 0 | 0
F6_Industrial_Primary Metals_New_Space Heating_Natural Gas_Gas Boiler - Burner Control Optimization_A_Achievable Economic UCT Potential | F6 | Industrial | Primary Metals | New | Space Heating | Natural Gas | Gas Boiler - Burner Control Optimization | A | Incremental Winter Peak Savings (MW) | Achievable Economic UCT Potential | 0 | 0 | 0 | 0 | 0 | 0 | 0 | 0 | 0 | 0 | 0 | 0 | 0 | 0 | 0 | 0 | 0 | 0 | 0 | 0 | 0 | 0 | 0 | 0 | 0 | 0 | 0 | 0 | 0 | 0 | 0
F7_Industrial_Primary Metals_New_Space Heating_Natural Gas_Gas Boiler - Burner Control Optimization_A_Achievable Economic UCT Potential | F7 | Industrial | Primary Metals | New | Space Heating | Natural Gas | Gas Boiler - Burner Control Optimization | A | Cumulative Energy Savings (MWh or mTherms) | Achievable Economic UCT Potential | 0 | 0 | 0 | 0 | 0 | 0 | 0 | 0 | 0 | 0 | 0 | 0 | 0 | 0 | 0 | 0 | 0 | 0 | 0 | 0 | 0 | 0 | 0 | 0 | 0 | 0 | 0 | 0 | 0 | 0 | 0
F8_Industrial_Primary Metals_New_Space Heating_Natural Gas_Gas Boiler - Burner Control Optimization_A_Achievable Economic UCT Potential | F8 | Industrial | Primary Metals | New | Space Heating | Natural Gas | Gas Boiler - Burner Control Optimization | A | Cumulative Summer Peak Savings (MW) | Achievable Economic UCT Potential | 0 | 0 | 0 | 0 | 0 | 0 | 0 | 0 | 0 | 0 | 0 | 0 | 0 | 0 | 0 | 0 | 0 | 0 | 0 | 0 | 0 | 0 | 0 | 0 | 0 | 0 | 0 | 0 | 0 | 0 | 0
F9_Industrial_Primary Metals_New_Space Heating_Natural Gas_Gas Boiler - Burner Control Optimization_A_Achievable Economic UCT Potential | F9 | Industrial | Primary Metals | New | Space Heating | Natural Gas | Gas Boiler - Burner Control Optimization | A | Cumulative Winter Peak Savings (MW) | Achievable Economic UCT Potential | 0 | 0 | 0 | 0 | 0 | 0 | 0 | 0 | 0 | 0 | 0 | 0 | 0 | 0 | 0 | 0 | 0 | 0 | 0 | 0 | 0 | 0 | 0 | 0 | 0 | 0 | 0 | 0 | 0 | 0 | 0
F10_Industrial_Primary Metals_New_Space Heating_Natural Gas_Gas Boiler - Burner Control Optimization_A_Achievable Economic UCT Potential | F10 | Industrial | Primary Metals | New | Space Heating | Natural Gas | Gas Boiler - Burner Control Optimization | A | Purchases (Incremental) | Achievable Economic UCT Potential | 0 | 0 | 0 | 0 | 0 | 0 | 0 | 0 | 0 | 0 | 0 | 0 | 0 | 0 | 0 | 0 | 0 | 0 | 0 | 0 | 0 | 0 | 0 | 0 | 0 | 0 | 0 | 0 | 0 | 0 | 0
F11_Industrial_Primary Metals_New_Space Heating_Natural Gas_Gas Boiler - Burner Control Optimization_A_Achievable Economic UCT Potential | F11 | Industrial | Primary Metals | New | Space Heating | Natural Gas | Gas Boiler - Burner Control Optimization | A | Purchases (Cumulative) | Achievable Economic UCT Potential | 0 | 0 | 0 | 0 | 0 | 0 | 0 | 0 | 0 | 0 | 0 | 0 | 0 | 0 | 0 | 0 | 0 | 0 | 0 | 0 | 0 | 0 | 0 | 0 | 0 | 0 | 0 | 0 | 0 | 0 | 0
F1_Industrial_Primary Metals_New_Process_Natural Gas_Gas Boiler - Burner Control Optimization_A_Achievable Economic UCT Potential | F1 | Industrial | Primary Metals | New | Process | Natural Gas | Gas Boiler - Burner Control Optimization | A | Integrated Unit Energy Savings (kWh or therms) | Achievable Economic UCT Potential | 0 | 0 | 0 | 0 | 0 | 11.0616 | 11.0416 | 11.0238 | 11.0073 | 10.9917 | 10.9826 | 10.9759 | 10.9709 | 10.9674 | 10.9651 | 10.9637 | 10.9631 | 10.9632 | 10.9636 | 10.9642 | 10.9651 | 10.9668 | 10.9683 | 10.9696 | 10.9707 | 10.975 | 10.9789 | 10.9826 | 11.0853 | 11.0853 | 11.0853
F2_Industrial_Primary Metals_New_Process_Natural Gas_Gas Boiler - Burner Control Optimization_A_Achievable Economic UCT Potential | F2 | Industrial | Primary Metals | New | Process | Natural Gas | Gas Boiler - Burner Control Optimization | A | Integrated Unit Summer Peak Savings (kW) | Achievable Economic UCT Potential | 0 | 0 | 0 | 0 | 0 | 0 | 0 | 0 | 0 | 0 | 0 | 0 | 0 | 0 | 0 | 0 | 0 | 0 | 0 | 0 | 0 | 0 | 0 | 0 | 0 | 0 | 0 | 0 | 0 | 0 | 0
F3_Industrial_Primary Metals_New_Process_Natural Gas_Gas Boiler - Burner Control Optimization_A_Achievable Economic UCT Potential | F3 | Industrial | Primary Metals | New | Process | Natural Gas | Gas Boiler - Burner Control Optimization | A | Integrated Unit Winter Peak Savings (kW) | Achievable Economic UCT Potential | 0 | 0 | 0 | 0 | 0 | 0 | 0 | 0 | 0 | 0 | 0 | 0 | 0 | 0 | 0 | 0 | 0 | 0 | 0 | 0 | 0 | 0 | 0 | 0 | 0 | 0 | 0 | 0 | 0 | 0 | 0
F4_Industrial_Primary Metals_New_Process_Natural Gas_Gas Boiler - Burner Control Optimization_A_Achievable Economic UCT Potential | F4 | Industrial | Primary Metals | New | Process | Natural Gas | Gas Boiler - Burner Control Optimization | A | Incremental Energy Savings (MWh or mTherms) | Achievable Economic UCT Potential | 0 | 0 | 0 | 0 | 0 | 0 | 0 | 0 | 0 | 0 | 0 | 0 | 0 | 0 | 0 | 0 | 0 | 0 | 0 | 0 | 0 | 0 | 0 | 0 | 0 | 0 | 0 | 0 | 0 | 0 | 0
F5_Industrial_Primary Metals_New_Process_Natural Gas_Gas Boiler - Burner Control Optimization_A_Achievable Economic UCT Potential | F5 | Industrial | Primary Metals | New | Process | Natural Gas | Gas Boiler - Burner Control Optimization | A | Incremental Summer Peak Savings (MW) | Achievable Economic UCT Potential | 0 | 0 | 0 | 0 | 0 | 0 | 0 | 0 | 0 | 0 | 0 | 0 | 0 | 0 | 0 | 0 | 0 | 0 | 0 | 0 | 0 | 0 | 0 | 0 | 0 | 0 | 0 | 0 | 0 | 0 | 0
F6_Industrial_Primary Metals_New_Process_Natural Gas_Gas Boiler - Burner Control Optimization_A_Achievable Economic UCT Potential | F6 | Industrial | Primary Metals | New | Process | Natural Gas | Gas Boiler - Burner Control Optimization | A | Incremental Winter Peak Savings (MW) | Achievable Economic UCT Potential | 0 | 0 | 0 | 0 | 0 | 0 | 0 | 0 | 0 | 0 | 0 | 0 | 0 | 0 | 0 | 0 | 0 | 0 | 0 | 0 | 0 | 0 | 0 | 0 | 0 | 0 | 0 | 0 | 0 | 0 | 0
F7_Industrial_Primary Metals_New_Process_Natural Gas_Gas Boiler - Burner Control Optimization_A_Achievable Economic UCT Potential | F7 | Industrial | Primary Metals | New | Process | Natural Gas | Gas Boiler - Burner Control Optimization | A | Cumulative Energy Savings (MWh or mTherms) | Achievable Economic UCT Potential | 0 | 0 | 0 | 0 | 0 | 0 | 0 | 0 | 0 | 0 | 0 | 0 | 0 | 0 | 0 | 0 | 0 | 0 | 0 | 0 | 0 | 0 | 0 | 0 | 0 | 0 | 0 | 0 | 0 | 0 | 0
F8_Industrial_Primary Metals_New_Process_Natural Gas_Gas Boiler - Burner Control Optimization_A_Achievable Economic UCT Potential | F8 | Industrial | Primary Metals | New | Process | Natural Gas | Gas Boiler - Burner Control Optimization | A | Cumulative Summer Peak Savings (MW) | Achievable Economic UCT Potential | 0 | 0 | 0 | 0 | 0 | 0 | 0 | 0 | 0 | 0 | 0 | 0 | 0 | 0 | 0 | 0 | 0 | 0 | 0 | 0 | 0 | 0 | 0 | 0 | 0 | 0 | 0 | 0 | 0 | 0 | 0
F9_Industrial_Primary Metals_New_Process_Natural Gas_Gas Boiler - Burner Control Optimization_A_Achievable Economic UCT Potential | F9 | Industrial | Primary Metals | New | Process | Natural Gas | Gas Boiler - Burner Control Optimization | A | Cumulative Winter Peak Savings (MW) | Achievable Economic UCT Potential | 0 | 0 | 0 | 0 | 0 | 0 | 0 | 0 | 0 | 0 | 0 | 0 | 0 | 0 | 0 | 0 | 0 | 0 | 0 | 0 | 0 | 0 | 0 | 0 | 0 | 0 | 0 | 0 | 0 | 0 | 0
F10_Industrial_Primary Metals_New_Process_Natural Gas_Gas Boiler - Burner Control Optimization_A_Achievable Economic UCT Potential | F10 | Industrial | Primary Metals | New | Process | Natural Gas | Gas Boiler - Burner Control Optimization | A | Purchases (Incremental) | Achievable Economic UCT Potential | 0 | 0 | 0 | 0 | 0 | 0 | 0 | 0 | 0 | 0 | 0 | 0 | 0 | 0 | 0 | 0 | 0 | 0 | 0 | 0 | 0 | 0 | 0 | 0 | 0 | 0 | 0 | 0 | 0 | 0 | 0
F11_Industrial_Primary Metals_New_Process_Natural Gas_Gas Boiler - Burner Control Optimization_A_Achievable Economic UCT Potential | F11 | Industrial | Primary Metals | New | Process | Natural Gas | Gas Boiler - Burner Control Optimization | A | Purchases (Cumulative) | Achievable Economic UCT Potential | 0 | 0 | 0 | 0 | 0 | 0 | 0 | 0 | 0 | 0 | 0 | 0 | 0 | 0 | 0 | 0 | 0 | 0 | 0 | 0 | 0 | 0 | 0 | 0 | 0 | 0 | 0 | 0 | 0 | 0 | 0
F1_Industrial_Primary Metals_New_Space Heating_Natural Gas_HVAC - Demand Controlled Ventilation_A_Achievable Economic UCT Potential | F1 | Industrial | Primary Metals | New | Space Heating | Natural Gas | HVAC - Demand Controlled Ventilation | A | Integrated Unit Energy Savings (kWh or therms) | Achievable Economic UCT Potential | 0 | 0 | 0 | 0 | 0 | 0 | 0 | 0 | 0 | 0 | 0 | 0 | 0 | 0 | 0 | 0 | 0 | 0 | 0 | 0 | 0 | 0 | 0 | 0 | 0 | 0 | 0 | 0 | 0 | 0 | 0
F2_Industrial_Primary Metals_New_Space Heating_Natural Gas_HVAC - Demand Controlled Ventilation_A_Achievable Economic UCT Potential | F2 | Industrial | Primary Metals | New | Space Heating | Natural Gas | HVAC - Demand Controlled Ventilation | A | Integrated Unit Summer Peak Savings (kW) | Achievable Economic UCT Potential | 0 | 0 | 0 | 0 | 0 | 0 | 0 | 0 | 0 | 0 | 0 | 0 | 0 | 0 | 0 | 0 | 0 | 0 | 0 | 0 | 0 | 0 | 0 | 0 | 0 | 0 | 0 | 0 | 0 | 0 | 0
F3_Industrial_Primary Metals_New_Space Heating_Natural Gas_HVAC - Demand Controlled Ventilation_A_Achievable Economic UCT Potential | F3 | Industrial | Primary Metals | New | Space Heating | Natural Gas | HVAC - Demand Controlled Ventilation | A | Integrated Unit Winter Peak Savings (kW) | Achievable Economic UCT Potential | 0 | 0 | 0 | 0 | 0 | 0 | 0 | 0 | 0 | 0 | 0 | 0 | 0 | 0 | 0 | 0 | 0 | 0 | 0 | 0 | 0 | 0 | 0 | 0 | 0 | 0 | 0 | 0 | 0 | 0 | 0
F4_Industrial_Primary Metals_New_Space Heating_Natural Gas_HVAC - Demand Controlled Ventilation_A_Achievable Economic UCT Potential | F4 | Industrial | Primary Metals | New | Space Heating | Natural Gas | HVAC - Demand Controlled Ventilation | A | Incremental Energy Savings (MWh or mTherms) | Achievable Economic UCT Potential | 0 | 0 | 0 | 0 | 0 | 0 | 0 | 0 | 0 | 0 | 0 | 0 | 0 | 0 | 0 | 0 | 0 | 0 | 0 | 0 | 0 | 0 | 0 | 0 | 0 | 0 | 0 | 0 | 0 | 0 | 0
F5_Industrial_Primary Metals_New_Space Heating_Natural Gas_HVAC - Demand Controlled Ventilation_A_Achievable Economic UCT Potential | F5 | Industrial | Primary Metals | New | Space Heating | Natural Gas | HVAC - Demand Controlled Ventilation | A | Incremental Summer Peak Savings (MW) | Achievable Economic UCT Potential | 0 | 0 | 0 | 0 | 0 | 0 | 0 | 0 | 0 | 0 | 0 | 0 | 0 | 0 | 0 | 0 | 0 | 0 | 0 | 0 | 0 | 0 | 0 | 0 | 0 | 0 | 0 | 0 | 0 | 0 | 0
F6_Industrial_Primary Metals_New_Space Heating_Natural Gas_HVAC - Demand Controlled Ventilation_A_Achievable Economic UCT Potential | F6 | Industrial | Primary Metals | New | Space Heating | Natural Gas | HVAC - Demand Controlled Ventilation | A | Incremental Winter Peak Savings (MW) | Achievable Economic UCT Potential | 0 | 0 | 0 | 0 | 0 | 0 | 0 | 0 | 0 | 0 | 0 | 0 | 0 | 0 | 0 | 0 | 0 | 0 | 0 | 0 | 0 | 0 | 0 | 0 | 0 | 0 | 0 | 0 | 0 | 0 | 0
F7_Industrial_Primary Metals_New_Space Heating_Natural Gas_HVAC - Demand Controlled Ventilation_A_Achievable Economic UCT Potential | F7 | Industrial | Primary Metals | New | Space Heating | Natural Gas | HVAC - Demand Controlled Ventilation | A | Cumulative Energy Savings (MWh or mTherms) | Achievable Economic UCT Potential | 0 | 0 | 0 | 0 | 0 | 0 | 0 | 0 | 0 | 0 | 0 | 0 | 0 | 0 | 0 | 0 | 0 | 0 | 0 | 0 | 0 | 0 | 0 | 0 | 0 | 0 | 0 | 0 | 0 | 0 | 0
F8_Industrial_Primary Metals_New_Space Heating_Natural Gas_HVAC - Demand Controlled Ventilation_A_Achievable Economic UCT Potential | F8 | Industrial | Primary Metals | New | Space Heating | Natural Gas | HVAC - Demand Controlled Ventilation | A | Cumulative Summer Peak Savings (MW) | Achievable Economic UCT Potential | 0 | 0 | 0 | 0 | 0 | 0 | 0 | 0 | 0 | 0 | 0 | 0 | 0 | 0 | 0 | 0 | 0 | 0 | 0 | 0 | 0 | 0 | 0 | 0 | 0 | 0 | 0 | 0 | 0 | 0 | 0
F9_Industrial_Primary Metals_New_Space Heating_Natural Gas_HVAC - Demand Controlled Ventilation_A_Achievable Economic UCT Potential | F9 | Industrial | Primary Metals | New | Space Heating | Natural Gas | HVAC - Demand Controlled Ventilation | A | Cumulative Winter Peak Savings (MW) | Achievable Economic UCT Potential | 0 | 0 | 0 | 0 | 0 | 0 | 0 | 0 | 0 | 0 | 0 | 0 | 0 | 0 | 0 | 0 | 0 | 0 | 0 | 0 | 0 | 0 | 0 | 0 | 0 | 0 | 0 | 0 | 0 | 0 | 0
F10_Industrial_Primary Metals_New_Space Heating_Natural Gas_HVAC - Demand Controlled Ventilation_A_Achievable Economic UCT Potential | F10 | Industrial | Primary Metals | New | Space Heating | Natural Gas | HVAC - Demand Controlled Ventilation | A | Purchases (Incremental) | Achievable Economic UCT Potential | 0 | 0 | 0 | 0 | 0 | 0 | 0 | 0 | 0 | 0 | 0 | 0 | 0 | 0 | 0 | 0 | 0 | 0 | 0 | 0 | 0 | 0 | 0 | 0 | 0 | 0 | 0 | 0 | 0 | 0 | 0
F11_Industrial_Primary Metals_New_Space Heating_Natural Gas_HVAC - Demand Controlled Ventilation_A_Achievable Economic UCT Potential | F11 | Industrial | Primary Metals | New | Space Heating | Natural Gas | HVAC - Demand Controlled Ventilation | A | Purchases (Cumulative) | Achievable Economic UCT Potential | 0 | 0 | 0 | 0 | 0 | 0 | 0 | 0 | 0 | 0 | 0 | 0 | 0 | 0 | 0 | 0 | 0 | 0 | 0 | 0 | 0 | 0 | 0 | 0 | 0 | 0 | 0 | 0 | 0 | 0 | 0
F1_Industrial_Primary Metals_New_Space Heating_Natural Gas_Gas Boiler - Stack Economizer_A_Achievable Economic UCT Potential | F1 | Industrial | Primary Metals | New | Space Heating | Natural Gas | Gas Boiler - Stack Economizer | A | Integrated Unit Energy Savings (kWh or therms) | Achievable Economic UCT Potential | 0 | 0 | 0 | 0 | 0 | 0 | 0 | 0 | 0 | 0 | 0 | 0 | 0 | 0 | 0 | 0 | 0 | 0 | 0 | 0 | 0 | 0 | 0 | 0 | 0 | 0 | 0 | 0 | 0 | 0 | 0
F2_Industrial_Primary Metals_New_Space Heating_Natural Gas_Gas Boiler - Stack Economizer_A_Achievable Economic UCT Potential | F2 | Industrial | Primary Metals | New | Space Heating | Natural Gas | Gas Boiler - Stack Economizer | A | Integrated Unit Summer Peak Savings (kW) | Achievable Economic UCT Potential | 0 | 0 | 0 | 0 | 0 | 0 | 0 | 0 | 0 | 0 | 0 | 0 | 0 | 0 | 0 | 0 | 0 | 0 | 0 | 0 | 0 | 0 | 0 | 0 | 0 | 0 | 0 | 0 | 0 | 0 | 0
F3_Industrial_Primary Metals_New_Space Heating_Natural Gas_Gas Boiler - Stack Economizer_A_Achievable Economic UCT Potential | F3 | Industrial | Primary Metals | New | Space Heating | Natural Gas | Gas Boiler - Stack Economizer | A | Integrated Unit Winter Peak Savings (kW) | Achievable Economic UCT Potential | 0 | 0 | 0 | 0 | 0 | 0 | 0 | 0 | 0 | 0 | 0 | 0 | 0 | 0 | 0 | 0 | 0 | 0 | 0 | 0 | 0 | 0 | 0 | 0 | 0 | 0 | 0 | 0 | 0 | 0 | 0
F4_Industrial_Primary Metals_New_Space Heating_Natural Gas_Gas Boiler - Stack Economizer_A_Achievable Economic UCT Potential | F4 | Industrial | Primary Metals | New | Space Heating | Natural Gas | Gas Boiler - Stack Economizer | A | Incremental Energy Savings (MWh or mTherms) | Achievable Economic UCT Potential | 0 | 0 | 0 | 0 | 0 | 0 | 0 | 0 | 0 | 0 | 0 | 0 | 0 | 0 | 0 | 0 | 0 | 0 | 0 | 0 | 0 | 0 | 0 | 0 | 0 | 0 | 0 | 0 | 0 | 0 | 0
F5_Industrial_Primary Metals_New_Space Heating_Natural Gas_Gas Boiler - Stack Economizer_A_Achievable Economic UCT Potential | F5 | Industrial | Primary Metals | New | Space Heating | Natural Gas | Gas Boiler - Stack Economizer | A | Incremental Summer Peak Savings (MW) | Achievable Economic UCT Potential | 0 | 0 | 0 | 0 | 0 | 0 | 0 | 0 | 0 | 0 | 0 | 0 | 0 | 0 | 0 | 0 | 0 | 0 | 0 | 0 | 0 | 0 | 0 | 0 | 0 | 0 | 0 | 0 | 0 | 0 | 0
F6_Industrial_Primary Metals_New_Space Heating_Natural Gas_Gas Boiler - Stack Economizer_A_Achievable Economic UCT Potential | F6 | Industrial | Primary Metals | New | Space Heating | Natural Gas | Gas Boiler - Stack Economizer | A | Incremental Winter Peak Savings (MW) | Achievable Economic UCT Potential | 0 | 0 | 0 | 0 | 0 | 0 | 0 | 0 | 0 | 0 | 0 | 0 | 0 | 0 | 0 | 0 | 0 | 0 | 0 | 0 | 0 | 0 | 0 | 0 | 0 | 0 | 0 | 0 | 0 | 0 | 0
F7_Industrial_Primary Metals_New_Space Heating_Natural Gas_Gas Boiler - Stack Economizer_A_Achievable Economic UCT Potential | F7 | Industrial | Primary Metals | New | Space Heating | Natural Gas | Gas Boiler - Stack Economizer | A | Cumulative Energy Savings (MWh or mTherms) | Achievable Economic UCT Potential | 0 | 0 | 0 | 0 | 0 | 0 | 0 | 0 | 0 | 0 | 0 | 0 | 0 | 0 | 0 | 0 | 0 | 0 | 0 | 0 | 0 | 0 | 0 | 0 | 0 | 0 | 0 | 0 | 0 | 0 | 0
F8_Industrial_Primary Metals_New_Space Heating_Natural Gas_Gas Boiler - Stack Economizer_A_Achievable Economic UCT Potential | F8 | Industrial | Primary Metals | New | Space Heating | Natural Gas | Gas Boiler - Stack Economizer | A | Cumulative Summer Peak Savings (MW) | Achievable Economic UCT Potential | 0 | 0 | 0 | 0 | 0 | 0 | 0 | 0 | 0 | 0 | 0 | 0 | 0 | 0 | 0 | 0 | 0 | 0 | 0 | 0 | 0 | 0 | 0 | 0 | 0 | 0 | 0 | 0 | 0 | 0 | 0
F9_Industrial_Primary Metals_New_Space Heating_Natural Gas_Gas Boiler - Stack Economizer_A_Achievable Economic UCT Potential | F9 | Industrial | Primary Metals | New | Space Heating | Natural Gas | Gas Boiler - Stack Economizer | A | Cumulative Winter Peak Savings (MW) | Achievable Economic UCT Potential | 0 | 0 | 0 | 0 | 0 | 0 | 0 | 0 | 0 | 0 | 0 | 0 | 0 | 0 | 0 | 0 | 0 | 0 | 0 | 0 | 0 | 0 | 0 | 0 | 0 | 0 | 0 | 0 | 0 | 0 | 0
F10_Industrial_Primary Metals_New_Space Heating_Natural Gas_Gas Boiler - Stack Economizer_A_Achievable Economic UCT Potential | F10 | Industrial | Primary Metals | New | Space Heating | Natural Gas | Gas Boiler - Stack Economizer | A | Purchases (Incremental) | Achievable Economic UCT Potential | 0 | 0 | 0 | 0 | 0 | 0 | 0 | 0 | 0 | 0 | 0 | 0 | 0 | 0 | 0 | 0 | 0 | 0 | 0 | 0 | 0 | 0 | 0 | 0 | 0 | 0 | 0 | 0 | 0 | 0 | 0
F11_Industrial_Primary Metals_New_Space Heating_Natural Gas_Gas Boiler - Stack Economizer_A_Achievable Economic UCT Potential | F11 | Industrial | Primary Metals | New | Space Heating | Natural Gas | Gas Boiler - Stack Economizer | A | Purchases (Cumulative) | Achievable Economic UCT Potential | 0 | 0 | 0 | 0 | 0 | 0 | 0 | 0 | 0 | 0 | 0 | 0 | 0 | 0 | 0 | 0 | 0 | 0 | 0 | 0 | 0 | 0 | 0 | 0 | 0 | 0 | 0 | 0 | 0 | 0 | 0
F1_Industrial_Primary Metals_New_Process_Natural Gas_Gas Boiler - Stack Economizer_A_Achievable Economic UCT Potential | F1 | Industrial | Primary Metals | New | Process | Natural Gas | Gas Boiler - Stack Economizer | A | Integrated Unit Energy Savings (kWh or therms) | Achievable Economic UCT Potential | 0 | 0 | 0 | 0 | 0 | 36.695 | 36.6944 | 36.6942 | 36.6944 | 36.6946 | 36.6947 | 36.6948 | 36.6949 | 36.695 | 36.6951 | 36.6951 | 36.6952 | 36.6952 | 36.6953 | 36.6953 | 36.6953 | 36.6954 | 36.6954 | 36.6954 | 36.6955 | 36.6955 | 36.6955 | 36.6955 | 36.696 | 36.696 | 36.696
F2_Industrial_Primary Metals_New_Process_Natural Gas_Gas Boiler - Stack Economizer_A_Achievable Economic UCT Potential | F2 | Industrial | Primary Metals | New | Process | Natural Gas | Gas Boiler - Stack Economizer | A | Integrated Unit Summer Peak Savings (kW) | Achievable Economic UCT Potential | 0 | 0 | 0 | 0 | 0 | 0 | 0 | 0 | 0 | 0 | 0 | 0 | 0 | 0 | 0 | 0 | 0 | 0 | 0 | 0 | 0 | 0 | 0 | 0 | 0 | 0 | 0 | 0 | 0 | 0 | 0
F3_Industrial_Primary Metals_New_Process_Natural Gas_Gas Boiler - Stack Economizer_A_Achievable Economic UCT Potential | F3 | Industrial | Primary Metals | New | Process | Natural Gas | Gas Boiler - Stack Economizer | A | Integrated Unit Winter Peak Savings (kW) | Achievable Economic UCT Potential | 0 | 0 | 0 | 0 | 0 | 0 | 0 | 0 | 0 | 0 | 0 | 0 | 0 | 0 | 0 | 0 | 0 | 0 | 0 | 0 | 0 | 0 | 0 | 0 | 0 | 0 | 0 | 0 | 0 | 0 | 0
F4_Industrial_Primary Metals_New_Process_Natural Gas_Gas Boiler - Stack Economizer_A_Achievable Economic UCT Potential | F4 | Industrial | Primary Metals | New | Process | Natural Gas | Gas Boiler - Stack Economizer | A | Incremental Energy Savings (MWh or mTherms) | Achievable Economic UCT Potential | 0 | 0 | 0 | 0 | 0 | 0.032108 | 0.038038 | 0.043966 | 0.049859 | 0.055755 | 0.055491 | 0.048587 | 0.042217 | 0.036445 | 0.03126 | 0.026697 | 0.022696 | 0.019228 | 0.016235 | 0.013664 | 0.032108 | 0.038039 | 0.043967 | 0.04986 | 0.055757 | 0.055492 | 0.048588 | 0.042217 | 0.036446 | 0.031261 | 0.026698
F5_Industrial_Primary Metals_New_Process_Natural Gas_Gas Boiler - Stack Economizer_A_Achievable Economic UCT Potential | F5 | Industrial | Primary Metals | New | Process | Natural Gas | Gas Boiler - Stack Economizer | A | Incremental Summer Peak Savings (MW) | Achievable Economic UCT Potential | 0 | 0 | 0 | 0 | 0 | 0 | 0 | 0 | 0 | 0 | 0 | 0 | 0 | 0 | 0 | 0 | 0 | 0 | 0 | 0 | 0 | 0 | 0 | 0 | 0 | 0 | 0 | 0 | 0 | 0 | 0
F6_Industrial_Primary Metals_New_Process_Natural Gas_Gas Boiler - Stack Economizer_A_Achievable Economic UCT Potential | F6 | Industrial | Primary Metals | New | Process | Natural Gas | Gas Boiler - Stack Economizer | A | Incremental Winter Peak Savings (MW) | Achievable Economic UCT Potential | 0 | 0 | 0 | 0 | 0 | 0 | 0 | 0 | 0 | 0 | 0 | 0 | 0 | 0 | 0 | 0 | 0 | 0 | 0 | 0 | 0 | 0 | 0 | 0 | 0 | 0 | 0 | 0 | 0 | 0 | 0
F7_Industrial_Primary Metals_New_Process_Natural Gas_Gas Boiler - Stack Economizer_A_Achievable Economic UCT Potential | F7 | Industrial | Primary Metals | New | Process | Natural Gas | Gas Boiler - Stack Economizer | A | Cumulative Energy Savings (MWh or mTherms) | Achievable Economic UCT Potential | 0 | 0 | 0 | 0 | 0 | 0.032108 | 0.070145 | 0.11411 | 0.16397 | 0.21973 | 0.27522 | 0.32381 | 0.36602 | 0.40247 | 0.43373 | 0.46043 | 0.48313 | 0.50235 | 0.51859 | 0.53225 | 0.53225 | 0.53226 | 0.53226 | 0.53226 | 0.53226 | 0.53226 | 0.53226 | 0.53226 | 0 | 0 | 0
F8_Industrial_Primary Metals_New_Process_Natural Gas_Gas Boiler - Stack Economizer_A_Achievable Economic UCT Potential | F8 | Industrial | Primary Metals | New | Process | Natural Gas | Gas Boiler - Stack Economizer | A | Cumulative Summer Peak Savings (MW) | Achievable Economic UCT Potential | 0 | 0 | 0 | 0 | 0 | 0 | 0 | 0 | 0 | 0 | 0 | 0 | 0 | 0 | 0 | 0 | 0 | 0 | 0 | 0 | 0 | 0 | 0 | 0 | 0 | 0 | 0 | 0 | 0 | 0 | 0
F9_Industrial_Primary Metals_New_Process_Natural Gas_Gas Boiler - Stack Economizer_A_Achievable Economic UCT Potential | F9 | Industrial | Primary Metals | New | Process | Natural Gas | Gas Boiler - Stack Economizer | A | Cumulative Winter Peak Savings (MW) | Achievable Economic UCT Potential | 0 | 0 | 0 | 0 | 0 | 0 | 0 | 0 | 0 | 0 | 0 | 0 | 0 | 0 | 0 | 0 | 0 | 0 | 0 | 0 | 0 | 0 | 0 | 0 | 0 | 0 | 0 | 0 | 0 | 0 | 0
F10_Industrial_Primary Metals_New_Process_Natural Gas_Gas Boiler - Stack Economizer_A_Achievable Economic UCT Potential | F10 | Industrial | Primary Metals | New | Process | Natural Gas | Gas Boiler - Stack Economizer | A | Purchases (Incremental) | Achievable Economic UCT Potential | 0 | 0 | 0 | 0 | 0 | 0.87499 | 1.0366 | 1.1982 | 1.3588 | 1.5194 | 1.5122 | 1.3241 | 1.1505 | 0.9932 | 0.85188 | 0.72754 | 0.61851 | 0.52399 | 0.44243 | 0.37236 | 0.87499 | 1.0366 | 1.1982 | 1.3588 | 1.5194 | 1.5122 | 1.3241 | 1.1505 | 0.9932 | 0.85188 | 0.72754
F11_Industrial_Primary Metals_New_Process_Natural Gas_Gas Boiler - Stack Economizer_A_Achievable Economic UCT Potential | F11 | Industrial | Primary Metals | New | Process | Natural Gas | Gas Boiler - Stack Economizer | A | Purchases (Cumulative) | Achievable Economic UCT Potential | 0 | 0 | 0 | 0 | 0 | 0.87499 | 1.9116 | 3.1098 | 4.4685 | 5.988 | 7.5002 | 8.8243 | 9.9748 | 10.968 | 11.8199 | 12.5474 | 13.1659 | 13.6899 | 14.1323 | 14.5047 | 14.5047 | 14.5047 | 14.5047 | 14.5047 | 14.5047 | 14.5047 | 14.5047 | 14.5047 | 14.5047 | 14.5047 | 14.5047
F1_Industrial_Primary Metals_New_Space Heating_Natural Gas_Gas Furnace Tube Inserts_A_Achievable Economic UCT Potential | F1 | Industrial | Primary Metals | New | Space Heating | Natural Gas | Gas Furnace Tube Inserts | A | Integrated Unit Energy Savings (kWh or therms) | Achievable Economic UCT Potential | 0 | 0 | 0 | 0 | 0 | 0 | 0 | 0 | 0 | 0 | 0 | 0 | 0 | 0 | 0 | 0 | 0 | 0 | 0 | 0 | 0 | 0 | 0 | 0 | 0 | 0 | 0 | 0 | 0 | 0 | 0
F2_Industrial_Primary Metals_New_Space Heating_Natural Gas_Gas Furnace Tube Inserts_A_Achievable Economic UCT Potential | F2 | Industrial | Primary Metals | New | Space Heating | Natural Gas | Gas Furnace Tube Inserts | A | Integrated Unit Summer Peak Savings (kW) | Achievable Economic UCT Potential | 0 | 0 | 0 | 0 | 0 | 0 | 0 | 0 | 0 | 0 | 0 | 0 | 0 | 0 | 0 | 0 | 0 | 0 | 0 | 0 | 0 | 0 | 0 | 0 | 0 | 0 | 0 | 0 | 0 | 0 | 0
F3_Industrial_Primary Metals_New_Space Heating_Natural Gas_Gas Furnace Tube Inserts_A_Achievable Economic UCT Potential | F3 | Industrial | Primary Metals | New | Space Heating | Natural Gas | Gas Furnace Tube Inserts | A | Integrated Unit Winter Peak Savings (kW) | Achievable Economic UCT Potential | 0 | 0 | 0 | 0 | 0 | 0 | 0 | 0 | 0 | 0 | 0 | 0 | 0 | 0 | 0 | 0 | 0 | 0 | 0 | 0 | 0 | 0 | 0 | 0 | 0 | 0 | 0 | 0 | 0 | 0 | 0
F4_Industrial_Primary Metals_New_Space Heating_Natural Gas_Gas Furnace Tube Inserts_A_Achievable Economic UCT Potential | F4 | Industrial | Primary Metals | New | Space Heating | Natural Gas | Gas Furnace Tube Inserts | A | Incremental Energy Savings (MWh or mTherms) | Achievable Economic UCT Potential | 0 | 0 | 0 | 0 | 0 | 0 | 0 | 0 | 0 | 0 | 0 | 0 | 0 | 0 | 0 | 0 | 0 | 0 | 0 | 0 | 0 | 0 | 0 | 0 | 0 | 0 | 0 | 0 | 0 | 0 | 0
F5_Industrial_Primary Metals_New_Space Heating_Natural Gas_Gas Furnace Tube Inserts_A_Achievable Economic UCT Potential | F5 | Industrial | Primary Metals | New | Space Heating | Natural Gas | Gas Furnace Tube Inserts | A | Incremental Summer Peak Savings (MW) | Achievable Economic UCT Potential | 0 | 0 | 0 | 0 | 0 | 0 | 0 | 0 | 0 | 0 | 0 | 0 | 0 | 0 | 0 | 0 | 0 | 0 | 0 | 0 | 0 | 0 | 0 | 0 | 0 | 0 | 0 | 0 | 0 | 0 | 0
F6_Industrial_Primary Metals_New_Space Heating_Natural Gas_Gas Furnace Tube Inserts_A_Achievable Economic UCT Potential | F6 | Industrial | Primary Metals | New | Space Heating | Natural Gas | Gas Furnace Tube Inserts | A | Incremental Winter Peak Savings (MW) | Achievable Economic UCT Potential | 0 | 0 | 0 | 0 | 0 | 0 | 0 | 0 | 0 | 0 | 0 | 0 | 0 | 0 | 0 | 0 | 0 | 0 | 0 | 0 | 0 | 0 | 0 | 0 | 0 | 0 | 0 | 0 | 0 | 0 | 0
F7_Industrial_Primary Metals_New_Space Heating_Natural Gas_Gas Furnace Tube Inserts_A_Achievable Economic UCT Potential | F7 | Industrial | Primary Metals | New | Space Heating | Natural Gas | Gas Furnace Tube Inserts | A | Cumulative Energy Savings (MWh or mTherms) | Achievable Economic UCT Potential | 0 | 0 | 0 | 0 | 0 | 0 | 0 | 0 | 0 | 0 | 0 | 0 | 0 | 0 | 0 | 0 | 0 | 0 | 0 | 0 | 0 | 0 | 0 | 0 | 0 | 0 | 0 | 0 | 0 | 0 | 0
F8_Industrial_Primary Metals_New_Space Heating_Natural Gas_Gas Furnace Tube Inserts_A_Achievable Economic UCT Potential | F8 | Industrial | Primary Metals | New | Space Heating | Natural Gas | Gas Furnace Tube Inserts | A | Cumulative Summer Peak Savings (MW) | Achievable Economic UCT Potential | 0 | 0 | 0 | 0 | 0 | 0 | 0 | 0 | 0 | 0 | 0 | 0 | 0 | 0 | 0 | 0 | 0 | 0 | 0 | 0 | 0 | 0 | 0 | 0 | 0 | 0 | 0 | 0 | 0 | 0 | 0
F9_Industrial_Primary Metals_New_Space Heating_Natural Gas_Gas Furnace Tube Inserts_A_Achievable Economic UCT Potential | F9 | Industrial | Primary Metals | New | Space Heating | Natural Gas | Gas Furnace Tube Inserts | A | Cumulative Winter Peak Savings (MW) | Achievable Economic UCT Potential | 0 | 0 | 0 | 0 | 0 | 0 | 0 | 0 | 0 | 0 | 0 | 0 | 0 | 0 | 0 | 0 | 0 | 0 | 0 | 0 | 0 | 0 | 0 | 0 | 0 | 0 | 0 | 0 | 0 | 0 | 0
F10_Industrial_Primary Metals_New_Space Heating_Natural Gas_Gas Furnace Tube Inserts_A_Achievable Economic UCT Potential | F10 | Industrial | Primary Metals | New | Space Heating | Natural Gas | Gas Furnace Tube Inserts | A | Purchases (Incremental) | Achievable Economic UCT Potential | 0 | 0 | 0 | 0 | 0 | 0 | 0 | 0 | 0 | 0 | 0 | 0 | 0 | 0 | 0 | 0 | 0 | 0 | 0 | 0 | 0 | 0 | 0 | 0 | 0 | 0 | 0 | 0 | 0 | 0 | 0
F11_Industrial_Primary Metals_New_Space Heating_Natural Gas_Gas Furnace Tube Inserts_A_Achievable Economic UCT Potential | F11 | Industrial | Primary Metals | New | Space Heating | Natural Gas | Gas Furnace Tube Inserts | A | Purchases (Cumulative) | Achievable Economic UCT Potential | 0 | 0 | 0 | 0 | 0 | 0 | 0 | 0 | 0 | 0 | 0 | 0 | 0 | 0 | 0 | 0 | 0 | 0 | 0 | 0 | 0 | 0 | 0 | 0 | 0 | 0 | 0 | 0 | 0 | 0 | 0
F1_Industrial_Primary Metals_New_Space Heating_Natural Gas_Space Heating - Heat Recovery Ventilator_A_Achievable Economic UCT Potential | F1 | Industrial | Primary Metals | New | Space Heating | Natural Gas | Space Heating - Heat Recovery Ventilator | A | Integrated Unit Energy Savings (kWh or therms) | Achievable Economic UCT Potential | 0 | 0 | 0 | 0 | 0 | 0.01243 | 0.012217 | 0.012038 | 0.011881 | 0.011735 | 0.011602 | 0.011442 | 0.011265 | 0.011082 | 0.010897 | 0.010724 | 0.010563 | 0.010424 | 0.010256 | 0.010126 | 0.010029 | 0.0099573 | 0.0099215 | 0.0099044 | 0.009901 | 0.009907 | 0.0099153 | 0.0099261 | 0 | 0 | 0
F2_Industrial_Primary Metals_New_Space Heating_Natural Gas_Space Heating - Heat Recovery Ventilator_A_Achievable Economic UCT Potential | F2 | Industrial | Primary Metals | New | Space Heating | Natural Gas | Space Heating - Heat Recovery Ventilator | A | Integrated Unit Summer Peak Savings (kW) | Achievable Economic UCT Potential | 0 | 0 | 0 | 0 | 0 | 0 | 0 | 0 | 0 | 0 | 0 | 0 | 0 | 0 | 0 | 0 | 0 | 0 | 0 | 0 | 0 | 0 | 0 | 0 | 0 | 0 | 0 | 0 | 0 | 0 | 0
F3_Industrial_Primary Metals_New_Space Heating_Natural Gas_Space Heating - Heat Recovery Ventilator_A_Achievable Economic UCT Potential | F3 | Industrial | Primary Metals | New | Space Heating | Natural Gas | Space Heating - Heat Recovery Ventilator | A | Integrated Unit Winter Peak Savings (kW) | Achievable Economic UCT Potential | 0 | 0 | 0 | 0 | 0 | 0 | 0 | 0 | 0 | 0 | 0 | 0 | 0 | 0 | 0 | 0 | 0 | 0 | 0 | 0 | 0 | 0 | 0 | 0 | 0 | 0 | 0 | 0 | 0 | 0 | 0
F4_Industrial_Primary Metals_New_Space Heating_Natural Gas_Space Heating - Heat Recovery Ventilator_A_Achievable Economic UCT Potential | F4 | Industrial | Primary Metals | New | Space Heating | Natural Gas | Space Heating - Heat Recovery Ventilator | A | Incremental Energy Savings (MWh or mTherms) | Achievable Economic UCT Potential | 0 | 0 | 0 | 0 | 0 | 0 | 0 | 0 | 0 | 0 | 0 | 0 | 0 | 0 | 0 | 0 | 0 | 0 | 0 | 0 | 0 | 0 | 0 | 0 | 0 | 0 | 0 | 0 | 0 | 0 | 0
F5_Industrial_Primary Metals_New_Space Heating_Natural Gas_Space Heating - Heat Recovery Ventilator_A_Achievable Economic UCT Potential | F5 | Industrial | Primary Metals | New | Space Heating | Natural Gas | Space Heating - Heat Recovery Ventilator | A | Incremental Summer Peak Savings (MW) | Achievable Economic UCT Potential | 0 | 0 | 0 | 0 | 0 | 0 | 0 | 0 | 0 | 0 | 0 | 0 | 0 | 0 | 0 | 0 | 0 | 0 | 0 | 0 | 0 | 0 | 0 | 0 | 0 | 0 | 0 | 0 | 0 | 0 | 0
F6_Industrial_Primary Metals_New_Space Heating_Natural Gas_Space Heating - Heat Recovery Ventilator_A_Achievable Economic UCT Potential | F6 | Industrial | Primary Metals | New | Space Heating | Natural Gas | Space Heating - Heat Recovery Ventilator | A | Incremental Winter Peak Savings (MW) | Achievable Economic UCT Potential | 0 | 0 | 0 | 0 | 0 | 0 | 0 | 0 | 0 | 0 | 0 | 0 | 0 | 0 | 0 | 0 | 0 | 0 | 0 | 0 | 0 | 0 | 0 | 0 | 0 | 0 | 0 | 0 | 0 | 0 | 0
F7_Industrial_Primary Metals_New_Space Heating_Natural Gas_Space Heating - Heat Recovery Ventilator_A_Achievable Economic UCT Potential | F7 | Industrial | Primary Metals | New | Space Heating | Natural Gas | Space Heating - Heat Recovery Ventilator | A | Cumulative Energy Savings (MWh or mTherms) | Achievable Economic UCT Potential | 0 | 0 | 0 | 0 | 0 | 0 | 0 | 0 | 0 | 0 | 0 | 0 | 0 | 0 | 0 | 0 | 0 | 0 | 0 | 0 | 0 | 0 | 0 | 0 | 0 | 0 | 0 | 0 | 0 | 0 | 0
F8_Industrial_Primary Metals_New_Space Heating_Natural Gas_Space Heating - Heat Recovery Ventilator_A_Achievable Economic UCT Potential | F8 | Industrial | Primary Metals | New | Space Heating | Natural Gas | Space Heating - Heat Recovery Ventilator | A | Cumulative Summer Peak Savings (MW) | Achievable Economic UCT Potential | 0 | 0 | 0 | 0 | 0 | 0 | 0 | 0 | 0 | 0 | 0 | 0 | 0 | 0 | 0 | 0 | 0 | 0 | 0 | 0 | 0 | 0 | 0 | 0 | 0 | 0 | 0 | 0 | 0 | 0 | 0
F9_Industrial_Primary Metals_New_Space Heating_Natural Gas_Space Heating - Heat Recovery Ventilator_A_Achievable Economic UCT Potential | F9 | Industrial | Primary Metals | New | Space Heating | Natural Gas | Space Heating - Heat Recovery Ventilator | A | Cumulative Winter Peak Savings (MW) | Achievable Economic UCT Potential | 0 | 0 | 0 | 0 | 0 | 0 | 0 | 0 | 0 | 0 | 0 | 0 | 0 | 0 | 0 | 0 | 0 | 0 | 0 | 0 | 0 | 0 | 0 | 0 | 0 | 0 | 0 | 0 | 0 | 0 | 0
F10_Industrial_Primary Metals_New_Space Heating_Natural Gas_Space Heating - Heat Recovery Ventilator_A_Achievable Economic UCT Potential | F10 | Industrial | Primary Metals | New | Space Heating | Natural Gas | Space Heating - Heat Recovery Ventilator | A | Purchases (Incremental) | Achievable Economic UCT Potential | 0 | 0 | 0 | 0 | 0 | 0 | 0 | 0 | 0 | 0 | 0 | 0 | 0 | 0 | 0 | 0 | 0 | 0 | 0 | 0 | 0 | 0 | 0 | 0 | 0 | 0 | 0 | 0 | 0 | 0 | 0
F11_Industrial_Primary Metals_New_Space Heating_Natural Gas_Space Heating - Heat Recovery Ventilator_A_Achievable Economic UCT Potential | F11 | Industrial | Primary Metals | New | Space Heating | Natural Gas | Space Heating - Heat Recovery Ventilator | A | Purchases (Cumulative) | Achievable Economic UCT Potential | 0 | 0 | 0 | 0 | 0 | 0 | 0 | 0 | 0 | 0 | 0 | 0 | 0 | 0 | 0 | 0 | 0 | 0 | 0 | 0 | 0 | 0 | 0 | 0 | 0 | 0 | 0 | 0 | 0 | 0 | 0
F1_Industrial_Primary Metals_New_Space Heating_Natural Gas_Thermostat - Programmable_A_Achievable Economic UCT Potential | F1 | Industrial | Primary Metals | New | Space Heating | Natural Gas | Thermostat - Programmable | A | Integrated Unit Energy Savings (kWh or therms) | Achievable Economic UCT Potential | 0 | 0 | 0 | 0 | 0 | 0.0061748 | 0.0060691 | 0.0059803 | 0.0059021 | 0.0058298 | 0.0057638 | 0.0056841 | 0.0055965 | 0.0055055 | 0.0054135 | 0.0053274 | 0.0052476 | 0.0051785 | 0.0050949 | 0.0050304 | 0.0049824 | 0.0049466 | 0.0049288 | 0.0049204 | 0.0049187 | 0.0049217 | 0.0049258 | 0.0049311 | 0 | 0 | 0
F2_Industrial_Primary Metals_New_Space Heating_Natural Gas_Thermostat - Programmable_A_Achievable Economic UCT Potential | F2 | Industrial | Primary Metals | New | Space Heating | Natural Gas | Thermostat - Programmable | A | Integrated Unit Summer Peak Savings (kW) | Achievable Economic UCT Potential | 0 | 0 | 0 | 0 | 0 | 0 | 0 | 0 | 0 | 0 | 0 | 0 | 0 | 0 | 0 | 0 | 0 | 0 | 0 | 0 | 0 | 0 | 0 | 0 | 0 | 0 | 0 | 0 | 0 | 0 | 0
F3_Industrial_Primary Metals_New_Space Heating_Natural Gas_Thermostat - Programmable_A_Achievable Economic UCT Potential | F3 | Industrial | Primary Metals | New | Space Heating | Natural Gas | Thermostat - Programmable | A | Integrated Unit Winter Peak Savings (kW) | Achievable Economic UCT Potential | 0 | 0 | 0 | 0 | 0 | 0 | 0 | 0 | 0 | 0 | 0 | 0 | 0 | 0 | 0 | 0 | 0 | 0 | 0 | 0 | 0 | 0 | 0 | 0 | 0 | 0 | 0 | 0 | 0 | 0 | 0
F4_Industrial_Primary Metals_New_Space Heating_Natural Gas_Thermostat - Programmable_A_Achievable Economic UCT Potential | F4 | Industrial | Primary Metals | New | Space Heating | Natural Gas | Thermostat - Programmable | A | Incremental Energy Savings (MWh or mTherms) | Achievable Economic UCT Potential | 0 | 0 | 0 | 0 | 0 | 0 | 0 | 0 | 0 | 0 | 0 | 0 | 0 | 0 | 0 | 0 | 0 | 0 | 0 | 0 | 0 | 0 | 0 | 0 | 0 | 0 | 0 | 0 | 0 | 0 | 0
F5_Industrial_Primary Metals_New_Space Heating_Natural Gas_Thermostat - Programmable_A_Achievable Economic UCT Potential | F5 | Industrial | Primary Metals | New | Space Heating | Natural Gas | Thermostat - Programmable | A | Incremental Summer Peak Savings (MW) | Achievable Economic UCT Potential | 0 | 0 | 0 | 0 | 0 | 0 | 0 | 0 | 0 | 0 | 0 | 0 | 0 | 0 | 0 | 0 | 0 | 0 | 0 | 0 | 0 | 0 | 0 | 0 | 0 | 0 | 0 | 0 | 0 | 0 | 0
F6_Industrial_Primary Metals_New_Space Heating_Natural Gas_Thermostat - Programmable_A_Achievable Economic UCT Potential | F6 | Industrial | Primary Metals | New | Space Heating | Natural Gas | Thermostat - Programmable | A | Incremental Winter Peak Savings (MW) | Achievable Economic UCT Potential | 0 | 0 | 0 | 0 | 0 | 0 | 0 | 0 | 0 | 0 | 0 | 0 | 0 | 0 | 0 | 0 | 0 | 0 | 0 | 0 | 0 | 0 | 0 | 0 | 0 | 0 | 0 | 0 | 0 | 0 | 0
F7_Industrial_Primary Metals_New_Space Heating_Natural Gas_Thermostat - Programmable_A_Achievable Economic UCT Potential | F7 | Industrial | Primary Metals | New | Space Heating | Natural Gas | Thermostat - Programmable | A | Cumulative Energy Savings (MWh or mTherms) | Achievable Economic UCT Potential | 0 | 0 | 0 | 0 | 0 | 0 | 0 | 0 | 0 | 0 | 0 | 0 | 0 | 0 | 0 | 0 | 0 | 0 | 0 | 0 | 0 | 0 | 0 | 0 | 0 | 0 | 0 | 0 | 0 | 0 | 0
F8_Industrial_Primary Metals_New_Space Heating_Natural Gas_Thermostat - Programmable_A_Achievable Economic UCT Potential | F8 | Industrial | Primary Metals | New | Space Heating | Natural Gas | Thermostat - Programmable | A | Cumulative Summer Peak Savings (MW) | Achievable Economic UCT Potential | 0 | 0 | 0 | 0 | 0 | 0 | 0 | 0 | 0 | 0 | 0 | 0 | 0 | 0 | 0 | 0 | 0 | 0 | 0 | 0 | 0 | 0 | 0 | 0 | 0 | 0 | 0 | 0 | 0 | 0 | 0
F9_Industrial_Primary Metals_New_Space Heating_Natural Gas_Thermostat - Programmable_A_Achievable Economic UCT Potential | F9 | Industrial | Primary Metals | New | Space Heating | Natural Gas | Thermostat - Programmable | A | Cumulative Winter Peak Savings (MW) | Achievable Economic UCT Potential | 0 | 0 | 0 | 0 | 0 | 0 | 0 | 0 | 0 | 0 | 0 | 0 | 0 | 0 | 0 | 0 | 0 | 0 | 0 | 0 | 0 | 0 | 0 | 0 | 0 | 0 | 0 | 0 | 0 | 0 | 0
F10_Industrial_Primary Metals_New_Space Heating_Natural Gas_Thermostat - Programmable_A_Achievable Economic UCT Potential | F10 | Industrial | Primary Metals | New | Space Heating | Natural Gas | Thermostat - Programmable | A | Purchases (Incremental) | Achievable Economic UCT Potential | 0 | 0 | 0 | 0 | 0 | 0 | 0 | 0 | 0 | 0 | 0 | 0 | 0 | 0 | 0 | 0 | 0 | 0 | 0 | 0 | 0 | 0 | 0 | 0 | 0 | 0 | 0 | 0 | 0 | 0 | 0
F11_Industrial_Primary Metals_New_Space Heating_Natural Gas_Thermostat - Programmable_A_Achievable Economic UCT Potential | F11 | Industrial | Primary Metals | New | Space Heating | Natural Gas | Thermostat - Programmable | A | Purchases (Cumulative) | Achievable Economic UCT Potential | 0 | 0 | 0 | 0 | 0 | 0 | 0 | 0 | 0 | 0 | 0 | 0 | 0 | 0 | 0 | 0 | 0 | 0 | 0 | 0 | 0 | 0 | 0 | 0 | 0 | 0 | 0 | 0 | 0 | 0 | 0
F1_Industrial_Primary Metals_New_Space Heating_Natural Gas_ENERGY STAR Connected Thermostat_A_Achievable Economic UCT Potential | F1 | Industrial | Primary Metals | New | Space Heating | Natural Gas | ENERGY STAR Connected Thermostat | A | Integrated Unit Energy Savings (kWh or therms) | Achievable Economic UCT Potential | 0 | 0 | 0 | 0 | 0 | 0.014536 | 0.014287 | 0.014078 | 0.013894 | 0.013723 | 0.013568 | 0.013381 | 0.013174 | 0.01296 | 0.012744 | 0.012541 | 0.012353 | 0.01219 | 0.011993 | 0.011842 | 0.011729 | 0.011645 | 0.011603 | 0.011583 | 0.011579 | 0.011586 | 0.011595 | 0.011608 | 0 | 0 | 0
F2_Industrial_Primary Metals_New_Space Heating_Natural Gas_ENERGY STAR Connected Thermostat_A_Achievable Economic UCT Potential | F2 | Industrial | Primary Metals | New | Space Heating | Natural Gas | ENERGY STAR Connected Thermostat | A | Integrated Unit Summer Peak Savings (kW) | Achievable Economic UCT Potential | 0 | 0 | 0 | 0 | 0 | 0 | 0 | 0 | 0 | 0 | 0 | 0 | 0 | 0 | 0 | 0 | 0 | 0 | 0 | 0 | 0 | 0 | 0 | 0 | 0 | 0 | 0 | 0 | 0 | 0 | 0
F3_Industrial_Primary Metals_New_Space Heating_Natural Gas_ENERGY STAR Connected Thermostat_A_Achievable Economic UCT Potential | F3 | Industrial | Primary Metals | New | Space Heating | Natural Gas | ENERGY STAR Connected Thermostat | A | Integrated Unit Winter Peak Savings (kW) | Achievable Economic UCT Potential | 0 | 0 | 0 | 0 | 0 | 0 | 0 | 0 | 0 | 0 | 0 | 0 | 0 | 0 | 0 | 0 | 0 | 0 | 0 | 0 | 0 | 0 | 0 | 0 | 0 | 0 | 0 | 0 | 0 | 0 | 0
F4_Industrial_Primary Metals_New_Space Heating_Natural Gas_ENERGY STAR Connected Thermostat_A_Achievable Economic UCT Potential | F4 | Industrial | Primary Metals | New | Space Heating | Natural Gas | ENERGY STAR Connected Thermostat | A | Incremental Energy Savings (MWh or mTherms) | Achievable Economic UCT Potential | 0 | 0 | 0 | 0 | 0 | 0 | 0 | 0 | 0 | 0 | 0 | 0 | 0 | 0 | 0 | 0 | 0 | 0 | 0 | 0 | 0 | 0 | 0 | 0 | 0 | 0 | 0 | 0 | 0 | 0 | 0
F5_Industrial_Primary Metals_New_Space Heating_Natural Gas_ENERGY STAR Connected Thermostat_A_Achievable Economic UCT Potential | F5 | Industrial | Primary Metals | New | Space Heating | Natural Gas | ENERGY STAR Connected Thermostat | A | Incremental Summer Peak Savings (MW) | Achievable Economic UCT Potential | 0 | 0 | 0 | 0 | 0 | 0 | 0 | 0 | 0 | 0 | 0 | 0 | 0 | 0 | 0 | 0 | 0 | 0 | 0 | 0 | 0 | 0 | 0 | 0 | 0 | 0 | 0 | 0 | 0 | 0 | 0
F6_Industrial_Primary Metals_New_Space Heating_Natural Gas_ENERGY STAR Connected Thermostat_A_Achievable Economic UCT Potential | F6 | Industrial | Primary Metals | New | Space Heating | Natural Gas | ENERGY STAR Connected Thermostat | A | Incremental Winter Peak Savings (MW) | Achievable Economic UCT Potential | 0 | 0 | 0 | 0 | 0 | 0 | 0 | 0 | 0 | 0 | 0 | 0 | 0 | 0 | 0 | 0 | 0 | 0 | 0 | 0 | 0 | 0 | 0 | 0 | 0 | 0 | 0 | 0 | 0 | 0 | 0
F7_Industrial_Primary Metals_New_Space Heating_Natural Gas_ENERGY STAR Connected Thermostat_A_Achievable Economic UCT Potential | F7 | Industrial | Primary Metals | New | Space Heating | Natural Gas | ENERGY STAR Connected Thermostat | A | Cumulative Energy Savings (MWh or mTherms) | Achievable Economic UCT Potential | 0 | 0 | 0 | 0 | 0 | 0 | 0 | 0 | 0 | 0 | 0 | 0 | 0 | 0 | 0 | 0 | 0 | 0 | 0 | 0 | 0 | 0 | 0 | 0 | 0 | 0 | 0 | 0 | 0 | 0 | 0
F8_Industrial_Primary Metals_New_Space Heating_Natural Gas_ENERGY STAR Connected Thermostat_A_Achievable Economic UCT Potential | F8 | Industrial | Primary Metals | New | Space Heating | Natural Gas | ENERGY STAR Connected Thermostat | A | Cumulative Summer Peak Savings (MW) | Achievable Economic UCT Potential | 0 | 0 | 0 | 0 | 0 | 0 | 0 | 0 | 0 | 0 | 0 | 0 | 0 | 0 | 0 | 0 | 0 | 0 | 0 | 0 | 0 | 0 | 0 | 0 | 0 | 0 | 0 | 0 | 0 | 0 | 0
F9_Industrial_Primary Metals_New_Space Heating_Natural Gas_ENERGY STAR Connected Thermostat_A_Achievable Economic UCT Potential | F9 | Industrial | Primary Metals | New | Space Heating | Natural Gas | ENERGY STAR Connected Thermostat | A | Cumulative Winter Peak Savings (MW) | Achievable Economic UCT Potential | 0 | 0 | 0 | 0 | 0 | 0 | 0 | 0 | 0 | 0 | 0 | 0 | 0 | 0 | 0 | 0 | 0 | 0 | 0 | 0 | 0 | 0 | 0 | 0 | 0 | 0 | 0 | 0 | 0 | 0 | 0
F10_Industrial_Primary Metals_New_Space Heating_Natural Gas_ENERGY STAR Connected Thermostat_A_Achievable Economic UCT Potential | F10 | Industrial | Primary Metals | New | Space Heating | Natural Gas | ENERGY STAR Connected Thermostat | A | Purchases (Incremental) | Achievable Economic UCT Potential | 0 | 0 | 0 | 0 | 0 | 0 | 0 | 0 | 0 | 0 | 0 | 0 | 0 | 0 | 0 | 0 | 0 | 0 | 0 | 0 | 0 | 0 | 0 | 0 | 0 | 0 | 0 | 0 | 0 | 0 | 0
F11_Industrial_Primary Metals_New_Space Heating_Natural Gas_ENERGY STAR Connected Thermostat_A_Achievable Economic UCT Potential | F11 | Industrial | Primary Metals | New | Space Heating | Natural Gas | ENERGY STAR Connected Thermostat | A | Purchases (Cumulative) | Achievable Economic UCT Potential | 0 | 0 | 0 | 0 | 0 | 0 | 0 | 0 | 0 | 0 | 0 | 0 | 0 | 0 | 0 | 0 | 0 | 0 | 0 | 0 | 0 | 0 | 0 | 0 | 0 | 0 | 0 | 0 | 0 | 0 | 0
F1_Industrial_Primary Metals_New_Space Heating_Natural Gas_Destratification Fans (HVLS)_A_Achievable Economic UCT Potential | F1 | Industrial | Primary Metals | New | Space Heating | Natural Gas | Destratification Fans (HVLS) | A | Integrated Unit Energy Savings (kWh or therms) | Achievable Economic UCT Potential | 0 | 0 | 0 | 0 | 0 | 0.014536 | 0.014287 | 0.014078 | 0.013894 | 0.013723 | 0.013568 | 0.013381 | 0.013174 | 0.01296 | 0.012744 | 0.012541 | 0.012353 | 0.01219 | 0.011993 | 0.011842 | 0.011729 | 0.011645 | 0.011603 | 0.011583 | 0.011579 | 0.011586 | 0.011595 | 0.011608 | 0 | 0 | 0
F2_Industrial_Primary Metals_New_Space Heating_Natural Gas_Destratification Fans (HVLS)_A_Achievable Economic UCT Potential | F2 | Industrial | Primary Metals | New | Space Heating | Natural Gas | Destratification Fans (HVLS) | A | Integrated Unit Summer Peak Savings (kW) | Achievable Economic UCT Potential | 0 | 0 | 0 | 0 | 0 | 0 | 0 | 0 | 0 | 0 | 0 | 0 | 0 | 0 | 0 | 0 | 0 | 0 | 0 | 0 | 0 | 0 | 0 | 0 | 0 | 0 | 0 | 0 | 0 | 0 | 0
F3_Industrial_Primary Metals_New_Space Heating_Natural Gas_Destratification Fans (HVLS)_A_Achievable Economic UCT Potential | F3 | Industrial | Primary Metals | New | Space Heating | Natural Gas | Destratification Fans (HVLS) | A | Integrated Unit Winter Peak Savings (kW) | Achievable Economic UCT Potential | 0 | 0 | 0 | 0 | 0 | 0 | 0 | 0 | 0 | 0 | 0 | 0 | 0 | 0 | 0 | 0 | 0 | 0 | 0 | 0 | 0 | 0 | 0 | 0 | 0 | 0 | 0 | 0 | 0 | 0 | 0
F4_Industrial_Primary Metals_New_Space Heating_Natural Gas_Destratification Fans (HVLS)_A_Achievable Economic UCT Potential | F4 | Industrial | Primary Metals | New | Space Heating | Natural Gas | Destratification Fans (HVLS) | A | Incremental Energy Savings (MWh or mTherms) | Achievable Economic UCT Potential | 0 | 0 | 0 | 0 | 0 | 0 | 0 | 0 | 0 | 0 | 0 | 0 | 0 | 0 | 0 | 0 | 0 | 0 | 0 | 0 | 0 | 0 | 0 | 0 | 0 | 0 | 0 | 0 | 0 | 0 | 0
F5_Industrial_Primary Metals_New_Space Heating_Natural Gas_Destratification Fans (HVLS)_A_Achievable Economic UCT Potential | F5 | Industrial | Primary Metals | New | Space Heating | Natural Gas | Destratification Fans (HVLS) | A | Incremental Summer Peak Savings (MW) | Achievable Economic UCT Potential | 0 | 0 | 0 | 0 | 0 | 0 | 0 | 0 | 0 | 0 | 0 | 0 | 0 | 0 | 0 | 0 | 0 | 0 | 0 | 0 | 0 | 0 | 0 | 0 | 0 | 0 | 0 | 0 | 0 | 0 | 0
F6_Industrial_Primary Metals_New_Space Heating_Natural Gas_Destratification Fans (HVLS)_A_Achievable Economic UCT Potential | F6 | Industrial | Primary Metals | New | Space Heating | Natural Gas | Destratification Fans (HVLS) | A | Incremental Winter Peak Savings (MW) | Achievable Economic UCT Potential | 0 | 0 | 0 | 0 | 0 | 0 | 0 | 0 | 0 | 0 | 0 | 0 | 0 | 0 | 0 | 0 | 0 | 0 | 0 | 0 | 0 | 0 | 0 | 0 | 0 | 0 | 0 | 0 | 0 | 0 | 0
F7_Industrial_Primary Metals_New_Space Heating_Natural Gas_Destratification Fans (HVLS)_A_Achievable Economic UCT Potential | F7 | Industrial | Primary Metals | New | Space Heating | Natural Gas | Destratification Fans (HVLS) | A | Cumulative Energy Savings (MWh or mTherms) | Achievable Economic UCT Potential | 0 | 0 | 0 | 0 | 0 | 0 | 0 | 0 | 0 | 0 | 0 | 0 | 0 | 0 | 0 | 0 | 0 | 0 | 0 | 0 | 0 | 0 | 0 | 0 | 0 | 0 | 0 | 0 | 0 | 0 | 0
F8_Industrial_Primary Metals_New_Space Heating_Natural Gas_Destratification Fans (HVLS)_A_Achievable Economic UCT Potential | F8 | Industrial | Primary Metals | New | Space Heating | Natural Gas | Destratification Fans (HVLS) | A | Cumulative Summer Peak Savings (MW) | Achievable Economic UCT Potential | 0 | 0 | 0 | 0 | 0 | 0 | 0 | 0 | 0 | 0 | 0 | 0 | 0 | 0 | 0 | 0 | 0 | 0 | 0 | 0 | 0 | 0 | 0 | 0 | 0 | 0 | 0 | 0 | 0 | 0 | 0
F9_Industrial_Primary Metals_New_Space Heating_Natural Gas_Destratification Fans (HVLS)_A_Achievable Economic UCT Potential | F9 | Industrial | Primary Metals | New | Space Heating | Natural Gas | Destratification Fans (HVLS) | A | Cumulative Winter Peak Savings (MW) | Achievable Economic UCT Potential | 0 | 0 | 0 | 0 | 0 | 0 | 0 | 0 | 0 | 0 | 0 | 0 | 0 | 0 | 0 | 0 | 0 | 0 | 0 | 0 | 0 | 0 | 0 | 0 | 0 | 0 | 0 | 0 | 0 | 0 | 0
F10_Industrial_Primary Metals_New_Space Heating_Natural Gas_Destratification Fans (HVLS)_A_Achievable Economic UCT Potential | F10 | Industrial | Primary Metals | New | Space Heating | Natural Gas | Destratification Fans (HVLS) | A | Purchases (Incremental) | Achievable Economic UCT Potential | 0 | 0 | 0 | 0 | 0 | 0 | 0 | 0 | 0 | 0 | 0 | 0 | 0 | 0 | 0 | 0 | 0 | 0 | 0 | 0 | 0 | 0 | 0 | 0 | 0 | 0 | 0 | 0 | 0 | 0 | 0
F11_Industrial_Primary Metals_New_Space Heating_Natural Gas_Destratification Fans (HVLS)_A_Achievable Economic UCT Potential | F11 | Industrial | Primary Metals | New | Space Heating | Natural Gas | Destratification Fans (HVLS) | A | Purchases (Cumulative) | Achievable Economic UCT Potential | 0 | 0 | 0 | 0 | 0 | 0 | 0 | 0 | 0 | 0 | 0 | 0 | 0 | 0 | 0 | 0 | 0 | 0 | 0 | 0 | 0 | 0 | 0 | 0 | 0 | 0 | 0 | 0 | 0 | 0 | 0
F1_Industrial_Primary Metals_New_Space Heating_Natural Gas_Gas Boiler - Insulate Steam Lines/Condensate Tank_A_Achievable Economic UCT Potential | F1 | Industrial | Primary Metals | New | Space Heating | Natural Gas | Gas Boiler - Insulate Steam Lines/Condensate Tank | A | Integrated Unit Energy Savings (kWh or therms) | Achievable Economic UCT Potential | 0 | 0 | 0 | 0 | 0 | 0 | 0 | 0 | 0 | 0 | 0 | 0 | 0 | 0 | 0 | 0 | 0 | 0 | 0 | 0 | 0 | 0 | 0 | 0 | 0 | 0 | 0 | 0 | 0 | 0 | 0
F2_Industrial_Primary Metals_New_Space Heating_Natural Gas_Gas Boiler - Insulate Steam Lines/Condensate Tank_A_Achievable Economic UCT Potential | F2 | Industrial | Primary Metals | New | Space Heating | Natural Gas | Gas Boiler - Insulate Steam Lines/Condensate Tank | A | Integrated Unit Summer Peak Savings (kW) | Achievable Economic UCT Potential | 0 | 0 | 0 | 0 | 0 | 0 | 0 | 0 | 0 | 0 | 0 | 0 | 0 | 0 | 0 | 0 | 0 | 0 | 0 | 0 | 0 | 0 | 0 | 0 | 0 | 0 | 0 | 0 | 0 | 0 | 0
F3_Industrial_Primary Metals_New_Space Heating_Natural Gas_Gas Boiler - Insulate Steam Lines/Condensate Tank_A_Achievable Economic UCT Potential | F3 | Industrial | Primary Metals | New | Space Heating | Natural Gas | Gas Boiler - Insulate Steam Lines/Condensate Tank | A | Integrated Unit Winter Peak Savings (kW) | Achievable Economic UCT Potential | 0 | 0 | 0 | 0 | 0 | 0 | 0 | 0 | 0 | 0 | 0 | 0 | 0 | 0 | 0 | 0 | 0 | 0 | 0 | 0 | 0 | 0 | 0 | 0 | 0 | 0 | 0 | 0 | 0 | 0 | 0
F4_Industrial_Primary Metals_New_Space Heating_Natural Gas_Gas Boiler - Insulate Steam Lines/Condensate Tank_A_Achievable Economic UCT Potential | F4 | Industrial | Primary Metals | New | Space Heating | Natural Gas | Gas Boiler - Insulate Steam Lines/Condensate Tank | A | Incremental Energy Savings (MWh or mTherms) | Achievable Economic UCT Potential | 0 | 0 | 0 | 0 | 0 | 0 | 0 | 0 | 0 | 0 | 0 | 0 | 0 | 0 | 0 | 0 | 0 | 0 | 0 | 0 | 0 | 0 | 0 | 0 | 0 | 0 | 0 | 0 | 0 | 0 | 0
F5_Industrial_Primary Metals_New_Space Heating_Natural Gas_Gas Boiler - Insulate Steam Lines/Condensate Tank_A_Achievable Economic UCT Potential | F5 | Industrial | Primary Metals | New | Space Heating | Natural Gas | Gas Boiler - Insulate Steam Lines/Condensate Tank | A | Incremental Summer Peak Savings (MW) | Achievable Economic UCT Potential | 0 | 0 | 0 | 0 | 0 | 0 | 0 | 0 | 0 | 0 | 0 | 0 | 0 | 0 | 0 | 0 | 0 | 0 | 0 | 0 | 0 | 0 | 0 | 0 | 0 | 0 | 0 | 0 | 0 | 0 | 0
F6_Industrial_Primary Metals_New_Space Heating_Natural Gas_Gas Boiler - Insulate Steam Lines/Condensate Tank_A_Achievable Economic UCT Potential | F6 | Industrial | Primary Metals | New | Space Heating | Natural Gas | Gas Boiler - Insulate Steam Lines/Condensate Tank | A | Incremental Winter Peak Savings (MW) | Achievable Economic UCT Potential | 0 | 0 | 0 | 0 | 0 | 0 | 0 | 0 | 0 | 0 | 0 | 0 | 0 | 0 | 0 | 0 | 0 | 0 | 0 | 0 | 0 | 0 | 0 | 0 | 0 | 0 | 0 | 0 | 0 | 0 | 0
F7_Industrial_Primary Metals_New_Space Heating_Natural Gas_Gas Boiler - Insulate Steam Lines/Condensate Tank_A_Achievable Economic UCT Potential | F7 | Industrial | Primary Metals | New | Space Heating | Natural Gas | Gas Boiler - Insulate Steam Lines/Condensate Tank | A | Cumulative Energy Savings (MWh or mTherms) | Achievable Economic UCT Potential | 0 | 0 | 0 | 0 | 0 | 0 | 0 | 0 | 0 | 0 | 0 | 0 | 0 | 0 | 0 | 0 | 0 | 0 | 0 | 0 | 0 | 0 | 0 | 0 | 0 | 0 | 0 | 0 | 0 | 0 | 0
F8_Industrial_Primary Metals_New_Space Heating_Natural Gas_Gas Boiler - Insulate Steam Lines/Condensate Tank_A_Achievable Economic UCT Potential | F8 | Industrial | Primary Metals | New | Space Heating | Natural Gas | Gas Boiler - Insulate Steam Lines/Condensate Tank | A | Cumulative Summer Peak Savings (MW) | Achievable Economic UCT Potential | 0 | 0 | 0 | 0 | 0 | 0 | 0 | 0 | 0 | 0 | 0 | 0 | 0 | 0 | 0 | 0 | 0 | 0 | 0 | 0 | 0 | 0 | 0 | 0 | 0 | 0 | 0 | 0 | 0 | 0 | 0
F9_Industrial_Primary Metals_New_Space Heating_Natural Gas_Gas Boiler - Insulate Steam Lines/Condensate Tank_A_Achievable Economic UCT Potential | F9 | Industrial | Primary Metals | New | Space Heating | Natural Gas | Gas Boiler - Insulate Steam Lines/Condensate Tank | A | Cumulative Winter Peak Savings (MW) | Achievable Economic UCT Potential | 0 | 0 | 0 | 0 | 0 | 0 | 0 | 0 | 0 | 0 | 0 | 0 | 0 | 0 | 0 | 0 | 0 | 0 | 0 | 0 | 0 | 0 | 0 | 0 | 0 | 0 | 0 | 0 | 0 | 0 | 0
F10_Industrial_Primary Metals_New_Space Heating_Natural Gas_Gas Boiler - Insulate Steam Lines/Condensate Tank_A_Achievable Economic UCT Potential | F10 | Industrial | Primary Metals | New | Space Heating | Natural Gas | Gas Boiler - Insulate Steam Lines/Condensate Tank | A | Purchases (Incremental) | Achievable Economic UCT Potential | 0 | 0 | 0 | 0 | 0 | 0 | 0 | 0 | 0 | 0 | 0 | 0 | 0 | 0 | 0 | 0 | 0 | 0 | 0 | 0 | 0 | 0 | 0 | 0 | 0 | 0 | 0 | 0 | 0 | 0 | 0
F11_Industrial_Primary Metals_New_Space Heating_Natural Gas_Gas Boiler - Insulate Steam Lines/Condensate Tank_A_Achievable Economic UCT Potential | F11 | Industrial | Primary Metals | New | Space Heating | Natural Gas | Gas Boiler - Insulate Steam Lines/Condensate Tank | A | Purchases (Cumulative) | Achievable Economic UCT Potential | 0 | 0 | 0 | 0 | 0 | 0 | 0 | 0 | 0 | 0 | 0 | 0 | 0 | 0 | 0 | 0 | 0 | 0 | 0 | 0 | 0 | 0 | 0 | 0 | 0 | 0 | 0 | 0 | 0 | 0 | 0
F1_Industrial_Primary Metals_New_Process_Natural Gas_Gas Boiler - Insulate Steam Lines/Condensate Tank_A_Achievable Economic UCT Potential | F1 | Industrial | Primary Metals | New | Process | Natural Gas | Gas Boiler - Insulate Steam Lines/Condensate Tank | A | Integrated Unit Energy Savings (kWh or therms) | Achievable Economic UCT Potential | 0 | 0 | 0 | 0 | 0 | 302.9519 | 302.4221 | 301.9487 | 301.513 | 301.0998 | 300.8629 | 300.6899 | 300.5671 | 300.4839 | 300.4304 | 300.4051 | 300.4005 | 300.4126 | 300.4352 | 300.4631 | 300.4991 | 300.5572 | 300.6092 | 300.6558 | 300.6975 | 300.8054 | 300.9053 | 300.998 | 303.5793 | 303.5793 | 303.5793
F2_Industrial_Primary Metals_New_Process_Natural Gas_Gas Boiler - Insulate Steam Lines/Condensate Tank_A_Achievable Economic UCT Potential | F2 | Industrial | Primary Metals | New | Process | Natural Gas | Gas Boiler - Insulate Steam Lines/Condensate Tank | A | Integrated Unit Summer Peak Savings (kW) | Achievable Economic UCT Potential | 0 | 0 | 0 | 0 | 0 | 0 | 0 | 0 | 0 | 0 | 0 | 0 | 0 | 0 | 0 | 0 | 0 | 0 | 0 | 0 | 0 | 0 | 0 | 0 | 0 | 0 | 0 | 0 | 0 | 0 | 0
F3_Industrial_Primary Metals_New_Process_Natural Gas_Gas Boiler - Insulate Steam Lines/Condensate Tank_A_Achievable Economic UCT Potential | F3 | Industrial | Primary Metals | New | Process | Natural Gas | Gas Boiler - Insulate Steam Lines/Condensate Tank | A | Integrated Unit Winter Peak Savings (kW) | Achievable Economic UCT Potential | 0 | 0 | 0 | 0 | 0 | 0 | 0 | 0 | 0 | 0 | 0 | 0 | 0 | 0 | 0 | 0 | 0 | 0 | 0 | 0 | 0 | 0 | 0 | 0 | 0 | 0 | 0 | 0 | 0 | 0 | 0
F4_Industrial_Primary Metals_New_Process_Natural Gas_Gas Boiler - Insulate Steam Lines/Condensate Tank_A_Achievable Economic UCT Potential | F4 | Industrial | Primary Metals | New | Process | Natural Gas | Gas Boiler - Insulate Steam Lines/Condensate Tank | A | Incremental Energy Savings (MWh or mTherms) | Achievable Economic UCT Potential | 0 | 0 | 0 | 0 | 0 | 0.015147 | 0.017914 | 0.020674 | 0.023411 | 0.026143 | 0.028887 | 0.031599 | 0.034305 | 0.037009 | 0.039672 | 0.042348 | 0.045002 | 0.047658 | 0.050303 | 0.052926 | 0.055553 | 0.058175 | 0.060787 | 0.063388 | 0.065981 | 0.01504 | 0.017824 | 0.020608 | 0.023571 | 0.026358 | 0.029148
F5_Industrial_Primary Metals_New_Process_Natural Gas_Gas Boiler - Insulate Steam Lines/Condensate Tank_A_Achievable Economic UCT Potential | F5 | Industrial | Primary Metals | New | Process | Natural Gas | Gas Boiler - Insulate Steam Lines/Condensate Tank | A | Incremental Summer Peak Savings (MW) | Achievable Economic UCT Potential | 0 | 0 | 0 | 0 | 0 | 0 | 0 | 0 | 0 | 0 | 0 | 0 | 0 | 0 | 0 | 0 | 0 | 0 | 0 | 0 | 0 | 0 | 0 | 0 | 0 | 0 | 0 | 0 | 0 | 0 | 0
F6_Industrial_Primary Metals_New_Process_Natural Gas_Gas Boiler - Insulate Steam Lines/Condensate Tank_A_Achievable Economic UCT Potential | F6 | Industrial | Primary Metals | New | Process | Natural Gas | Gas Boiler - Insulate Steam Lines/Condensate Tank | A | Incremental Winter Peak Savings (MW) | Achievable Economic UCT Potential | 0 | 0 | 0 | 0 | 0 | 0 | 0 | 0 | 0 | 0 | 0 | 0 | 0 | 0 | 0 | 0 | 0 | 0 | 0 | 0 | 0 | 0 | 0 | 0 | 0 | 0 | 0 | 0 | 0 | 0 | 0
F7_Industrial_Primary Metals_New_Process_Natural Gas_Gas Boiler - Insulate Steam Lines/Condensate Tank_A_Achievable Economic UCT Potential | F7 | Industrial | Primary Metals | New | Process | Natural Gas | Gas Boiler - Insulate Steam Lines/Condensate Tank | A | Cumulative Energy Savings (MWh or mTherms) | Achievable Economic UCT Potential | 0 | 0 | 0 | 0 | 0 | 0.015147 | 0.033035 | 0.053657 | 0.07699 | 0.10303 | 0.13183 | 0.16336 | 0.1976 | 0.23455 | 0.27418 | 0.31651 | 0.3615 | 0.40917 | 0.45951 | 0.51248 | 0.56809 | 0.62638 | 0.68727 | 0.75077 | 0.81685 | 0.81714 | 0.81742 | 0.81767 | 0 | 0 | 0
F8_Industrial_Primary Metals_New_Process_Natural Gas_Gas Boiler - Insulate Steam Lines/Condensate Tank_A_Achievable Economic UCT Potential | F8 | Industrial | Primary Metals | New | Process | Natural Gas | Gas Boiler - Insulate Steam Lines/Condensate Tank | A | Cumulative Summer Peak Savings (MW) | Achievable Economic UCT Potential | 0 | 0 | 0 | 0 | 0 | 0 | 0 | 0 | 0 | 0 | 0 | 0 | 0 | 0 | 0 | 0 | 0 | 0 | 0 | 0 | 0 | 0 | 0 | 0 | 0 | 0 | 0 | 0 | 0 | 0 | 0
F9_Industrial_Primary Metals_New_Process_Natural Gas_Gas Boiler - Insulate Steam Lines/Condensate Tank_A_Achievable Economic UCT Potential | F9 | Industrial | Primary Metals | New | Process | Natural Gas | Gas Boiler - Insulate Steam Lines/Condensate Tank | A | Cumulative Winter Peak Savings (MW) | Achievable Economic UCT Potential | 0 | 0 | 0 | 0 | 0 | 0 | 0 | 0 | 0 | 0 | 0 | 0 | 0 | 0 | 0 | 0 | 0 | 0 | 0 | 0 | 0 | 0 | 0 | 0 | 0 | 0 | 0 | 0 | 0 | 0 | 0
F10_Industrial_Primary Metals_New_Process_Natural Gas_Gas Boiler - Insulate Steam Lines/Condensate Tank_A_Achievable Economic UCT Potential | F10 | Industrial | Primary Metals | New | Process | Natural Gas | Gas Boiler - Insulate Steam Lines/Condensate Tank | A | Purchases (Incremental) | Achievable Economic UCT Potential | 0 | 0 | 0 | 0 | 0 | 0.05 | 0.059236 | 0.068467 | 0.077644 | 0.086825 | 0.096015 | 0.10509 | 0.11414 | 0.12316 | 0.13205 | 0.14097 | 0.14981 | 0.15864 | 0.16743 | 0.17615 | 0.18487 | 0.19356 | 0.20221 | 0.21083 | 0.21943 | 0.05 | 0.059236 | 0.068467 | 0.077644 | 0.086825 | 0.096015
F11_Industrial_Primary Metals_New_Process_Natural Gas_Gas Boiler - Insulate Steam Lines/Condensate Tank_A_Achievable Economic UCT Potential | F11 | Industrial | Primary Metals | New | Process | Natural Gas | Gas Boiler - Insulate Steam Lines/Condensate Tank | A | Purchases (Cumulative) | Achievable Economic UCT Potential | 0 | 0 | 0 | 0 | 0 | 0.05 | 0.10924 | 0.1777 | 0.25535 | 0.34217 | 0.43819 | 0.54327 | 0.65741 | 0.78057 | 0.91262 | 1.0536 | 1.2034 | 1.362 | 1.5295 | 1.7056 | 1.8905 | 2.084 | 2.2863 | 2.4971 | 2.7165 | 2.7165 | 2.7165 | 2.7165 | 2.7165 | 2.7165 | 2.7165
F1_Industrial_Primary Metals_New_Space Heating_Natural Gas_Gas Boiler - Insulate Hot Water Lines_A_Achievable Economic UCT Potential | F1 | Industrial | Primary Metals | New | Space Heating | Natural Gas | Gas Boiler - Insulate Hot Water Lines | A | Integrated Unit Energy Savings (kWh or therms) | Achievable Economic UCT Potential | 0 | 0 | 0 | 0 | 0 | 0 | 0 | 0 | 0 | 0 | 0 | 0 | 0 | 0 | 0 | 0 | 0 | 0 | 0 | 0 | 0 | 0 | 0 | 0 | 0 | 0 | 0 | 0 | 0 | 0 | 0
F2_Industrial_Primary Metals_New_Space Heating_Natural Gas_Gas Boiler - Insulate Hot Water Lines_A_Achievable Economic UCT Potential | F2 | Industrial | Primary Metals | New | Space Heating | Natural Gas | Gas Boiler - Insulate Hot Water Lines | A | Integrated Unit Summer Peak Savings (kW) | Achievable Economic UCT Potential | 0 | 0 | 0 | 0 | 0 | 0 | 0 | 0 | 0 | 0 | 0 | 0 | 0 | 0 | 0 | 0 | 0 | 0 | 0 | 0 | 0 | 0 | 0 | 0 | 0 | 0 | 0 | 0 | 0 | 0 | 0
F3_Industrial_Primary Metals_New_Space Heating_Natural Gas_Gas Boiler - Insulate Hot Water Lines_A_Achievable Economic UCT Potential | F3 | Industrial | Primary Metals | New | Space Heating | Natural Gas | Gas Boiler - Insulate Hot Water Lines | A | Integrated Unit Winter Peak Savings (kW) | Achievable Economic UCT Potential | 0 | 0 | 0 | 0 | 0 | 0 | 0 | 0 | 0 | 0 | 0 | 0 | 0 | 0 | 0 | 0 | 0 | 0 | 0 | 0 | 0 | 0 | 0 | 0 | 0 | 0 | 0 | 0 | 0 | 0 | 0
F4_Industrial_Primary Metals_New_Space Heating_Natural Gas_Gas Boiler - Insulate Hot Water Lines_A_Achievable Economic UCT Potential | F4 | Industrial | Primary Metals | New | Space Heating | Natural Gas | Gas Boiler - Insulate Hot Water Lines | A | Incremental Energy Savings (MWh or mTherms) | Achievable Economic UCT Potential | 0 | 0 | 0 | 0 | 0 | 0 | 0 | 0 | 0 | 0 | 0 | 0 | 0 | 0 | 0 | 0 | 0 | 0 | 0 | 0 | 0 | 0 | 0 | 0 | 0 | 0 | 0 | 0 | 0 | 0 | 0
F5_Industrial_Primary Metals_New_Space Heating_Natural Gas_Gas Boiler - Insulate Hot Water Lines_A_Achievable Economic UCT Potential | F5 | Industrial | Primary Metals | New | Space Heating | Natural Gas | Gas Boiler - Insulate Hot Water Lines | A | Incremental Summer Peak Savings (MW) | Achievable Economic UCT Potential | 0 | 0 | 0 | 0 | 0 | 0 | 0 | 0 | 0 | 0 | 0 | 0 | 0 | 0 | 0 | 0 | 0 | 0 | 0 | 0 | 0 | 0 | 0 | 0 | 0 | 0 | 0 | 0 | 0 | 0 | 0
F6_Industrial_Primary Metals_New_Space Heating_Natural Gas_Gas Boiler - Insulate Hot Water Lines_A_Achievable Economic UCT Potential | F6 | Industrial | Primary Metals | New | Space Heating | Natural Gas | Gas Boiler - Insulate Hot Water Lines | A | Incremental Winter Peak Savings (MW) | Achievable Economic UCT Potential | 0 | 0 | 0 | 0 | 0 | 0 | 0 | 0 | 0 | 0 | 0 | 0 | 0 | 0 | 0 | 0 | 0 | 0 | 0 | 0 | 0 | 0 | 0 | 0 | 0 | 0 | 0 | 0 | 0 | 0 | 0
F7_Industrial_Primary Metals_New_Space Heating_Natural Gas_Gas Boiler - Insulate Hot Water Lines_A_Achievable Economic UCT Potential | F7 | Industrial | Primary Metals | New | Space Heating | Natural Gas | Gas Boiler - Insulate Hot Water Lines | A | Cumulative Energy Savings (MWh or mTherms) | Achievable Economic UCT Potential | 0 | 0 | 0 | 0 | 0 | 0 | 0 | 0 | 0 | 0 | 0 | 0 | 0 | 0 | 0 | 0 | 0 | 0 | 0 | 0 | 0 | 0 | 0 | 0 | 0 | 0 | 0 | 0 | 0 | 0 | 0
F8_Industrial_Primary Metals_New_Space Heating_Natural Gas_Gas Boiler - Insulate Hot Water Lines_A_Achievable Economic UCT Potential | F8 | Industrial | Primary Metals | New | Space Heating | Natural Gas | Gas Boiler - Insulate Hot Water Lines | A | Cumulative Summer Peak Savings (MW) | Achievable Economic UCT Potential | 0 | 0 | 0 | 0 | 0 | 0 | 0 | 0 | 0 | 0 | 0 | 0 | 0 | 0 | 0 | 0 | 0 | 0 | 0 | 0 | 0 | 0 | 0 | 0 | 0 | 0 | 0 | 0 | 0 | 0 | 0
F9_Industrial_Primary Metals_New_Space Heating_Natural Gas_Gas Boiler - Insulate Hot Water Lines_A_Achievable Economic UCT Potential | F9 | Industrial | Primary Metals | New | Space Heating | Natural Gas | Gas Boiler - Insulate Hot Water Lines | A | Cumulative Winter Peak Savings (MW) | Achievable Economic UCT Potential | 0 | 0 | 0 | 0 | 0 | 0 | 0 | 0 | 0 | 0 | 0 | 0 | 0 | 0 | 0 | 0 | 0 | 0 | 0 | 0 | 0 | 0 | 0 | 0 | 0 | 0 | 0 | 0 | 0 | 0 | 0
F10_Industrial_Primary Metals_New_Space Heating_Natural Gas_Gas Boiler - Insulate Hot Water Lines_A_Achievable Economic UCT Potential | F10 | Industrial | Primary Metals | New | Space Heating | Natural Gas | Gas Boiler - Insulate Hot Water Lines | A | Purchases (Incremental) | Achievable Economic UCT Potential | 0 | 0 | 0 | 0 | 0 | 0 | 0 | 0 | 0 | 0 | 0 | 0 | 0 | 0 | 0 | 0 | 0 | 0 | 0 | 0 | 0 | 0 | 0 | 0 | 0 | 0 | 0 | 0 | 0 | 0 | 0
F11_Industrial_Primary Metals_New_Space Heating_Natural Gas_Gas Boiler - Insulate Hot Water Lines_A_Achievable Economic UCT Potential | F11 | Industrial | Primary Metals | New | Space Heating | Natural Gas | Gas Boiler - Insulate Hot Water Lines | A | Purchases (Cumulative) | Achievable Economic UCT Potential | 0 | 0 | 0 | 0 | 0 | 0 | 0 | 0 | 0 | 0 | 0 | 0 | 0 | 0 | 0 | 0 | 0 | 0 | 0 | 0 | 0 | 0 | 0 | 0 | 0 | 0 | 0 | 0 | 0 | 0 | 0
F1_Industrial_Primary Metals_New_Process_Natural Gas_Gas Boiler - Insulate Hot Water Lines_A_Achievable Economic UCT Potential | F1 | Industrial | Primary Metals | New | Process | Natural Gas | Gas Boiler - Insulate Hot Water Lines | A | Integrated Unit Energy Savings (kWh or therms) | Achievable Economic UCT Potential | 0 | 0 | 0 | 0 | 0 | 342.4576 | 341.8811 | 341.3659 | 340.8917 | 340.4418 | 340.1904 | 340.0109 | 339.8876 | 339.8088 | 339.7634 | 339.7497 | 339.7594 | 339.7876 | 339.8277 | 339.8737 | 339.9288 | 340.0089 | 340.082 | 340.1489 | 340.2103 | 340.3201 | 340.4217 | 340.516 | 343.1401 | 343.1401 | 343.1401
F2_Industrial_Primary Metals_New_Process_Natural Gas_Gas Boiler - Insulate Hot Water Lines_A_Achievable Economic UCT Potential | F2 | Industrial | Primary Metals | New | Process | Natural Gas | Gas Boiler - Insulate Hot Water Lines | A | Integrated Unit Summer Peak Savings (kW) | Achievable Economic UCT Potential | 0 | 0 | 0 | 0 | 0 | 0 | 0 | 0 | 0 | 0 | 0 | 0 | 0 | 0 | 0 | 0 | 0 | 0 | 0 | 0 | 0 | 0 | 0 | 0 | 0 | 0 | 0 | 0 | 0 | 0 | 0
F3_Industrial_Primary Metals_New_Process_Natural Gas_Gas Boiler - Insulate Hot Water Lines_A_Achievable Economic UCT Potential | F3 | Industrial | Primary Metals | New | Process | Natural Gas | Gas Boiler - Insulate Hot Water Lines | A | Integrated Unit Winter Peak Savings (kW) | Achievable Economic UCT Potential | 0 | 0 | 0 | 0 | 0 | 0 | 0 | 0 | 0 | 0 | 0 | 0 | 0 | 0 | 0 | 0 | 0 | 0 | 0 | 0 | 0 | 0 | 0 | 0 | 0 | 0 | 0 | 0 | 0 | 0 | 0
F4_Industrial_Primary Metals_New_Process_Natural Gas_Gas Boiler - Insulate Hot Water Lines_A_Achievable Economic UCT Potential | F4 | Industrial | Primary Metals | New | Process | Natural Gas | Gas Boiler - Insulate Hot Water Lines | A | Incremental Energy Savings (MWh or mTherms) | Achievable Economic UCT Potential | 0 | 0 | 0 | 0 | 0 | 0.017123 | 0.020252 | 0.023372 | 0.026468 | 0.029559 | 0.032663 | 0.035731 | 0.038793 | 0.041852 | 0.044866 | 0.047895 | 0.050898 | 0.053904 | 0.056898 | 0.059868 | 0.062843 | 0.065811 | 0.068768 | 0.071715 | 0.074651 | 0.017016 | 0.020165 | 0.023314 | 0.026643 | 0.029793 | 0.032947
F5_Industrial_Primary Metals_New_Process_Natural Gas_Gas Boiler - Insulate Hot Water Lines_A_Achievable Economic UCT Potential | F5 | Industrial | Primary Metals | New | Process | Natural Gas | Gas Boiler - Insulate Hot Water Lines | A | Incremental Summer Peak Savings (MW) | Achievable Economic UCT Potential | 0 | 0 | 0 | 0 | 0 | 0 | 0 | 0 | 0 | 0 | 0 | 0 | 0 | 0 | 0 | 0 | 0 | 0 | 0 | 0 | 0 | 0 | 0 | 0 | 0 | 0 | 0 | 0 | 0 | 0 | 0
F6_Industrial_Primary Metals_New_Process_Natural Gas_Gas Boiler - Insulate Hot Water Lines_A_Achievable Economic UCT Potential | F6 | Industrial | Primary Metals | New | Process | Natural Gas | Gas Boiler - Insulate Hot Water Lines | A | Incremental Winter Peak Savings (MW) | Achievable Economic UCT Potential | 0 | 0 | 0 | 0 | 0 | 0 | 0 | 0 | 0 | 0 | 0 | 0 | 0 | 0 | 0 | 0 | 0 | 0 | 0 | 0 | 0 | 0 | 0 | 0 | 0 | 0 | 0 | 0 | 0 | 0 | 0
F7_Industrial_Primary Metals_New_Process_Natural Gas_Gas Boiler - Insulate Hot Water Lines_A_Achievable Economic UCT Potential | F7 | Industrial | Primary Metals | New | Process | Natural Gas | Gas Boiler - Insulate Hot Water Lines | A | Cumulative Energy Savings (MWh or mTherms) | Achievable Economic UCT Potential | 0 | 0 | 0 | 0 | 0 | 0.017123 | 0.037345 | 0.060661 | 0.087045 | 0.11649 | 0.14907 | 0.18472 | 0.22345 | 0.26525 | 0.31008 | 0.35796 | 0.40887 | 0.46281 | 0.51976 | 0.5797 | 0.64263 | 0.7086 | 0.77752 | 0.84938 | 0.92419 | 0.92449 | 0.92476 | 0.92502 | 0 | 0 | 0
F8_Industrial_Primary Metals_New_Process_Natural Gas_Gas Boiler - Insulate Hot Water Lines_A_Achievable Economic UCT Potential | F8 | Industrial | Primary Metals | New | Process | Natural Gas | Gas Boiler - Insulate Hot Water Lines | A | Cumulative Summer Peak Savings (MW) | Achievable Economic UCT Potential | 0 | 0 | 0 | 0 | 0 | 0 | 0 | 0 | 0 | 0 | 0 | 0 | 0 | 0 | 0 | 0 | 0 | 0 | 0 | 0 | 0 | 0 | 0 | 0 | 0 | 0 | 0 | 0 | 0 | 0 | 0
F9_Industrial_Primary Metals_New_Process_Natural Gas_Gas Boiler - Insulate Hot Water Lines_A_Achievable Economic UCT Potential | F9 | Industrial | Primary Metals | New | Process | Natural Gas | Gas Boiler - Insulate Hot Water Lines | A | Cumulative Winter Peak Savings (MW) | Achievable Economic UCT Potential | 0 | 0 | 0 | 0 | 0 | 0 | 0 | 0 | 0 | 0 | 0 | 0 | 0 | 0 | 0 | 0 | 0 | 0 | 0 | 0 | 0 | 0 | 0 | 0 | 0 | 0 | 0 | 0 | 0 | 0 | 0
F10_Industrial_Primary Metals_New_Process_Natural Gas_Gas Boiler - Insulate Hot Water Lines_A_Achievable Economic UCT Potential | F10 | Industrial | Primary Metals | New | Process | Natural Gas | Gas Boiler - Insulate Hot Water Lines | A | Purchases (Incremental) | Achievable Economic UCT Potential | 0 | 0 | 0 | 0 | 0 | 0.05 | 0.059236 | 0.068467 | 0.077644 | 0.086825 | 0.096015 | 0.10509 | 0.11414 | 0.12316 | 0.13205 | 0.14097 | 0.14981 | 0.15864 | 0.16743 | 0.17615 | 0.18487 | 0.19356 | 0.20221 | 0.21083 | 0.21943 | 0.05 | 0.059236 | 0.068467 | 0.077644 | 0.086825 | 0.096015
F11_Industrial_Primary Metals_New_Process_Natural Gas_Gas Boiler - Insulate Hot Water Lines_A_Achievable Economic UCT Potential | F11 | Industrial | Primary Metals | New | Process | Natural Gas | Gas Boiler - Insulate Hot Water Lines | A | Purchases (Cumulative) | Achievable Economic UCT Potential | 0 | 0 | 0 | 0 | 0 | 0.05 | 0.10924 | 0.1777 | 0.25535 | 0.34217 | 0.43819 | 0.54327 | 0.65741 | 0.78057 | 0.91262 | 1.0536 | 1.2034 | 1.362 | 1.5295 | 1.7056 | 1.8905 | 2.084 | 2.2863 | 2.4971 | 2.7165 | 2.7165 | 2.7165 | 2.7165 | 2.7165 | 2.7165 | 2.7165
F1_Industrial_Primary Metals_New_Process_Natural Gas_Process - Insulate Heated Process Fluids_A_Achievable Economic UCT Potential | F1 | Industrial | Primary Metals | New | Process | Natural Gas | Process - Insulate Heated Process Fluids | A | Integrated Unit Energy Savings (kWh or therms) | Achievable Economic UCT Potential | 0 | 0 | 0 | 0 | 0 | 1904.566 | 1904.3028 | 1904.0796 | 1903.899 | 1903.7272 | 1903.5896 | 1903.5029 | 1903.4537 | 1903.4317 | 1903.4281 | 1903.4392 | 1903.4598 | 1903.4875 | 1903.5196 | 1903.5543 | 1903.6176 | 1903.675 | 1903.7273 | 1903.7751 | 1903.819 | 1903.8595 | 1903.897 | 1903.9317 | 1904.8967 | 1904.8967 | 1904.8967
F2_Industrial_Primary Metals_New_Process_Natural Gas_Process - Insulate Heated Process Fluids_A_Achievable Economic UCT Potential | F2 | Industrial | Primary Metals | New | Process | Natural Gas | Process - Insulate Heated Process Fluids | A | Integrated Unit Summer Peak Savings (kW) | Achievable Economic UCT Potential | 0 | 0 | 0 | 0 | 0 | 0 | 0 | 0 | 0 | 0 | 0 | 0 | 0 | 0 | 0 | 0 | 0 | 0 | 0 | 0 | 0 | 0 | 0 | 0 | 0 | 0 | 0 | 0 | 0 | 0 | 0
F3_Industrial_Primary Metals_New_Process_Natural Gas_Process - Insulate Heated Process Fluids_A_Achievable Economic UCT Potential | F3 | Industrial | Primary Metals | New | Process | Natural Gas | Process - Insulate Heated Process Fluids | A | Integrated Unit Winter Peak Savings (kW) | Achievable Economic UCT Potential | 0 | 0 | 0 | 0 | 0 | 0 | 0 | 0 | 0 | 0 | 0 | 0 | 0 | 0 | 0 | 0 | 0 | 0 | 0 | 0 | 0 | 0 | 0 | 0 | 0 | 0 | 0 | 0 | 0 | 0 | 0
F4_Industrial_Primary Metals_New_Process_Natural Gas_Process - Insulate Heated Process Fluids_A_Achievable Economic UCT Potential | F4 | Industrial | Primary Metals | New | Process | Natural Gas | Process - Insulate Heated Process Fluids | A | Incremental Energy Savings (MWh or mTherms) | Achievable Economic UCT Potential | 0 | 0 | 0 | 0 | 0 | 0.20831 | 0.24676 | 0.28518 | 0.32337 | 0.36157 | 0.35983 | 0.31505 | 0.27374 | 0.23631 | 0.20269 | 0.1731 | 0.14716 | 0.12468 | 0.10527 | 0.088601 | 0.074394 | 0.00053128 | 0.00019823 | 7.0462e-05 | 2.3914e-05 | 0.20823 | 0.2467 | 0.28515 | 0.32354 | 0.3618 | 0.36008
F5_Industrial_Primary Metals_New_Process_Natural Gas_Process - Insulate Heated Process Fluids_A_Achievable Economic UCT Potential | F5 | Industrial | Primary Metals | New | Process | Natural Gas | Process - Insulate Heated Process Fluids | A | Incremental Summer Peak Savings (MW) | Achievable Economic UCT Potential | 0 | 0 | 0 | 0 | 0 | 0 | 0 | 0 | 0 | 0 | 0 | 0 | 0 | 0 | 0 | 0 | 0 | 0 | 0 | 0 | 0 | 0 | 0 | 0 | 0 | 0 | 0 | 0 | 0 | 0 | 0
F6_Industrial_Primary Metals_New_Process_Natural Gas_Process - Insulate Heated Process Fluids_A_Achievable Economic UCT Potential | F6 | Industrial | Primary Metals | New | Process | Natural Gas | Process - Insulate Heated Process Fluids | A | Incremental Winter Peak Savings (MW) | Achievable Economic UCT Potential | 0 | 0 | 0 | 0 | 0 | 0 | 0 | 0 | 0 | 0 | 0 | 0 | 0 | 0 | 0 | 0 | 0 | 0 | 0 | 0 | 0 | 0 | 0 | 0 | 0 | 0 | 0 | 0 | 0 | 0 | 0
F7_Industrial_Primary Metals_New_Process_Natural Gas_Process - Insulate Heated Process Fluids_A_Achievable Economic UCT Potential | F7 | Industrial | Primary Metals | New | Process | Natural Gas | Process - Insulate Heated Process Fluids | A | Cumulative Energy Savings (MWh or mTherms) | Achievable Economic UCT Potential | 0 | 0 | 0 | 0 | 0 | 0.20831 | 0.45504 | 0.74016 | 1.0635 | 1.4249 | 1.7847 | 2.0996 | 2.3733 | 2.6096 | 2.8123 | 2.9854 | 3.1326 | 3.2573 | 3.3626 | 3.4513 | 3.5258 | 3.5265 | 3.5267 | 3.5269 | 3.527 | 3.5271 | 3.5272 | 3.5272 | 0 | 0 | 0
F8_Industrial_Primary Metals_New_Process_Natural Gas_Process - Insulate Heated Process Fluids_A_Achievable Economic UCT Potential | F8 | Industrial | Primary Metals | New | Process | Natural Gas | Process - Insulate Heated Process Fluids | A | Cumulative Summer Peak Savings (MW) | Achievable Economic UCT Potential | 0 | 0 | 0 | 0 | 0 | 0 | 0 | 0 | 0 | 0 | 0 | 0 | 0 | 0 | 0 | 0 | 0 | 0 | 0 | 0 | 0 | 0 | 0 | 0 | 0 | 0 | 0 | 0 | 0 | 0 | 0
F9_Industrial_Primary Metals_New_Process_Natural Gas_Process - Insulate Heated Process Fluids_A_Achievable Economic UCT Potential | F9 | Industrial | Primary Metals | New | Process | Natural Gas | Process - Insulate Heated Process Fluids | A | Cumulative Winter Peak Savings (MW) | Achievable Economic UCT Potential | 0 | 0 | 0 | 0 | 0 | 0 | 0 | 0 | 0 | 0 | 0 | 0 | 0 | 0 | 0 | 0 | 0 | 0 | 0 | 0 | 0 | 0 | 0 | 0 | 0 | 0 | 0 | 0 | 0 | 0 | 0
F10_Industrial_Primary Metals_New_Process_Natural Gas_Process - Insulate Heated Process Fluids_A_Achievable Economic UCT Potential | F10 | Industrial | Primary Metals | New | Process | Natural Gas | Process - Insulate Heated Process Fluids | A | Purchases (Incremental) | Achievable Economic UCT Potential | 0 | 0 | 0 | 0 | 0 | 0.10937 | 0.12958 | 0.14977 | 0.16985 | 0.18993 | 0.18903 | 0.16551 | 0.14381 | 0.12415 | 0.10649 | 0.090943 | 0.077314 | 0.065499 | 0.055303 | 0.046545 | 0.03908 | 0.00027908 | 0.00010413 | 3.7012e-05 | 1.2561e-05 | 0.10937 | 0.12958 | 0.14977 | 0.16985 | 0.18993 | 0.18903
F11_Industrial_Primary Metals_New_Process_Natural Gas_Process - Insulate Heated Process Fluids_A_Achievable Economic UCT Potential | F11 | Industrial | Primary Metals | New | Process | Natural Gas | Process - Insulate Heated Process Fluids | A | Purchases (Cumulative) | Achievable Economic UCT Potential | 0 | 0 | 0 | 0 | 0 | 0.10937 | 0.23895 | 0.38872 | 0.55857 | 0.7485 | 0.93753 | 1.103 | 1.2468 | 1.371 | 1.4775 | 1.5684 | 1.6457 | 1.7112 | 1.7665 | 1.8131 | 1.8522 | 1.8524 | 1.8525 | 1.8526 | 1.8526 | 1.8526 | 1.8526 | 1.8526 | 1.8526 | 1.8526 | 1.8526
F1_Industrial_Primary Metals_New_Process_Natural Gas_Process Heat Recovery_A_Achievable Economic UCT Potential | F1 | Industrial | Primary Metals | New | Process | Natural Gas | Process Heat Recovery | A | Integrated Unit Energy Savings (kWh or therms) | Achievable Economic UCT Potential | 0 | 0 | 0 | 0 | 0 | 3.7706 | 3.7638 | 3.7577 | 3.7521 | 3.7468 | 3.7437 | 3.7414 | 3.7397 | 3.7385 | 3.7377 | 3.7373 | 3.7371 | 3.7371 | 3.7372 | 3.7374 | 3.7377 | 3.7383 | 3.7388 | 3.7393 | 3.7396 | 3.7411 | 3.7425 | 3.7437 | 0 | 0 | 0
F2_Industrial_Primary Metals_New_Process_Natural Gas_Process Heat Recovery_A_Achievable Economic UCT Potential | F2 | Industrial | Primary Metals | New | Process | Natural Gas | Process Heat Recovery | A | Integrated Unit Summer Peak Savings (kW) | Achievable Economic UCT Potential | 0 | 0 | 0 | 0 | 0 | 0 | 0 | 0 | 0 | 0 | 0 | 0 | 0 | 0 | 0 | 0 | 0 | 0 | 0 | 0 | 0 | 0 | 0 | 0 | 0 | 0 | 0 | 0 | 0 | 0 | 0
F3_Industrial_Primary Metals_New_Process_Natural Gas_Process Heat Recovery_A_Achievable Economic UCT Potential | F3 | Industrial | Primary Metals | New | Process | Natural Gas | Process Heat Recovery | A | Integrated Unit Winter Peak Savings (kW) | Achievable Economic UCT Potential | 0 | 0 | 0 | 0 | 0 | 0 | 0 | 0 | 0 | 0 | 0 | 0 | 0 | 0 | 0 | 0 | 0 | 0 | 0 | 0 | 0 | 0 | 0 | 0 | 0 | 0 | 0 | 0 | 0 | 0 | 0
F4_Industrial_Primary Metals_New_Process_Natural Gas_Process Heat Recovery_A_Achievable Economic UCT Potential | F4 | Industrial | Primary Metals | New | Process | Natural Gas | Process Heat Recovery | A | Incremental Energy Savings (MWh or mTherms) | Achievable Economic UCT Potential | 0 | 0 | 0 | 0 | 0 | 0 | 0 | 0 | 0 | 0 | 0 | 0 | 0 | 0 | 0 | 0 | 0 | 0 | 0 | 0 | 0 | 0 | 0 | 0 | 0 | 0 | 0 | 0 | 0 | 0 | 0
F5_Industrial_Primary Metals_New_Process_Natural Gas_Process Heat Recovery_A_Achievable Economic UCT Potential | F5 | Industrial | Primary Metals | New | Process | Natural Gas | Process Heat Recovery | A | Incremental Summer Peak Savings (MW) | Achievable Economic UCT Potential | 0 | 0 | 0 | 0 | 0 | 0 | 0 | 0 | 0 | 0 | 0 | 0 | 0 | 0 | 0 | 0 | 0 | 0 | 0 | 0 | 0 | 0 | 0 | 0 | 0 | 0 | 0 | 0 | 0 | 0 | 0
F6_Industrial_Primary Metals_New_Process_Natural Gas_Process Heat Recovery_A_Achievable Economic UCT Potential | F6 | Industrial | Primary Metals | New | Process | Natural Gas | Process Heat Recovery | A | Incremental Winter Peak Savings (MW) | Achievable Economic UCT Potential | 0 | 0 | 0 | 0 | 0 | 0 | 0 | 0 | 0 | 0 | 0 | 0 | 0 | 0 | 0 | 0 | 0 | 0 | 0 | 0 | 0 | 0 | 0 | 0 | 0 | 0 | 0 | 0 | 0 | 0 | 0
F7_Industrial_Primary Metals_New_Process_Natural Gas_Process Heat Recovery_A_Achievable Economic UCT Potential | F7 | Industrial | Primary Metals | New | Process | Natural Gas | Process Heat Recovery | A | Cumulative Energy Savings (MWh or mTherms) | Achievable Economic UCT Potential | 0 | 0 | 0 | 0 | 0 | 0 | 0 | 0 | 0 | 0 | 0 | 0 | 0 | 0 | 0 | 0 | 0 | 0 | 0 | 0 | 0 | 0 | 0 | 0 | 0 | 0 | 0 | 0 | 0 | 0 | 0
F8_Industrial_Primary Metals_New_Process_Natural Gas_Process Heat Recovery_A_Achievable Economic UCT Potential | F8 | Industrial | Primary Metals | New | Process | Natural Gas | Process Heat Recovery | A | Cumulative Summer Peak Savings (MW) | Achievable Economic UCT Potential | 0 | 0 | 0 | 0 | 0 | 0 | 0 | 0 | 0 | 0 | 0 | 0 | 0 | 0 | 0 | 0 | 0 | 0 | 0 | 0 | 0 | 0 | 0 | 0 | 0 | 0 | 0 | 0 | 0 | 0 | 0
F9_Industrial_Primary Metals_New_Process_Natural Gas_Process Heat Recovery_A_Achievable Economic UCT Potential | F9 | Industrial | Primary Metals | New | Process | Natural Gas | Process Heat Recovery | A | Cumulative Winter Peak Savings (MW) | Achievable Economic UCT Potential | 0 | 0 | 0 | 0 | 0 | 0 | 0 | 0 | 0 | 0 | 0 | 0 | 0 | 0 | 0 | 0 | 0 | 0 | 0 | 0 | 0 | 0 | 0 | 0 | 0 | 0 | 0 | 0 | 0 | 0 | 0
F10_Industrial_Primary Metals_New_Process_Natural Gas_Process Heat Recovery_A_Achievable Economic UCT Potential | F10 | Industrial | Primary Metals | New | Process | Natural Gas | Process Heat Recovery | A | Purchases (Incremental) | Achievable Economic UCT Potential | 0 | 0 | 0 | 0 | 0 | 0 | 0 | 0 | 0 | 0 | 0 | 0 | 0 | 0 | 0 | 0 | 0 | 0 | 0 | 0 | 0 | 0 | 0 | 0 | 0 | 0 | 0 | 0 | 0 | 0 | 0
F11_Industrial_Primary Metals_New_Process_Natural Gas_Process Heat Recovery_A_Achievable Economic UCT Potential | F11 | Industrial | Primary Metals | New | Process | Natural Gas | Process Heat Recovery | A | Purchases (Cumulative) | Achievable Economic UCT Potential | 0 | 0 | 0 | 0 | 0 | 0 | 0 | 0 | 0 | 0 | 0 | 0 | 0 | 0 | 0 | 0 | 0 | 0 | 0 | 0 | 0 | 0 | 0 | 0 | 0 | 0 | 0 | 0 | 0 | 0 | 0
F1_Industrial_Primary Metals_New_Space Heating_Natural Gas_Building Automation System_A_Achievable Economic UCT Potential | F1 | Industrial | Primary Metals | New | Space Heating | Natural Gas | Building Automation System | A | Integrated Unit Energy Savings (kWh or therms) | Achievable Economic UCT Potential | 0 | 0 | 0 | 0 | 0 | 0.014537 | 0.014292 | 0.014088 | 0.013913 | 0.013756 | 0.013619 | 0.013455 | 0.013279 | 0.013101 | 0.012925 | 0.012767 | 0.012625 | 0.012505 | 0.012345 | 0.012221 | 0.012128 | 0.012053 | 0.012012 | 0.011984 | 0.011968 | 0.01196 | 0.011956 | 0.011956 | 0 | 0 | 0
F2_Industrial_Primary Metals_New_Space Heating_Natural Gas_Building Automation System_A_Achievable Economic UCT Potential | F2 | Industrial | Primary Metals | New | Space Heating | Natural Gas | Building Automation System | A | Integrated Unit Summer Peak Savings (kW) | Achievable Economic UCT Potential | 0 | 0 | 0 | 0 | 0 | 0 | 0 | 0 | 0 | 0 | 0 | 0 | 0 | 0 | 0 | 0 | 0 | 0 | 0 | 0 | 0 | 0 | 0 | 0 | 0 | 0 | 0 | 0 | 0 | 0 | 0
F3_Industrial_Primary Metals_New_Space Heating_Natural Gas_Building Automation System_A_Achievable Economic UCT Potential | F3 | Industrial | Primary Metals | New | Space Heating | Natural Gas | Building Automation System | A | Integrated Unit Winter Peak Savings (kW) | Achievable Economic UCT Potential | 0 | 0 | 0 | 0 | 0 | 0 | 0 | 0 | 0 | 0 | 0 | 0 | 0 | 0 | 0 | 0 | 0 | 0 | 0 | 0 | 0 | 0 | 0 | 0 | 0 | 0 | 0 | 0 | 0 | 0 | 0
F4_Industrial_Primary Metals_New_Space Heating_Natural Gas_Building Automation System_A_Achievable Economic UCT Potential | F4 | Industrial | Primary Metals | New | Space Heating | Natural Gas | Building Automation System | A | Incremental Energy Savings (MWh or mTherms) | Achievable Economic UCT Potential | 0 | 0 | 0 | 0 | 0 | 0.00010768 | 0.00025069 | 0.00050716 | 0.00092389 | 0.0015504 | 0.0024311 | 0.0035759 | 0.0049689 | 0.0065429 | 0.0081616 | 0.0096557 | 0.010794 | 0.011369 | 0.011166 | 0.010225 | 0.0088071 | 0.0070079 | 0.0050512 | 0.0033571 | 0.0022755 | 0.002135 | 0.0031775 | 0.0044739 | 0 | 0 | 0
F5_Industrial_Primary Metals_New_Space Heating_Natural Gas_Building Automation System_A_Achievable Economic UCT Potential | F5 | Industrial | Primary Metals | New | Space Heating | Natural Gas | Building Automation System | A | Incremental Summer Peak Savings (MW) | Achievable Economic UCT Potential | 0 | 0 | 0 | 0 | 0 | 0 | 0 | 0 | 0 | 0 | 0 | 0 | 0 | 0 | 0 | 0 | 0 | 0 | 0 | 0 | 0 | 0 | 0 | 0 | 0 | 0 | 0 | 0 | 0 | 0 | 0
F6_Industrial_Primary Metals_New_Space Heating_Natural Gas_Building Automation System_A_Achievable Economic UCT Potential | F6 | Industrial | Primary Metals | New | Space Heating | Natural Gas | Building Automation System | A | Incremental Winter Peak Savings (MW) | Achievable Economic UCT Potential | 0 | 0 | 0 | 0 | 0 | 0 | 0 | 0 | 0 | 0 | 0 | 0 | 0 | 0 | 0 | 0 | 0 | 0 | 0 | 0 | 0 | 0 | 0 | 0 | 0 | 0 | 0 | 0 | 0 | 0 | 0
F7_Industrial_Primary Metals_New_Space Heating_Natural Gas_Building Automation System_A_Achievable Economic UCT Potential | F7 | Industrial | Primary Metals | New | Space Heating | Natural Gas | Building Automation System | A | Cumulative Energy Savings (MWh or mTherms) | Achievable Economic UCT Potential | 0 | 0 | 0 | 0 | 0 | 0.00010768 | 0.00035655 | 0.00085864 | 0.0017718 | 0.0033022 | 0.0057004 | 0.0092078 | 0.014056 | 0.020411 | 0.028299 | 0.037608 | 0.047982 | 0.058897 | 0.069308 | 0.07884 | 0.086954 | 0.093215 | 0.097514 | 0.099854 | 0.10064 | 0.10058 | 0.10054 | 0.10054 | 0 | 0 | 0
F8_Industrial_Primary Metals_New_Space Heating_Natural Gas_Building Automation System_A_Achievable Economic UCT Potential | F8 | Industrial | Primary Metals | New | Space Heating | Natural Gas | Building Automation System | A | Cumulative Summer Peak Savings (MW) | Achievable Economic UCT Potential | 0 | 0 | 0 | 0 | 0 | 0 | 0 | 0 | 0 | 0 | 0 | 0 | 0 | 0 | 0 | 0 | 0 | 0 | 0 | 0 | 0 | 0 | 0 | 0 | 0 | 0 | 0 | 0 | 0 | 0 | 0
F9_Industrial_Primary Metals_New_Space Heating_Natural Gas_Building Automation System_A_Achievable Economic UCT Potential | F9 | Industrial | Primary Metals | New | Space Heating | Natural Gas | Building Automation System | A | Cumulative Winter Peak Savings (MW) | Achievable Economic UCT Potential | 0 | 0 | 0 | 0 | 0 | 0 | 0 | 0 | 0 | 0 | 0 | 0 | 0 | 0 | 0 | 0 | 0 | 0 | 0 | 0 | 0 | 0 | 0 | 0 | 0 | 0 | 0 | 0 | 0 | 0 | 0
F10_Industrial_Primary Metals_New_Space Heating_Natural Gas_Building Automation System_A_Achievable Economic UCT Potential | F10 | Industrial | Primary Metals | New | Space Heating | Natural Gas | Building Automation System | A | Purchases (Incremental) | Achievable Economic UCT Potential | 0 | 0 | 0 | 0 | 0 | 7.4069 | 17.541 | 35.9983 | 66.4046 | 112.712 | 178.5127 | 265.7714 | 374.1996 | 499.435 | 631.4442 | 756.2943 | 854.9779 | 909.1875 | 904.5593 | 836.6976 | 726.2074 | 581.4315 | 420.5259 | 280.1252 | 190.1361 | 178.5127 | 265.7714 | 374.1996 | 499.435 | 631.4442 | 756.2943
F11_Industrial_Primary Metals_New_Space Heating_Natural Gas_Building Automation System_A_Achievable Economic UCT Potential | F11 | Industrial | Primary Metals | New | Space Heating | Natural Gas | Building Automation System | A | Purchases (Cumulative) | Achievable Economic UCT Potential | 0 | 0 | 0 | 0 | 0 | 7.4069 | 24.9478 | 60.9461 | 127.3507 | 240.0628 | 418.5755 | 684.3469 | 1058.5465 | 1557.9815 | 2189.4258 | 2945.7201 | 3800.698 | 4709.8855 | 5614.4448 | 6451.1424 | 7169.9429 | 7733.8334 | 8118.3611 | 8332.0817 | 8409.5058 | 8409.5058 | 8409.5058 | 8409.5058 | 8409.5058 | 8409.5058 | 8409.5058
F1_Industrial_Primary Metals_New_Space Heating_Natural Gas_Steam System Efficiency Improvements_A_Achievable Economic UCT Potential | F1 | Industrial | Primary Metals | New | Space Heating | Natural Gas | Steam System Efficiency Improvements | A | Integrated Unit Energy Savings (kWh or therms) | Achievable Economic UCT Potential | 0 | 0 | 0 | 0 | 0 | 0 | 0 | 0 | 0 | 0 | 0 | 0 | 0 | 0 | 0 | 0 | 0 | 0 | 0 | 0 | 0 | 0 | 0 | 0 | 0 | 0 | 0 | 0 | 0 | 0 | 0
F2_Industrial_Primary Metals_New_Space Heating_Natural Gas_Steam System Efficiency Improvements_A_Achievable Economic UCT Potential | F2 | Industrial | Primary Metals | New | Space Heating | Natural Gas | Steam System Efficiency Improvements | A | Integrated Unit Summer Peak Savings (kW) | Achievable Economic UCT Potential | 0 | 0 | 0 | 0 | 0 | 0 | 0 | 0 | 0 | 0 | 0 | 0 | 0 | 0 | 0 | 0 | 0 | 0 | 0 | 0 | 0 | 0 | 0 | 0 | 0 | 0 | 0 | 0 | 0 | 0 | 0
F3_Industrial_Primary Metals_New_Space Heating_Natural Gas_Steam System Efficiency Improvements_A_Achievable Economic UCT Potential | F3 | Industrial | Primary Metals | New | Space Heating | Natural Gas | Steam System Efficiency Improvements | A | Integrated Unit Winter Peak Savings (kW) | Achievable Economic UCT Potential | 0 | 0 | 0 | 0 | 0 | 0 | 0 | 0 | 0 | 0 | 0 | 0 | 0 | 0 | 0 | 0 | 0 | 0 | 0 | 0 | 0 | 0 | 0 | 0 | 0 | 0 | 0 | 0 | 0 | 0 | 0
F4_Industrial_Primary Metals_New_Space Heating_Natural Gas_Steam System Efficiency Improvements_A_Achievable Economic UCT Potential | F4 | Industrial | Primary Metals | New | Space Heating | Natural Gas | Steam System Efficiency Improvements | A | Incremental Energy Savings (MWh or mTherms) | Achievable Economic UCT Potential | 0 | 0 | 0 | 0 | 0 | 0 | 0 | 0 | 0 | 0 | 0 | 0 | 0 | 0 | 0 | 0 | 0 | 0 | 0 | 0 | 0 | 0 | 0 | 0 | 0 | 0 | 0 | 0 | 0 | 0 | 0
F5_Industrial_Primary Metals_New_Space Heating_Natural Gas_Steam System Efficiency Improvements_A_Achievable Economic UCT Potential | F5 | Industrial | Primary Metals | New | Space Heating | Natural Gas | Steam System Efficiency Improvements | A | Incremental Summer Peak Savings (MW) | Achievable Economic UCT Potential | 0 | 0 | 0 | 0 | 0 | 0 | 0 | 0 | 0 | 0 | 0 | 0 | 0 | 0 | 0 | 0 | 0 | 0 | 0 | 0 | 0 | 0 | 0 | 0 | 0 | 0 | 0 | 0 | 0 | 0 | 0
F6_Industrial_Primary Metals_New_Space Heating_Natural Gas_Steam System Efficiency Improvements_A_Achievable Economic UCT Potential | F6 | Industrial | Primary Metals | New | Space Heating | Natural Gas | Steam System Efficiency Improvements | A | Incremental Winter Peak Savings (MW) | Achievable Economic UCT Potential | 0 | 0 | 0 | 0 | 0 | 0 | 0 | 0 | 0 | 0 | 0 | 0 | 0 | 0 | 0 | 0 | 0 | 0 | 0 | 0 | 0 | 0 | 0 | 0 | 0 | 0 | 0 | 0 | 0 | 0 | 0
F7_Industrial_Primary Metals_New_Space Heating_Natural Gas_Steam System Efficiency Improvements_A_Achievable Economic UCT Potential | F7 | Industrial | Primary Metals | New | Space Heating | Natural Gas | Steam System Efficiency Improvements | A | Cumulative Energy Savings (MWh or mTherms) | Achievable Economic UCT Potential | 0 | 0 | 0 | 0 | 0 | 0 | 0 | 0 | 0 | 0 | 0 | 0 | 0 | 0 | 0 | 0 | 0 | 0 | 0 | 0 | 0 | 0 | 0 | 0 | 0 | 0 | 0 | 0 | 0 | 0 | 0
F8_Industrial_Primary Metals_New_Space Heating_Natural Gas_Steam System Efficiency Improvements_A_Achievable Economic UCT Potential | F8 | Industrial | Primary Metals | New | Space Heating | Natural Gas | Steam System Efficiency Improvements | A | Cumulative Summer Peak Savings (MW) | Achievable Economic UCT Potential | 0 | 0 | 0 | 0 | 0 | 0 | 0 | 0 | 0 | 0 | 0 | 0 | 0 | 0 | 0 | 0 | 0 | 0 | 0 | 0 | 0 | 0 | 0 | 0 | 0 | 0 | 0 | 0 | 0 | 0 | 0
F9_Industrial_Primary Metals_New_Space Heating_Natural Gas_Steam System Efficiency Improvements_A_Achievable Economic UCT Potential | F9 | Industrial | Primary Metals | New | Space Heating | Natural Gas | Steam System Efficiency Improvements | A | Cumulative Winter Peak Savings (MW) | Achievable Economic UCT Potential | 0 | 0 | 0 | 0 | 0 | 0 | 0 | 0 | 0 | 0 | 0 | 0 | 0 | 0 | 0 | 0 | 0 | 0 | 0 | 0 | 0 | 0 | 0 | 0 | 0 | 0 | 0 | 0 | 0 | 0 | 0
F10_Industrial_Primary Metals_New_Space Heating_Natural Gas_Steam System Efficiency Improvements_A_Achievable Economic UCT Potential | F10 | Industrial | Primary Metals | New | Space Heating | Natural Gas | Steam System Efficiency Improvements | A | Purchases (Incremental) | Achievable Economic UCT Potential | 0 | 0 | 0 | 0 | 0 | 0 | 0 | 0 | 0 | 0 | 0 | 0 | 0 | 0 | 0 | 0 | 0 | 0 | 0 | 0 | 0 | 0 | 0 | 0 | 0 | 0 | 0 | 0 | 0 | 0 | 0
F11_Industrial_Primary Metals_New_Space Heating_Natural Gas_Steam System Efficiency Improvements_A_Achievable Economic UCT Potential | F11 | Industrial | Primary Metals | New | Space Heating | Natural Gas | Steam System Efficiency Improvements | A | Purchases (Cumulative) | Achievable Economic UCT Potential | 0 | 0 | 0 | 0 | 0 | 0 | 0 | 0 | 0 | 0 | 0 | 0 | 0 | 0 | 0 | 0 | 0 | 0 | 0 | 0 | 0 | 0 | 0 | 0 | 0 | 0 | 0 | 0 | 0 | 0 | 0
F1_Industrial_Primary Metals_New_Process_Natural Gas_Steam System Efficiency Improvements_A_Achievable Economic UCT Potential | F1 | Industrial | Primary Metals | New | Process | Natural Gas | Steam System Efficiency Improvements | A | Integrated Unit Energy Savings (kWh or therms) | Achievable Economic UCT Potential | 0 | 0 | 0 | 0 | 0 | 0.13374 | 0.1335 | 0.13328 | 0.13308 | 0.13289 | 0.13278 | 0.1327 | 0.13264 | 0.1326 | 0.13257 | 0.13255 | 0.13255 | 0.13255 | 0.13255 | 0.13256 | 0.13257 | 0.13259 | 0.13261 | 0.13262 | 0.13264 | 0.13269 | 0.13274 | 0.13278 | 0.13402 | 0.13402 | 0.13402
F2_Industrial_Primary Metals_New_Process_Natural Gas_Steam System Efficiency Improvements_A_Achievable Economic UCT Potential | F2 | Industrial | Primary Metals | New | Process | Natural Gas | Steam System Efficiency Improvements | A | Integrated Unit Summer Peak Savings (kW) | Achievable Economic UCT Potential | 0 | 0 | 0 | 0 | 0 | 0 | 0 | 0 | 0 | 0 | 0 | 0 | 0 | 0 | 0 | 0 | 0 | 0 | 0 | 0 | 0 | 0 | 0 | 0 | 0 | 0 | 0 | 0 | 0 | 0 | 0
F3_Industrial_Primary Metals_New_Process_Natural Gas_Steam System Efficiency Improvements_A_Achievable Economic UCT Potential | F3 | Industrial | Primary Metals | New | Process | Natural Gas | Steam System Efficiency Improvements | A | Integrated Unit Winter Peak Savings (kW) | Achievable Economic UCT Potential | 0 | 0 | 0 | 0 | 0 | 0 | 0 | 0 | 0 | 0 | 0 | 0 | 0 | 0 | 0 | 0 | 0 | 0 | 0 | 0 | 0 | 0 | 0 | 0 | 0 | 0 | 0 | 0 | 0 | 0 | 0
F4_Industrial_Primary Metals_New_Process_Natural Gas_Steam System Efficiency Improvements_A_Achievable Economic UCT Potential | F4 | Industrial | Primary Metals | New | Process | Natural Gas | Steam System Efficiency Improvements | A | Incremental Energy Savings (MWh or mTherms) | Achievable Economic UCT Potential | 0 | 0 | 0 | 0 | 0 | 0 | 0 | 0 | 0 | 0 | 0 | 0 | 0 | 0 | 0 | 0 | 0 | 0 | 0 | 0 | 0 | 0 | 0 | 0 | 0 | 0 | 0 | 0 | 0 | 0 | 0
F5_Industrial_Primary Metals_New_Process_Natural Gas_Steam System Efficiency Improvements_A_Achievable Economic UCT Potential | F5 | Industrial | Primary Metals | New | Process | Natural Gas | Steam System Efficiency Improvements | A | Incremental Summer Peak Savings (MW) | Achievable Economic UCT Potential | 0 | 0 | 0 | 0 | 0 | 0 | 0 | 0 | 0 | 0 | 0 | 0 | 0 | 0 | 0 | 0 | 0 | 0 | 0 | 0 | 0 | 0 | 0 | 0 | 0 | 0 | 0 | 0 | 0 | 0 | 0
F6_Industrial_Primary Metals_New_Process_Natural Gas_Steam System Efficiency Improvements_A_Achievable Economic UCT Potential | F6 | Industrial | Primary Metals | New | Process | Natural Gas | Steam System Efficiency Improvements | A | Incremental Winter Peak Savings (MW) | Achievable Economic UCT Potential | 0 | 0 | 0 | 0 | 0 | 0 | 0 | 0 | 0 | 0 | 0 | 0 | 0 | 0 | 0 | 0 | 0 | 0 | 0 | 0 | 0 | 0 | 0 | 0 | 0 | 0 | 0 | 0 | 0 | 0 | 0
F7_Industrial_Primary Metals_New_Process_Natural Gas_Steam System Efficiency Improvements_A_Achievable Economic UCT Potential | F7 | Industrial | Primary Metals | New | Process | Natural Gas | Steam System Efficiency Improvements | A | Cumulative Energy Savings (MWh or mTherms) | Achievable Economic UCT Potential | 0 | 0 | 0 | 0 | 0 | 0 | 0 | 0 | 0 | 0 | 0 | 0 | 0 | 0 | 0 | 0 | 0 | 0 | 0 | 0 | 0 | 0 | 0 | 0 | 0 | 0 | 0 | 0 | 0 | 0 | 0
F8_Industrial_Primary Metals_New_Process_Natural Gas_Steam System Efficiency Improvements_A_Achievable Economic UCT Potential | F8 | Industrial | Primary Metals | New | Process | Natural Gas | Steam System Efficiency Improvements | A | Cumulative Summer Peak Savings (MW) | Achievable Economic UCT Potential | 0 | 0 | 0 | 0 | 0 | 0 | 0 | 0 | 0 | 0 | 0 | 0 | 0 | 0 | 0 | 0 | 0 | 0 | 0 | 0 | 0 | 0 | 0 | 0 | 0 | 0 | 0 | 0 | 0 | 0 | 0
F9_Industrial_Primary Metals_New_Process_Natural Gas_Steam System Efficiency Improvements_A_Achievable Economic UCT Potential | F9 | Industrial | Primary Metals | New | Process | Natural Gas | Steam System Efficiency Improvements | A | Cumulative Winter Peak Savings (MW) | Achievable Economic UCT Potential | 0 | 0 | 0 | 0 | 0 | 0 | 0 | 0 | 0 | 0 | 0 | 0 | 0 | 0 | 0 | 0 | 0 | 0 | 0 | 0 | 0 | 0 | 0 | 0 | 0 | 0 | 0 | 0 | 0 | 0 | 0
F10_Industrial_Primary Metals_New_Process_Natural Gas_Steam System Efficiency Improvements_A_Achievable Economic UCT Potential | F10 | Industrial | Primary Metals | New | Process | Natural Gas | Steam System Efficiency Improvements | A | Purchases (Incremental) | Achievable Economic UCT Potential | 0 | 0 | 0 | 0 | 0 | 0 | 0 | 0 | 0 | 0 | 0 | 0 | 0 | 0 | 0 | 0 | 0 | 0 | 0 | 0 | 0 | 0 | 0 | 0 | 0 | 0 | 0 | 0 | 0 | 0 | 0
F11_Industrial_Primary Metals_New_Process_Natural Gas_Steam System Efficiency Improvements_A_Achievable Economic UCT Potential | F11 | Industrial | Primary Metals | New | Process | Natural Gas | Steam System Efficiency Improvements | A | Purchases (Cumulative) | Achievable Economic UCT Potential | 0 | 0 | 0 | 0 | 0 | 0 | 0 | 0 | 0 | 0 | 0 | 0 | 0 | 0 | 0 | 0 | 0 | 0 | 0 | 0 | 0 | 0 | 0 | 0 | 0 | 0 | 0 | 0 | 0 | 0 | 0
F1_Industrial_Primary Metals_New_Space Heating_Natural Gas_Strategic Energy Management_A_Achievable Economic UCT Potential | F1 | Industrial | Primary Metals | New | Space Heating | Natural Gas | Strategic Energy Management | A | Integrated Unit Energy Savings (kWh or therms) | Achievable Economic UCT Potential | 0 | 0 | 0 | 0 | 0 | 15.3416 | 15.0925 | 14.8866 | 14.7092 | 14.5504 | 14.4065 | 14.2344 | 14.0488 | 13.8611 | 13.6761 | 13.5093 | 13.3589 | 13.2328 | 13.0632 | 12.933 | 12.8342 | 12.7554 | 12.7118 | 12.6832 | 12.6657 | 12.6557 | 12.65 | 12.6485 | 0 | 0 | 0
F2_Industrial_Primary Metals_New_Space Heating_Natural Gas_Strategic Energy Management_A_Achievable Economic UCT Potential | F2 | Industrial | Primary Metals | New | Space Heating | Natural Gas | Strategic Energy Management | A | Integrated Unit Summer Peak Savings (kW) | Achievable Economic UCT Potential | 0 | 0 | 0 | 0 | 0 | 0 | 0 | 0 | 0 | 0 | 0 | 0 | 0 | 0 | 0 | 0 | 0 | 0 | 0 | 0 | 0 | 0 | 0 | 0 | 0 | 0 | 0 | 0 | 0 | 0 | 0
F3_Industrial_Primary Metals_New_Space Heating_Natural Gas_Strategic Energy Management_A_Achievable Economic UCT Potential | F3 | Industrial | Primary Metals | New | Space Heating | Natural Gas | Strategic Energy Management | A | Integrated Unit Winter Peak Savings (kW) | Achievable Economic UCT Potential | 0 | 0 | 0 | 0 | 0 | 0 | 0 | 0 | 0 | 0 | 0 | 0 | 0 | 0 | 0 | 0 | 0 | 0 | 0 | 0 | 0 | 0 | 0 | 0 | 0 | 0 | 0 | 0 | 0 | 0 | 0
F4_Industrial_Primary Metals_New_Space Heating_Natural Gas_Strategic Energy Management_A_Achievable Economic UCT Potential | F4 | Industrial | Primary Metals | New | Space Heating | Natural Gas | Strategic Energy Management | A | Incremental Energy Savings (MWh or mTherms) | Achievable Economic UCT Potential | 0 | 0 | 0 | 0 | 0 | 0.00067762 | 0.00078975 | 0.00090037 | 0.0010089 | 0.001116 | 0.0012219 | 0.0013214 | 0.0014165 | 0.0015081 | 0.0015953 | 0.0016823 | 0.0017678 | 0.0018544 | 0.0019321 | 0.0020124 | 0.0020959 | 0.002181 | 0.0022707 | 0.0023622 | 0.0024551 | 0.0020668 | 0.0021629 | 0.0022594 | 0 | 0 | 0
F5_Industrial_Primary Metals_New_Space Heating_Natural Gas_Strategic Energy Management_A_Achievable Economic UCT Potential | F5 | Industrial | Primary Metals | New | Space Heating | Natural Gas | Strategic Energy Management | A | Incremental Summer Peak Savings (MW) | Achievable Economic UCT Potential | 0 | 0 | 0 | 0 | 0 | 0 | 0 | 0 | 0 | 0 | 0 | 0 | 0 | 0 | 0 | 0 | 0 | 0 | 0 | 0 | 0 | 0 | 0 | 0 | 0 | 0 | 0 | 0 | 0 | 0 | 0
F6_Industrial_Primary Metals_New_Space Heating_Natural Gas_Strategic Energy Management_A_Achievable Economic UCT Potential | F6 | Industrial | Primary Metals | New | Space Heating | Natural Gas | Strategic Energy Management | A | Incremental Winter Peak Savings (MW) | Achievable Economic UCT Potential | 0 | 0 | 0 | 0 | 0 | 0 | 0 | 0 | 0 | 0 | 0 | 0 | 0 | 0 | 0 | 0 | 0 | 0 | 0 | 0 | 0 | 0 | 0 | 0 | 0 | 0 | 0 | 0 | 0 | 0 | 0
F7_Industrial_Primary Metals_New_Space Heating_Natural Gas_Strategic Energy Management_A_Achievable Economic UCT Potential | F7 | Industrial | Primary Metals | New | Space Heating | Natural Gas | Strategic Energy Management | A | Cumulative Energy Savings (MWh or mTherms) | Achievable Economic UCT Potential | 0 | 0 | 0 | 0 | 0 | 0.00067762 | 0.0014564 | 0.0023369 | 0.0033179 | 0.0043981 | 0.0049402 | 0.0054577 | 0.0059533 | 0.0064312 | 0.0068917 | 0.0073442 | 0.0077901 | 0.0082368 | 0.0086422 | 0.0090597 | 0.0094882 | 0.009923 | 0.010378 | 0.010841 | 0.011311 | 0.011302 | 0.011296 | 0.011295 | 0 | 0 | 0
F8_Industrial_Primary Metals_New_Space Heating_Natural Gas_Strategic Energy Management_A_Achievable Economic UCT Potential | F8 | Industrial | Primary Metals | New | Space Heating | Natural Gas | Strategic Energy Management | A | Cumulative Summer Peak Savings (MW) | Achievable Economic UCT Potential | 0 | 0 | 0 | 0 | 0 | 0 | 0 | 0 | 0 | 0 | 0 | 0 | 0 | 0 | 0 | 0 | 0 | 0 | 0 | 0 | 0 | 0 | 0 | 0 | 0 | 0 | 0 | 0 | 0 | 0 | 0
F9_Industrial_Primary Metals_New_Space Heating_Natural Gas_Strategic Energy Management_A_Achievable Economic UCT Potential | F9 | Industrial | Primary Metals | New | Space Heating | Natural Gas | Strategic Energy Management | A | Cumulative Winter Peak Savings (MW) | Achievable Economic UCT Potential | 0 | 0 | 0 | 0 | 0 | 0 | 0 | 0 | 0 | 0 | 0 | 0 | 0 | 0 | 0 | 0 | 0 | 0 | 0 | 0 | 0 | 0 | 0 | 0 | 0 | 0 | 0 | 0 | 0 | 0 | 0
F10_Industrial_Primary Metals_New_Space Heating_Natural Gas_Strategic Energy Management_A_Achievable Economic UCT Potential | F10 | Industrial | Primary Metals | New | Space Heating | Natural Gas | Strategic Energy Management | A | Purchases (Incremental) | Achievable Economic UCT Potential | 0 | 0 | 0 | 0 | 0 | 0.044168 | 0.052327 | 0.060482 | 0.068589 | 0.0767 | 0.084817 | 0.092832 | 0.10082 | 0.1088 | 0.11665 | 0.12453 | 0.13233 | 0.14014 | 0.14791 | 0.1556 | 0.16331 | 0.17098 | 0.17863 | 0.18625 | 0.19384 | 0.16331 | 0.17098 | 0.17863 | 0.18625 | 0.19384 | 0.16331
F11_Industrial_Primary Metals_New_Space Heating_Natural Gas_Strategic Energy Management_A_Achievable Economic UCT Potential | F11 | Industrial | Primary Metals | New | Space Heating | Natural Gas | Strategic Energy Management | A | Purchases (Cumulative) | Achievable Economic UCT Potential | 0 | 0 | 0 | 0 | 0 | 0.044168 | 0.096496 | 0.15698 | 0.22557 | 0.30227 | 0.34291 | 0.38342 | 0.42376 | 0.46397 | 0.50392 | 0.54364 | 0.58314 | 0.62246 | 0.66156 | 0.70052 | 0.7393 | 0.77794 | 0.81643 | 0.85477 | 0.893 | 0.893 | 0.893 | 0.893 | 0.893 | 0.893 | 0.893
F1_Industrial_Primary Metals_New_Process_Natural Gas_Strategic Energy Management_A_Achievable Economic UCT Potential | F1 | Industrial | Primary Metals | New | Process | Natural Gas | Strategic Energy Management | A | Integrated Unit Energy Savings (kWh or therms) | Achievable Economic UCT Potential | 0 | 0 | 0 | 0 | 0 | 100.6764 | 100.5821 | 100.4989 | 100.4234 | 100.3523 | 100.2953 | 100.2589 | 100.2377 | 100.2275 | 100.2248 | 100.2282 | 100.2353 | 100.2454 | 100.2574 | 100.2704 | 100.2857 | 100.3082 | 100.3288 | 100.3476 | 100.3648 | 100.3808 | 100.3955 | 100.4092 | 0 | 0 | 0
F2_Industrial_Primary Metals_New_Process_Natural Gas_Strategic Energy Management_A_Achievable Economic UCT Potential | F2 | Industrial | Primary Metals | New | Process | Natural Gas | Strategic Energy Management | A | Integrated Unit Summer Peak Savings (kW) | Achievable Economic UCT Potential | 0 | 0 | 0 | 0 | 0 | 0 | 0 | 0 | 0 | 0 | 0 | 0 | 0 | 0 | 0 | 0 | 0 | 0 | 0 | 0 | 0 | 0 | 0 | 0 | 0 | 0 | 0 | 0 | 0 | 0 | 0
F3_Industrial_Primary Metals_New_Process_Natural Gas_Strategic Energy Management_A_Achievable Economic UCT Potential | F3 | Industrial | Primary Metals | New | Process | Natural Gas | Strategic Energy Management | A | Integrated Unit Winter Peak Savings (kW) | Achievable Economic UCT Potential | 0 | 0 | 0 | 0 | 0 | 0 | 0 | 0 | 0 | 0 | 0 | 0 | 0 | 0 | 0 | 0 | 0 | 0 | 0 | 0 | 0 | 0 | 0 | 0 | 0 | 0 | 0 | 0 | 0 | 0 | 0
F4_Industrial_Primary Metals_New_Process_Natural Gas_Strategic Energy Management_A_Achievable Economic UCT Potential | F4 | Industrial | Primary Metals | New | Process | Natural Gas | Strategic Energy Management | A | Incremental Energy Savings (MWh or mTherms) | Achievable Economic UCT Potential | 0 | 0 | 0 | 0 | 0 | 0.18122 | 0.21449 | 0.24771 | 0.2807 | 0.31367 | 0.34667 | 0.37929 | 0.41186 | 0.4444 | 0.47645 | 0.50865 | 0.54057 | 0.57251 | 0.60431 | 0.63584 | 0.66743 | 0.69895 | 0.73035 | 0.76164 | 0.79282 | 0.66807 | 0.69956 | 0.73094 | 0 | 0 | 0
F5_Industrial_Primary Metals_New_Process_Natural Gas_Strategic Energy Management_A_Achievable Economic UCT Potential | F5 | Industrial | Primary Metals | New | Process | Natural Gas | Strategic Energy Management | A | Incremental Summer Peak Savings (MW) | Achievable Economic UCT Potential | 0 | 0 | 0 | 0 | 0 | 0 | 0 | 0 | 0 | 0 | 0 | 0 | 0 | 0 | 0 | 0 | 0 | 0 | 0 | 0 | 0 | 0 | 0 | 0 | 0 | 0 | 0 | 0 | 0 | 0 | 0
F6_Industrial_Primary Metals_New_Process_Natural Gas_Strategic Energy Management_A_Achievable Economic UCT Potential | F6 | Industrial | Primary Metals | New | Process | Natural Gas | Strategic Energy Management | A | Incremental Winter Peak Savings (MW) | Achievable Economic UCT Potential | 0 | 0 | 0 | 0 | 0 | 0 | 0 | 0 | 0 | 0 | 0 | 0 | 0 | 0 | 0 | 0 | 0 | 0 | 0 | 0 | 0 | 0 | 0 | 0 | 0 | 0 | 0 | 0 | 0 | 0 | 0
F7_Industrial_Primary Metals_New_Process_Natural Gas_Strategic Energy Management_A_Achievable Economic UCT Potential | F7 | Industrial | Primary Metals | New | Process | Natural Gas | Strategic Energy Management | A | Cumulative Energy Savings (MWh or mTherms) | Achievable Economic UCT Potential | 0 | 0 | 0 | 0 | 0 | 0.18122 | 0.39554 | 0.64292 | 0.92314 | 1.2362 | 1.4016 | 1.5666 | 1.731 | 1.8951 | 2.0582 | 2.2205 | 2.382 | 2.5429 | 2.703 | 2.8625 | 3.0214 | 3.1801 | 3.3381 | 3.4955 | 3.6525 | 3.6531 | 3.6536 | 3.6541 | 0 | 0 | 0
F8_Industrial_Primary Metals_New_Process_Natural Gas_Strategic Energy Management_A_Achievable Economic UCT Potential | F8 | Industrial | Primary Metals | New | Process | Natural Gas | Strategic Energy Management | A | Cumulative Summer Peak Savings (MW) | Achievable Economic UCT Potential | 0 | 0 | 0 | 0 | 0 | 0 | 0 | 0 | 0 | 0 | 0 | 0 | 0 | 0 | 0 | 0 | 0 | 0 | 0 | 0 | 0 | 0 | 0 | 0 | 0 | 0 | 0 | 0 | 0 | 0 | 0
F9_Industrial_Primary Metals_New_Process_Natural Gas_Strategic Energy Management_A_Achievable Economic UCT Potential | F9 | Industrial | Primary Metals | New | Process | Natural Gas | Strategic Energy Management | A | Cumulative Winter Peak Savings (MW) | Achievable Economic UCT Potential | 0 | 0 | 0 | 0 | 0 | 0 | 0 | 0 | 0 | 0 | 0 | 0 | 0 | 0 | 0 | 0 | 0 | 0 | 0 | 0 | 0 | 0 | 0 | 0 | 0 | 0 | 0 | 0 | 0 | 0 | 0
F10_Industrial_Primary Metals_New_Process_Natural Gas_Strategic Energy Management_A_Achievable Economic UCT Potential | F10 | Industrial | Primary Metals | New | Process | Natural Gas | Strategic Energy Management | A | Purchases (Incremental) | Achievable Economic UCT Potential | 0 | 0 | 0 | 0 | 0 | 1.8 | 2.1325 | 2.4648 | 2.7952 | 3.1257 | 3.4565 | 3.7831 | 4.1089 | 4.4339 | 4.7538 | 5.0749 | 5.393 | 5.7111 | 6.0276 | 6.3413 | 6.6553 | 6.9681 | 7.2796 | 7.59 | 7.8993 | 6.6553 | 6.9681 | 7.2796 | 7.59 | 7.8993 | 6.6553
F11_Industrial_Primary Metals_New_Process_Natural Gas_Strategic Energy Management_A_Achievable Economic UCT Potential | F11 | Industrial | Primary Metals | New | Process | Natural Gas | Strategic Energy Management | A | Purchases (Cumulative) | Achievable Economic UCT Potential | 0 | 0 | 0 | 0 | 0 | 1.8 | 3.9325 | 6.3973 | 9.1925 | 12.3182 | 13.9747 | 15.6254 | 17.2694 | 18.9082 | 20.5363 | 22.1547 | 23.7646 | 25.3668 | 26.9605 | 28.5479 | 30.1283 | 31.7034 | 33.2719 | 34.8343 | 36.3923 | 36.3923 | 36.3923 | 36.3923 | 36.3923 | 36.3923 | 36.3923
F1_Industrial_Primary Metals_New_Miscellaneous_Natural Gas_Strategic Energy Management_A_Achievable Economic UCT Potential | F1 | Industrial | Primary Metals | New | Miscellaneous | Natural Gas | Strategic Energy Management | A | Integrated Unit Energy Savings (kWh or therms) | Achievable Economic UCT Potential | 0 | 0 | 0 | 0 | 0 | 17.014 | 17.014 | 17.014 | 17.014 | 17.014 | 17.014 | 17.014 | 17.014 | 17.014 | 17.014 | 17.014 | 17.014 | 17.014 | 17.014 | 17.014 | 17.014 | 17.014 | 17.014 | 17.014 | 17.014 | 17.014 | 17.014 | 17.014 | 0 | 0 | 0
F2_Industrial_Primary Metals_New_Miscellaneous_Natural Gas_Strategic Energy Management_A_Achievable Economic UCT Potential | F2 | Industrial | Primary Metals | New | Miscellaneous | Natural Gas | Strategic Energy Management | A | Integrated Unit Summer Peak Savings (kW) | Achievable Economic UCT Potential | 0 | 0 | 0 | 0 | 0 | 0 | 0 | 0 | 0 | 0 | 0 | 0 | 0 | 0 | 0 | 0 | 0 | 0 | 0 | 0 | 0 | 0 | 0 | 0 | 0 | 0 | 0 | 0 | 0 | 0 | 0
F3_Industrial_Primary Metals_New_Miscellaneous_Natural Gas_Strategic Energy Management_A_Achievable Economic UCT Potential | F3 | Industrial | Primary Metals | New | Miscellaneous | Natural Gas | Strategic Energy Management | A | Integrated Unit Winter Peak Savings (kW) | Achievable Economic UCT Potential | 0 | 0 | 0 | 0 | 0 | 0 | 0 | 0 | 0 | 0 | 0 | 0 | 0 | 0 | 0 | 0 | 0 | 0 | 0 | 0 | 0 | 0 | 0 | 0 | 0 | 0 | 0 | 0 | 0 | 0 | 0
F4_Industrial_Primary Metals_New_Miscellaneous_Natural Gas_Strategic Energy Management_A_Achievable Economic UCT Potential | F4 | Industrial | Primary Metals | New | Miscellaneous | Natural Gas | Strategic Energy Management | A | Incremental Energy Savings (MWh or mTherms) | Achievable Economic UCT Potential | 0 | 0 | 0 | 0 | 0 | 0.0076562 | 0.0090706 | 0.010484 | 0.011889 | 0.013295 | 0.014702 | 0.016092 | 0.017477 | 0.01886 | 0.02022 | 0.021586 | 0.022939 | 0.024292 | 0.025638 | 0.026973 | 0.028308 | 0.029639 | 0.030964 | 0.032284 | 0.0336 | 0.028308 | 0.029639 | 0.030964 | 0 | 0 | 0
F5_Industrial_Primary Metals_New_Miscellaneous_Natural Gas_Strategic Energy Management_A_Achievable Economic UCT Potential | F5 | Industrial | Primary Metals | New | Miscellaneous | Natural Gas | Strategic Energy Management | A | Incremental Summer Peak Savings (MW) | Achievable Economic UCT Potential | 0 | 0 | 0 | 0 | 0 | 0 | 0 | 0 | 0 | 0 | 0 | 0 | 0 | 0 | 0 | 0 | 0 | 0 | 0 | 0 | 0 | 0 | 0 | 0 | 0 | 0 | 0 | 0 | 0 | 0 | 0
F6_Industrial_Primary Metals_New_Miscellaneous_Natural Gas_Strategic Energy Management_A_Achievable Economic UCT Potential | F6 | Industrial | Primary Metals | New | Miscellaneous | Natural Gas | Strategic Energy Management | A | Incremental Winter Peak Savings (MW) | Achievable Economic UCT Potential | 0 | 0 | 0 | 0 | 0 | 0 | 0 | 0 | 0 | 0 | 0 | 0 | 0 | 0 | 0 | 0 | 0 | 0 | 0 | 0 | 0 | 0 | 0 | 0 | 0 | 0 | 0 | 0 | 0 | 0 | 0
F7_Industrial_Primary Metals_New_Miscellaneous_Natural Gas_Strategic Energy Management_A_Achievable Economic UCT Potential | F7 | Industrial | Primary Metals | New | Miscellaneous | Natural Gas | Strategic Energy Management | A | Cumulative Energy Savings (MWh or mTherms) | Achievable Economic UCT Potential | 0 | 0 | 0 | 0 | 0 | 0.0076562 | 0.016727 | 0.027211 | 0.0391 | 0.052395 | 0.059442 | 0.066463 | 0.073456 | 0.080426 | 0.087351 | 0.094235 | 0.10108 | 0.1079 | 0.11468 | 0.12143 | 0.12815 | 0.13485 | 0.14152 | 0.14817 | 0.1548 | 0.1548 | 0.1548 | 0.1548 | 0 | 0 | 0
F8_Industrial_Primary Metals_New_Miscellaneous_Natural Gas_Strategic Energy Management_A_Achievable Economic UCT Potential | F8 | Industrial | Primary Metals | New | Miscellaneous | Natural Gas | Strategic Energy Management | A | Cumulative Summer Peak Savings (MW) | Achievable Economic UCT Potential | 0 | 0 | 0 | 0 | 0 | 0 | 0 | 0 | 0 | 0 | 0 | 0 | 0 | 0 | 0 | 0 | 0 | 0 | 0 | 0 | 0 | 0 | 0 | 0 | 0 | 0 | 0 | 0 | 0 | 0 | 0
F9_Industrial_Primary Metals_New_Miscellaneous_Natural Gas_Strategic Energy Management_A_Achievable Economic UCT Potential | F9 | Industrial | Primary Metals | New | Miscellaneous | Natural Gas | Strategic Energy Management | A | Cumulative Winter Peak Savings (MW) | Achievable Economic UCT Potential | 0 | 0 | 0 | 0 | 0 | 0 | 0 | 0 | 0 | 0 | 0 | 0 | 0 | 0 | 0 | 0 | 0 | 0 | 0 | 0 | 0 | 0 | 0 | 0 | 0 | 0 | 0 | 0 | 0 | 0 | 0
F10_Industrial_Primary Metals_New_Miscellaneous_Natural Gas_Strategic Energy Management_A_Achievable Economic UCT Potential | F10 | Industrial | Primary Metals | New | Miscellaneous | Natural Gas | Strategic Energy Management | A | Purchases (Incremental) | Achievable Economic UCT Potential | 0 | 0 | 0 | 0 | 0 | 0.45 | 0.53312 | 0.6162 | 0.69879 | 0.78143 | 0.86413 | 0.94579 | 1.0272 | 1.1085 | 1.1885 | 1.2687 | 1.3483 | 1.4278 | 1.5069 | 1.5853 | 1.6638 | 1.742 | 1.8199 | 1.8975 | 1.9748 | 1.6638 | 1.742 | 1.8199 | 1.8975 | 1.9748 | 1.6638
F11_Industrial_Primary Metals_New_Miscellaneous_Natural Gas_Strategic Energy Management_A_Achievable Economic UCT Potential | F11 | Industrial | Primary Metals | New | Miscellaneous | Natural Gas | Strategic Energy Management | A | Purchases (Cumulative) | Achievable Economic UCT Potential | 0 | 0 | 0 | 0 | 0 | 0.45 | 0.98312 | 1.5993 | 2.2981 | 3.0795 | 3.4937 | 3.9063 | 4.3174 | 4.727 | 5.1341 | 5.5387 | 5.9411 | 6.3417 | 6.7401 | 7.137 | 7.5321 | 7.9258 | 8.318 | 8.7086 | 9.0981 | 9.0981 | 9.0981 | 9.0981 | 9.0981 | 9.0981 | 9.0981
F1_Industrial_Primary Metals_New_Space Heating_Natural Gas_Commissioning_A_Achievable Economic UCT Potential | F1 | Industrial | Primary Metals | New | Space Heating | Natural Gas | Commissioning | A | Integrated Unit Energy Savings (kWh or therms) | Achievable Economic UCT Potential | 0 | 0 | 0 | 0 | 0 | 20.207 | 19.8789 | 19.6076 | 19.3741 | 19.1649 | 18.9753 | 18.7486 | 18.5042 | 18.2569 | 18.0133 | 17.7936 | 17.5955 | 17.4293 | 17.2061 | 17.0345 | 16.9043 | 16.8006 | 16.7432 | 16.7055 | 16.6825 | 16.6693 | 16.6617 | 16.6599 | 0 | 0 | 0
F2_Industrial_Primary Metals_New_Space Heating_Natural Gas_Commissioning_A_Achievable Economic UCT Potential | F2 | Industrial | Primary Metals | New | Space Heating | Natural Gas | Commissioning | A | Integrated Unit Summer Peak Savings (kW) | Achievable Economic UCT Potential | 0 | 0 | 0 | 0 | 0 | 0 | 0 | 0 | 0 | 0 | 0 | 0 | 0 | 0 | 0 | 0 | 0 | 0 | 0 | 0 | 0 | 0 | 0 | 0 | 0 | 0 | 0 | 0 | 0 | 0 | 0
F3_Industrial_Primary Metals_New_Space Heating_Natural Gas_Commissioning_A_Achievable Economic UCT Potential | F3 | Industrial | Primary Metals | New | Space Heating | Natural Gas | Commissioning | A | Integrated Unit Winter Peak Savings (kW) | Achievable Economic UCT Potential | 0 | 0 | 0 | 0 | 0 | 0 | 0 | 0 | 0 | 0 | 0 | 0 | 0 | 0 | 0 | 0 | 0 | 0 | 0 | 0 | 0 | 0 | 0 | 0 | 0 | 0 | 0 | 0 | 0 | 0 | 0
F4_Industrial_Primary Metals_New_Space Heating_Natural Gas_Commissioning_A_Achievable Economic UCT Potential | F4 | Industrial | Primary Metals | New | Space Heating | Natural Gas | Commissioning | A | Incremental Energy Savings (MWh or mTherms) | Achievable Economic UCT Potential | 0 | 0 | 0 | 0 | 0 | 0 | 0 | 0 | 0 | 0 | 0 | 0 | 0 | 0 | 0 | 0 | 0 | 0 | 0 | 0 | 0 | 0 | 0 | 0 | 0 | 0 | 0 | 0 | 0 | 0 | 0
F5_Industrial_Primary Metals_New_Space Heating_Natural Gas_Commissioning_A_Achievable Economic UCT Potential | F5 | Industrial | Primary Metals | New | Space Heating | Natural Gas | Commissioning | A | Incremental Summer Peak Savings (MW) | Achievable Economic UCT Potential | 0 | 0 | 0 | 0 | 0 | 0 | 0 | 0 | 0 | 0 | 0 | 0 | 0 | 0 | 0 | 0 | 0 | 0 | 0 | 0 | 0 | 0 | 0 | 0 | 0 | 0 | 0 | 0 | 0 | 0 | 0
F6_Industrial_Primary Metals_New_Space Heating_Natural Gas_Commissioning_A_Achievable Economic UCT Potential | F6 | Industrial | Primary Metals | New | Space Heating | Natural Gas | Commissioning | A | Incremental Winter Peak Savings (MW) | Achievable Economic UCT Potential | 0 | 0 | 0 | 0 | 0 | 0 | 0 | 0 | 0 | 0 | 0 | 0 | 0 | 0 | 0 | 0 | 0 | 0 | 0 | 0 | 0 | 0 | 0 | 0 | 0 | 0 | 0 | 0 | 0 | 0 | 0
F7_Industrial_Primary Metals_New_Space Heating_Natural Gas_Commissioning_A_Achievable Economic UCT Potential | F7 | Industrial | Primary Metals | New | Space Heating | Natural Gas | Commissioning | A | Cumulative Energy Savings (MWh or mTherms) | Achievable Economic UCT Potential | 0 | 0 | 0 | 0 | 0 | 0 | 0 | 0 | 0 | 0 | 0 | 0 | 0 | 0 | 0 | 0 | 0 | 0 | 0 | 0 | 0 | 0 | 0 | 0 | 0 | 0 | 0 | 0 | 0 | 0 | 0
F8_Industrial_Primary Metals_New_Space Heating_Natural Gas_Commissioning_A_Achievable Economic UCT Potential | F8 | Industrial | Primary Metals | New | Space Heating | Natural Gas | Commissioning | A | Cumulative Summer Peak Savings (MW) | Achievable Economic UCT Potential | 0 | 0 | 0 | 0 | 0 | 0 | 0 | 0 | 0 | 0 | 0 | 0 | 0 | 0 | 0 | 0 | 0 | 0 | 0 | 0 | 0 | 0 | 0 | 0 | 0 | 0 | 0 | 0 | 0 | 0 | 0
F9_Industrial_Primary Metals_New_Space Heating_Natural Gas_Commissioning_A_Achievable Economic UCT Potential | F9 | Industrial | Primary Metals | New | Space Heating | Natural Gas | Commissioning | A | Cumulative Winter Peak Savings (MW) | Achievable Economic UCT Potential | 0 | 0 | 0 | 0 | 0 | 0 | 0 | 0 | 0 | 0 | 0 | 0 | 0 | 0 | 0 | 0 | 0 | 0 | 0 | 0 | 0 | 0 | 0 | 0 | 0 | 0 | 0 | 0 | 0 | 0 | 0
F10_Industrial_Primary Metals_New_Space Heating_Natural Gas_Commissioning_A_Achievable Economic UCT Potential | F10 | Industrial | Primary Metals | New | Space Heating | Natural Gas | Commissioning | A | Purchases (Incremental) | Achievable Economic UCT Potential | 0 | 0 | 0 | 0 | 0 | 0 | 0 | 0 | 0 | 0 | 0 | 0 | 0 | 0 | 0 | 0 | 0 | 0 | 0 | 0 | 0 | 0 | 0 | 0 | 0 | 0 | 0 | 0 | 0 | 0 | 0
F11_Industrial_Primary Metals_New_Space Heating_Natural Gas_Commissioning_A_Achievable Economic UCT Potential | F11 | Industrial | Primary Metals | New | Space Heating | Natural Gas | Commissioning | A | Purchases (Cumulative) | Achievable Economic UCT Potential | 0 | 0 | 0 | 0 | 0 | 0 | 0 | 0 | 0 | 0 | 0 | 0 | 0 | 0 | 0 | 0 | 0 | 0 | 0 | 0 | 0 | 0 | 0 | 0 | 0 | 0 | 0 | 0 | 0 | 0 | 0
F1_Industrial_Primary Metals_New_Process_Natural Gas_Commissioning_A_Achievable Economic UCT Potential | F1 | Industrial | Primary Metals | New | Process | Natural Gas | Commissioning | A | Integrated Unit Energy Savings (kWh or therms) | Achievable Economic UCT Potential | 0 | 0 | 0 | 0 | 0 | 562.5435 | 562.5435 | 562.5435 | 562.5435 | 562.5435 | 562.5435 | 562.5435 | 562.5435 | 562.5435 | 562.5435 | 562.5435 | 562.5435 | 562.5435 | 562.5435 | 562.5435 | 562.5435 | 562.5435 | 562.5435 | 562.5435 | 562.5435 | 562.5435 | 562.5435 | 562.5435 | 0 | 0 | 0
F2_Industrial_Primary Metals_New_Process_Natural Gas_Commissioning_A_Achievable Economic UCT Potential | F2 | Industrial | Primary Metals | New | Process | Natural Gas | Commissioning | A | Integrated Unit Summer Peak Savings (kW) | Achievable Economic UCT Potential | 0 | 0 | 0 | 0 | 0 | 0 | 0 | 0 | 0 | 0 | 0 | 0 | 0 | 0 | 0 | 0 | 0 | 0 | 0 | 0 | 0 | 0 | 0 | 0 | 0 | 0 | 0 | 0 | 0 | 0 | 0
F3_Industrial_Primary Metals_New_Process_Natural Gas_Commissioning_A_Achievable Economic UCT Potential | F3 | Industrial | Primary Metals | New | Process | Natural Gas | Commissioning | A | Integrated Unit Winter Peak Savings (kW) | Achievable Economic UCT Potential | 0 | 0 | 0 | 0 | 0 | 0 | 0 | 0 | 0 | 0 | 0 | 0 | 0 | 0 | 0 | 0 | 0 | 0 | 0 | 0 | 0 | 0 | 0 | 0 | 0 | 0 | 0 | 0 | 0 | 0 | 0
F4_Industrial_Primary Metals_New_Process_Natural Gas_Commissioning_A_Achievable Economic UCT Potential | F4 | Industrial | Primary Metals | New | Process | Natural Gas | Commissioning | A | Incremental Energy Savings (MWh or mTherms) | Achievable Economic UCT Potential | 0 | 0 | 0 | 0 | 0 | 0 | 0 | 0 | 0 | 0 | 0 | 0 | 0 | 0 | 0 | 0 | 0 | 0 | 0 | 0 | 0 | 0 | 0 | 0 | 0 | 0 | 0 | 0 | 0 | 0 | 0
F5_Industrial_Primary Metals_New_Process_Natural Gas_Commissioning_A_Achievable Economic UCT Potential | F5 | Industrial | Primary Metals | New | Process | Natural Gas | Commissioning | A | Incremental Summer Peak Savings (MW) | Achievable Economic UCT Potential | 0 | 0 | 0 | 0 | 0 | 0 | 0 | 0 | 0 | 0 | 0 | 0 | 0 | 0 | 0 | 0 | 0 | 0 | 0 | 0 | 0 | 0 | 0 | 0 | 0 | 0 | 0 | 0 | 0 | 0 | 0
F6_Industrial_Primary Metals_New_Process_Natural Gas_Commissioning_A_Achievable Economic UCT Potential | F6 | Industrial | Primary Metals | New | Process | Natural Gas | Commissioning | A | Incremental Winter Peak Savings (MW) | Achievable Economic UCT Potential | 0 | 0 | 0 | 0 | 0 | 0 | 0 | 0 | 0 | 0 | 0 | 0 | 0 | 0 | 0 | 0 | 0 | 0 | 0 | 0 | 0 | 0 | 0 | 0 | 0 | 0 | 0 | 0 | 0 | 0 | 0
F7_Industrial_Primary Metals_New_Process_Natural Gas_Commissioning_A_Achievable Economic UCT Potential | F7 | Industrial | Primary Metals | New | Process | Natural Gas | Commissioning | A | Cumulative Energy Savings (MWh or mTherms) | Achievable Economic UCT Potential | 0 | 0 | 0 | 0 | 0 | 0 | 0 | 0 | 0 | 0 | 0 | 0 | 0 | 0 | 0 | 0 | 0 | 0 | 0 | 0 | 0 | 0 | 0 | 0 | 0 | 0 | 0 | 0 | 0 | 0 | 0
F8_Industrial_Primary Metals_New_Process_Natural Gas_Commissioning_A_Achievable Economic UCT Potential | F8 | Industrial | Primary Metals | New | Process | Natural Gas | Commissioning | A | Cumulative Summer Peak Savings (MW) | Achievable Economic UCT Potential | 0 | 0 | 0 | 0 | 0 | 0 | 0 | 0 | 0 | 0 | 0 | 0 | 0 | 0 | 0 | 0 | 0 | 0 | 0 | 0 | 0 | 0 | 0 | 0 | 0 | 0 | 0 | 0 | 0 | 0 | 0
F9_Industrial_Primary Metals_New_Process_Natural Gas_Commissioning_A_Achievable Economic UCT Potential | F9 | Industrial | Primary Metals | New | Process | Natural Gas | Commissioning | A | Cumulative Winter Peak Savings (MW) | Achievable Economic UCT Potential | 0 | 0 | 0 | 0 | 0 | 0 | 0 | 0 | 0 | 0 | 0 | 0 | 0 | 0 | 0 | 0 | 0 | 0 | 0 | 0 | 0 | 0 | 0 | 0 | 0 | 0 | 0 | 0 | 0 | 0 | 0
F10_Industrial_Primary Metals_New_Process_Natural Gas_Commissioning_A_Achievable Economic UCT Potential | F10 | Industrial | Primary Metals | New | Process | Natural Gas | Commissioning | A | Purchases (Incremental) | Achievable Economic UCT Potential | 0 | 0 | 0 | 0 | 0 | 0 | 0 | 0 | 0 | 0 | 0 | 0 | 0 | 0 | 0 | 0 | 0 | 0 | 0 | 0 | 0 | 0 | 0 | 0 | 0 | 0 | 0 | 0 | 0 | 0 | 0
F11_Industrial_Primary Metals_New_Process_Natural Gas_Commissioning_A_Achievable Economic UCT Potential | F11 | Industrial | Primary Metals | New | Process | Natural Gas | Commissioning | A | Purchases (Cumulative) | Achievable Economic UCT Potential | 0 | 0 | 0 | 0 | 0 | 0 | 0 | 0 | 0 | 0 | 0 | 0 | 0 | 0 | 0 | 0 | 0 | 0 | 0 | 0 | 0 | 0 | 0 | 0 | 0 | 0 | 0 | 0 | 0 | 0 | 0
F1_Industrial_Primary Metals_New_Space Heating_Natural Gas_Retrocommissioning_A_Achievable Economic UCT Potential | F1 | Industrial | Primary Metals | New | Space Heating | Natural Gas | Retrocommissioning | A | Integrated Unit Energy Savings (kWh or therms) | Achievable Economic UCT Potential | 0 | 0 | 0 | 0 | 0 | 0 | 0 | 0 | 0 | 0 | 0 | 0 | 0 | 0 | 0 | 0 | 0 | 0 | 0 | 0 | 0 | 0 | 0 | 0 | 0 | 0 | 0 | 0 | 0 | 0 | 0
F2_Industrial_Primary Metals_New_Space Heating_Natural Gas_Retrocommissioning_A_Achievable Economic UCT Potential | F2 | Industrial | Primary Metals | New | Space Heating | Natural Gas | Retrocommissioning | A | Integrated Unit Summer Peak Savings (kW) | Achievable Economic UCT Potential | 0 | 0 | 0 | 0 | 0 | 0 | 0 | 0 | 0 | 0 | 0 | 0 | 0 | 0 | 0 | 0 | 0 | 0 | 0 | 0 | 0 | 0 | 0 | 0 | 0 | 0 | 0 | 0 | 0 | 0 | 0
F3_Industrial_Primary Metals_New_Space Heating_Natural Gas_Retrocommissioning_A_Achievable Economic UCT Potential | F3 | Industrial | Primary Metals | New | Space Heating | Natural Gas | Retrocommissioning | A | Integrated Unit Winter Peak Savings (kW) | Achievable Economic UCT Potential | 0 | 0 | 0 | 0 | 0 | 0 | 0 | 0 | 0 | 0 | 0 | 0 | 0 | 0 | 0 | 0 | 0 | 0 | 0 | 0 | 0 | 0 | 0 | 0 | 0 | 0 | 0 | 0 | 0 | 0 | 0
F4_Industrial_Primary Metals_New_Space Heating_Natural Gas_Retrocommissioning_A_Achievable Economic UCT Potential | F4 | Industrial | Primary Metals | New | Space Heating | Natural Gas | Retrocommissioning | A | Incremental Energy Savings (MWh or mTherms) | Achievable Economic UCT Potential | 0 | 0 | 0 | 0 | 0 | 0 | 0 | 0 | 0 | 0 | 0 | 0 | 0 | 0 | 0 | 0 | 0 | 0 | 0 | 0 | 0 | 0 | 0 | 0 | 0 | 0 | 0 | 0 | 0 | 0 | 0
F5_Industrial_Primary Metals_New_Space Heating_Natural Gas_Retrocommissioning_A_Achievable Economic UCT Potential | F5 | Industrial | Primary Metals | New | Space Heating | Natural Gas | Retrocommissioning | A | Incremental Summer Peak Savings (MW) | Achievable Economic UCT Potential | 0 | 0 | 0 | 0 | 0 | 0 | 0 | 0 | 0 | 0 | 0 | 0 | 0 | 0 | 0 | 0 | 0 | 0 | 0 | 0 | 0 | 0 | 0 | 0 | 0 | 0 | 0 | 0 | 0 | 0 | 0
F6_Industrial_Primary Metals_New_Space Heating_Natural Gas_Retrocommissioning_A_Achievable Economic UCT Potential | F6 | Industrial | Primary Metals | New | Space Heating | Natural Gas | Retrocommissioning | A | Incremental Winter Peak Savings (MW) | Achievable Economic UCT Potential | 0 | 0 | 0 | 0 | 0 | 0 | 0 | 0 | 0 | 0 | 0 | 0 | 0 | 0 | 0 | 0 | 0 | 0 | 0 | 0 | 0 | 0 | 0 | 0 | 0 | 0 | 0 | 0 | 0 | 0 | 0
F7_Industrial_Primary Metals_New_Space Heating_Natural Gas_Retrocommissioning_A_Achievable Economic UCT Potential | F7 | Industrial | Primary Metals | New | Space Heating | Natural Gas | Retrocommissioning | A | Cumulative Energy Savings (MWh or mTherms) | Achievable Economic UCT Potential | 0 | 0 | 0 | 0 | 0 | 0 | 0 | 0 | 0 | 0 | 0 | 0 | 0 | 0 | 0 | 0 | 0 | 0 | 0 | 0 | 0 | 0 | 0 | 0 | 0 | 0 | 0 | 0 | 0 | 0 | 0
F8_Industrial_Primary Metals_New_Space Heating_Natural Gas_Retrocommissioning_A_Achievable Economic UCT Potential | F8 | Industrial | Primary Metals | New | Space Heating | Natural Gas | Retrocommissioning | A | Cumulative Summer Peak Savings (MW) | Achievable Economic UCT Potential | 0 | 0 | 0 | 0 | 0 | 0 | 0 | 0 | 0 | 0 | 0 | 0 | 0 | 0 | 0 | 0 | 0 | 0 | 0 | 0 | 0 | 0 | 0 | 0 | 0 | 0 | 0 | 0 | 0 | 0 | 0
F9_Industrial_Primary Metals_New_Space Heating_Natural Gas_Retrocommissioning_A_Achievable Economic UCT Potential | F9 | Industrial | Primary Metals | New | Space Heating | Natural Gas | Retrocommissioning | A | Cumulative Winter Peak Savings (MW) | Achievable Economic UCT Potential | 0 | 0 | 0 | 0 | 0 | 0 | 0 | 0 | 0 | 0 | 0 | 0 | 0 | 0 | 0 | 0 | 0 | 0 | 0 | 0 | 0 | 0 | 0 | 0 | 0 | 0 | 0 | 0 | 0 | 0 | 0
F10_Industrial_Primary Metals_New_Space Heating_Natural Gas_Retrocommissioning_A_Achievable Economic UCT Potential | F10 | Industrial | Primary Metals | New | Space Heating | Natural Gas | Retrocommissioning | A | Purchases (Incremental) | Achievable Economic UCT Potential | 0 | 0 | 0 | 0 | 0 | 0 | 0 | 0 | 0 | 0 | 0 | 0 | 0 | 0 | 0 | 0 | 0 | 0 | 0 | 0 | 0 | 0 | 0 | 0 | 0 | 0 | 0 | 0 | 0 | 0 | 0
F11_Industrial_Primary Metals_New_Space Heating_Natural Gas_Retrocommissioning_A_Achievable Economic UCT Potential | F11 | Industrial | Primary Metals | New | Space Heating | Natural Gas | Retrocommissioning | A | Purchases (Cumulative) | Achievable Economic UCT Potential | 0 | 0 | 0 | 0 | 0 | 0 | 0 | 0 | 0 | 0 | 0 | 0 | 0 | 0 | 0 | 0 | 0 | 0 | 0 | 0 | 0 | 0 | 0 | 0 | 0 | 0 | 0 | 0 | 0 | 0 | 0
F1_Industrial_Primary Metals_New_Process_Natural Gas_Retrocommissioning_A_Achievable Economic UCT Potential | F1 | Industrial | Primary Metals | New | Process | Natural Gas | Retrocommissioning | A | Integrated Unit Energy Savings (kWh or therms) | Achievable Economic UCT Potential | 0 | 0 | 0 | 0 | 0 | 0 | 0 | 0 | 0 | 0 | 0 | 0 | 0 | 0 | 0 | 0 | 0 | 0 | 0 | 0 | 0 | 0 | 0 | 0 | 0 | 0 | 0 | 0 | 0 | 0 | 0
F2_Industrial_Primary Metals_New_Process_Natural Gas_Retrocommissioning_A_Achievable Economic UCT Potential | F2 | Industrial | Primary Metals | New | Process | Natural Gas | Retrocommissioning | A | Integrated Unit Summer Peak Savings (kW) | Achievable Economic UCT Potential | 0 | 0 | 0 | 0 | 0 | 0 | 0 | 0 | 0 | 0 | 0 | 0 | 0 | 0 | 0 | 0 | 0 | 0 | 0 | 0 | 0 | 0 | 0 | 0 | 0 | 0 | 0 | 0 | 0 | 0 | 0
F3_Industrial_Primary Metals_New_Process_Natural Gas_Retrocommissioning_A_Achievable Economic UCT Potential | F3 | Industrial | Primary Metals | New | Process | Natural Gas | Retrocommissioning | A | Integrated Unit Winter Peak Savings (kW) | Achievable Economic UCT Potential | 0 | 0 | 0 | 0 | 0 | 0 | 0 | 0 | 0 | 0 | 0 | 0 | 0 | 0 | 0 | 0 | 0 | 0 | 0 | 0 | 0 | 0 | 0 | 0 | 0 | 0 | 0 | 0 | 0 | 0 | 0
F4_Industrial_Primary Metals_New_Process_Natural Gas_Retrocommissioning_A_Achievable Economic UCT Potential | F4 | Industrial | Primary Metals | New | Process | Natural Gas | Retrocommissioning | A | Incremental Energy Savings (MWh or mTherms) | Achievable Economic UCT Potential | 0 | 0 | 0 | 0 | 0 | 0 | 0 | 0 | 0 | 0 | 0 | 0 | 0 | 0 | 0 | 0 | 0 | 0 | 0 | 0 | 0 | 0 | 0 | 0 | 0 | 0 | 0 | 0 | 0 | 0 | 0
F5_Industrial_Primary Metals_New_Process_Natural Gas_Retrocommissioning_A_Achievable Economic UCT Potential | F5 | Industrial | Primary Metals | New | Process | Natural Gas | Retrocommissioning | A | Incremental Summer Peak Savings (MW) | Achievable Economic UCT Potential | 0 | 0 | 0 | 0 | 0 | 0 | 0 | 0 | 0 | 0 | 0 | 0 | 0 | 0 | 0 | 0 | 0 | 0 | 0 | 0 | 0 | 0 | 0 | 0 | 0 | 0 | 0 | 0 | 0 | 0 | 0
F6_Industrial_Primary Metals_New_Process_Natural Gas_Retrocommissioning_A_Achievable Economic UCT Potential | F6 | Industrial | Primary Metals | New | Process | Natural Gas | Retrocommissioning | A | Incremental Winter Peak Savings (MW) | Achievable Economic UCT Potential | 0 | 0 | 0 | 0 | 0 | 0 | 0 | 0 | 0 | 0 | 0 | 0 | 0 | 0 | 0 | 0 | 0 | 0 | 0 | 0 | 0 | 0 | 0 | 0 | 0 | 0 | 0 | 0 | 0 | 0 | 0
F7_Industrial_Primary Metals_New_Process_Natural Gas_Retrocommissioning_A_Achievable Economic UCT Potential | F7 | Industrial | Primary Metals | New | Process | Natural Gas | Retrocommissioning | A | Cumulative Energy Savings (MWh or mTherms) | Achievable Economic UCT Potential | 0 | 0 | 0 | 0 | 0 | 0 | 0 | 0 | 0 | 0 | 0 | 0 | 0 | 0 | 0 | 0 | 0 | 0 | 0 | 0 | 0 | 0 | 0 | 0 | 0 | 0 | 0 | 0 | 0 | 0 | 0
F8_Industrial_Primary Metals_New_Process_Natural Gas_Retrocommissioning_A_Achievable Economic UCT Potential | F8 | Industrial | Primary Metals | New | Process | Natural Gas | Retrocommissioning | A | Cumulative Summer Peak Savings (MW) | Achievable Economic UCT Potential | 0 | 0 | 0 | 0 | 0 | 0 | 0 | 0 | 0 | 0 | 0 | 0 | 0 | 0 | 0 | 0 | 0 | 0 | 0 | 0 | 0 | 0 | 0 | 0 | 0 | 0 | 0 | 0 | 0 | 0 | 0
F9_Industrial_Primary Metals_New_Process_Natural Gas_Retrocommissioning_A_Achievable Economic UCT Potential | F9 | Industrial | Primary Metals | New | Process | Natural Gas | Retrocommissioning | A | Cumulative Winter Peak Savings (MW) | Achievable Economic UCT Potential | 0 | 0 | 0 | 0 | 0 | 0 | 0 | 0 | 0 | 0 | 0 | 0 | 0 | 0 | 0 | 0 | 0 | 0 | 0 | 0 | 0 | 0 | 0 | 0 | 0 | 0 | 0 | 0 | 0 | 0 | 0
F10_Industrial_Primary Metals_New_Process_Natural Gas_Retrocommissioning_A_Achievable Economic UCT Potential | F10 | Industrial | Primary Metals | New | Process | Natural Gas | Retrocommissioning | A | Purchases (Incremental) | Achievable Economic UCT Potential | 0 | 0 | 0 | 0 | 0 | 0 | 0 | 0 | 0 | 0 | 0 | 0 | 0 | 0 | 0 | 0 | 0 | 0 | 0 | 0 | 0 | 0 | 0 | 0 | 0 | 0 | 0 | 0 | 0 | 0 | 0
F11_Industrial_Primary Metals_New_Process_Natural Gas_Retrocommissioning_A_Achievable Economic UCT Potential | F11 | Industrial | Primary Metals | New | Process | Natural Gas | Retrocommissioning | A | Purchases (Cumulative) | Achievable Economic UCT Potential | 0 | 0 | 0 | 0 | 0 | 0 | 0 | 0 | 0 | 0 | 0 | 0 | 0 | 0 | 0 | 0 | 0 | 0 | 0 | 0 | 0 | 0 | 0 | 0 | 0 | 0 | 0 | 0 | 0 | 0 | 0
F1_Industrial_Stone, Clay, and Glass_Existing_Space Heating_Natural Gas_Insulation - Roof/Ceiling_A_Achievable Economic UCT Potential | F1 | Industrial | Stone, Clay, and Glass | Existing | Space Heating | Natural Gas | Insulation - Roof/Ceiling | A | Integrated Unit Energy Savings (kWh or therms) | Achievable Economic UCT Potential | 0 | 0 | 0 | 0 | 0 | 0.099412 | 0.098685 | 0.097798 | 0.096821 | 0.095746 | 0.094569 | 0.093306 | 0.091962 | 0.090496 | 0.088933 | 0.087335 | 0.085754 | 0.08422 | 0.082751 | 0.081444 | 0.080223 | 0.079069 | 0.078093 | 0.077276 | 0.076535 | 0.075992 | 0.075541 | 0.07512 | 0 | 0 | 0
F2_Industrial_Stone, Clay, and Glass_Existing_Space Heating_Natural Gas_Insulation - Roof/Ceiling_A_Achievable Economic UCT Potential | F2 | Industrial | Stone, Clay, and Glass | Existing | Space Heating | Natural Gas | Insulation - Roof/Ceiling | A | Integrated Unit Summer Peak Savings (kW) | Achievable Economic UCT Potential | 0 | 0 | 0 | 0 | 0 | 0 | 0 | 0 | 0 | 0 | 0 | 0 | 0 | 0 | 0 | 0 | 0 | 0 | 0 | 0 | 0 | 0 | 0 | 0 | 0 | 0 | 0 | 0 | 0 | 0 | 0
F3_Industrial_Stone, Clay, and Glass_Existing_Space Heating_Natural Gas_Insulation - Roof/Ceiling_A_Achievable Economic UCT Potential | F3 | Industrial | Stone, Clay, and Glass | Existing | Space Heating | Natural Gas | Insulation - Roof/Ceiling | A | Integrated Unit Winter Peak Savings (kW) | Achievable Economic UCT Potential | 0 | 0 | 0 | 0 | 0 | 0 | 0 | 0 | 0 | 0 | 0 | 0 | 0 | 0 | 0 | 0 | 0 | 0 | 0 | 0 | 0 | 0 | 0 | 0 | 0 | 0 | 0 | 0 | 0 | 0 | 0
F4_Industrial_Stone, Clay, and Glass_Existing_Space Heating_Natural Gas_Insulation - Roof/Ceiling_A_Achievable Economic UCT Potential | F4 | Industrial | Stone, Clay, and Glass | Existing | Space Heating | Natural Gas | Insulation - Roof/Ceiling | A | Incremental Energy Savings (MWh or mTherms) | Achievable Economic UCT Potential | 0 | 0 | 0 | 0 | 0 | 0.30261 | 0.52541 | 0.80518 | 1.1166 | 1.4065 | 1.6002 | 1.6956 | 1.6678 | 1.5075 | 1.3012 | 1.0423 | 0.79609 | 0.5732 | 0.39073 | 0.25667 | 0.16022 | 0.09575 | 0.063798 | 0 | 0 | 0 | 0 | 0 | 0 | 0 | 0
F5_Industrial_Stone, Clay, and Glass_Existing_Space Heating_Natural Gas_Insulation - Roof/Ceiling_A_Achievable Economic UCT Potential | F5 | Industrial | Stone, Clay, and Glass | Existing | Space Heating | Natural Gas | Insulation - Roof/Ceiling | A | Incremental Summer Peak Savings (MW) | Achievable Economic UCT Potential | 0 | 0 | 0 | 0 | 0 | 0 | 0 | 0 | 0 | 0 | 0 | 0 | 0 | 0 | 0 | 0 | 0 | 0 | 0 | 0 | 0 | 0 | 0 | 0 | 0 | 0 | 0 | 0 | 0 | 0 | 0
F6_Industrial_Stone, Clay, and Glass_Existing_Space Heating_Natural Gas_Insulation - Roof/Ceiling_A_Achievable Economic UCT Potential | F6 | Industrial | Stone, Clay, and Glass | Existing | Space Heating | Natural Gas | Insulation - Roof/Ceiling | A | Incremental Winter Peak Savings (MW) | Achievable Economic UCT Potential | 0 | 0 | 0 | 0 | 0 | 0 | 0 | 0 | 0 | 0 | 0 | 0 | 0 | 0 | 0 | 0 | 0 | 0 | 0 | 0 | 0 | 0 | 0 | 0 | 0 | 0 | 0 | 0 | 0 | 0 | 0
F7_Industrial_Stone, Clay, and Glass_Existing_Space Heating_Natural Gas_Insulation - Roof/Ceiling_A_Achievable Economic UCT Potential | F7 | Industrial | Stone, Clay, and Glass | Existing | Space Heating | Natural Gas | Insulation - Roof/Ceiling | A | Cumulative Energy Savings (MWh or mTherms) | Achievable Economic UCT Potential | 0 | 0 | 0 | 0 | 0 | 0.30261 | 0.82581 | 1.6236 | 2.724 | 4.1002 | 5.65 | 7.2701 | 8.8332 | 10.1998 | 11.3249 | 12.1636 | 12.7395 | 13.0848 | 13.2474 | 13.2947 | 13.2557 | 13.1608 | 13.0621 | 12.9255 | 12.8015 | 12.7106 | 12.6352 | 12.5649 | 0 | 0 | 0
F8_Industrial_Stone, Clay, and Glass_Existing_Space Heating_Natural Gas_Insulation - Roof/Ceiling_A_Achievable Economic UCT Potential | F8 | Industrial | Stone, Clay, and Glass | Existing | Space Heating | Natural Gas | Insulation - Roof/Ceiling | A | Cumulative Summer Peak Savings (MW) | Achievable Economic UCT Potential | 0 | 0 | 0 | 0 | 0 | 0 | 0 | 0 | 0 | 0 | 0 | 0 | 0 | 0 | 0 | 0 | 0 | 0 | 0 | 0 | 0 | 0 | 0 | 0 | 0 | 0 | 0 | 0 | 0 | 0 | 0
F9_Industrial_Stone, Clay, and Glass_Existing_Space Heating_Natural Gas_Insulation - Roof/Ceiling_A_Achievable Economic UCT Potential | F9 | Industrial | Stone, Clay, and Glass | Existing | Space Heating | Natural Gas | Insulation - Roof/Ceiling | A | Cumulative Winter Peak Savings (MW) | Achievable Economic UCT Potential | 0 | 0 | 0 | 0 | 0 | 0 | 0 | 0 | 0 | 0 | 0 | 0 | 0 | 0 | 0 | 0 | 0 | 0 | 0 | 0 | 0 | 0 | 0 | 0 | 0 | 0 | 0 | 0 | 0 | 0 | 0
F10_Industrial_Stone, Clay, and Glass_Existing_Space Heating_Natural Gas_Insulation - Roof/Ceiling_A_Achievable Economic UCT Potential | F10 | Industrial | Stone, Clay, and Glass | Existing | Space Heating | Natural Gas | Insulation - Roof/Ceiling | A | Purchases (Incremental) | Achievable Economic UCT Potential | 0 | 0 | 0 | 0 | 0 | 3044.0202 | 5324.1118 | 8233.11 | 11532.5856 | 14689.973 | 16920.6631 | 18172.4571 | 18135.5592 | 16657.7346 | 14631.1676 | 11934.292 | 9283.4317 | 6805.9952 | 4721.7003 | 3151.529 | 1997.2251 | 1210.974 | 816.9432 | 0 | 0 | 0 | 0 | 0 | 0 | 0 | 0
F11_Industrial_Stone, Clay, and Glass_Existing_Space Heating_Natural Gas_Insulation - Roof/Ceiling_A_Achievable Economic UCT Potential | F11 | Industrial | Stone, Clay, and Glass | Existing | Space Heating | Natural Gas | Insulation - Roof/Ceiling | A | Purchases (Cumulative) | Achievable Economic UCT Potential | 0 | 0 | 0 | 0 | 0 | 3044.0202 | 8368.132 | 16601.242 | 28133.8276 | 42823.8006 | 59744.4637 | 77916.9208 | 96052.48 | 112710.2145 | 127341.3821 | 139275.6742 | 148559.1059 | 155365.1011 | 160086.8015 | 163238.3304 | 165235.5555 | 166446.5295 | 167263.4727 | 167263.4727 | 167263.4727 | 167263.4727 | 167263.4727 | 167263.4727 | 167263.4727 | 167263.4727 | 167263.4727
F1_Industrial_Stone, Clay, and Glass_Existing_Space Heating_Natural Gas_Insulation - Wall Cavity_A_Achievable Economic UCT Potential | F1 | Industrial | Stone, Clay, and Glass | Existing | Space Heating | Natural Gas | Insulation - Wall Cavity | A | Integrated Unit Energy Savings (kWh or therms) | Achievable Economic UCT Potential | 0 | 0 | 0 | 0 | 0 | 0.017834 | 0.017585 | 0.017242 | 0.016816 | 0.01631 | 0.01573 | 0.015125 | 0.014519 | 0.013901 | 0.013365 | 0.012854 | 0.012433 | 0.01206 | 0.011728 | 0.011485 | 0.011262 | 0.011064 | 0.010901 | 0.010776 | 0.010663 | 0.010578 | 0.010507 | 0.010441 | 0 | 0 | 0
F2_Industrial_Stone, Clay, and Glass_Existing_Space Heating_Natural Gas_Insulation - Wall Cavity_A_Achievable Economic UCT Potential | F2 | Industrial | Stone, Clay, and Glass | Existing | Space Heating | Natural Gas | Insulation - Wall Cavity | A | Integrated Unit Summer Peak Savings (kW) | Achievable Economic UCT Potential | 0 | 0 | 0 | 0 | 0 | 0 | 0 | 0 | 0 | 0 | 0 | 0 | 0 | 0 | 0 | 0 | 0 | 0 | 0 | 0 | 0 | 0 | 0 | 0 | 0 | 0 | 0 | 0 | 0 | 0 | 0
F3_Industrial_Stone, Clay, and Glass_Existing_Space Heating_Natural Gas_Insulation - Wall Cavity_A_Achievable Economic UCT Potential | F3 | Industrial | Stone, Clay, and Glass | Existing | Space Heating | Natural Gas | Insulation - Wall Cavity | A | Integrated Unit Winter Peak Savings (kW) | Achievable Economic UCT Potential | 0 | 0 | 0 | 0 | 0 | 0 | 0 | 0 | 0 | 0 | 0 | 0 | 0 | 0 | 0 | 0 | 0 | 0 | 0 | 0 | 0 | 0 | 0 | 0 | 0 | 0 | 0 | 0 | 0 | 0 | 0
F4_Industrial_Stone, Clay, and Glass_Existing_Space Heating_Natural Gas_Insulation - Wall Cavity_A_Achievable Economic UCT Potential | F4 | Industrial | Stone, Clay, and Glass | Existing | Space Heating | Natural Gas | Insulation - Wall Cavity | A | Incremental Energy Savings (MWh or mTherms) | Achievable Economic UCT Potential | 0 | 0 | 0 | 0 | 0 | 0 | 0 | 0 | 0 | 0 | 0 | 0 | 0 | 0 | 0 | 0 | 0 | 0 | 0 | 0 | 0 | 0 | 0 | 0 | 0 | 0 | 0 | 0 | 0 | 0 | 0
F5_Industrial_Stone, Clay, and Glass_Existing_Space Heating_Natural Gas_Insulation - Wall Cavity_A_Achievable Economic UCT Potential | F5 | Industrial | Stone, Clay, and Glass | Existing | Space Heating | Natural Gas | Insulation - Wall Cavity | A | Incremental Summer Peak Savings (MW) | Achievable Economic UCT Potential | 0 | 0 | 0 | 0 | 0 | 0 | 0 | 0 | 0 | 0 | 0 | 0 | 0 | 0 | 0 | 0 | 0 | 0 | 0 | 0 | 0 | 0 | 0 | 0 | 0 | 0 | 0 | 0 | 0 | 0 | 0
F6_Industrial_Stone, Clay, and Glass_Existing_Space Heating_Natural Gas_Insulation - Wall Cavity_A_Achievable Economic UCT Potential | F6 | Industrial | Stone, Clay, and Glass | Existing | Space Heating | Natural Gas | Insulation - Wall Cavity | A | Incremental Winter Peak Savings (MW) | Achievable Economic UCT Potential | 0 | 0 | 0 | 0 | 0 | 0 | 0 | 0 | 0 | 0 | 0 | 0 | 0 | 0 | 0 | 0 | 0 | 0 | 0 | 0 | 0 | 0 | 0 | 0 | 0 | 0 | 0 | 0 | 0 | 0 | 0
F7_Industrial_Stone, Clay, and Glass_Existing_Space Heating_Natural Gas_Insulation - Wall Cavity_A_Achievable Economic UCT Potential | F7 | Industrial | Stone, Clay, and Glass | Existing | Space Heating | Natural Gas | Insulation - Wall Cavity | A | Cumulative Energy Savings (MWh or mTherms) | Achievable Economic UCT Potential | 0 | 0 | 0 | 0 | 0 | 0 | 0 | 0 | 0 | 0 | 0 | 0 | 0 | 0 | 0 | 0 | 0 | 0 | 0 | 0 | 0 | 0 | 0 | 0 | 0 | 0 | 0 | 0 | 0 | 0 | 0
F8_Industrial_Stone, Clay, and Glass_Existing_Space Heating_Natural Gas_Insulation - Wall Cavity_A_Achievable Economic UCT Potential | F8 | Industrial | Stone, Clay, and Glass | Existing | Space Heating | Natural Gas | Insulation - Wall Cavity | A | Cumulative Summer Peak Savings (MW) | Achievable Economic UCT Potential | 0 | 0 | 0 | 0 | 0 | 0 | 0 | 0 | 0 | 0 | 0 | 0 | 0 | 0 | 0 | 0 | 0 | 0 | 0 | 0 | 0 | 0 | 0 | 0 | 0 | 0 | 0 | 0 | 0 | 0 | 0
F9_Industrial_Stone, Clay, and Glass_Existing_Space Heating_Natural Gas_Insulation - Wall Cavity_A_Achievable Economic UCT Potential | F9 | Industrial | Stone, Clay, and Glass | Existing | Space Heating | Natural Gas | Insulation - Wall Cavity | A | Cumulative Winter Peak Savings (MW) | Achievable Economic UCT Potential | 0 | 0 | 0 | 0 | 0 | 0 | 0 | 0 | 0 | 0 | 0 | 0 | 0 | 0 | 0 | 0 | 0 | 0 | 0 | 0 | 0 | 0 | 0 | 0 | 0 | 0 | 0 | 0 | 0 | 0 | 0
F10_Industrial_Stone, Clay, and Glass_Existing_Space Heating_Natural Gas_Insulation - Wall Cavity_A_Achievable Economic UCT Potential | F10 | Industrial | Stone, Clay, and Glass | Existing | Space Heating | Natural Gas | Insulation - Wall Cavity | A | Purchases (Incremental) | Achievable Economic UCT Potential | 0 | 0 | 0 | 0 | 0 | 0 | 0 | 0 | 0 | 0 | 0 | 0 | 0 | 0 | 0 | 0 | 0 | 0 | 0 | 0 | 0 | 0 | 0 | 0 | 0 | 0 | 0 | 0 | 0 | 0 | 0
F11_Industrial_Stone, Clay, and Glass_Existing_Space Heating_Natural Gas_Insulation - Wall Cavity_A_Achievable Economic UCT Potential | F11 | Industrial | Stone, Clay, and Glass | Existing | Space Heating | Natural Gas | Insulation - Wall Cavity | A | Purchases (Cumulative) | Achievable Economic UCT Potential | 0 | 0 | 0 | 0 | 0 | 0 | 0 | 0 | 0 | 0 | 0 | 0 | 0 | 0 | 0 | 0 | 0 | 0 | 0 | 0 | 0 | 0 | 0 | 0 | 0 | 0 | 0 | 0 | 0 | 0 | 0
F1_Industrial_Stone, Clay, and Glass_Existing_Space Heating_Natural Gas_Insulation - Ducting_A_Achievable Economic UCT Potential | F1 | Industrial | Stone, Clay, and Glass | Existing | Space Heating | Natural Gas | Insulation - Ducting | A | Integrated Unit Energy Savings (kWh or therms) | Achievable Economic UCT Potential | 0 | 0 | 0 | 0 | 0 | 0.0016217 | 0.0015923 | 0.0015527 | 0.001506 | 0.001453 | 0.0013942 | 0.0013341 | 0.0012751 | 0.0012163 | 0.0011657 | 0.0011182 | 0.0010794 | 0.0010448 | 0.001014 | 0.00099068 | 0.000969 | 0.00094982 | 0.00093279 | 0.00091915 | 0.0009066 | 0.00089662 | 0.00088795 | 0.00087984 | 0.00131 | 0.0013019 | 0.0012943
F2_Industrial_Stone, Clay, and Glass_Existing_Space Heating_Natural Gas_Insulation - Ducting_A_Achievable Economic UCT Potential | F2 | Industrial | Stone, Clay, and Glass | Existing | Space Heating | Natural Gas | Insulation - Ducting | A | Integrated Unit Summer Peak Savings (kW) | Achievable Economic UCT Potential | 0 | 0 | 0 | 0 | 0 | 0 | 0 | 0 | 0 | 0 | 0 | 0 | 0 | 0 | 0 | 0 | 0 | 0 | 0 | 0 | 0 | 0 | 0 | 0 | 0 | 0 | 0 | 0 | 0 | 0 | 0
F3_Industrial_Stone, Clay, and Glass_Existing_Space Heating_Natural Gas_Insulation - Ducting_A_Achievable Economic UCT Potential | F3 | Industrial | Stone, Clay, and Glass | Existing | Space Heating | Natural Gas | Insulation - Ducting | A | Integrated Unit Winter Peak Savings (kW) | Achievable Economic UCT Potential | 0 | 0 | 0 | 0 | 0 | 0 | 0 | 0 | 0 | 0 | 0 | 0 | 0 | 0 | 0 | 0 | 0 | 0 | 0 | 0 | 0 | 0 | 0 | 0 | 0 | 0 | 0 | 0 | 0 | 0 | 0
F4_Industrial_Stone, Clay, and Glass_Existing_Space Heating_Natural Gas_Insulation - Ducting_A_Achievable Economic UCT Potential | F4 | Industrial | Stone, Clay, and Glass | Existing | Space Heating | Natural Gas | Insulation - Ducting | A | Incremental Energy Savings (MWh or mTherms) | Achievable Economic UCT Potential | 0 | 0 | 0 | 0 | 0 | 0 | 0 | 0 | 0 | 0 | 0 | 0 | 0 | 0 | 0 | 0 | 0 | 0 | 0 | 0 | 0 | 0 | 0 | 0 | 0 | 0 | 0 | 0 | 0 | 0 | 0
F5_Industrial_Stone, Clay, and Glass_Existing_Space Heating_Natural Gas_Insulation - Ducting_A_Achievable Economic UCT Potential | F5 | Industrial | Stone, Clay, and Glass | Existing | Space Heating | Natural Gas | Insulation - Ducting | A | Incremental Summer Peak Savings (MW) | Achievable Economic UCT Potential | 0 | 0 | 0 | 0 | 0 | 0 | 0 | 0 | 0 | 0 | 0 | 0 | 0 | 0 | 0 | 0 | 0 | 0 | 0 | 0 | 0 | 0 | 0 | 0 | 0 | 0 | 0 | 0 | 0 | 0 | 0
F6_Industrial_Stone, Clay, and Glass_Existing_Space Heating_Natural Gas_Insulation - Ducting_A_Achievable Economic UCT Potential | F6 | Industrial | Stone, Clay, and Glass | Existing | Space Heating | Natural Gas | Insulation - Ducting | A | Incremental Winter Peak Savings (MW) | Achievable Economic UCT Potential | 0 | 0 | 0 | 0 | 0 | 0 | 0 | 0 | 0 | 0 | 0 | 0 | 0 | 0 | 0 | 0 | 0 | 0 | 0 | 0 | 0 | 0 | 0 | 0 | 0 | 0 | 0 | 0 | 0 | 0 | 0
F7_Industrial_Stone, Clay, and Glass_Existing_Space Heating_Natural Gas_Insulation - Ducting_A_Achievable Economic UCT Potential | F7 | Industrial | Stone, Clay, and Glass | Existing | Space Heating | Natural Gas | Insulation - Ducting | A | Cumulative Energy Savings (MWh or mTherms) | Achievable Economic UCT Potential | 0 | 0 | 0 | 0 | 0 | 0 | 0 | 0 | 0 | 0 | 0 | 0 | 0 | 0 | 0 | 0 | 0 | 0 | 0 | 0 | 0 | 0 | 0 | 0 | 0 | 0 | 0 | 0 | 0 | 0 | 0
F8_Industrial_Stone, Clay, and Glass_Existing_Space Heating_Natural Gas_Insulation - Ducting_A_Achievable Economic UCT Potential | F8 | Industrial | Stone, Clay, and Glass | Existing | Space Heating | Natural Gas | Insulation - Ducting | A | Cumulative Summer Peak Savings (MW) | Achievable Economic UCT Potential | 0 | 0 | 0 | 0 | 0 | 0 | 0 | 0 | 0 | 0 | 0 | 0 | 0 | 0 | 0 | 0 | 0 | 0 | 0 | 0 | 0 | 0 | 0 | 0 | 0 | 0 | 0 | 0 | 0 | 0 | 0
F9_Industrial_Stone, Clay, and Glass_Existing_Space Heating_Natural Gas_Insulation - Ducting_A_Achievable Economic UCT Potential | F9 | Industrial | Stone, Clay, and Glass | Existing | Space Heating | Natural Gas | Insulation - Ducting | A | Cumulative Winter Peak Savings (MW) | Achievable Economic UCT Potential | 0 | 0 | 0 | 0 | 0 | 0 | 0 | 0 | 0 | 0 | 0 | 0 | 0 | 0 | 0 | 0 | 0 | 0 | 0 | 0 | 0 | 0 | 0 | 0 | 0 | 0 | 0 | 0 | 0 | 0 | 0
F10_Industrial_Stone, Clay, and Glass_Existing_Space Heating_Natural Gas_Insulation - Ducting_A_Achievable Economic UCT Potential | F10 | Industrial | Stone, Clay, and Glass | Existing | Space Heating | Natural Gas | Insulation - Ducting | A | Purchases (Incremental) | Achievable Economic UCT Potential | 0 | 0 | 0 | 0 | 0 | 0 | 0 | 0 | 0 | 0 | 0 | 0 | 0 | 0 | 0 | 0 | 0 | 0 | 0 | 0 | 0 | 0 | 0 | 0 | 0 | 0 | 0 | 0 | 0 | 0 | 0
F11_Industrial_Stone, Clay, and Glass_Existing_Space Heating_Natural Gas_Insulation - Ducting_A_Achievable Economic UCT Potential | F11 | Industrial | Stone, Clay, and Glass | Existing | Space Heating | Natural Gas | Insulation - Ducting | A | Purchases (Cumulative) | Achievable Economic UCT Potential | 0 | 0 | 0 | 0 | 0 | 0 | 0 | 0 | 0 | 0 | 0 | 0 | 0 | 0 | 0 | 0 | 0 | 0 | 0 | 0 | 0 | 0 | 0 | 0 | 0 | 0 | 0 | 0 | 0 | 0 | 0
F1_Industrial_Stone, Clay, and Glass_Existing_Space Heating_Natural Gas_HVAC - Duct Repair and Sealing_A_Achievable Economic UCT Potential | F1 | Industrial | Stone, Clay, and Glass | Existing | Space Heating | Natural Gas | HVAC - Duct Repair and Sealing | A | Integrated Unit Energy Savings (kWh or therms) | Achievable Economic UCT Potential | 0 | 0 | 0 | 0 | 0 | 0.0038178 | 0.0037487 | 0.0036553 | 0.0035455 | 0.0034206 | 0.0032822 | 0.0031407 | 0.0030019 | 0.0028635 | 0.0027442 | 0.0026325 | 0.0025411 | 0.0024597 | 0.0023872 | 0.0023322 | 0.0022812 | 0.0022361 | 0.002196 | 0.0021639 | 0.0021343 | 0.0021108 | 0.0020904 | 0.0020713 | 0.0030839 | 0.0030649 | 0.0030471
F2_Industrial_Stone, Clay, and Glass_Existing_Space Heating_Natural Gas_HVAC - Duct Repair and Sealing_A_Achievable Economic UCT Potential | F2 | Industrial | Stone, Clay, and Glass | Existing | Space Heating | Natural Gas | HVAC - Duct Repair and Sealing | A | Integrated Unit Summer Peak Savings (kW) | Achievable Economic UCT Potential | 0 | 0 | 0 | 0 | 0 | 0 | 0 | 0 | 0 | 0 | 0 | 0 | 0 | 0 | 0 | 0 | 0 | 0 | 0 | 0 | 0 | 0 | 0 | 0 | 0 | 0 | 0 | 0 | 0 | 0 | 0
F3_Industrial_Stone, Clay, and Glass_Existing_Space Heating_Natural Gas_HVAC - Duct Repair and Sealing_A_Achievable Economic UCT Potential | F3 | Industrial | Stone, Clay, and Glass | Existing | Space Heating | Natural Gas | HVAC - Duct Repair and Sealing | A | Integrated Unit Winter Peak Savings (kW) | Achievable Economic UCT Potential | 0 | 0 | 0 | 0 | 0 | 0 | 0 | 0 | 0 | 0 | 0 | 0 | 0 | 0 | 0 | 0 | 0 | 0 | 0 | 0 | 0 | 0 | 0 | 0 | 0 | 0 | 0 | 0 | 0 | 0 | 0
F4_Industrial_Stone, Clay, and Glass_Existing_Space Heating_Natural Gas_HVAC - Duct Repair and Sealing_A_Achievable Economic UCT Potential | F4 | Industrial | Stone, Clay, and Glass | Existing | Space Heating | Natural Gas | HVAC - Duct Repair and Sealing | A | Incremental Energy Savings (MWh or mTherms) | Achievable Economic UCT Potential | 0 | 0 | 0 | 0 | 0 | 0 | 0 | 0 | 0 | 0 | 0 | 0 | 0 | 0 | 0 | 0 | 0 | 0 | 0 | 0 | 0 | 0 | 0 | 0 | 0 | 0 | 0 | 0 | 0 | 0 | 0
F5_Industrial_Stone, Clay, and Glass_Existing_Space Heating_Natural Gas_HVAC - Duct Repair and Sealing_A_Achievable Economic UCT Potential | F5 | Industrial | Stone, Clay, and Glass | Existing | Space Heating | Natural Gas | HVAC - Duct Repair and Sealing | A | Incremental Summer Peak Savings (MW) | Achievable Economic UCT Potential | 0 | 0 | 0 | 0 | 0 | 0 | 0 | 0 | 0 | 0 | 0 | 0 | 0 | 0 | 0 | 0 | 0 | 0 | 0 | 0 | 0 | 0 | 0 | 0 | 0 | 0 | 0 | 0 | 0 | 0 | 0
F6_Industrial_Stone, Clay, and Glass_Existing_Space Heating_Natural Gas_HVAC - Duct Repair and Sealing_A_Achievable Economic UCT Potential | F6 | Industrial | Stone, Clay, and Glass | Existing | Space Heating | Natural Gas | HVAC - Duct Repair and Sealing | A | Incremental Winter Peak Savings (MW) | Achievable Economic UCT Potential | 0 | 0 | 0 | 0 | 0 | 0 | 0 | 0 | 0 | 0 | 0 | 0 | 0 | 0 | 0 | 0 | 0 | 0 | 0 | 0 | 0 | 0 | 0 | 0 | 0 | 0 | 0 | 0 | 0 | 0 | 0
F7_Industrial_Stone, Clay, and Glass_Existing_Space Heating_Natural Gas_HVAC - Duct Repair and Sealing_A_Achievable Economic UCT Potential | F7 | Industrial | Stone, Clay, and Glass | Existing | Space Heating | Natural Gas | HVAC - Duct Repair and Sealing | A | Cumulative Energy Savings (MWh or mTherms) | Achievable Economic UCT Potential | 0 | 0 | 0 | 0 | 0 | 0 | 0 | 0 | 0 | 0 | 0 | 0 | 0 | 0 | 0 | 0 | 0 | 0 | 0 | 0 | 0 | 0 | 0 | 0 | 0 | 0 | 0 | 0 | 0 | 0 | 0
F8_Industrial_Stone, Clay, and Glass_Existing_Space Heating_Natural Gas_HVAC - Duct Repair and Sealing_A_Achievable Economic UCT Potential | F8 | Industrial | Stone, Clay, and Glass | Existing | Space Heating | Natural Gas | HVAC - Duct Repair and Sealing | A | Cumulative Summer Peak Savings (MW) | Achievable Economic UCT Potential | 0 | 0 | 0 | 0 | 0 | 0 | 0 | 0 | 0 | 0 | 0 | 0 | 0 | 0 | 0 | 0 | 0 | 0 | 0 | 0 | 0 | 0 | 0 | 0 | 0 | 0 | 0 | 0 | 0 | 0 | 0
F9_Industrial_Stone, Clay, and Glass_Existing_Space Heating_Natural Gas_HVAC - Duct Repair and Sealing_A_Achievable Economic UCT Potential | F9 | Industrial | Stone, Clay, and Glass | Existing | Space Heating | Natural Gas | HVAC - Duct Repair and Sealing | A | Cumulative Winter Peak Savings (MW) | Achievable Economic UCT Potential | 0 | 0 | 0 | 0 | 0 | 0 | 0 | 0 | 0 | 0 | 0 | 0 | 0 | 0 | 0 | 0 | 0 | 0 | 0 | 0 | 0 | 0 | 0 | 0 | 0 | 0 | 0 | 0 | 0 | 0 | 0
F10_Industrial_Stone, Clay, and Glass_Existing_Space Heating_Natural Gas_HVAC - Duct Repair and Sealing_A_Achievable Economic UCT Potential | F10 | Industrial | Stone, Clay, and Glass | Existing | Space Heating | Natural Gas | HVAC - Duct Repair and Sealing | A | Purchases (Incremental) | Achievable Economic UCT Potential | 0 | 0 | 0 | 0 | 0 | 0 | 0 | 0 | 0 | 0 | 0 | 0 | 0 | 0 | 0 | 0 | 0 | 0 | 0 | 0 | 0 | 0 | 0 | 0 | 0 | 0 | 0 | 0 | 0 | 0 | 0
F11_Industrial_Stone, Clay, and Glass_Existing_Space Heating_Natural Gas_HVAC - Duct Repair and Sealing_A_Achievable Economic UCT Potential | F11 | Industrial | Stone, Clay, and Glass | Existing | Space Heating | Natural Gas | HVAC - Duct Repair and Sealing | A | Purchases (Cumulative) | Achievable Economic UCT Potential | 0 | 0 | 0 | 0 | 0 | 0 | 0 | 0 | 0 | 0 | 0 | 0 | 0 | 0 | 0 | 0 | 0 | 0 | 0 | 0 | 0 | 0 | 0 | 0 | 0 | 0 | 0 | 0 | 0 | 0 | 0
F1_Industrial_Stone, Clay, and Glass_Existing_Space Heating_Natural Gas_Windows - High Efficiency_A_Achievable Economic UCT Potential | F1 | Industrial | Stone, Clay, and Glass | Existing | Space Heating | Natural Gas | Windows - High Efficiency | A | Integrated Unit Energy Savings (kWh or therms) | Achievable Economic UCT Potential | 0 | 0 | 0 | 0 | 0 | 0.00566 | 0.0055807 | 0.005472 | 0.0053368 | 0.0051763 | 0.0049921 | 0.0048001 | 0.0046077 | 0.0044116 | 0.0042416 | 0.0040793 | 0.0039459 | 0.0038273 | 0.0037221 | 0.003645 | 0.003574 | 0.0035114 | 0.0034595 | 0.0034199 | 0.003384 | 0.0033571 | 0.0033346 | 0.0033136 | 0 | 0 | 0
F2_Industrial_Stone, Clay, and Glass_Existing_Space Heating_Natural Gas_Windows - High Efficiency_A_Achievable Economic UCT Potential | F2 | Industrial | Stone, Clay, and Glass | Existing | Space Heating | Natural Gas | Windows - High Efficiency | A | Integrated Unit Summer Peak Savings (kW) | Achievable Economic UCT Potential | 0 | 0 | 0 | 0 | 0 | 0 | 0 | 0 | 0 | 0 | 0 | 0 | 0 | 0 | 0 | 0 | 0 | 0 | 0 | 0 | 0 | 0 | 0 | 0 | 0 | 0 | 0 | 0 | 0 | 0 | 0
F3_Industrial_Stone, Clay, and Glass_Existing_Space Heating_Natural Gas_Windows - High Efficiency_A_Achievable Economic UCT Potential | F3 | Industrial | Stone, Clay, and Glass | Existing | Space Heating | Natural Gas | Windows - High Efficiency | A | Integrated Unit Winter Peak Savings (kW) | Achievable Economic UCT Potential | 0 | 0 | 0 | 0 | 0 | 0 | 0 | 0 | 0 | 0 | 0 | 0 | 0 | 0 | 0 | 0 | 0 | 0 | 0 | 0 | 0 | 0 | 0 | 0 | 0 | 0 | 0 | 0 | 0 | 0 | 0
F4_Industrial_Stone, Clay, and Glass_Existing_Space Heating_Natural Gas_Windows - High Efficiency_A_Achievable Economic UCT Potential | F4 | Industrial | Stone, Clay, and Glass | Existing | Space Heating | Natural Gas | Windows - High Efficiency | A | Incremental Energy Savings (MWh or mTherms) | Achievable Economic UCT Potential | 0 | 0 | 0 | 0 | 0 | 0 | 0 | 0 | 0 | 0 | 0 | 0 | 0 | 0 | 0 | 0 | 0 | 0 | 0 | 0 | 0 | 0 | 0 | 0 | 0 | 0 | 0 | 0 | 0 | 0 | 0
F5_Industrial_Stone, Clay, and Glass_Existing_Space Heating_Natural Gas_Windows - High Efficiency_A_Achievable Economic UCT Potential | F5 | Industrial | Stone, Clay, and Glass | Existing | Space Heating | Natural Gas | Windows - High Efficiency | A | Incremental Summer Peak Savings (MW) | Achievable Economic UCT Potential | 0 | 0 | 0 | 0 | 0 | 0 | 0 | 0 | 0 | 0 | 0 | 0 | 0 | 0 | 0 | 0 | 0 | 0 | 0 | 0 | 0 | 0 | 0 | 0 | 0 | 0 | 0 | 0 | 0 | 0 | 0
F6_Industrial_Stone, Clay, and Glass_Existing_Space Heating_Natural Gas_Windows - High Efficiency_A_Achievable Economic UCT Potential | F6 | Industrial | Stone, Clay, and Glass | Existing | Space Heating | Natural Gas | Windows - High Efficiency | A | Incremental Winter Peak Savings (MW) | Achievable Economic UCT Potential | 0 | 0 | 0 | 0 | 0 | 0 | 0 | 0 | 0 | 0 | 0 | 0 | 0 | 0 | 0 | 0 | 0 | 0 | 0 | 0 | 0 | 0 | 0 | 0 | 0 | 0 | 0 | 0 | 0 | 0 | 0
F7_Industrial_Stone, Clay, and Glass_Existing_Space Heating_Natural Gas_Windows - High Efficiency_A_Achievable Economic UCT Potential | F7 | Industrial | Stone, Clay, and Glass | Existing | Space Heating | Natural Gas | Windows - High Efficiency | A | Cumulative Energy Savings (MWh or mTherms) | Achievable Economic UCT Potential | 0 | 0 | 0 | 0 | 0 | 0 | 0 | 0 | 0 | 0 | 0 | 0 | 0 | 0 | 0 | 0 | 0 | 0 | 0 | 0 | 0 | 0 | 0 | 0 | 0 | 0 | 0 | 0 | 0 | 0 | 0
F8_Industrial_Stone, Clay, and Glass_Existing_Space Heating_Natural Gas_Windows - High Efficiency_A_Achievable Economic UCT Potential | F8 | Industrial | Stone, Clay, and Glass | Existing | Space Heating | Natural Gas | Windows - High Efficiency | A | Cumulative Summer Peak Savings (MW) | Achievable Economic UCT Potential | 0 | 0 | 0 | 0 | 0 | 0 | 0 | 0 | 0 | 0 | 0 | 0 | 0 | 0 | 0 | 0 | 0 | 0 | 0 | 0 | 0 | 0 | 0 | 0 | 0 | 0 | 0 | 0 | 0 | 0 | 0
F9_Industrial_Stone, Clay, and Glass_Existing_Space Heating_Natural Gas_Windows - High Efficiency_A_Achievable Economic UCT Potential | F9 | Industrial | Stone, Clay, and Glass | Existing | Space Heating | Natural Gas | Windows - High Efficiency | A | Cumulative Winter Peak Savings (MW) | Achievable Economic UCT Potential | 0 | 0 | 0 | 0 | 0 | 0 | 0 | 0 | 0 | 0 | 0 | 0 | 0 | 0 | 0 | 0 | 0 | 0 | 0 | 0 | 0 | 0 | 0 | 0 | 0 | 0 | 0 | 0 | 0 | 0 | 0
F10_Industrial_Stone, Clay, and Glass_Existing_Space Heating_Natural Gas_Windows - High Efficiency_A_Achievable Economic UCT Potential | F10 | Industrial | Stone, Clay, and Glass | Existing | Space Heating | Natural Gas | Windows - High Efficiency | A | Purchases (Incremental) | Achievable Economic UCT Potential | 0 | 0 | 0 | 0 | 0 | 0 | 0 | 0 | 0 | 0 | 0 | 0 | 0 | 0 | 0 | 0 | 0 | 0 | 0 | 0 | 0 | 0 | 0 | 0 | 0 | 0 | 0 | 0 | 0 | 0 | 0
F11_Industrial_Stone, Clay, and Glass_Existing_Space Heating_Natural Gas_Windows - High Efficiency_A_Achievable Economic UCT Potential | F11 | Industrial | Stone, Clay, and Glass | Existing | Space Heating | Natural Gas | Windows - High Efficiency | A | Purchases (Cumulative) | Achievable Economic UCT Potential | 0 | 0 | 0 | 0 | 0 | 0 | 0 | 0 | 0 | 0 | 0 | 0 | 0 | 0 | 0 | 0 | 0 | 0 | 0 | 0 | 0 | 0 | 0 | 0 | 0 | 0 | 0 | 0 | 0 | 0 | 0
F1_Industrial_Stone, Clay, and Glass_Existing_Space Heating_Natural Gas_Gas Boiler - Maintenance_A_Achievable Economic UCT Potential | F1 | Industrial | Stone, Clay, and Glass | Existing | Space Heating | Natural Gas | Gas Boiler - Maintenance | A | Integrated Unit Energy Savings (kWh or therms) | Achievable Economic UCT Potential | 0 | 0 | 0 | 0 | 0 | 7.0135 | 6.9618 | 6.9087 | 6.8532 | 6.7953 | 6.7361 | 6.6754 | 6.6129 | 6.5477 | 6.4768 | 6.408 | 6.3389 | 6.2708 | 6.2038 | 6.1394 | 6.0776 | 6.0141 | 5.9562 | 5.9053 | 5.8555 | 5.8103 | 5.7716 | 5.7359 | 6.0601 | 6.0352 | 6.0125
F2_Industrial_Stone, Clay, and Glass_Existing_Space Heating_Natural Gas_Gas Boiler - Maintenance_A_Achievable Economic UCT Potential | F2 | Industrial | Stone, Clay, and Glass | Existing | Space Heating | Natural Gas | Gas Boiler - Maintenance | A | Integrated Unit Summer Peak Savings (kW) | Achievable Economic UCT Potential | 0 | 0 | 0 | 0 | 0 | 0 | 0 | 0 | 0 | 0 | 0 | 0 | 0 | 0 | 0 | 0 | 0 | 0 | 0 | 0 | 0 | 0 | 0 | 0 | 0 | 0 | 0 | 0 | 0 | 0 | 0
F3_Industrial_Stone, Clay, and Glass_Existing_Space Heating_Natural Gas_Gas Boiler - Maintenance_A_Achievable Economic UCT Potential | F3 | Industrial | Stone, Clay, and Glass | Existing | Space Heating | Natural Gas | Gas Boiler - Maintenance | A | Integrated Unit Winter Peak Savings (kW) | Achievable Economic UCT Potential | 0 | 0 | 0 | 0 | 0 | 0 | 0 | 0 | 0 | 0 | 0 | 0 | 0 | 0 | 0 | 0 | 0 | 0 | 0 | 0 | 0 | 0 | 0 | 0 | 0 | 0 | 0 | 0 | 0 | 0 | 0
F4_Industrial_Stone, Clay, and Glass_Existing_Space Heating_Natural Gas_Gas Boiler - Maintenance_A_Achievable Economic UCT Potential | F4 | Industrial | Stone, Clay, and Glass | Existing | Space Heating | Natural Gas | Gas Boiler - Maintenance | A | Incremental Energy Savings (MWh or mTherms) | Achievable Economic UCT Potential | 0 | 0 | 0 | 0 | 0 | 0.003326 | 0.0023129 | 0.0015795 | 0.0012209 | 0.0010615 | 0.00089902 | 0.00076115 | 0.00063932 | 0.00052559 | 0.00043771 | 0.00035791 | 0.00027577 | 0.0002114 | 0.00016142 | 0.00012456 | 0.00011275 | 8.6979e-05 | 7.3908e-05 | 6.1248e-05 | 4.8898e-05 | 0 | 0 | 0 | 0 | 0 | 0
F5_Industrial_Stone, Clay, and Glass_Existing_Space Heating_Natural Gas_Gas Boiler - Maintenance_A_Achievable Economic UCT Potential | F5 | Industrial | Stone, Clay, and Glass | Existing | Space Heating | Natural Gas | Gas Boiler - Maintenance | A | Incremental Summer Peak Savings (MW) | Achievable Economic UCT Potential | 0 | 0 | 0 | 0 | 0 | 0 | 0 | 0 | 0 | 0 | 0 | 0 | 0 | 0 | 0 | 0 | 0 | 0 | 0 | 0 | 0 | 0 | 0 | 0 | 0 | 0 | 0 | 0 | 0 | 0 | 0
F6_Industrial_Stone, Clay, and Glass_Existing_Space Heating_Natural Gas_Gas Boiler - Maintenance_A_Achievable Economic UCT Potential | F6 | Industrial | Stone, Clay, and Glass | Existing | Space Heating | Natural Gas | Gas Boiler - Maintenance | A | Incremental Winter Peak Savings (MW) | Achievable Economic UCT Potential | 0 | 0 | 0 | 0 | 0 | 0 | 0 | 0 | 0 | 0 | 0 | 0 | 0 | 0 | 0 | 0 | 0 | 0 | 0 | 0 | 0 | 0 | 0 | 0 | 0 | 0 | 0 | 0 | 0 | 0 | 0
F7_Industrial_Stone, Clay, and Glass_Existing_Space Heating_Natural Gas_Gas Boiler - Maintenance_A_Achievable Economic UCT Potential | F7 | Industrial | Stone, Clay, and Glass | Existing | Space Heating | Natural Gas | Gas Boiler - Maintenance | A | Cumulative Energy Savings (MWh or mTherms) | Achievable Economic UCT Potential | 0 | 0 | 0 | 0 | 0 | 0.003326 | 0.0056144 | 0.007151 | 0.0083145 | 0.0093058 | 0.010124 | 0.010794 | 0.011332 | 0.011746 | 0.012056 | 0.012286 | 0.012429 | 0.012507 | 0.012535 | 0.01253 | 0.012516 | 0.012472 | 0.012426 | 0.012381 | 0.012326 | 0.012231 | 0.012149 | 0.012074 | 0 | 0 | 0
F8_Industrial_Stone, Clay, and Glass_Existing_Space Heating_Natural Gas_Gas Boiler - Maintenance_A_Achievable Economic UCT Potential | F8 | Industrial | Stone, Clay, and Glass | Existing | Space Heating | Natural Gas | Gas Boiler - Maintenance | A | Cumulative Summer Peak Savings (MW) | Achievable Economic UCT Potential | 0 | 0 | 0 | 0 | 0 | 0 | 0 | 0 | 0 | 0 | 0 | 0 | 0 | 0 | 0 | 0 | 0 | 0 | 0 | 0 | 0 | 0 | 0 | 0 | 0 | 0 | 0 | 0 | 0 | 0 | 0
F9_Industrial_Stone, Clay, and Glass_Existing_Space Heating_Natural Gas_Gas Boiler - Maintenance_A_Achievable Economic UCT Potential | F9 | Industrial | Stone, Clay, and Glass | Existing | Space Heating | Natural Gas | Gas Boiler - Maintenance | A | Cumulative Winter Peak Savings (MW) | Achievable Economic UCT Potential | 0 | 0 | 0 | 0 | 0 | 0 | 0 | 0 | 0 | 0 | 0 | 0 | 0 | 0 | 0 | 0 | 0 | 0 | 0 | 0 | 0 | 0 | 0 | 0 | 0 | 0 | 0 | 0 | 0 | 0 | 0
F10_Industrial_Stone, Clay, and Glass_Existing_Space Heating_Natural Gas_Gas Boiler - Maintenance_A_Achievable Economic UCT Potential | F10 | Industrial | Stone, Clay, and Glass | Existing | Space Heating | Natural Gas | Gas Boiler - Maintenance | A | Purchases (Incremental) | Achievable Economic UCT Potential | 0 | 0 | 0 | 0 | 0 | 0.47423 | 0.33222 | 0.22863 | 0.17815 | 0.15622 | 0.13346 | 0.11402 | 0.096677 | 0.080271 | 0.067581 | 0.055854 | 0.043505 | 0.033711 | 0.02602 | 0.020288 | 0.018552 | 0.014463 | 0.012408 | 0.010372 | 0.0083507 | 0 | 0 | 0 | 0 | 0 | 0
F11_Industrial_Stone, Clay, and Glass_Existing_Space Heating_Natural Gas_Gas Boiler - Maintenance_A_Achievable Economic UCT Potential | F11 | Industrial | Stone, Clay, and Glass | Existing | Space Heating | Natural Gas | Gas Boiler - Maintenance | A | Purchases (Cumulative) | Achievable Economic UCT Potential | 0 | 0 | 0 | 0 | 0 | 0.47423 | 0.80645 | 1.0351 | 1.2132 | 1.3694 | 1.5029 | 1.6169 | 1.7136 | 1.7939 | 1.8615 | 1.9173 | 1.9608 | 1.9945 | 2.0206 | 2.0408 | 2.0594 | 2.0739 | 2.0863 | 2.0966 | 2.105 | 2.105 | 2.105 | 2.105 | 2.105 | 2.105 | 2.105
F1_Industrial_Stone, Clay, and Glass_Existing_Process_Natural Gas_Gas Boiler - Maintenance_A_Achievable Economic UCT Potential | F1 | Industrial | Stone, Clay, and Glass | Existing | Process | Natural Gas | Gas Boiler - Maintenance | A | Integrated Unit Energy Savings (kWh or therms) | Achievable Economic UCT Potential | 0 | 0 | 0 | 0 | 0 | 4.2096 | 4.2096 | 4.2096 | 4.2096 | 4.2096 | 4.2096 | 4.2096 | 4.2096 | 4.2096 | 4.2096 | 4.2096 | 4.2096 | 4.2096 | 4.2096 | 4.2096 | 4.2096 | 4.2096 | 4.2096 | 4.2096 | 4.2096 | 4.2096 | 4.2096 | 4.2096 | 4.2096 | 4.2096 | 4.2096
F2_Industrial_Stone, Clay, and Glass_Existing_Process_Natural Gas_Gas Boiler - Maintenance_A_Achievable Economic UCT Potential | F2 | Industrial | Stone, Clay, and Glass | Existing | Process | Natural Gas | Gas Boiler - Maintenance | A | Integrated Unit Summer Peak Savings (kW) | Achievable Economic UCT Potential | 0 | 0 | 0 | 0 | 0 | 0 | 0 | 0 | 0 | 0 | 0 | 0 | 0 | 0 | 0 | 0 | 0 | 0 | 0 | 0 | 0 | 0 | 0 | 0 | 0 | 0 | 0 | 0 | 0 | 0 | 0
F3_Industrial_Stone, Clay, and Glass_Existing_Process_Natural Gas_Gas Boiler - Maintenance_A_Achievable Economic UCT Potential | F3 | Industrial | Stone, Clay, and Glass | Existing | Process | Natural Gas | Gas Boiler - Maintenance | A | Integrated Unit Winter Peak Savings (kW) | Achievable Economic UCT Potential | 0 | 0 | 0 | 0 | 0 | 0 | 0 | 0 | 0 | 0 | 0 | 0 | 0 | 0 | 0 | 0 | 0 | 0 | 0 | 0 | 0 | 0 | 0 | 0 | 0 | 0 | 0 | 0 | 0 | 0 | 0
F4_Industrial_Stone, Clay, and Glass_Existing_Process_Natural Gas_Gas Boiler - Maintenance_A_Achievable Economic UCT Potential | F4 | Industrial | Stone, Clay, and Glass | Existing | Process | Natural Gas | Gas Boiler - Maintenance | A | Incremental Energy Savings (MWh or mTherms) | Achievable Economic UCT Potential | 0 | 0 | 0 | 0 | 0 | 0.022133 | 0.015505 | 0.010671 | 0.0083147 | 0.007291 | 0.006229 | 0.0053217 | 0.0045121 | 0.0037464 | 0.0031542 | 0.0026068 | 0.0020305 | 0.0015734 | 0.0012144 | 0.0009469 | 0.00086586 | 0.000675 | 0.00057913 | 0.00048407 | 0.00038975 | 0 | 0 | 0 | 0 | 0 | 0
F5_Industrial_Stone, Clay, and Glass_Existing_Process_Natural Gas_Gas Boiler - Maintenance_A_Achievable Economic UCT Potential | F5 | Industrial | Stone, Clay, and Glass | Existing | Process | Natural Gas | Gas Boiler - Maintenance | A | Incremental Summer Peak Savings (MW) | Achievable Economic UCT Potential | 0 | 0 | 0 | 0 | 0 | 0 | 0 | 0 | 0 | 0 | 0 | 0 | 0 | 0 | 0 | 0 | 0 | 0 | 0 | 0 | 0 | 0 | 0 | 0 | 0 | 0 | 0 | 0 | 0 | 0 | 0
F6_Industrial_Stone, Clay, and Glass_Existing_Process_Natural Gas_Gas Boiler - Maintenance_A_Achievable Economic UCT Potential | F6 | Industrial | Stone, Clay, and Glass | Existing | Process | Natural Gas | Gas Boiler - Maintenance | A | Incremental Winter Peak Savings (MW) | Achievable Economic UCT Potential | 0 | 0 | 0 | 0 | 0 | 0 | 0 | 0 | 0 | 0 | 0 | 0 | 0 | 0 | 0 | 0 | 0 | 0 | 0 | 0 | 0 | 0 | 0 | 0 | 0 | 0 | 0 | 0 | 0 | 0 | 0
F7_Industrial_Stone, Clay, and Glass_Existing_Process_Natural Gas_Gas Boiler - Maintenance_A_Achievable Economic UCT Potential | F7 | Industrial | Stone, Clay, and Glass | Existing | Process | Natural Gas | Gas Boiler - Maintenance | A | Cumulative Energy Savings (MWh or mTherms) | Achievable Economic UCT Potential | 0 | 0 | 0 | 0 | 0 | 0.022133 | 0.037639 | 0.048309 | 0.056624 | 0.063915 | 0.070144 | 0.075466 | 0.079978 | 0.083724 | 0.086878 | 0.089485 | 0.091516 | 0.093089 | 0.094303 | 0.09525 | 0.096116 | 0.096791 | 0.09737 | 0.097854 | 0.098244 | 0.098244 | 0.098244 | 0.098244 | 0 | 0 | 0
F8_Industrial_Stone, Clay, and Glass_Existing_Process_Natural Gas_Gas Boiler - Maintenance_A_Achievable Economic UCT Potential | F8 | Industrial | Stone, Clay, and Glass | Existing | Process | Natural Gas | Gas Boiler - Maintenance | A | Cumulative Summer Peak Savings (MW) | Achievable Economic UCT Potential | 0 | 0 | 0 | 0 | 0 | 0 | 0 | 0 | 0 | 0 | 0 | 0 | 0 | 0 | 0 | 0 | 0 | 0 | 0 | 0 | 0 | 0 | 0 | 0 | 0 | 0 | 0 | 0 | 0 | 0 | 0
F9_Industrial_Stone, Clay, and Glass_Existing_Process_Natural Gas_Gas Boiler - Maintenance_A_Achievable Economic UCT Potential | F9 | Industrial | Stone, Clay, and Glass | Existing | Process | Natural Gas | Gas Boiler - Maintenance | A | Cumulative Winter Peak Savings (MW) | Achievable Economic UCT Potential | 0 | 0 | 0 | 0 | 0 | 0 | 0 | 0 | 0 | 0 | 0 | 0 | 0 | 0 | 0 | 0 | 0 | 0 | 0 | 0 | 0 | 0 | 0 | 0 | 0 | 0 | 0 | 0 | 0 | 0 | 0
F10_Industrial_Stone, Clay, and Glass_Existing_Process_Natural Gas_Gas Boiler - Maintenance_A_Achievable Economic UCT Potential | F10 | Industrial | Stone, Clay, and Glass | Existing | Process | Natural Gas | Gas Boiler - Maintenance | A | Purchases (Incremental) | Achievable Economic UCT Potential | 0 | 0 | 0 | 0 | 0 | 5.2579 | 3.6833 | 2.5348 | 1.9752 | 1.732 | 1.4797 | 1.2642 | 1.0719 | 0.88997 | 0.74928 | 0.61926 | 0.48234 | 0.37376 | 0.28849 | 0.22494 | 0.20569 | 0.16035 | 0.13757 | 0.11499 | 0.092585 | 0 | 0 | 0 | 0 | 0 | 0
F11_Industrial_Stone, Clay, and Glass_Existing_Process_Natural Gas_Gas Boiler - Maintenance_A_Achievable Economic UCT Potential | F11 | Industrial | Stone, Clay, and Glass | Existing | Process | Natural Gas | Gas Boiler - Maintenance | A | Purchases (Cumulative) | Achievable Economic UCT Potential | 0 | 0 | 0 | 0 | 0 | 5.2579 | 8.9412 | 11.476 | 13.4512 | 15.1831 | 16.6629 | 17.927 | 18.9989 | 19.8889 | 20.6381 | 21.2574 | 21.7397 | 22.1135 | 22.402 | 22.6269 | 22.8326 | 22.993 | 23.1305 | 23.2455 | 23.3381 | 23.3381 | 23.3381 | 23.3381 | 23.3381 | 23.3381 | 23.3381
F1_Industrial_Stone, Clay, and Glass_Existing_Space Heating_Natural Gas_Gas Furnace - Maintenance_A_Achievable Economic UCT Potential | F1 | Industrial | Stone, Clay, and Glass | Existing | Space Heating | Natural Gas | Gas Furnace - Maintenance | A | Integrated Unit Energy Savings (kWh or therms) | Achievable Economic UCT Potential | 0 | 0 | 0 | 0 | 0 | 0.0091791 | 0.0090792 | 0.0089546 | 0.0088261 | 0.0086943 | 0.0085611 | 0.0084272 | 0.0082972 | 0.0081682 | 0.0080371 | 0.0079148 | 0.0077977 | 0.0076858 | 0.0075785 | 0.0074757 | 0.0073759 | 0.0072767 | 0.0071812 | 0.0070954 | 0.0070139 | 0.0069454 | 0.0068847 | 0.0068276 | 0.0073847 | 0.0073392 | 0.0072965
F2_Industrial_Stone, Clay, and Glass_Existing_Space Heating_Natural Gas_Gas Furnace - Maintenance_A_Achievable Economic UCT Potential | F2 | Industrial | Stone, Clay, and Glass | Existing | Space Heating | Natural Gas | Gas Furnace - Maintenance | A | Integrated Unit Summer Peak Savings (kW) | Achievable Economic UCT Potential | 0 | 0 | 0 | 0 | 0 | 0 | 0 | 0 | 0 | 0 | 0 | 0 | 0 | 0 | 0 | 0 | 0 | 0 | 0 | 0 | 0 | 0 | 0 | 0 | 0 | 0 | 0 | 0 | 0 | 0 | 0
F3_Industrial_Stone, Clay, and Glass_Existing_Space Heating_Natural Gas_Gas Furnace - Maintenance_A_Achievable Economic UCT Potential | F3 | Industrial | Stone, Clay, and Glass | Existing | Space Heating | Natural Gas | Gas Furnace - Maintenance | A | Integrated Unit Winter Peak Savings (kW) | Achievable Economic UCT Potential | 0 | 0 | 0 | 0 | 0 | 0 | 0 | 0 | 0 | 0 | 0 | 0 | 0 | 0 | 0 | 0 | 0 | 0 | 0 | 0 | 0 | 0 | 0 | 0 | 0 | 0 | 0 | 0 | 0 | 0 | 0
F4_Industrial_Stone, Clay, and Glass_Existing_Space Heating_Natural Gas_Gas Furnace - Maintenance_A_Achievable Economic UCT Potential | F4 | Industrial | Stone, Clay, and Glass | Existing | Space Heating | Natural Gas | Gas Furnace - Maintenance | A | Incremental Energy Savings (MWh or mTherms) | Achievable Economic UCT Potential | 0 | 0 | 0 | 0 | 0 | 0 | 0 | 0 | 0 | 0 | 0 | 0 | 0 | 0 | 0 | 0 | 0 | 0 | 0 | 0 | 1.0497e-05 | 7.2306e-06 | 4.9218e-06 | 3.7744e-06 | 3.2587e-06 | 2.7842e-06 | 2.358e-06 | 1.9819e-06 | 1.8047e-06 | 1.5013e-06 | 1.2434e-06
F5_Industrial_Stone, Clay, and Glass_Existing_Space Heating_Natural Gas_Gas Furnace - Maintenance_A_Achievable Economic UCT Potential | F5 | Industrial | Stone, Clay, and Glass | Existing | Space Heating | Natural Gas | Gas Furnace - Maintenance | A | Incremental Summer Peak Savings (MW) | Achievable Economic UCT Potential | 0 | 0 | 0 | 0 | 0 | 0 | 0 | 0 | 0 | 0 | 0 | 0 | 0 | 0 | 0 | 0 | 0 | 0 | 0 | 0 | 0 | 0 | 0 | 0 | 0 | 0 | 0 | 0 | 0 | 0 | 0
F6_Industrial_Stone, Clay, and Glass_Existing_Space Heating_Natural Gas_Gas Furnace - Maintenance_A_Achievable Economic UCT Potential | F6 | Industrial | Stone, Clay, and Glass | Existing | Space Heating | Natural Gas | Gas Furnace - Maintenance | A | Incremental Winter Peak Savings (MW) | Achievable Economic UCT Potential | 0 | 0 | 0 | 0 | 0 | 0 | 0 | 0 | 0 | 0 | 0 | 0 | 0 | 0 | 0 | 0 | 0 | 0 | 0 | 0 | 0 | 0 | 0 | 0 | 0 | 0 | 0 | 0 | 0 | 0 | 0
F7_Industrial_Stone, Clay, and Glass_Existing_Space Heating_Natural Gas_Gas Furnace - Maintenance_A_Achievable Economic UCT Potential | F7 | Industrial | Stone, Clay, and Glass | Existing | Space Heating | Natural Gas | Gas Furnace - Maintenance | A | Cumulative Energy Savings (MWh or mTherms) | Achievable Economic UCT Potential | 0 | 0 | 0 | 0 | 0 | 0 | 0 | 0 | 0 | 0 | 0 | 0 | 0 | 0 | 0 | 0 | 0 | 0 | 0 | 0 | 1.0497e-05 | 1.7587e-05 | 2.2278e-05 | 2.5786e-05 | 2.8748e-05 | 3.1252e-05 | 3.3337e-05 | 3.5042e-05 | 0 | 0 | 0
F8_Industrial_Stone, Clay, and Glass_Existing_Space Heating_Natural Gas_Gas Furnace - Maintenance_A_Achievable Economic UCT Potential | F8 | Industrial | Stone, Clay, and Glass | Existing | Space Heating | Natural Gas | Gas Furnace - Maintenance | A | Cumulative Summer Peak Savings (MW) | Achievable Economic UCT Potential | 0 | 0 | 0 | 0 | 0 | 0 | 0 | 0 | 0 | 0 | 0 | 0 | 0 | 0 | 0 | 0 | 0 | 0 | 0 | 0 | 0 | 0 | 0 | 0 | 0 | 0 | 0 | 0 | 0 | 0 | 0
F9_Industrial_Stone, Clay, and Glass_Existing_Space Heating_Natural Gas_Gas Furnace - Maintenance_A_Achievable Economic UCT Potential | F9 | Industrial | Stone, Clay, and Glass | Existing | Space Heating | Natural Gas | Gas Furnace - Maintenance | A | Cumulative Winter Peak Savings (MW) | Achievable Economic UCT Potential | 0 | 0 | 0 | 0 | 0 | 0 | 0 | 0 | 0 | 0 | 0 | 0 | 0 | 0 | 0 | 0 | 0 | 0 | 0 | 0 | 0 | 0 | 0 | 0 | 0 | 0 | 0 | 0 | 0 | 0 | 0
F10_Industrial_Stone, Clay, and Glass_Existing_Space Heating_Natural Gas_Gas Furnace - Maintenance_A_Achievable Economic UCT Potential | F10 | Industrial | Stone, Clay, and Glass | Existing | Space Heating | Natural Gas | Gas Furnace - Maintenance | A | Purchases (Incremental) | Achievable Economic UCT Potential | 0 | 0 | 0 | 0 | 0 | 0 | 0 | 0 | 0 | 0 | 0 | 0 | 0 | 0 | 0 | 0 | 0 | 0 | 0 | 0 | 1.4232 | 0.99366 | 0.68537 | 0.53196 | 0.4646 | 0.40087 | 0.3425 | 0.29028 | 0.24438 | 0.20456 | 0.1704
F11_Industrial_Stone, Clay, and Glass_Existing_Space Heating_Natural Gas_Gas Furnace - Maintenance_A_Achievable Economic UCT Potential | F11 | Industrial | Stone, Clay, and Glass | Existing | Space Heating | Natural Gas | Gas Furnace - Maintenance | A | Purchases (Cumulative) | Achievable Economic UCT Potential | 0 | 0 | 0 | 0 | 0 | 0 | 0 | 0 | 0 | 0 | 0 | 0 | 0 | 0 | 0 | 0 | 0 | 0 | 0 | 0 | 1.4232 | 2.4168 | 3.1022 | 3.6342 | 4.0988 | 4.4996 | 4.8421 | 5.1324 | 5.3768 | 5.5814 | 5.7518
F1_Industrial_Stone, Clay, and Glass_Existing_Space Heating_Natural Gas_Gas Boiler - Hot Water Reset_A_Achievable Economic UCT Potential | F1 | Industrial | Stone, Clay, and Glass | Existing | Space Heating | Natural Gas | Gas Boiler - Hot Water Reset | A | Integrated Unit Energy Savings (kWh or therms) | Achievable Economic UCT Potential | 0 | 0 | 0 | 0 | 0 | 25.4759 | 25.2612 | 25.0414 | 24.8137 | 24.5782 | 24.337 | 24.0923 | 23.842 | 23.5797 | 23.3018 | 23.029 | 22.7578 | 22.4898 | 22.2246 | 21.9729 | 21.7288 | 21.4794 | 21.2506 | 21.0471 | 20.8481 | 20.6859 | 20.5468 | 20.4187 | 22.0369 | 21.9464 | 21.8637
F2_Industrial_Stone, Clay, and Glass_Existing_Space Heating_Natural Gas_Gas Boiler - Hot Water Reset_A_Achievable Economic UCT Potential | F2 | Industrial | Stone, Clay, and Glass | Existing | Space Heating | Natural Gas | Gas Boiler - Hot Water Reset | A | Integrated Unit Summer Peak Savings (kW) | Achievable Economic UCT Potential | 0 | 0 | 0 | 0 | 0 | 0 | 0 | 0 | 0 | 0 | 0 | 0 | 0 | 0 | 0 | 0 | 0 | 0 | 0 | 0 | 0 | 0 | 0 | 0 | 0 | 0 | 0 | 0 | 0 | 0 | 0
F3_Industrial_Stone, Clay, and Glass_Existing_Space Heating_Natural Gas_Gas Boiler - Hot Water Reset_A_Achievable Economic UCT Potential | F3 | Industrial | Stone, Clay, and Glass | Existing | Space Heating | Natural Gas | Gas Boiler - Hot Water Reset | A | Integrated Unit Winter Peak Savings (kW) | Achievable Economic UCT Potential | 0 | 0 | 0 | 0 | 0 | 0 | 0 | 0 | 0 | 0 | 0 | 0 | 0 | 0 | 0 | 0 | 0 | 0 | 0 | 0 | 0 | 0 | 0 | 0 | 0 | 0 | 0 | 0 | 0 | 0 | 0
F4_Industrial_Stone, Clay, and Glass_Existing_Space Heating_Natural Gas_Gas Boiler - Hot Water Reset_A_Achievable Economic UCT Potential | F4 | Industrial | Stone, Clay, and Glass | Existing | Space Heating | Natural Gas | Gas Boiler - Hot Water Reset | A | Incremental Energy Savings (MWh or mTherms) | Achievable Economic UCT Potential | 0 | 0 | 0 | 0 | 0 | 0.0058715 | 0.0071446 | 0.0086156 | 0.0099159 | 0.011212 | 0.012815 | 0.013879 | 0.014002 | 0.012843 | 0.010951 | 0.0082955 | 0.0054262 | 0.0030979 | 0.0014609 | 0.00061178 | 0.00021908 | 6.7383e-05 | 1.4477e-05 | 2.3488e-06 | 2.7839e-07 | 0 | 0 | 0 | 0 | 0 | 0
F5_Industrial_Stone, Clay, and Glass_Existing_Space Heating_Natural Gas_Gas Boiler - Hot Water Reset_A_Achievable Economic UCT Potential | F5 | Industrial | Stone, Clay, and Glass | Existing | Space Heating | Natural Gas | Gas Boiler - Hot Water Reset | A | Incremental Summer Peak Savings (MW) | Achievable Economic UCT Potential | 0 | 0 | 0 | 0 | 0 | 0 | 0 | 0 | 0 | 0 | 0 | 0 | 0 | 0 | 0 | 0 | 0 | 0 | 0 | 0 | 0 | 0 | 0 | 0 | 0 | 0 | 0 | 0 | 0 | 0 | 0
F6_Industrial_Stone, Clay, and Glass_Existing_Space Heating_Natural Gas_Gas Boiler - Hot Water Reset_A_Achievable Economic UCT Potential | F6 | Industrial | Stone, Clay, and Glass | Existing | Space Heating | Natural Gas | Gas Boiler - Hot Water Reset | A | Incremental Winter Peak Savings (MW) | Achievable Economic UCT Potential | 0 | 0 | 0 | 0 | 0 | 0 | 0 | 0 | 0 | 0 | 0 | 0 | 0 | 0 | 0 | 0 | 0 | 0 | 0 | 0 | 0 | 0 | 0 | 0 | 0 | 0 | 0 | 0 | 0 | 0 | 0
F7_Industrial_Stone, Clay, and Glass_Existing_Space Heating_Natural Gas_Gas Boiler - Hot Water Reset_A_Achievable Economic UCT Potential | F7 | Industrial | Stone, Clay, and Glass | Existing | Space Heating | Natural Gas | Gas Boiler - Hot Water Reset | A | Cumulative Energy Savings (MWh or mTherms) | Achievable Economic UCT Potential | 0 | 0 | 0 | 0 | 0 | 0.0058715 | 0.012967 | 0.021469 | 0.03119 | 0.042106 | 0.054508 | 0.067839 | 0.081136 | 0.093087 | 0.10294 | 0.11003 | 0.11416 | 0.11592 | 0.11601 | 0.11531 | 0.11425 | 0.113 | 0.11181 | 0.11074 | 0.1097 | 0.10884 | 0.10811 | 0.10744 | 0 | 0 | 0
F8_Industrial_Stone, Clay, and Glass_Existing_Space Heating_Natural Gas_Gas Boiler - Hot Water Reset_A_Achievable Economic UCT Potential | F8 | Industrial | Stone, Clay, and Glass | Existing | Space Heating | Natural Gas | Gas Boiler - Hot Water Reset | A | Cumulative Summer Peak Savings (MW) | Achievable Economic UCT Potential | 0 | 0 | 0 | 0 | 0 | 0 | 0 | 0 | 0 | 0 | 0 | 0 | 0 | 0 | 0 | 0 | 0 | 0 | 0 | 0 | 0 | 0 | 0 | 0 | 0 | 0 | 0 | 0 | 0 | 0 | 0
F9_Industrial_Stone, Clay, and Glass_Existing_Space Heating_Natural Gas_Gas Boiler - Hot Water Reset_A_Achievable Economic UCT Potential | F9 | Industrial | Stone, Clay, and Glass | Existing | Space Heating | Natural Gas | Gas Boiler - Hot Water Reset | A | Cumulative Winter Peak Savings (MW) | Achievable Economic UCT Potential | 0 | 0 | 0 | 0 | 0 | 0 | 0 | 0 | 0 | 0 | 0 | 0 | 0 | 0 | 0 | 0 | 0 | 0 | 0 | 0 | 0 | 0 | 0 | 0 | 0 | 0 | 0 | 0 | 0 | 0 | 0
F10_Industrial_Stone, Clay, and Glass_Existing_Space Heating_Natural Gas_Gas Boiler - Hot Water Reset_A_Achievable Economic UCT Potential | F10 | Industrial | Stone, Clay, and Glass | Existing | Space Heating | Natural Gas | Gas Boiler - Hot Water Reset | A | Purchases (Incremental) | Achievable Economic UCT Potential | 0 | 0 | 0 | 0 | 0 | 0.23047 | 0.28283 | 0.34406 | 0.39961 | 0.45618 | 0.52656 | 0.57607 | 0.5873 | 0.54467 | 0.46998 | 0.36022 | 0.23843 | 0.13775 | 0.065731 | 0.027842 | 0.010083 | 0.0031371 | 0.00068126 | 0.0001116 | 1.3353e-05 | 0 | 0 | 0 | 0 | 0 | 0
F11_Industrial_Stone, Clay, and Glass_Existing_Space Heating_Natural Gas_Gas Boiler - Hot Water Reset_A_Achievable Economic UCT Potential | F11 | Industrial | Stone, Clay, and Glass | Existing | Space Heating | Natural Gas | Gas Boiler - Hot Water Reset | A | Purchases (Cumulative) | Achievable Economic UCT Potential | 0 | 0 | 0 | 0 | 0 | 0.23047 | 0.5133 | 0.85736 | 1.257 | 1.7132 | 2.2397 | 2.8158 | 3.4031 | 3.9477 | 4.4177 | 4.7779 | 5.0164 | 5.1541 | 5.2199 | 5.2477 | 5.2578 | 5.2609 | 5.2616 | 5.2617 | 5.2617 | 5.2617 | 5.2617 | 5.2617 | 5.2617 | 5.2617 | 5.2617
F1_Industrial_Stone, Clay, and Glass_Existing_Process_Natural Gas_Gas Boiler - Hot Water Reset_A_Achievable Economic UCT Potential | F1 | Industrial | Stone, Clay, and Glass | Existing | Process | Natural Gas | Gas Boiler - Hot Water Reset | A | Integrated Unit Energy Savings (kWh or therms) | Achievable Economic UCT Potential | 0 | 0 | 0 | 0 | 0 | 7.6224 | 7.591 | 7.5594 | 7.5283 | 7.4973 | 7.4668 | 7.4423 | 7.4214 | 7.4002 | 7.3859 | 7.3699 | 7.358 | 7.3458 | 7.3332 | 7.3245 | 7.3147 | 7.3072 | 7.2998 | 7.2925 | 7.2852 | 7.2842 | 7.2832 | 7.2823 | 7.6538 | 7.6538 | 7.6538
F2_Industrial_Stone, Clay, and Glass_Existing_Process_Natural Gas_Gas Boiler - Hot Water Reset_A_Achievable Economic UCT Potential | F2 | Industrial | Stone, Clay, and Glass | Existing | Process | Natural Gas | Gas Boiler - Hot Water Reset | A | Integrated Unit Summer Peak Savings (kW) | Achievable Economic UCT Potential | 0 | 0 | 0 | 0 | 0 | 0 | 0 | 0 | 0 | 0 | 0 | 0 | 0 | 0 | 0 | 0 | 0 | 0 | 0 | 0 | 0 | 0 | 0 | 0 | 0 | 0 | 0 | 0 | 0 | 0 | 0
F3_Industrial_Stone, Clay, and Glass_Existing_Process_Natural Gas_Gas Boiler - Hot Water Reset_A_Achievable Economic UCT Potential | F3 | Industrial | Stone, Clay, and Glass | Existing | Process | Natural Gas | Gas Boiler - Hot Water Reset | A | Integrated Unit Winter Peak Savings (kW) | Achievable Economic UCT Potential | 0 | 0 | 0 | 0 | 0 | 0 | 0 | 0 | 0 | 0 | 0 | 0 | 0 | 0 | 0 | 0 | 0 | 0 | 0 | 0 | 0 | 0 | 0 | 0 | 0 | 0 | 0 | 0 | 0 | 0 | 0
F4_Industrial_Stone, Clay, and Glass_Existing_Process_Natural Gas_Gas Boiler - Hot Water Reset_A_Achievable Economic UCT Potential | F4 | Industrial | Stone, Clay, and Glass | Existing | Process | Natural Gas | Gas Boiler - Hot Water Reset | A | Incremental Energy Savings (MWh or mTherms) | Achievable Economic UCT Potential | 0 | 0 | 0 | 0 | 0 | 0.019477 | 0.023803 | 0.028836 | 0.033354 | 0.037919 | 0.043591 | 0.047533 | 0.048324 | 0.044688 | 0.038485 | 0.029434 | 0.019451 | 0.011219 | 0.0053442 | 0.002261 | 0.00081768 | 0.00025415 | 5.5136e-05 | 9.023e-06 | 1.0786e-06 | 0 | 0 | 0 | 0 | 0 | 0
F5_Industrial_Stone, Clay, and Glass_Existing_Process_Natural Gas_Gas Boiler - Hot Water Reset_A_Achievable Economic UCT Potential | F5 | Industrial | Stone, Clay, and Glass | Existing | Process | Natural Gas | Gas Boiler - Hot Water Reset | A | Incremental Summer Peak Savings (MW) | Achievable Economic UCT Potential | 0 | 0 | 0 | 0 | 0 | 0 | 0 | 0 | 0 | 0 | 0 | 0 | 0 | 0 | 0 | 0 | 0 | 0 | 0 | 0 | 0 | 0 | 0 | 0 | 0 | 0 | 0 | 0 | 0 | 0 | 0
F6_Industrial_Stone, Clay, and Glass_Existing_Process_Natural Gas_Gas Boiler - Hot Water Reset_A_Achievable Economic UCT Potential | F6 | Industrial | Stone, Clay, and Glass | Existing | Process | Natural Gas | Gas Boiler - Hot Water Reset | A | Incremental Winter Peak Savings (MW) | Achievable Economic UCT Potential | 0 | 0 | 0 | 0 | 0 | 0 | 0 | 0 | 0 | 0 | 0 | 0 | 0 | 0 | 0 | 0 | 0 | 0 | 0 | 0 | 0 | 0 | 0 | 0 | 0 | 0 | 0 | 0 | 0 | 0 | 0
F7_Industrial_Stone, Clay, and Glass_Existing_Process_Natural Gas_Gas Boiler - Hot Water Reset_A_Achievable Economic UCT Potential | F7 | Industrial | Stone, Clay, and Glass | Existing | Process | Natural Gas | Gas Boiler - Hot Water Reset | A | Cumulative Energy Savings (MWh or mTherms) | Achievable Economic UCT Potential | 0 | 0 | 0 | 0 | 0 | 0.019477 | 0.0432 | 0.071856 | 0.10491 | 0.1424 | 0.18541 | 0.23234 | 0.28001 | 0.3239 | 0.36176 | 0.39041 | 0.40923 | 0.41977 | 0.42439 | 0.42615 | 0.4264 | 0.42622 | 0.42584 | 0.42542 | 0.425 | 0.42494 | 0.42488 | 0.42483 | 0 | 0 | 0
F8_Industrial_Stone, Clay, and Glass_Existing_Process_Natural Gas_Gas Boiler - Hot Water Reset_A_Achievable Economic UCT Potential | F8 | Industrial | Stone, Clay, and Glass | Existing | Process | Natural Gas | Gas Boiler - Hot Water Reset | A | Cumulative Summer Peak Savings (MW) | Achievable Economic UCT Potential | 0 | 0 | 0 | 0 | 0 | 0 | 0 | 0 | 0 | 0 | 0 | 0 | 0 | 0 | 0 | 0 | 0 | 0 | 0 | 0 | 0 | 0 | 0 | 0 | 0 | 0 | 0 | 0 | 0 | 0 | 0
F9_Industrial_Stone, Clay, and Glass_Existing_Process_Natural Gas_Gas Boiler - Hot Water Reset_A_Achievable Economic UCT Potential | F9 | Industrial | Stone, Clay, and Glass | Existing | Process | Natural Gas | Gas Boiler - Hot Water Reset | A | Cumulative Winter Peak Savings (MW) | Achievable Economic UCT Potential | 0 | 0 | 0 | 0 | 0 | 0 | 0 | 0 | 0 | 0 | 0 | 0 | 0 | 0 | 0 | 0 | 0 | 0 | 0 | 0 | 0 | 0 | 0 | 0 | 0 | 0 | 0 | 0 | 0 | 0 | 0
F10_Industrial_Stone, Clay, and Glass_Existing_Process_Natural Gas_Gas Boiler - Hot Water Reset_A_Achievable Economic UCT Potential | F10 | Industrial | Stone, Clay, and Glass | Existing | Process | Natural Gas | Gas Boiler - Hot Water Reset | A | Purchases (Incremental) | Achievable Economic UCT Potential | 0 | 0 | 0 | 0 | 0 | 2.5553 | 3.1357 | 3.8146 | 4.4305 | 5.0577 | 5.838 | 6.3869 | 6.5114 | 6.0388 | 5.2107 | 3.9938 | 2.6435 | 1.5272 | 0.72877 | 0.30869 | 0.11179 | 0.034781 | 0.0075531 | 0.0012373 | 0.00014805 | 0 | 0 | 0 | 0 | 0 | 0
F11_Industrial_Stone, Clay, and Glass_Existing_Process_Natural Gas_Gas Boiler - Hot Water Reset_A_Achievable Economic UCT Potential | F11 | Industrial | Stone, Clay, and Glass | Existing | Process | Natural Gas | Gas Boiler - Hot Water Reset | A | Purchases (Cumulative) | Achievable Economic UCT Potential | 0 | 0 | 0 | 0 | 0 | 2.5553 | 5.691 | 9.5055 | 13.9361 | 18.9938 | 24.8318 | 31.2187 | 37.7301 | 43.7689 | 48.9796 | 52.9734 | 55.6169 | 57.1441 | 57.8729 | 58.1816 | 58.2933 | 58.3281 | 58.3357 | 58.3369 | 58.3371 | 58.3371 | 58.3371 | 58.3371 | 58.3371 | 58.3371 | 58.3371
F1_Industrial_Stone, Clay, and Glass_Existing_Space Heating_Natural Gas_Steam Trap Maintenance_A_Achievable Economic UCT Potential | F1 | Industrial | Stone, Clay, and Glass | Existing | Space Heating | Natural Gas | Steam Trap Maintenance | A | Integrated Unit Energy Savings (kWh or therms) | Achievable Economic UCT Potential | 0 | 0 | 0 | 0 | 0 | 9.0076 | 8.9392 | 8.8689 | 8.7957 | 8.7195 | 8.6417 | 8.5621 | 8.4804 | 8.3951 | 8.3029 | 8.2133 | 8.1234 | 8.035 | 7.9478 | 7.8643 | 7.784 | 7.7016 | 7.6264 | 7.5602 | 7.4955 | 7.4376 | 7.3879 | 7.3422 | 7.7852 | 7.7532 | 7.724
F2_Industrial_Stone, Clay, and Glass_Existing_Space Heating_Natural Gas_Steam Trap Maintenance_A_Achievable Economic UCT Potential | F2 | Industrial | Stone, Clay, and Glass | Existing | Space Heating | Natural Gas | Steam Trap Maintenance | A | Integrated Unit Summer Peak Savings (kW) | Achievable Economic UCT Potential | 0 | 0 | 0 | 0 | 0 | 0 | 0 | 0 | 0 | 0 | 0 | 0 | 0 | 0 | 0 | 0 | 0 | 0 | 0 | 0 | 0 | 0 | 0 | 0 | 0 | 0 | 0 | 0 | 0 | 0 | 0
F3_Industrial_Stone, Clay, and Glass_Existing_Space Heating_Natural Gas_Steam Trap Maintenance_A_Achievable Economic UCT Potential | F3 | Industrial | Stone, Clay, and Glass | Existing | Space Heating | Natural Gas | Steam Trap Maintenance | A | Integrated Unit Winter Peak Savings (kW) | Achievable Economic UCT Potential | 0 | 0 | 0 | 0 | 0 | 0 | 0 | 0 | 0 | 0 | 0 | 0 | 0 | 0 | 0 | 0 | 0 | 0 | 0 | 0 | 0 | 0 | 0 | 0 | 0 | 0 | 0 | 0 | 0 | 0 | 0
F4_Industrial_Stone, Clay, and Glass_Existing_Space Heating_Natural Gas_Steam Trap Maintenance_A_Achievable Economic UCT Potential | F4 | Industrial | Stone, Clay, and Glass | Existing | Space Heating | Natural Gas | Steam Trap Maintenance | A | Incremental Energy Savings (MWh or mTherms) | Achievable Economic UCT Potential | 0 | 0 | 0 | 0 | 0 | 0.0011587 | 0.0011493 | 0.0011335 | 0.0011248 | 0.0011159 | 0.0010919 | 0.0010789 | 0.0010665 | 0.001039 | 0.0010315 | 0.0010106 | 0.00099969 | 0.00098382 | 0.00096446 | 0.00095547 | 0.00094179 | 0.0009282 | 0.0009158 | 0.00090476 | 0.00089419 | 0 | 0 | 0 | 0 | 0 | 0
F5_Industrial_Stone, Clay, and Glass_Existing_Space Heating_Natural Gas_Steam Trap Maintenance_A_Achievable Economic UCT Potential | F5 | Industrial | Stone, Clay, and Glass | Existing | Space Heating | Natural Gas | Steam Trap Maintenance | A | Incremental Summer Peak Savings (MW) | Achievable Economic UCT Potential | 0 | 0 | 0 | 0 | 0 | 0 | 0 | 0 | 0 | 0 | 0 | 0 | 0 | 0 | 0 | 0 | 0 | 0 | 0 | 0 | 0 | 0 | 0 | 0 | 0 | 0 | 0 | 0 | 0 | 0 | 0
F6_Industrial_Stone, Clay, and Glass_Existing_Space Heating_Natural Gas_Steam Trap Maintenance_A_Achievable Economic UCT Potential | F6 | Industrial | Stone, Clay, and Glass | Existing | Space Heating | Natural Gas | Steam Trap Maintenance | A | Incremental Winter Peak Savings (MW) | Achievable Economic UCT Potential | 0 | 0 | 0 | 0 | 0 | 0 | 0 | 0 | 0 | 0 | 0 | 0 | 0 | 0 | 0 | 0 | 0 | 0 | 0 | 0 | 0 | 0 | 0 | 0 | 0 | 0 | 0 | 0 | 0 | 0 | 0
F7_Industrial_Stone, Clay, and Glass_Existing_Space Heating_Natural Gas_Steam Trap Maintenance_A_Achievable Economic UCT Potential | F7 | Industrial | Stone, Clay, and Glass | Existing | Space Heating | Natural Gas | Steam Trap Maintenance | A | Cumulative Energy Savings (MWh or mTherms) | Achievable Economic UCT Potential | 0 | 0 | 0 | 0 | 0 | 0.0011587 | 0.0022992 | 0.0034146 | 0.0045112 | 0.005588 | 0.0066301 | 0.0076479 | 0.0086414 | 0.0095934 | 0.01052 | 0.011417 | 0.012291 | 0.013141 | 0.013963 | 0.014772 | 0.015563 | 0.016326 | 0.017083 | 0.017839 | 0.018581 | 0.018437 | 0.018314 | 0.018201 | 0 | 0 | 0
F8_Industrial_Stone, Clay, and Glass_Existing_Space Heating_Natural Gas_Steam Trap Maintenance_A_Achievable Economic UCT Potential | F8 | Industrial | Stone, Clay, and Glass | Existing | Space Heating | Natural Gas | Steam Trap Maintenance | A | Cumulative Summer Peak Savings (MW) | Achievable Economic UCT Potential | 0 | 0 | 0 | 0 | 0 | 0 | 0 | 0 | 0 | 0 | 0 | 0 | 0 | 0 | 0 | 0 | 0 | 0 | 0 | 0 | 0 | 0 | 0 | 0 | 0 | 0 | 0 | 0 | 0 | 0 | 0
F9_Industrial_Stone, Clay, and Glass_Existing_Space Heating_Natural Gas_Steam Trap Maintenance_A_Achievable Economic UCT Potential | F9 | Industrial | Stone, Clay, and Glass | Existing | Space Heating | Natural Gas | Steam Trap Maintenance | A | Cumulative Winter Peak Savings (MW) | Achievable Economic UCT Potential | 0 | 0 | 0 | 0 | 0 | 0 | 0 | 0 | 0 | 0 | 0 | 0 | 0 | 0 | 0 | 0 | 0 | 0 | 0 | 0 | 0 | 0 | 0 | 0 | 0 | 0 | 0 | 0 | 0 | 0 | 0
F10_Industrial_Stone, Clay, and Glass_Existing_Space Heating_Natural Gas_Steam Trap Maintenance_A_Achievable Economic UCT Potential | F10 | Industrial | Stone, Clay, and Glass | Existing | Space Heating | Natural Gas | Steam Trap Maintenance | A | Purchases (Incremental) | Achievable Economic UCT Potential | 0 | 0 | 0 | 0 | 0 | 0.12864 | 0.12856 | 0.12781 | 0.12788 | 0.12798 | 0.12636 | 0.12601 | 0.12575 | 0.12376 | 0.12423 | 0.12305 | 0.12306 | 0.12244 | 0.12135 | 0.12149 | 0.12099 | 0.12052 | 0.12008 | 0.11967 | 0.1193 | 0 | 0 | 0 | 0 | 0 | 0
F11_Industrial_Stone, Clay, and Glass_Existing_Space Heating_Natural Gas_Steam Trap Maintenance_A_Achievable Economic UCT Potential | F11 | Industrial | Stone, Clay, and Glass | Existing | Space Heating | Natural Gas | Steam Trap Maintenance | A | Purchases (Cumulative) | Achievable Economic UCT Potential | 0 | 0 | 0 | 0 | 0 | 0.12864 | 0.2572 | 0.38501 | 0.51288 | 0.64086 | 0.76722 | 0.89323 | 1.019 | 1.1427 | 1.267 | 1.39 | 1.5131 | 1.6355 | 1.7569 | 1.8784 | 1.9994 | 2.1199 | 2.24 | 2.3596 | 2.4789 | 2.4789 | 2.4789 | 2.4789 | 2.4789 | 2.4789 | 2.4789
F1_Industrial_Stone, Clay, and Glass_Existing_Process_Natural Gas_Steam Trap Maintenance_A_Achievable Economic UCT Potential | F1 | Industrial | Stone, Clay, and Glass | Existing | Process | Natural Gas | Steam Trap Maintenance | A | Integrated Unit Energy Savings (kWh or therms) | Achievable Economic UCT Potential | 0 | 0 | 0 | 0 | 0 | 5.4019 | 5.3959 | 5.3899 | 5.384 | 5.378 | 5.3723 | 5.3679 | 5.3644 | 5.361 | 5.359 | 5.3568 | 5.3554 | 5.354 | 5.3526 | 5.3519 | 5.3511 | 5.3509 | 5.3507 | 5.3505 | 5.3503 | 5.3502 | 5.35 | 5.3499 | 5.4079 | 5.4079 | 5.4079
F2_Industrial_Stone, Clay, and Glass_Existing_Process_Natural Gas_Steam Trap Maintenance_A_Achievable Economic UCT Potential | F2 | Industrial | Stone, Clay, and Glass | Existing | Process | Natural Gas | Steam Trap Maintenance | A | Integrated Unit Summer Peak Savings (kW) | Achievable Economic UCT Potential | 0 | 0 | 0 | 0 | 0 | 0 | 0 | 0 | 0 | 0 | 0 | 0 | 0 | 0 | 0 | 0 | 0 | 0 | 0 | 0 | 0 | 0 | 0 | 0 | 0 | 0 | 0 | 0 | 0 | 0 | 0
F3_Industrial_Stone, Clay, and Glass_Existing_Process_Natural Gas_Steam Trap Maintenance_A_Achievable Economic UCT Potential | F3 | Industrial | Stone, Clay, and Glass | Existing | Process | Natural Gas | Steam Trap Maintenance | A | Integrated Unit Winter Peak Savings (kW) | Achievable Economic UCT Potential | 0 | 0 | 0 | 0 | 0 | 0 | 0 | 0 | 0 | 0 | 0 | 0 | 0 | 0 | 0 | 0 | 0 | 0 | 0 | 0 | 0 | 0 | 0 | 0 | 0 | 0 | 0 | 0 | 0 | 0 | 0
F4_Industrial_Stone, Clay, and Glass_Existing_Process_Natural Gas_Steam Trap Maintenance_A_Achievable Economic UCT Potential | F4 | Industrial | Stone, Clay, and Glass | Existing | Process | Natural Gas | Steam Trap Maintenance | A | Incremental Energy Savings (MWh or mTherms) | Achievable Economic UCT Potential | 0 | 0 | 0 | 0 | 0 | 0.0077041 | 0.0076914 | 0.0076375 | 0.0076332 | 0.0076311 | 0.0075262 | 0.0074995 | 0.0074794 | 0.0073559 | 0.0073812 | 0.0073078 | 0.0073068 | 0.0072682 | 0.0072015 | 0.0072091 | 0.0071782 | 0.00715 | 0.0071237 | 0.0070992 | 0.0070766 | 0 | 0 | 0 | 0 | 0 | 0
F5_Industrial_Stone, Clay, and Glass_Existing_Process_Natural Gas_Steam Trap Maintenance_A_Achievable Economic UCT Potential | F5 | Industrial | Stone, Clay, and Glass | Existing | Process | Natural Gas | Steam Trap Maintenance | A | Incremental Summer Peak Savings (MW) | Achievable Economic UCT Potential | 0 | 0 | 0 | 0 | 0 | 0 | 0 | 0 | 0 | 0 | 0 | 0 | 0 | 0 | 0 | 0 | 0 | 0 | 0 | 0 | 0 | 0 | 0 | 0 | 0 | 0 | 0 | 0 | 0 | 0 | 0
F6_Industrial_Stone, Clay, and Glass_Existing_Process_Natural Gas_Steam Trap Maintenance_A_Achievable Economic UCT Potential | F6 | Industrial | Stone, Clay, and Glass | Existing | Process | Natural Gas | Steam Trap Maintenance | A | Incremental Winter Peak Savings (MW) | Achievable Economic UCT Potential | 0 | 0 | 0 | 0 | 0 | 0 | 0 | 0 | 0 | 0 | 0 | 0 | 0 | 0 | 0 | 0 | 0 | 0 | 0 | 0 | 0 | 0 | 0 | 0 | 0 | 0 | 0 | 0 | 0 | 0 | 0
F7_Industrial_Stone, Clay, and Glass_Existing_Process_Natural Gas_Steam Trap Maintenance_A_Achievable Economic UCT Potential | F7 | Industrial | Stone, Clay, and Glass | Existing | Process | Natural Gas | Steam Trap Maintenance | A | Cumulative Energy Savings (MWh or mTherms) | Achievable Economic UCT Potential | 0 | 0 | 0 | 0 | 0 | 0.0077041 | 0.015387 | 0.023007 | 0.030615 | 0.038213 | 0.045698 | 0.05316 | 0.060605 | 0.067922 | 0.075278 | 0.082554 | 0.08984 | 0.097085 | 0.10426 | 0.11146 | 0.11862 | 0.12576 | 0.13288 | 0.13998 | 0.14705 | 0.14704 | 0.14704 | 0.14704 | 0 | 0 | 0
F8_Industrial_Stone, Clay, and Glass_Existing_Process_Natural Gas_Steam Trap Maintenance_A_Achievable Economic UCT Potential | F8 | Industrial | Stone, Clay, and Glass | Existing | Process | Natural Gas | Steam Trap Maintenance | A | Cumulative Summer Peak Savings (MW) | Achievable Economic UCT Potential | 0 | 0 | 0 | 0 | 0 | 0 | 0 | 0 | 0 | 0 | 0 | 0 | 0 | 0 | 0 | 0 | 0 | 0 | 0 | 0 | 0 | 0 | 0 | 0 | 0 | 0 | 0 | 0 | 0 | 0 | 0
F9_Industrial_Stone, Clay, and Glass_Existing_Process_Natural Gas_Steam Trap Maintenance_A_Achievable Economic UCT Potential | F9 | Industrial | Stone, Clay, and Glass | Existing | Process | Natural Gas | Steam Trap Maintenance | A | Cumulative Winter Peak Savings (MW) | Achievable Economic UCT Potential | 0 | 0 | 0 | 0 | 0 | 0 | 0 | 0 | 0 | 0 | 0 | 0 | 0 | 0 | 0 | 0 | 0 | 0 | 0 | 0 | 0 | 0 | 0 | 0 | 0 | 0 | 0 | 0 | 0 | 0 | 0
F10_Industrial_Stone, Clay, and Glass_Existing_Process_Natural Gas_Steam Trap Maintenance_A_Achievable Economic UCT Potential | F10 | Industrial | Stone, Clay, and Glass | Existing | Process | Natural Gas | Steam Trap Maintenance | A | Purchases (Incremental) | Achievable Economic UCT Potential | 0 | 0 | 0 | 0 | 0 | 1.4262 | 1.4254 | 1.417 | 1.4178 | 1.4189 | 1.4009 | 1.3971 | 1.3943 | 1.3721 | 1.3774 | 1.3642 | 1.3644 | 1.3575 | 1.3454 | 1.347 | 1.3414 | 1.3362 | 1.3314 | 1.3268 | 1.3226 | 0 | 0 | 0 | 0 | 0 | 0
F11_Industrial_Stone, Clay, and Glass_Existing_Process_Natural Gas_Steam Trap Maintenance_A_Achievable Economic UCT Potential | F11 | Industrial | Stone, Clay, and Glass | Existing | Process | Natural Gas | Steam Trap Maintenance | A | Purchases (Cumulative) | Achievable Economic UCT Potential | 0 | 0 | 0 | 0 | 0 | 1.4262 | 2.8516 | 4.2686 | 5.6864 | 7.1053 | 8.5062 | 9.9033 | 11.2976 | 12.6697 | 14.047 | 15.4112 | 16.7756 | 18.1332 | 19.4786 | 20.8256 | 22.167 | 23.5032 | 24.8346 | 26.1614 | 27.4841 | 27.4841 | 27.4841 | 27.4841 | 27.4841 | 27.4841 | 27.4841
F1_Industrial_Stone, Clay, and Glass_Existing_Space Heating_Natural Gas_Gas Boiler - High Turndown_A_Achievable Economic UCT Potential | F1 | Industrial | Stone, Clay, and Glass | Existing | Space Heating | Natural Gas | Gas Boiler - High Turndown | A | Integrated Unit Energy Savings (kWh or therms) | Achievable Economic UCT Potential | 0 | 0 | 0 | 0 | 0 | 9.5136 | 9.363 | 9.1745 | 8.9449 | 8.6757 | 8.3695 | 8.0522 | 7.734 | 7.4098 | 7.1305 | 6.8634 | 6.6445 | 6.4475 | 6.2706 | 6.1396 | 6.0183 | 5.9102 | 5.8181 | 5.7461 | 5.6786 | 5.6273 | 5.5843 | 5.5447 | 8.2638 | 8.2299 | 8.1989
F2_Industrial_Stone, Clay, and Glass_Existing_Space Heating_Natural Gas_Gas Boiler - High Turndown_A_Achievable Economic UCT Potential | F2 | Industrial | Stone, Clay, and Glass | Existing | Space Heating | Natural Gas | Gas Boiler - High Turndown | A | Integrated Unit Summer Peak Savings (kW) | Achievable Economic UCT Potential | 0 | 0 | 0 | 0 | 0 | 0 | 0 | 0 | 0 | 0 | 0 | 0 | 0 | 0 | 0 | 0 | 0 | 0 | 0 | 0 | 0 | 0 | 0 | 0 | 0 | 0 | 0 | 0 | 0 | 0 | 0
F3_Industrial_Stone, Clay, and Glass_Existing_Space Heating_Natural Gas_Gas Boiler - High Turndown_A_Achievable Economic UCT Potential | F3 | Industrial | Stone, Clay, and Glass | Existing | Space Heating | Natural Gas | Gas Boiler - High Turndown | A | Integrated Unit Winter Peak Savings (kW) | Achievable Economic UCT Potential | 0 | 0 | 0 | 0 | 0 | 0 | 0 | 0 | 0 | 0 | 0 | 0 | 0 | 0 | 0 | 0 | 0 | 0 | 0 | 0 | 0 | 0 | 0 | 0 | 0 | 0 | 0 | 0 | 0 | 0 | 0
F4_Industrial_Stone, Clay, and Glass_Existing_Space Heating_Natural Gas_Gas Boiler - High Turndown_A_Achievable Economic UCT Potential | F4 | Industrial | Stone, Clay, and Glass | Existing | Space Heating | Natural Gas | Gas Boiler - High Turndown | A | Incremental Energy Savings (MWh or mTherms) | Achievable Economic UCT Potential | 0 | 0 | 0 | 0 | 0 | 0.0033463 | 0.0032915 | 0.0032062 | 0.0031276 | 0.0030361 | 0.0026025 | 0.0019976 | 0.0015318 | 0.0011554 | 0.00089291 | 0.00068102 | 0.0005275 | 0.00040743 | 0.00031417 | 0.00024638 | 0.00019241 | 1.2838e-06 | 4.4971e-07 | 1.509e-07 | 4.8475e-08 | 4.0713e-08 | 4.0293e-08 | 3.9911e-08 | 5.9354e-08 | 5.8995e-08 | 5.8673e-08
F5_Industrial_Stone, Clay, and Glass_Existing_Space Heating_Natural Gas_Gas Boiler - High Turndown_A_Achievable Economic UCT Potential | F5 | Industrial | Stone, Clay, and Glass | Existing | Space Heating | Natural Gas | Gas Boiler - High Turndown | A | Incremental Summer Peak Savings (MW) | Achievable Economic UCT Potential | 0 | 0 | 0 | 0 | 0 | 0 | 0 | 0 | 0 | 0 | 0 | 0 | 0 | 0 | 0 | 0 | 0 | 0 | 0 | 0 | 0 | 0 | 0 | 0 | 0 | 0 | 0 | 0 | 0 | 0 | 0
F6_Industrial_Stone, Clay, and Glass_Existing_Space Heating_Natural Gas_Gas Boiler - High Turndown_A_Achievable Economic UCT Potential | F6 | Industrial | Stone, Clay, and Glass | Existing | Space Heating | Natural Gas | Gas Boiler - High Turndown | A | Incremental Winter Peak Savings (MW) | Achievable Economic UCT Potential | 0 | 0 | 0 | 0 | 0 | 0 | 0 | 0 | 0 | 0 | 0 | 0 | 0 | 0 | 0 | 0 | 0 | 0 | 0 | 0 | 0 | 0 | 0 | 0 | 0 | 0 | 0 | 0 | 0 | 0 | 0
F7_Industrial_Stone, Clay, and Glass_Existing_Space Heating_Natural Gas_Gas Boiler - High Turndown_A_Achievable Economic UCT Potential | F7 | Industrial | Stone, Clay, and Glass | Existing | Space Heating | Natural Gas | Gas Boiler - High Turndown | A | Cumulative Energy Savings (MWh or mTherms) | Achievable Economic UCT Potential | 0 | 0 | 0 | 0 | 0 | 0.0033463 | 0.0065848 | 0.0096585 | 0.012544 | 0.015203 | 0.017269 | 0.018612 | 0.019408 | 0.01975 | 0.019898 | 0.019834 | 0.019729 | 0.019552 | 0.019329 | 0.019172 | 0.018985 | 0.018646 | 0.018356 | 0.018129 | 0.017916 | 0.017754 | 0.017618 | 0.017493 | 0 | 0 | 0
F8_Industrial_Stone, Clay, and Glass_Existing_Space Heating_Natural Gas_Gas Boiler - High Turndown_A_Achievable Economic UCT Potential | F8 | Industrial | Stone, Clay, and Glass | Existing | Space Heating | Natural Gas | Gas Boiler - High Turndown | A | Cumulative Summer Peak Savings (MW) | Achievable Economic UCT Potential | 0 | 0 | 0 | 0 | 0 | 0 | 0 | 0 | 0 | 0 | 0 | 0 | 0 | 0 | 0 | 0 | 0 | 0 | 0 | 0 | 0 | 0 | 0 | 0 | 0 | 0 | 0 | 0 | 0 | 0 | 0
F9_Industrial_Stone, Clay, and Glass_Existing_Space Heating_Natural Gas_Gas Boiler - High Turndown_A_Achievable Economic UCT Potential | F9 | Industrial | Stone, Clay, and Glass | Existing | Space Heating | Natural Gas | Gas Boiler - High Turndown | A | Cumulative Winter Peak Savings (MW) | Achievable Economic UCT Potential | 0 | 0 | 0 | 0 | 0 | 0 | 0 | 0 | 0 | 0 | 0 | 0 | 0 | 0 | 0 | 0 | 0 | 0 | 0 | 0 | 0 | 0 | 0 | 0 | 0 | 0 | 0 | 0 | 0 | 0 | 0
F10_Industrial_Stone, Clay, and Glass_Existing_Space Heating_Natural Gas_Gas Boiler - High Turndown_A_Achievable Economic UCT Potential | F10 | Industrial | Stone, Clay, and Glass | Existing | Space Heating | Natural Gas | Gas Boiler - High Turndown | A | Purchases (Incremental) | Achievable Economic UCT Potential | 0 | 0 | 0 | 0 | 0 | 0.35174 | 0.35154 | 0.34947 | 0.34966 | 0.34995 | 0.31095 | 0.24808 | 0.19806 | 0.15593 | 0.12522 | 0.099224 | 0.079389 | 0.063192 | 0.050103 | 0.040129 | 0.031971 | 0.00021722 | 7.7295e-05 | 2.6261e-05 | 8.5364e-06 | 7.2348e-06 | 7.2155e-06 | 7.198e-06 | 7.1823e-06 | 7.1684e-06 | 7.1562e-06
F11_Industrial_Stone, Clay, and Glass_Existing_Space Heating_Natural Gas_Gas Boiler - High Turndown_A_Achievable Economic UCT Potential | F11 | Industrial | Stone, Clay, and Glass | Existing | Space Heating | Natural Gas | Gas Boiler - High Turndown | A | Purchases (Cumulative) | Achievable Economic UCT Potential | 0 | 0 | 0 | 0 | 0 | 0.35174 | 0.70328 | 1.0527 | 1.4024 | 1.7524 | 2.0633 | 2.3114 | 2.5095 | 2.6654 | 2.7906 | 2.8898 | 2.9692 | 3.0324 | 3.0825 | 3.1226 | 3.1546 | 3.1548 | 3.1549 | 3.1549 | 3.1549 | 3.155 | 3.155 | 3.155 | 3.155 | 3.155 | 3.155
F1_Industrial_Stone, Clay, and Glass_Existing_Process_Natural Gas_Gas Boiler - High Turndown_A_Achievable Economic UCT Potential | F1 | Industrial | Stone, Clay, and Glass | Existing | Process | Natural Gas | Gas Boiler - High Turndown | A | Integrated Unit Energy Savings (kWh or therms) | Achievable Economic UCT Potential | 0 | 0 | 0 | 0 | 0 | 5.7164 | 5.6924 | 5.6683 | 5.6445 | 5.6209 | 5.5975 | 5.5786 | 5.5625 | 5.546 | 5.5349 | 5.5225 | 5.5132 | 5.5036 | 5.4938 | 5.487 | 5.4793 | 5.4733 | 5.4675 | 5.4616 | 5.4559 | 5.4551 | 5.4543 | 5.4536 | 5.7404 | 5.7404 | 5.7404
F2_Industrial_Stone, Clay, and Glass_Existing_Process_Natural Gas_Gas Boiler - High Turndown_A_Achievable Economic UCT Potential | F2 | Industrial | Stone, Clay, and Glass | Existing | Process | Natural Gas | Gas Boiler - High Turndown | A | Integrated Unit Summer Peak Savings (kW) | Achievable Economic UCT Potential | 0 | 0 | 0 | 0 | 0 | 0 | 0 | 0 | 0 | 0 | 0 | 0 | 0 | 0 | 0 | 0 | 0 | 0 | 0 | 0 | 0 | 0 | 0 | 0 | 0 | 0 | 0 | 0 | 0 | 0 | 0
F3_Industrial_Stone, Clay, and Glass_Existing_Process_Natural Gas_Gas Boiler - High Turndown_A_Achievable Economic UCT Potential | F3 | Industrial | Stone, Clay, and Glass | Existing | Process | Natural Gas | Gas Boiler - High Turndown | A | Integrated Unit Winter Peak Savings (kW) | Achievable Economic UCT Potential | 0 | 0 | 0 | 0 | 0 | 0 | 0 | 0 | 0 | 0 | 0 | 0 | 0 | 0 | 0 | 0 | 0 | 0 | 0 | 0 | 0 | 0 | 0 | 0 | 0 | 0 | 0 | 0 | 0 | 0 | 0
F4_Industrial_Stone, Clay, and Glass_Existing_Process_Natural Gas_Gas Boiler - High Turndown_A_Achievable Economic UCT Potential | F4 | Industrial | Stone, Clay, and Glass | Existing | Process | Natural Gas | Gas Boiler - High Turndown | A | Incremental Energy Savings (MWh or mTherms) | Achievable Economic UCT Potential | 0 | 0 | 0 | 0 | 0 | 0.022292 | 0.022187 | 0.021962 | 0.021882 | 0.021808 | 0.019298 | 0.015344 | 0.012215 | 0.0095883 | 0.0076844 | 0.0060753 | 0.0048527 | 0.0038559 | 0.0030518 | 0.0024413 | 0.0019422 | 1.3181e-05 | 4.6855e-06 | 1.5902e-06 | 5.1636e-07 | 4.3757e-07 | 4.3634e-07 | 4.3523e-07 | 4.5711e-07 | 4.5622e-07 | 4.5545e-07
F5_Industrial_Stone, Clay, and Glass_Existing_Process_Natural Gas_Gas Boiler - High Turndown_A_Achievable Economic UCT Potential | F5 | Industrial | Stone, Clay, and Glass | Existing | Process | Natural Gas | Gas Boiler - High Turndown | A | Incremental Summer Peak Savings (MW) | Achievable Economic UCT Potential | 0 | 0 | 0 | 0 | 0 | 0 | 0 | 0 | 0 | 0 | 0 | 0 | 0 | 0 | 0 | 0 | 0 | 0 | 0 | 0 | 0 | 0 | 0 | 0 | 0 | 0 | 0 | 0 | 0 | 0 | 0
F6_Industrial_Stone, Clay, and Glass_Existing_Process_Natural Gas_Gas Boiler - High Turndown_A_Achievable Economic UCT Potential | F6 | Industrial | Stone, Clay, and Glass | Existing | Process | Natural Gas | Gas Boiler - High Turndown | A | Incremental Winter Peak Savings (MW) | Achievable Economic UCT Potential | 0 | 0 | 0 | 0 | 0 | 0 | 0 | 0 | 0 | 0 | 0 | 0 | 0 | 0 | 0 | 0 | 0 | 0 | 0 | 0 | 0 | 0 | 0 | 0 | 0 | 0 | 0 | 0 | 0 | 0 | 0
F7_Industrial_Stone, Clay, and Glass_Existing_Process_Natural Gas_Gas Boiler - High Turndown_A_Achievable Economic UCT Potential | F7 | Industrial | Stone, Clay, and Glass | Existing | Process | Natural Gas | Gas Boiler - High Turndown | A | Cumulative Energy Savings (MWh or mTherms) | Achievable Economic UCT Potential | 0 | 0 | 0 | 0 | 0 | 0.022292 | 0.044386 | 0.06616 | 0.087764 | 0.1092 | 0.12805 | 0.14296 | 0.15476 | 0.16389 | 0.17125 | 0.17694 | 0.18149 | 0.18503 | 0.18776 | 0.18996 | 0.19164 | 0.19145 | 0.19125 | 0.19104 | 0.19084 | 0.19081 | 0.19079 | 0.19076 | 0 | 0 | 0
F8_Industrial_Stone, Clay, and Glass_Existing_Process_Natural Gas_Gas Boiler - High Turndown_A_Achievable Economic UCT Potential | F8 | Industrial | Stone, Clay, and Glass | Existing | Process | Natural Gas | Gas Boiler - High Turndown | A | Cumulative Summer Peak Savings (MW) | Achievable Economic UCT Potential | 0 | 0 | 0 | 0 | 0 | 0 | 0 | 0 | 0 | 0 | 0 | 0 | 0 | 0 | 0 | 0 | 0 | 0 | 0 | 0 | 0 | 0 | 0 | 0 | 0 | 0 | 0 | 0 | 0 | 0 | 0
F9_Industrial_Stone, Clay, and Glass_Existing_Process_Natural Gas_Gas Boiler - High Turndown_A_Achievable Economic UCT Potential | F9 | Industrial | Stone, Clay, and Glass | Existing | Process | Natural Gas | Gas Boiler - High Turndown | A | Cumulative Winter Peak Savings (MW) | Achievable Economic UCT Potential | 0 | 0 | 0 | 0 | 0 | 0 | 0 | 0 | 0 | 0 | 0 | 0 | 0 | 0 | 0 | 0 | 0 | 0 | 0 | 0 | 0 | 0 | 0 | 0 | 0 | 0 | 0 | 0 | 0 | 0 | 0
F10_Industrial_Stone, Clay, and Glass_Existing_Process_Natural Gas_Gas Boiler - High Turndown_A_Achievable Economic UCT Potential | F10 | Industrial | Stone, Clay, and Glass | Existing | Process | Natural Gas | Gas Boiler - High Turndown | A | Purchases (Incremental) | Achievable Economic UCT Potential | 0 | 0 | 0 | 0 | 0 | 3.8997 | 3.8976 | 3.8746 | 3.8767 | 3.8799 | 3.4476 | 2.7505 | 2.1959 | 1.7289 | 1.3884 | 1.1001 | 0.88019 | 0.70061 | 0.55549 | 0.44492 | 0.35446 | 0.0024083 | 0.00085697 | 0.00029116 | 9.4643e-05 | 8.0213e-05 | 7.9999e-05 | 7.9805e-05 | 7.9631e-05 | 7.9477e-05 | 7.9341e-05
F11_Industrial_Stone, Clay, and Glass_Existing_Process_Natural Gas_Gas Boiler - High Turndown_A_Achievable Economic UCT Potential | F11 | Industrial | Stone, Clay, and Glass | Existing | Process | Natural Gas | Gas Boiler - High Turndown | A | Purchases (Cumulative) | Achievable Economic UCT Potential | 0 | 0 | 0 | 0 | 0 | 3.8997 | 7.7973 | 11.6719 | 15.5486 | 19.4285 | 22.876 | 25.6265 | 27.8225 | 29.5513 | 30.9397 | 32.0398 | 32.92 | 33.6206 | 34.1761 | 34.621 | 34.9755 | 34.9779 | 34.9787 | 34.979 | 34.9791 | 34.9792 | 34.9793 | 34.9794 | 34.9794 | 34.9795 | 34.9796
F1_Industrial_Stone, Clay, and Glass_Existing_Space Heating_Natural Gas_Gas Boiler - Burner Control Optimization_A_Achievable Economic UCT Potential | F1 | Industrial | Stone, Clay, and Glass | Existing | Space Heating | Natural Gas | Gas Boiler - Burner Control Optimization | A | Integrated Unit Energy Savings (kWh or therms) | Achievable Economic UCT Potential | 0 | 0 | 0 | 0 | 0 | 2.7588 | 2.715 | 2.6603 | 2.5936 | 2.5154 | 2.4265 | 2.3345 | 2.2422 | 2.1481 | 2.0671 | 1.9897 | 1.9262 | 1.8691 | 1.8177 | 1.7798 | 1.7446 | 1.7133 | 1.6866 | 1.6657 | 1.6461 | 1.6313 | 1.6188 | 1.6073 | 2.3965 | 2.3867 | 2.3777
F2_Industrial_Stone, Clay, and Glass_Existing_Space Heating_Natural Gas_Gas Boiler - Burner Control Optimization_A_Achievable Economic UCT Potential | F2 | Industrial | Stone, Clay, and Glass | Existing | Space Heating | Natural Gas | Gas Boiler - Burner Control Optimization | A | Integrated Unit Summer Peak Savings (kW) | Achievable Economic UCT Potential | 0 | 0 | 0 | 0 | 0 | 0 | 0 | 0 | 0 | 0 | 0 | 0 | 0 | 0 | 0 | 0 | 0 | 0 | 0 | 0 | 0 | 0 | 0 | 0 | 0 | 0 | 0 | 0 | 0 | 0 | 0
F3_Industrial_Stone, Clay, and Glass_Existing_Space Heating_Natural Gas_Gas Boiler - Burner Control Optimization_A_Achievable Economic UCT Potential | F3 | Industrial | Stone, Clay, and Glass | Existing | Space Heating | Natural Gas | Gas Boiler - Burner Control Optimization | A | Integrated Unit Winter Peak Savings (kW) | Achievable Economic UCT Potential | 0 | 0 | 0 | 0 | 0 | 0 | 0 | 0 | 0 | 0 | 0 | 0 | 0 | 0 | 0 | 0 | 0 | 0 | 0 | 0 | 0 | 0 | 0 | 0 | 0 | 0 | 0 | 0 | 0 | 0 | 0
F4_Industrial_Stone, Clay, and Glass_Existing_Space Heating_Natural Gas_Gas Boiler - Burner Control Optimization_A_Achievable Economic UCT Potential | F4 | Industrial | Stone, Clay, and Glass | Existing | Space Heating | Natural Gas | Gas Boiler - Burner Control Optimization | A | Incremental Energy Savings (MWh or mTherms) | Achievable Economic UCT Potential | 0 | 0 | 0 | 0 | 0 | 0.00026176 | 0.00040472 | 0.00078843 | 0.0013459 | 0.0020322 | 0.0027097 | 0.0033088 | 0.0037001 | 0.0037569 | 0.0036291 | 0.0032291 | 0.0027357 | 0.0021751 | 0.0016306 | 0.0011778 | 0.00080482 | 0.00052486 | 0.0003276 | 0.00019627 | 0.00013092 | 0 | 0 | 0 | 0 | 0 | 0
F5_Industrial_Stone, Clay, and Glass_Existing_Space Heating_Natural Gas_Gas Boiler - Burner Control Optimization_A_Achievable Economic UCT Potential | F5 | Industrial | Stone, Clay, and Glass | Existing | Space Heating | Natural Gas | Gas Boiler - Burner Control Optimization | A | Incremental Summer Peak Savings (MW) | Achievable Economic UCT Potential | 0 | 0 | 0 | 0 | 0 | 0 | 0 | 0 | 0 | 0 | 0 | 0 | 0 | 0 | 0 | 0 | 0 | 0 | 0 | 0 | 0 | 0 | 0 | 0 | 0 | 0 | 0 | 0 | 0 | 0 | 0
F6_Industrial_Stone, Clay, and Glass_Existing_Space Heating_Natural Gas_Gas Boiler - Burner Control Optimization_A_Achievable Economic UCT Potential | F6 | Industrial | Stone, Clay, and Glass | Existing | Space Heating | Natural Gas | Gas Boiler - Burner Control Optimization | A | Incremental Winter Peak Savings (MW) | Achievable Economic UCT Potential | 0 | 0 | 0 | 0 | 0 | 0 | 0 | 0 | 0 | 0 | 0 | 0 | 0 | 0 | 0 | 0 | 0 | 0 | 0 | 0 | 0 | 0 | 0 | 0 | 0 | 0 | 0 | 0 | 0 | 0 | 0
F7_Industrial_Stone, Clay, and Glass_Existing_Space Heating_Natural Gas_Gas Boiler - Burner Control Optimization_A_Achievable Economic UCT Potential | F7 | Industrial | Stone, Clay, and Glass | Existing | Space Heating | Natural Gas | Gas Boiler - Burner Control Optimization | A | Cumulative Energy Savings (MWh or mTherms) | Achievable Economic UCT Potential | 0 | 0 | 0 | 0 | 0 | 0.00026176 | 0.00066233 | 0.0014374 | 0.0027472 | 0.0046967 | 0.0072403 | 0.010274 | 0.013568 | 0.016756 | 0.019753 | 0.022242 | 0.024268 | 0.025724 | 0.026648 | 0.027269 | 0.027535 | 0.027565 | 0.027463 | 0.02732 | 0.02713 | 0.026885 | 0.026679 | 0.02649 | 0 | 0 | 0
F8_Industrial_Stone, Clay, and Glass_Existing_Space Heating_Natural Gas_Gas Boiler - Burner Control Optimization_A_Achievable Economic UCT Potential | F8 | Industrial | Stone, Clay, and Glass | Existing | Space Heating | Natural Gas | Gas Boiler - Burner Control Optimization | A | Cumulative Summer Peak Savings (MW) | Achievable Economic UCT Potential | 0 | 0 | 0 | 0 | 0 | 0 | 0 | 0 | 0 | 0 | 0 | 0 | 0 | 0 | 0 | 0 | 0 | 0 | 0 | 0 | 0 | 0 | 0 | 0 | 0 | 0 | 0 | 0 | 0 | 0 | 0
F9_Industrial_Stone, Clay, and Glass_Existing_Space Heating_Natural Gas_Gas Boiler - Burner Control Optimization_A_Achievable Economic UCT Potential | F9 | Industrial | Stone, Clay, and Glass | Existing | Space Heating | Natural Gas | Gas Boiler - Burner Control Optimization | A | Cumulative Winter Peak Savings (MW) | Achievable Economic UCT Potential | 0 | 0 | 0 | 0 | 0 | 0 | 0 | 0 | 0 | 0 | 0 | 0 | 0 | 0 | 0 | 0 | 0 | 0 | 0 | 0 | 0 | 0 | 0 | 0 | 0 | 0 | 0 | 0 | 0 | 0 | 0
F10_Industrial_Stone, Clay, and Glass_Existing_Space Heating_Natural Gas_Gas Boiler - Burner Control Optimization_A_Achievable Economic UCT Potential | F10 | Industrial | Stone, Clay, and Glass | Existing | Space Heating | Natural Gas | Gas Boiler - Burner Control Optimization | A | Purchases (Incremental) | Achievable Economic UCT Potential | 0 | 0 | 0 | 0 | 0 | 0.094882 | 0.14906 | 0.29637 | 0.51893 | 0.80789 | 1.1167 | 1.4173 | 1.6502 | 1.7489 | 1.7556 | 1.6229 | 1.4203 | 1.1637 | 0.89706 | 0.66177 | 0.46133 | 0.30635 | 0.19424 | 0.11783 | 0.079531 | 0 | 0 | 0 | 0 | 0 | 0
F11_Industrial_Stone, Clay, and Glass_Existing_Space Heating_Natural Gas_Gas Boiler - Burner Control Optimization_A_Achievable Economic UCT Potential | F11 | Industrial | Stone, Clay, and Glass | Existing | Space Heating | Natural Gas | Gas Boiler - Burner Control Optimization | A | Purchases (Cumulative) | Achievable Economic UCT Potential | 0 | 0 | 0 | 0 | 0 | 0.094882 | 0.24395 | 0.54032 | 1.0592 | 1.8671 | 2.9838 | 4.4012 | 6.0514 | 7.8003 | 9.5559 | 11.1789 | 12.5991 | 13.7629 | 14.6599 | 15.3217 | 15.783 | 16.0894 | 16.2836 | 16.4015 | 16.481 | 16.481 | 16.481 | 16.481 | 16.481 | 16.481 | 16.481
F1_Industrial_Stone, Clay, and Glass_Existing_Process_Natural Gas_Gas Boiler - Burner Control Optimization_A_Achievable Economic UCT Potential | F1 | Industrial | Stone, Clay, and Glass | Existing | Process | Natural Gas | Gas Boiler - Burner Control Optimization | A | Integrated Unit Energy Savings (kWh or therms) | Achievable Economic UCT Potential | 0 | 0 | 0 | 0 | 0 | 1.6577 | 1.6508 | 1.6437 | 1.6368 | 1.6299 | 1.6231 | 1.6176 | 1.613 | 1.6082 | 1.6049 | 1.6013 | 1.5986 | 1.5958 | 1.593 | 1.591 | 1.5888 | 1.5871 | 1.5853 | 1.5837 | 1.582 | 1.5818 | 1.5815 | 1.5813 | 1.6647 | 1.6647 | 1.6647
F2_Industrial_Stone, Clay, and Glass_Existing_Process_Natural Gas_Gas Boiler - Burner Control Optimization_A_Achievable Economic UCT Potential | F2 | Industrial | Stone, Clay, and Glass | Existing | Process | Natural Gas | Gas Boiler - Burner Control Optimization | A | Integrated Unit Summer Peak Savings (kW) | Achievable Economic UCT Potential | 0 | 0 | 0 | 0 | 0 | 0 | 0 | 0 | 0 | 0 | 0 | 0 | 0 | 0 | 0 | 0 | 0 | 0 | 0 | 0 | 0 | 0 | 0 | 0 | 0 | 0 | 0 | 0 | 0 | 0 | 0
F3_Industrial_Stone, Clay, and Glass_Existing_Process_Natural Gas_Gas Boiler - Burner Control Optimization_A_Achievable Economic UCT Potential | F3 | Industrial | Stone, Clay, and Glass | Existing | Process | Natural Gas | Gas Boiler - Burner Control Optimization | A | Integrated Unit Winter Peak Savings (kW) | Achievable Economic UCT Potential | 0 | 0 | 0 | 0 | 0 | 0 | 0 | 0 | 0 | 0 | 0 | 0 | 0 | 0 | 0 | 0 | 0 | 0 | 0 | 0 | 0 | 0 | 0 | 0 | 0 | 0 | 0 | 0 | 0 | 0 | 0
F4_Industrial_Stone, Clay, and Glass_Existing_Process_Natural Gas_Gas Boiler - Burner Control Optimization_A_Achievable Economic UCT Potential | F4 | Industrial | Stone, Clay, and Glass | Existing | Process | Natural Gas | Gas Boiler - Burner Control Optimization | A | Incremental Energy Savings (MWh or mTherms) | Achievable Economic UCT Potential | 0 | 0 | 0 | 0 | 0 | 0.0017439 | 0.0027282 | 0.0054011 | 0.0094173 | 0.0146 | 0.020096 | 0.02542 | 0.029511 | 0.031183 | 0.031239 | 0.028814 | 0.025173 | 0.02059 | 0.015843 | 0.011673 | 0.0081261 | 0.0053905 | 0.0034142 | 0.0020689 | 0.0013949 | 0 | 0 | 0 | 0 | 0 | 0
F5_Industrial_Stone, Clay, and Glass_Existing_Process_Natural Gas_Gas Boiler - Burner Control Optimization_A_Achievable Economic UCT Potential | F5 | Industrial | Stone, Clay, and Glass | Existing | Process | Natural Gas | Gas Boiler - Burner Control Optimization | A | Incremental Summer Peak Savings (MW) | Achievable Economic UCT Potential | 0 | 0 | 0 | 0 | 0 | 0 | 0 | 0 | 0 | 0 | 0 | 0 | 0 | 0 | 0 | 0 | 0 | 0 | 0 | 0 | 0 | 0 | 0 | 0 | 0 | 0 | 0 | 0 | 0 | 0 | 0
F6_Industrial_Stone, Clay, and Glass_Existing_Process_Natural Gas_Gas Boiler - Burner Control Optimization_A_Achievable Economic UCT Potential | F6 | Industrial | Stone, Clay, and Glass | Existing | Process | Natural Gas | Gas Boiler - Burner Control Optimization | A | Incremental Winter Peak Savings (MW) | Achievable Economic UCT Potential | 0 | 0 | 0 | 0 | 0 | 0 | 0 | 0 | 0 | 0 | 0 | 0 | 0 | 0 | 0 | 0 | 0 | 0 | 0 | 0 | 0 | 0 | 0 | 0 | 0 | 0 | 0 | 0 | 0 | 0 | 0
F7_Industrial_Stone, Clay, and Glass_Existing_Process_Natural Gas_Gas Boiler - Burner Control Optimization_A_Achievable Economic UCT Potential | F7 | Industrial | Stone, Clay, and Glass | Existing | Process | Natural Gas | Gas Boiler - Burner Control Optimization | A | Cumulative Energy Savings (MWh or mTherms) | Achievable Economic UCT Potential | 0 | 0 | 0 | 0 | 0 | 0.0017439 | 0.0044647 | 0.0098468 | 0.019223 | 0.033741 | 0.053696 | 0.078934 | 0.10822 | 0.13908 | 0.17004 | 0.19847 | 0.22331 | 0.24351 | 0.25892 | 0.27027 | 0.27801 | 0.2831 | 0.28621 | 0.28798 | 0.28907 | 0.28903 | 0.28899 | 0.28895 | 0 | 0 | 0
F8_Industrial_Stone, Clay, and Glass_Existing_Process_Natural Gas_Gas Boiler - Burner Control Optimization_A_Achievable Economic UCT Potential | F8 | Industrial | Stone, Clay, and Glass | Existing | Process | Natural Gas | Gas Boiler - Burner Control Optimization | A | Cumulative Summer Peak Savings (MW) | Achievable Economic UCT Potential | 0 | 0 | 0 | 0 | 0 | 0 | 0 | 0 | 0 | 0 | 0 | 0 | 0 | 0 | 0 | 0 | 0 | 0 | 0 | 0 | 0 | 0 | 0 | 0 | 0 | 0 | 0 | 0 | 0 | 0 | 0
F9_Industrial_Stone, Clay, and Glass_Existing_Process_Natural Gas_Gas Boiler - Burner Control Optimization_A_Achievable Economic UCT Potential | F9 | Industrial | Stone, Clay, and Glass | Existing | Process | Natural Gas | Gas Boiler - Burner Control Optimization | A | Cumulative Winter Peak Savings (MW) | Achievable Economic UCT Potential | 0 | 0 | 0 | 0 | 0 | 0 | 0 | 0 | 0 | 0 | 0 | 0 | 0 | 0 | 0 | 0 | 0 | 0 | 0 | 0 | 0 | 0 | 0 | 0 | 0 | 0 | 0 | 0 | 0 | 0 | 0
F10_Industrial_Stone, Clay, and Glass_Existing_Process_Natural Gas_Gas Boiler - Burner Control Optimization_A_Achievable Economic UCT Potential | F10 | Industrial | Stone, Clay, and Glass | Existing | Process | Natural Gas | Gas Boiler - Burner Control Optimization | A | Purchases (Incremental) | Achievable Economic UCT Potential | 0 | 0 | 0 | 0 | 0 | 1.052 | 1.6527 | 3.2859 | 5.7534 | 8.9571 | 12.3807 | 15.7142 | 18.296 | 19.3905 | 19.4646 | 17.9937 | 15.7465 | 12.9025 | 9.9457 | 7.3371 | 5.1147 | 3.3966 | 2.1536 | 1.3064 | 0.88176 | 0 | 0 | 0 | 0 | 0 | 0
F11_Industrial_Stone, Clay, and Glass_Existing_Process_Natural Gas_Gas Boiler - Burner Control Optimization_A_Achievable Economic UCT Potential | F11 | Industrial | Stone, Clay, and Glass | Existing | Process | Natural Gas | Gas Boiler - Burner Control Optimization | A | Purchases (Cumulative) | Achievable Economic UCT Potential | 0 | 0 | 0 | 0 | 0 | 1.052 | 2.7046 | 5.9905 | 11.7439 | 20.701 | 33.0818 | 48.796 | 67.092 | 86.4826 | 105.9471 | 123.9408 | 139.6873 | 152.5898 | 162.5355 | 169.8726 | 174.9874 | 178.3839 | 180.5375 | 181.8439 | 182.7257 | 182.7257 | 182.7257 | 182.7257 | 182.7257 | 182.7257 | 182.7257
F1_Industrial_Stone, Clay, and Glass_Existing_Space Heating_Natural Gas_HVAC - Demand Controlled Ventilation_A_Achievable Economic UCT Potential | F1 | Industrial | Stone, Clay, and Glass | Existing | Space Heating | Natural Gas | HVAC - Demand Controlled Ventilation | A | Integrated Unit Energy Savings (kWh or therms) | Achievable Economic UCT Potential | 0 | 0 | 0 | 0 | 0 | 0.045634 | 0.045126 | 0.044486 | 0.043814 | 0.04311 | 0.042379 | 0.041622 | 0.04086 | 0.040073 | 0.039263 | 0.038473 | 0.037708 | 0.036968 | 0.036261 | 0.035615 | 0.035006 | 0.034433 | 0.033909 | 0.033457 | 0.03304 | 0.032712 | 0.032421 | 0.032148 | 0.036718 | 0.036492 | 0.03628
F2_Industrial_Stone, Clay, and Glass_Existing_Space Heating_Natural Gas_HVAC - Demand Controlled Ventilation_A_Achievable Economic UCT Potential | F2 | Industrial | Stone, Clay, and Glass | Existing | Space Heating | Natural Gas | HVAC - Demand Controlled Ventilation | A | Integrated Unit Summer Peak Savings (kW) | Achievable Economic UCT Potential | 0 | 0 | 0 | 0 | 0 | 0 | 0 | 0 | 0 | 0 | 0 | 0 | 0 | 0 | 0 | 0 | 0 | 0 | 0 | 0 | 0 | 0 | 0 | 0 | 0 | 0 | 0 | 0 | 0 | 0 | 0
F3_Industrial_Stone, Clay, and Glass_Existing_Space Heating_Natural Gas_HVAC - Demand Controlled Ventilation_A_Achievable Economic UCT Potential | F3 | Industrial | Stone, Clay, and Glass | Existing | Space Heating | Natural Gas | HVAC - Demand Controlled Ventilation | A | Integrated Unit Winter Peak Savings (kW) | Achievable Economic UCT Potential | 0 | 0 | 0 | 0 | 0 | 0 | 0 | 0 | 0 | 0 | 0 | 0 | 0 | 0 | 0 | 0 | 0 | 0 | 0 | 0 | 0 | 0 | 0 | 0 | 0 | 0 | 0 | 0 | 0 | 0 | 0
F4_Industrial_Stone, Clay, and Glass_Existing_Space Heating_Natural Gas_HVAC - Demand Controlled Ventilation_A_Achievable Economic UCT Potential | F4 | Industrial | Stone, Clay, and Glass | Existing | Space Heating | Natural Gas | HVAC - Demand Controlled Ventilation | A | Incremental Energy Savings (MWh or mTherms) | Achievable Economic UCT Potential | 0 | 0 | 0 | 0 | 0 | 0 | 0.020156 | 0.019753 | 0.019466 | 0.019169 | 0.018604 | 0.018222 | 0.017852 | 0.01723 | 0.016946 | 0.016447 | 0.016122 | 0.015726 | 0.015288 | 0.015033 | 0.014715 | 0.014418 | 0.014147 | 0.013911 | 0.013694 | 0.013519 | 0 | 0 | 0 | 0 | 0
F5_Industrial_Stone, Clay, and Glass_Existing_Space Heating_Natural Gas_HVAC - Demand Controlled Ventilation_A_Achievable Economic UCT Potential | F5 | Industrial | Stone, Clay, and Glass | Existing | Space Heating | Natural Gas | HVAC - Demand Controlled Ventilation | A | Incremental Summer Peak Savings (MW) | Achievable Economic UCT Potential | 0 | 0 | 0 | 0 | 0 | 0 | 0 | 0 | 0 | 0 | 0 | 0 | 0 | 0 | 0 | 0 | 0 | 0 | 0 | 0 | 0 | 0 | 0 | 0 | 0 | 0 | 0 | 0 | 0 | 0 | 0
F6_Industrial_Stone, Clay, and Glass_Existing_Space Heating_Natural Gas_HVAC - Demand Controlled Ventilation_A_Achievable Economic UCT Potential | F6 | Industrial | Stone, Clay, and Glass | Existing | Space Heating | Natural Gas | HVAC - Demand Controlled Ventilation | A | Incremental Winter Peak Savings (MW) | Achievable Economic UCT Potential | 0 | 0 | 0 | 0 | 0 | 0 | 0 | 0 | 0 | 0 | 0 | 0 | 0 | 0 | 0 | 0 | 0 | 0 | 0 | 0 | 0 | 0 | 0 | 0 | 0 | 0 | 0 | 0 | 0 | 0 | 0
F7_Industrial_Stone, Clay, and Glass_Existing_Space Heating_Natural Gas_HVAC - Demand Controlled Ventilation_A_Achievable Economic UCT Potential | F7 | Industrial | Stone, Clay, and Glass | Existing | Space Heating | Natural Gas | HVAC - Demand Controlled Ventilation | A | Cumulative Energy Savings (MWh or mTherms) | Achievable Economic UCT Potential | 0 | 0 | 0 | 0 | 0 | 0 | 0.020156 | 0.039624 | 0.058491 | 0.07672 | 0.094021 | 0.11056 | 0.12639 | 0.14119 | 0.15528 | 0.1686 | 0.18137 | 0.19354 | 0.20513 | 0.21651 | 0.22752 | 0.23821 | 0.24874 | 0.25933 | 0.26979 | 0.28063 | 0.27813 | 0.27579 | 0 | 0 | 0
F8_Industrial_Stone, Clay, and Glass_Existing_Space Heating_Natural Gas_HVAC - Demand Controlled Ventilation_A_Achievable Economic UCT Potential | F8 | Industrial | Stone, Clay, and Glass | Existing | Space Heating | Natural Gas | HVAC - Demand Controlled Ventilation | A | Cumulative Summer Peak Savings (MW) | Achievable Economic UCT Potential | 0 | 0 | 0 | 0 | 0 | 0 | 0 | 0 | 0 | 0 | 0 | 0 | 0 | 0 | 0 | 0 | 0 | 0 | 0 | 0 | 0 | 0 | 0 | 0 | 0 | 0 | 0 | 0 | 0 | 0 | 0
F9_Industrial_Stone, Clay, and Glass_Existing_Space Heating_Natural Gas_HVAC - Demand Controlled Ventilation_A_Achievable Economic UCT Potential | F9 | Industrial | Stone, Clay, and Glass | Existing | Space Heating | Natural Gas | HVAC - Demand Controlled Ventilation | A | Cumulative Winter Peak Savings (MW) | Achievable Economic UCT Potential | 0 | 0 | 0 | 0 | 0 | 0 | 0 | 0 | 0 | 0 | 0 | 0 | 0 | 0 | 0 | 0 | 0 | 0 | 0 | 0 | 0 | 0 | 0 | 0 | 0 | 0 | 0 | 0 | 0 | 0 | 0
F10_Industrial_Stone, Clay, and Glass_Existing_Space Heating_Natural Gas_HVAC - Demand Controlled Ventilation_A_Achievable Economic UCT Potential | F10 | Industrial | Stone, Clay, and Glass | Existing | Space Heating | Natural Gas | HVAC - Demand Controlled Ventilation | A | Purchases (Incremental) | Achievable Economic UCT Potential | 0 | 0 | 0 | 0 | 0 | 0 | 446.6664 | 444.0322 | 444.2723 | 444.6397 | 438.9932 | 437.7936 | 436.9047 | 429.9668 | 431.6084 | 427.4924 | 427.5479 | 425.396 | 421.6015 | 422.1009 | 420.3555 | 418.7206 | 417.1949 | 415.7771 | 414.466 | 413.2602 | 0 | 0 | 0 | 0 | 0
F11_Industrial_Stone, Clay, and Glass_Existing_Space Heating_Natural Gas_HVAC - Demand Controlled Ventilation_A_Achievable Economic UCT Potential | F11 | Industrial | Stone, Clay, and Glass | Existing | Space Heating | Natural Gas | HVAC - Demand Controlled Ventilation | A | Purchases (Cumulative) | Achievable Economic UCT Potential | 0 | 0 | 0 | 0 | 0 | 0 | 446.6664 | 890.6986 | 1334.9709 | 1779.6106 | 2218.6037 | 2656.3973 | 3093.3019 | 3523.2687 | 3954.8771 | 4382.3695 | 4809.9174 | 5235.3135 | 5656.915 | 6079.016 | 6499.3714 | 6918.092 | 7335.2869 | 7751.064 | 8165.53 | 8578.7902 | 8578.7902 | 8578.7902 | 8578.7902 | 8578.7902 | 8578.7902
F1_Industrial_Stone, Clay, and Glass_Existing_Space Heating_Natural Gas_Gas Boiler - Stack Economizer_A_Achievable Economic UCT Potential | F1 | Industrial | Stone, Clay, and Glass | Existing | Space Heating | Natural Gas | Gas Boiler - Stack Economizer | A | Integrated Unit Energy Savings (kWh or therms) | Achievable Economic UCT Potential | 0 | 0 | 0 | 0 | 0 | 6.9813 | 6.9297 | 6.8767 | 6.8213 | 6.7636 | 6.7046 | 6.6441 | 6.5819 | 6.5169 | 6.4463 | 6.3778 | 6.3089 | 6.2412 | 6.1744 | 6.1104 | 6.0488 | 5.9856 | 5.928 | 5.8773 | 5.8278 | 5.7828 | 5.7442 | 5.7087 | 6.0326 | 6.0078 | 5.9852
F2_Industrial_Stone, Clay, and Glass_Existing_Space Heating_Natural Gas_Gas Boiler - Stack Economizer_A_Achievable Economic UCT Potential | F2 | Industrial | Stone, Clay, and Glass | Existing | Space Heating | Natural Gas | Gas Boiler - Stack Economizer | A | Integrated Unit Summer Peak Savings (kW) | Achievable Economic UCT Potential | 0 | 0 | 0 | 0 | 0 | 0 | 0 | 0 | 0 | 0 | 0 | 0 | 0 | 0 | 0 | 0 | 0 | 0 | 0 | 0 | 0 | 0 | 0 | 0 | 0 | 0 | 0 | 0 | 0 | 0 | 0
F3_Industrial_Stone, Clay, and Glass_Existing_Space Heating_Natural Gas_Gas Boiler - Stack Economizer_A_Achievable Economic UCT Potential | F3 | Industrial | Stone, Clay, and Glass | Existing | Space Heating | Natural Gas | Gas Boiler - Stack Economizer | A | Integrated Unit Winter Peak Savings (kW) | Achievable Economic UCT Potential | 0 | 0 | 0 | 0 | 0 | 0 | 0 | 0 | 0 | 0 | 0 | 0 | 0 | 0 | 0 | 0 | 0 | 0 | 0 | 0 | 0 | 0 | 0 | 0 | 0 | 0 | 0 | 0 | 0 | 0 | 0
F4_Industrial_Stone, Clay, and Glass_Existing_Space Heating_Natural Gas_Gas Boiler - Stack Economizer_A_Achievable Economic UCT Potential | F4 | Industrial | Stone, Clay, and Glass | Existing | Space Heating | Natural Gas | Gas Boiler - Stack Economizer | A | Incremental Energy Savings (MWh or mTherms) | Achievable Economic UCT Potential | 0 | 0 | 0 | 0 | 0 | 0.0065482 | 0.0064962 | 0.0064085 | 0.0063603 | 0.0063117 | 0.0055595 | 0.0043954 | 0.0034763 | 0.0027099 | 0.0021526 | 0.0016875 | 0.0013356 | 0.0010517 | 0.00082494 | 0.00065388 | 0.00051569 | 3.4671e-06 | 1.2219e-06 | 4.1158e-07 | 1.3266e-07 | 1.1157e-07 | 1.1053e-07 | 1.0958e-07 | 1.1554e-07 | 1.1484e-07 | 1.1422e-07
F5_Industrial_Stone, Clay, and Glass_Existing_Space Heating_Natural Gas_Gas Boiler - Stack Economizer_A_Achievable Economic UCT Potential | F5 | Industrial | Stone, Clay, and Glass | Existing | Space Heating | Natural Gas | Gas Boiler - Stack Economizer | A | Incremental Summer Peak Savings (MW) | Achievable Economic UCT Potential | 0 | 0 | 0 | 0 | 0 | 0 | 0 | 0 | 0 | 0 | 0 | 0 | 0 | 0 | 0 | 0 | 0 | 0 | 0 | 0 | 0 | 0 | 0 | 0 | 0 | 0 | 0 | 0 | 0 | 0 | 0
F6_Industrial_Stone, Clay, and Glass_Existing_Space Heating_Natural Gas_Gas Boiler - Stack Economizer_A_Achievable Economic UCT Potential | F6 | Industrial | Stone, Clay, and Glass | Existing | Space Heating | Natural Gas | Gas Boiler - Stack Economizer | A | Incremental Winter Peak Savings (MW) | Achievable Economic UCT Potential | 0 | 0 | 0 | 0 | 0 | 0 | 0 | 0 | 0 | 0 | 0 | 0 | 0 | 0 | 0 | 0 | 0 | 0 | 0 | 0 | 0 | 0 | 0 | 0 | 0 | 0 | 0 | 0 | 0 | 0 | 0
F7_Industrial_Stone, Clay, and Glass_Existing_Space Heating_Natural Gas_Gas Boiler - Stack Economizer_A_Achievable Economic UCT Potential | F7 | Industrial | Stone, Clay, and Glass | Existing | Space Heating | Natural Gas | Gas Boiler - Stack Economizer | A | Cumulative Energy Savings (MWh or mTherms) | Achievable Economic UCT Potential | 0 | 0 | 0 | 0 | 0 | 0.0065482 | 0.012996 | 0.019305 | 0.02551 | 0.031606 | 0.03689 | 0.040952 | 0.044045 | 0.04632 | 0.047971 | 0.049149 | 0.049954 | 0.050469 | 0.050754 | 0.050881 | 0.050884 | 0.050356 | 0.049873 | 0.049447 | 0.04903 | 0.048652 | 0.048327 | 0.048029 | 0 | 0 | 0
F8_Industrial_Stone, Clay, and Glass_Existing_Space Heating_Natural Gas_Gas Boiler - Stack Economizer_A_Achievable Economic UCT Potential | F8 | Industrial | Stone, Clay, and Glass | Existing | Space Heating | Natural Gas | Gas Boiler - Stack Economizer | A | Cumulative Summer Peak Savings (MW) | Achievable Economic UCT Potential | 0 | 0 | 0 | 0 | 0 | 0 | 0 | 0 | 0 | 0 | 0 | 0 | 0 | 0 | 0 | 0 | 0 | 0 | 0 | 0 | 0 | 0 | 0 | 0 | 0 | 0 | 0 | 0 | 0 | 0 | 0
F9_Industrial_Stone, Clay, and Glass_Existing_Space Heating_Natural Gas_Gas Boiler - Stack Economizer_A_Achievable Economic UCT Potential | F9 | Industrial | Stone, Clay, and Glass | Existing | Space Heating | Natural Gas | Gas Boiler - Stack Economizer | A | Cumulative Winter Peak Savings (MW) | Achievable Economic UCT Potential | 0 | 0 | 0 | 0 | 0 | 0 | 0 | 0 | 0 | 0 | 0 | 0 | 0 | 0 | 0 | 0 | 0 | 0 | 0 | 0 | 0 | 0 | 0 | 0 | 0 | 0 | 0 | 0 | 0 | 0 | 0
F10_Industrial_Stone, Clay, and Glass_Existing_Space Heating_Natural Gas_Gas Boiler - Stack Economizer_A_Achievable Economic UCT Potential | F10 | Industrial | Stone, Clay, and Glass | Existing | Space Heating | Natural Gas | Gas Boiler - Stack Economizer | A | Purchases (Incremental) | Achievable Economic UCT Potential | 0 | 0 | 0 | 0 | 0 | 0.93796 | 0.93745 | 0.93192 | 0.93242 | 0.93319 | 0.82921 | 0.66155 | 0.52817 | 0.41583 | 0.33393 | 0.2646 | 0.2117 | 0.16851 | 0.13361 | 0.10701 | 0.085256 | 0.00057925 | 0.00020612 | 7.0029e-05 | 2.2764e-05 | 1.9293e-05 | 1.9241e-05 | 1.9195e-05 | 1.9153e-05 | 1.9116e-05 | 1.9083e-05
F11_Industrial_Stone, Clay, and Glass_Existing_Space Heating_Natural Gas_Gas Boiler - Stack Economizer_A_Achievable Economic UCT Potential | F11 | Industrial | Stone, Clay, and Glass | Existing | Space Heating | Natural Gas | Gas Boiler - Stack Economizer | A | Purchases (Cumulative) | Achievable Economic UCT Potential | 0 | 0 | 0 | 0 | 0 | 0.93796 | 1.8754 | 2.8073 | 3.7398 | 4.6729 | 5.5022 | 6.1637 | 6.6919 | 7.1077 | 7.4416 | 7.7062 | 7.9179 | 8.0864 | 8.2201 | 8.3271 | 8.4123 | 8.4129 | 8.4131 | 8.4132 | 8.4132 | 8.4132 | 8.4132 | 8.4133 | 8.4133 | 8.4133 | 8.4133
F1_Industrial_Stone, Clay, and Glass_Existing_Process_Natural Gas_Gas Boiler - Stack Economizer_A_Achievable Economic UCT Potential | F1 | Industrial | Stone, Clay, and Glass | Existing | Process | Natural Gas | Gas Boiler - Stack Economizer | A | Integrated Unit Energy Savings (kWh or therms) | Achievable Economic UCT Potential | 0 | 0 | 0 | 0 | 0 | 5.5107 | 5.5106 | 5.5106 | 5.5106 | 5.5105 | 5.5105 | 5.5105 | 5.5105 | 5.5104 | 5.5104 | 5.5104 | 5.5104 | 5.5104 | 5.5104 | 5.5104 | 5.5104 | 5.5104 | 5.5104 | 5.5104 | 5.5104 | 5.5104 | 5.5104 | 5.5104 | 5.5108 | 5.5108 | 5.5108
F2_Industrial_Stone, Clay, and Glass_Existing_Process_Natural Gas_Gas Boiler - Stack Economizer_A_Achievable Economic UCT Potential | F2 | Industrial | Stone, Clay, and Glass | Existing | Process | Natural Gas | Gas Boiler - Stack Economizer | A | Integrated Unit Summer Peak Savings (kW) | Achievable Economic UCT Potential | 0 | 0 | 0 | 0 | 0 | 0 | 0 | 0 | 0 | 0 | 0 | 0 | 0 | 0 | 0 | 0 | 0 | 0 | 0 | 0 | 0 | 0 | 0 | 0 | 0 | 0 | 0 | 0 | 0 | 0 | 0
F3_Industrial_Stone, Clay, and Glass_Existing_Process_Natural Gas_Gas Boiler - Stack Economizer_A_Achievable Economic UCT Potential | F3 | Industrial | Stone, Clay, and Glass | Existing | Process | Natural Gas | Gas Boiler - Stack Economizer | A | Integrated Unit Winter Peak Savings (kW) | Achievable Economic UCT Potential | 0 | 0 | 0 | 0 | 0 | 0 | 0 | 0 | 0 | 0 | 0 | 0 | 0 | 0 | 0 | 0 | 0 | 0 | 0 | 0 | 0 | 0 | 0 | 0 | 0 | 0 | 0 | 0 | 0 | 0 | 0
F4_Industrial_Stone, Clay, and Glass_Existing_Process_Natural Gas_Gas Boiler - Stack Economizer_A_Achievable Economic UCT Potential | F4 | Industrial | Stone, Clay, and Glass | Existing | Process | Natural Gas | Gas Boiler - Stack Economizer | A | Incremental Energy Savings (MWh or mTherms) | Achievable Economic UCT Potential | 0 | 0 | 0 | 0 | 0 | 0.057307 | 0.057275 | 0.056937 | 0.056967 | 0.057014 | 0.050661 | 0.040418 | 0.032268 | 0.025405 | 0.020401 | 0.016165 | 0.012934 | 0.010295 | 0.0081626 | 0.0065378 | 0.0052086 | 3.5389e-05 | 1.2593e-05 | 4.2784e-06 | 1.3907e-06 | 1.1787e-06 | 1.1755e-06 | 1.1727e-06 | 1.1702e-06 | 1.1679e-06 | 1.1659e-06
F5_Industrial_Stone, Clay, and Glass_Existing_Process_Natural Gas_Gas Boiler - Stack Economizer_A_Achievable Economic UCT Potential | F5 | Industrial | Stone, Clay, and Glass | Existing | Process | Natural Gas | Gas Boiler - Stack Economizer | A | Incremental Summer Peak Savings (MW) | Achievable Economic UCT Potential | 0 | 0 | 0 | 0 | 0 | 0 | 0 | 0 | 0 | 0 | 0 | 0 | 0 | 0 | 0 | 0 | 0 | 0 | 0 | 0 | 0 | 0 | 0 | 0 | 0 | 0 | 0 | 0 | 0 | 0 | 0
F6_Industrial_Stone, Clay, and Glass_Existing_Process_Natural Gas_Gas Boiler - Stack Economizer_A_Achievable Economic UCT Potential | F6 | Industrial | Stone, Clay, and Glass | Existing | Process | Natural Gas | Gas Boiler - Stack Economizer | A | Incremental Winter Peak Savings (MW) | Achievable Economic UCT Potential | 0 | 0 | 0 | 0 | 0 | 0 | 0 | 0 | 0 | 0 | 0 | 0 | 0 | 0 | 0 | 0 | 0 | 0 | 0 | 0 | 0 | 0 | 0 | 0 | 0 | 0 | 0 | 0 | 0 | 0 | 0
F7_Industrial_Stone, Clay, and Glass_Existing_Process_Natural Gas_Gas Boiler - Stack Economizer_A_Achievable Economic UCT Potential | F7 | Industrial | Stone, Clay, and Glass | Existing | Process | Natural Gas | Gas Boiler - Stack Economizer | A | Cumulative Energy Savings (MWh or mTherms) | Achievable Economic UCT Potential | 0 | 0 | 0 | 0 | 0 | 0.057307 | 0.11458 | 0.17152 | 0.22848 | 0.2855 | 0.33616 | 0.37657 | 0.40884 | 0.43424 | 0.45464 | 0.47081 | 0.48374 | 0.49404 | 0.5022 | 0.50873 | 0.51394 | 0.51398 | 0.51399 | 0.51399 | 0.514 | 0.514 | 0.514 | 0.514 | 0 | 0 | 0
F8_Industrial_Stone, Clay, and Glass_Existing_Process_Natural Gas_Gas Boiler - Stack Economizer_A_Achievable Economic UCT Potential | F8 | Industrial | Stone, Clay, and Glass | Existing | Process | Natural Gas | Gas Boiler - Stack Economizer | A | Cumulative Summer Peak Savings (MW) | Achievable Economic UCT Potential | 0 | 0 | 0 | 0 | 0 | 0 | 0 | 0 | 0 | 0 | 0 | 0 | 0 | 0 | 0 | 0 | 0 | 0 | 0 | 0 | 0 | 0 | 0 | 0 | 0 | 0 | 0 | 0 | 0 | 0 | 0
F9_Industrial_Stone, Clay, and Glass_Existing_Process_Natural Gas_Gas Boiler - Stack Economizer_A_Achievable Economic UCT Potential | F9 | Industrial | Stone, Clay, and Glass | Existing | Process | Natural Gas | Gas Boiler - Stack Economizer | A | Cumulative Winter Peak Savings (MW) | Achievable Economic UCT Potential | 0 | 0 | 0 | 0 | 0 | 0 | 0 | 0 | 0 | 0 | 0 | 0 | 0 | 0 | 0 | 0 | 0 | 0 | 0 | 0 | 0 | 0 | 0 | 0 | 0 | 0 | 0 | 0 | 0 | 0 | 0
F10_Industrial_Stone, Clay, and Glass_Existing_Process_Natural Gas_Gas Boiler - Stack Economizer_A_Achievable Economic UCT Potential | F10 | Industrial | Stone, Clay, and Glass | Existing | Process | Natural Gas | Gas Boiler - Stack Economizer | A | Purchases (Incremental) | Achievable Economic UCT Potential | 0 | 0 | 0 | 0 | 0 | 10.3992 | 10.3935 | 10.3322 | 10.3378 | 10.3464 | 9.1935 | 7.3347 | 5.8558 | 4.6103 | 3.7023 | 2.9336 | 2.3472 | 1.8683 | 1.4813 | 1.1864 | 0.94523 | 0.0064221 | 0.0022853 | 0.00077642 | 0.00025238 | 0.0002139 | 0.00021333 | 0.00021281 | 0.00021235 | 0.00021194 | 0.00021158
F11_Industrial_Stone, Clay, and Glass_Existing_Process_Natural Gas_Gas Boiler - Stack Economizer_A_Achievable Economic UCT Potential | F11 | Industrial | Stone, Clay, and Glass | Existing | Process | Natural Gas | Gas Boiler - Stack Economizer | A | Purchases (Cumulative) | Achievable Economic UCT Potential | 0 | 0 | 0 | 0 | 0 | 10.3992 | 20.7928 | 31.125 | 41.4629 | 51.8092 | 61.0027 | 68.3374 | 74.1933 | 78.8035 | 82.5058 | 85.4394 | 87.7866 | 89.6549 | 91.1362 | 92.3227 | 93.2679 | 93.2743 | 93.2766 | 93.2774 | 93.2776 | 93.2779 | 93.2781 | 93.2783 | 93.2785 | 93.2787 | 93.2789
F1_Industrial_Stone, Clay, and Glass_Existing_Space Heating_Natural Gas_Gas Furnace Tube Inserts_A_Achievable Economic UCT Potential | F1 | Industrial | Stone, Clay, and Glass | Existing | Space Heating | Natural Gas | Gas Furnace Tube Inserts | A | Integrated Unit Energy Savings (kWh or therms) | Achievable Economic UCT Potential | 0 | 0 | 0 | 0 | 0 | 0.086153 | 0.085315 | 0.084246 | 0.083137 | 0.081995 | 0.080846 | 0.079685 | 0.078557 | 0.077446 | 0.076294 | 0.075233 | 0.074207 | 0.07323 | 0.072298 | 0.071394 | 0.070523 | 0.069657 | 0.068822 | 0.068079 | 0.067375 | 0.066721 | 0.066142 | 0.065598 | 0.069231 | 0.068805 | 0.068405
F2_Industrial_Stone, Clay, and Glass_Existing_Space Heating_Natural Gas_Gas Furnace Tube Inserts_A_Achievable Economic UCT Potential | F2 | Industrial | Stone, Clay, and Glass | Existing | Space Heating | Natural Gas | Gas Furnace Tube Inserts | A | Integrated Unit Summer Peak Savings (kW) | Achievable Economic UCT Potential | 0 | 0 | 0 | 0 | 0 | 0 | 0 | 0 | 0 | 0 | 0 | 0 | 0 | 0 | 0 | 0 | 0 | 0 | 0 | 0 | 0 | 0 | 0 | 0 | 0 | 0 | 0 | 0 | 0 | 0 | 0
F3_Industrial_Stone, Clay, and Glass_Existing_Space Heating_Natural Gas_Gas Furnace Tube Inserts_A_Achievable Economic UCT Potential | F3 | Industrial | Stone, Clay, and Glass | Existing | Space Heating | Natural Gas | Gas Furnace Tube Inserts | A | Integrated Unit Winter Peak Savings (kW) | Achievable Economic UCT Potential | 0 | 0 | 0 | 0 | 0 | 0 | 0 | 0 | 0 | 0 | 0 | 0 | 0 | 0 | 0 | 0 | 0 | 0 | 0 | 0 | 0 | 0 | 0 | 0 | 0 | 0 | 0 | 0 | 0 | 0 | 0
F4_Industrial_Stone, Clay, and Glass_Existing_Space Heating_Natural Gas_Gas Furnace Tube Inserts_A_Achievable Economic UCT Potential | F4 | Industrial | Stone, Clay, and Glass | Existing | Space Heating | Natural Gas | Gas Furnace Tube Inserts | A | Incremental Energy Savings (MWh or mTherms) | Achievable Economic UCT Potential | 0 | 0 | 0 | 0 | 0 | 0 | 0 | 0 | 0 | 0 | 0 | 0 | 0 | 0 | 0 | 0 | 0 | 0 | 0 | 0 | 0 | 0 | 0 | 0 | 0 | 0 | 0 | 0 | 0 | 0 | 0
F5_Industrial_Stone, Clay, and Glass_Existing_Space Heating_Natural Gas_Gas Furnace Tube Inserts_A_Achievable Economic UCT Potential | F5 | Industrial | Stone, Clay, and Glass | Existing | Space Heating | Natural Gas | Gas Furnace Tube Inserts | A | Incremental Summer Peak Savings (MW) | Achievable Economic UCT Potential | 0 | 0 | 0 | 0 | 0 | 0 | 0 | 0 | 0 | 0 | 0 | 0 | 0 | 0 | 0 | 0 | 0 | 0 | 0 | 0 | 0 | 0 | 0 | 0 | 0 | 0 | 0 | 0 | 0 | 0 | 0
F6_Industrial_Stone, Clay, and Glass_Existing_Space Heating_Natural Gas_Gas Furnace Tube Inserts_A_Achievable Economic UCT Potential | F6 | Industrial | Stone, Clay, and Glass | Existing | Space Heating | Natural Gas | Gas Furnace Tube Inserts | A | Incremental Winter Peak Savings (MW) | Achievable Economic UCT Potential | 0 | 0 | 0 | 0 | 0 | 0 | 0 | 0 | 0 | 0 | 0 | 0 | 0 | 0 | 0 | 0 | 0 | 0 | 0 | 0 | 0 | 0 | 0 | 0 | 0 | 0 | 0 | 0 | 0 | 0 | 0
F7_Industrial_Stone, Clay, and Glass_Existing_Space Heating_Natural Gas_Gas Furnace Tube Inserts_A_Achievable Economic UCT Potential | F7 | Industrial | Stone, Clay, and Glass | Existing | Space Heating | Natural Gas | Gas Furnace Tube Inserts | A | Cumulative Energy Savings (MWh or mTherms) | Achievable Economic UCT Potential | 0 | 0 | 0 | 0 | 0 | 0 | 0 | 0 | 0 | 0 | 0 | 0 | 0 | 0 | 0 | 0 | 0 | 0 | 0 | 0 | 0 | 0 | 0 | 0 | 0 | 0 | 0 | 0 | 0 | 0 | 0
F8_Industrial_Stone, Clay, and Glass_Existing_Space Heating_Natural Gas_Gas Furnace Tube Inserts_A_Achievable Economic UCT Potential | F8 | Industrial | Stone, Clay, and Glass | Existing | Space Heating | Natural Gas | Gas Furnace Tube Inserts | A | Cumulative Summer Peak Savings (MW) | Achievable Economic UCT Potential | 0 | 0 | 0 | 0 | 0 | 0 | 0 | 0 | 0 | 0 | 0 | 0 | 0 | 0 | 0 | 0 | 0 | 0 | 0 | 0 | 0 | 0 | 0 | 0 | 0 | 0 | 0 | 0 | 0 | 0 | 0
F9_Industrial_Stone, Clay, and Glass_Existing_Space Heating_Natural Gas_Gas Furnace Tube Inserts_A_Achievable Economic UCT Potential | F9 | Industrial | Stone, Clay, and Glass | Existing | Space Heating | Natural Gas | Gas Furnace Tube Inserts | A | Cumulative Winter Peak Savings (MW) | Achievable Economic UCT Potential | 0 | 0 | 0 | 0 | 0 | 0 | 0 | 0 | 0 | 0 | 0 | 0 | 0 | 0 | 0 | 0 | 0 | 0 | 0 | 0 | 0 | 0 | 0 | 0 | 0 | 0 | 0 | 0 | 0 | 0 | 0
F10_Industrial_Stone, Clay, and Glass_Existing_Space Heating_Natural Gas_Gas Furnace Tube Inserts_A_Achievable Economic UCT Potential | F10 | Industrial | Stone, Clay, and Glass | Existing | Space Heating | Natural Gas | Gas Furnace Tube Inserts | A | Purchases (Incremental) | Achievable Economic UCT Potential | 0 | 0 | 0 | 0 | 0 | 0 | 0 | 0 | 0 | 0 | 0 | 0 | 0 | 0 | 0 | 0 | 0 | 0 | 0 | 0 | 0 | 0 | 0 | 0 | 0 | 0 | 0 | 0 | 0 | 0 | 0
F11_Industrial_Stone, Clay, and Glass_Existing_Space Heating_Natural Gas_Gas Furnace Tube Inserts_A_Achievable Economic UCT Potential | F11 | Industrial | Stone, Clay, and Glass | Existing | Space Heating | Natural Gas | Gas Furnace Tube Inserts | A | Purchases (Cumulative) | Achievable Economic UCT Potential | 0 | 0 | 0 | 0 | 0 | 0 | 0 | 0 | 0 | 0 | 0 | 0 | 0 | 0 | 0 | 0 | 0 | 0 | 0 | 0 | 0 | 0 | 0 | 0 | 0 | 0 | 0 | 0 | 0 | 0 | 0
F1_Industrial_Stone, Clay, and Glass_Existing_Space Heating_Natural Gas_Space Heating - Heat Recovery Ventilator_A_Achievable Economic UCT Potential | F1 | Industrial | Stone, Clay, and Glass | Existing | Space Heating | Natural Gas | Space Heating - Heat Recovery Ventilator | A | Integrated Unit Energy Savings (kWh or therms) | Achievable Economic UCT Potential | 0 | 0 | 0 | 0 | 0 | 0.01315 | 0.012966 | 0.012714 | 0.012399 | 0.012027 | 0.011599 | 0.011153 | 0.010705 | 0.01025 | 0.009855 | 0.0094778 | 0.0091678 | 0.0088924 | 0.008648 | 0.0084688 | 0.0083038 | 0.0081583 | 0.0080378 | 0.0079458 | 0.0078623 | 0.0077999 | 0.0077475 | 0.0076989 | 0 | 0 | 0
F2_Industrial_Stone, Clay, and Glass_Existing_Space Heating_Natural Gas_Space Heating - Heat Recovery Ventilator_A_Achievable Economic UCT Potential | F2 | Industrial | Stone, Clay, and Glass | Existing | Space Heating | Natural Gas | Space Heating - Heat Recovery Ventilator | A | Integrated Unit Summer Peak Savings (kW) | Achievable Economic UCT Potential | 0 | 0 | 0 | 0 | 0 | 0 | 0 | 0 | 0 | 0 | 0 | 0 | 0 | 0 | 0 | 0 | 0 | 0 | 0 | 0 | 0 | 0 | 0 | 0 | 0 | 0 | 0 | 0 | 0 | 0 | 0
F3_Industrial_Stone, Clay, and Glass_Existing_Space Heating_Natural Gas_Space Heating - Heat Recovery Ventilator_A_Achievable Economic UCT Potential | F3 | Industrial | Stone, Clay, and Glass | Existing | Space Heating | Natural Gas | Space Heating - Heat Recovery Ventilator | A | Integrated Unit Winter Peak Savings (kW) | Achievable Economic UCT Potential | 0 | 0 | 0 | 0 | 0 | 0 | 0 | 0 | 0 | 0 | 0 | 0 | 0 | 0 | 0 | 0 | 0 | 0 | 0 | 0 | 0 | 0 | 0 | 0 | 0 | 0 | 0 | 0 | 0 | 0 | 0
F4_Industrial_Stone, Clay, and Glass_Existing_Space Heating_Natural Gas_Space Heating - Heat Recovery Ventilator_A_Achievable Economic UCT Potential | F4 | Industrial | Stone, Clay, and Glass | Existing | Space Heating | Natural Gas | Space Heating - Heat Recovery Ventilator | A | Incremental Energy Savings (MWh or mTherms) | Achievable Economic UCT Potential | 0 | 0 | 0 | 0 | 0 | 0 | 0 | 0 | 0 | 0 | 0 | 0 | 0 | 0 | 0 | 0 | 0 | 0 | 0 | 0 | 0 | 0 | 0 | 0 | 0 | 0 | 0 | 0 | 0 | 0 | 0
F5_Industrial_Stone, Clay, and Glass_Existing_Space Heating_Natural Gas_Space Heating - Heat Recovery Ventilator_A_Achievable Economic UCT Potential | F5 | Industrial | Stone, Clay, and Glass | Existing | Space Heating | Natural Gas | Space Heating - Heat Recovery Ventilator | A | Incremental Summer Peak Savings (MW) | Achievable Economic UCT Potential | 0 | 0 | 0 | 0 | 0 | 0 | 0 | 0 | 0 | 0 | 0 | 0 | 0 | 0 | 0 | 0 | 0 | 0 | 0 | 0 | 0 | 0 | 0 | 0 | 0 | 0 | 0 | 0 | 0 | 0 | 0
F6_Industrial_Stone, Clay, and Glass_Existing_Space Heating_Natural Gas_Space Heating - Heat Recovery Ventilator_A_Achievable Economic UCT Potential | F6 | Industrial | Stone, Clay, and Glass | Existing | Space Heating | Natural Gas | Space Heating - Heat Recovery Ventilator | A | Incremental Winter Peak Savings (MW) | Achievable Economic UCT Potential | 0 | 0 | 0 | 0 | 0 | 0 | 0 | 0 | 0 | 0 | 0 | 0 | 0 | 0 | 0 | 0 | 0 | 0 | 0 | 0 | 0 | 0 | 0 | 0 | 0 | 0 | 0 | 0 | 0 | 0 | 0
F7_Industrial_Stone, Clay, and Glass_Existing_Space Heating_Natural Gas_Space Heating - Heat Recovery Ventilator_A_Achievable Economic UCT Potential | F7 | Industrial | Stone, Clay, and Glass | Existing | Space Heating | Natural Gas | Space Heating - Heat Recovery Ventilator | A | Cumulative Energy Savings (MWh or mTherms) | Achievable Economic UCT Potential | 0 | 0 | 0 | 0 | 0 | 0 | 0 | 0 | 0 | 0 | 0 | 0 | 0 | 0 | 0 | 0 | 0 | 0 | 0 | 0 | 0 | 0 | 0 | 0 | 0 | 0 | 0 | 0 | 0 | 0 | 0
F8_Industrial_Stone, Clay, and Glass_Existing_Space Heating_Natural Gas_Space Heating - Heat Recovery Ventilator_A_Achievable Economic UCT Potential | F8 | Industrial | Stone, Clay, and Glass | Existing | Space Heating | Natural Gas | Space Heating - Heat Recovery Ventilator | A | Cumulative Summer Peak Savings (MW) | Achievable Economic UCT Potential | 0 | 0 | 0 | 0 | 0 | 0 | 0 | 0 | 0 | 0 | 0 | 0 | 0 | 0 | 0 | 0 | 0 | 0 | 0 | 0 | 0 | 0 | 0 | 0 | 0 | 0 | 0 | 0 | 0 | 0 | 0
F9_Industrial_Stone, Clay, and Glass_Existing_Space Heating_Natural Gas_Space Heating - Heat Recovery Ventilator_A_Achievable Economic UCT Potential | F9 | Industrial | Stone, Clay, and Glass | Existing | Space Heating | Natural Gas | Space Heating - Heat Recovery Ventilator | A | Cumulative Winter Peak Savings (MW) | Achievable Economic UCT Potential | 0 | 0 | 0 | 0 | 0 | 0 | 0 | 0 | 0 | 0 | 0 | 0 | 0 | 0 | 0 | 0 | 0 | 0 | 0 | 0 | 0 | 0 | 0 | 0 | 0 | 0 | 0 | 0 | 0 | 0 | 0
F10_Industrial_Stone, Clay, and Glass_Existing_Space Heating_Natural Gas_Space Heating - Heat Recovery Ventilator_A_Achievable Economic UCT Potential | F10 | Industrial | Stone, Clay, and Glass | Existing | Space Heating | Natural Gas | Space Heating - Heat Recovery Ventilator | A | Purchases (Incremental) | Achievable Economic UCT Potential | 0 | 0 | 0 | 0 | 0 | 0 | 0 | 0 | 0 | 0 | 0 | 0 | 0 | 0 | 0 | 0 | 0 | 0 | 0 | 0 | 0 | 0 | 0 | 0 | 0 | 0 | 0 | 0 | 0 | 0 | 0
F11_Industrial_Stone, Clay, and Glass_Existing_Space Heating_Natural Gas_Space Heating - Heat Recovery Ventilator_A_Achievable Economic UCT Potential | F11 | Industrial | Stone, Clay, and Glass | Existing | Space Heating | Natural Gas | Space Heating - Heat Recovery Ventilator | A | Purchases (Cumulative) | Achievable Economic UCT Potential | 0 | 0 | 0 | 0 | 0 | 0 | 0 | 0 | 0 | 0 | 0 | 0 | 0 | 0 | 0 | 0 | 0 | 0 | 0 | 0 | 0 | 0 | 0 | 0 | 0 | 0 | 0 | 0 | 0 | 0 | 0
F1_Industrial_Stone, Clay, and Glass_Existing_Space Heating_Natural Gas_Thermostat - Programmable_A_Achievable Economic UCT Potential | F1 | Industrial | Stone, Clay, and Glass | Existing | Space Heating | Natural Gas | Thermostat - Programmable | A | Integrated Unit Energy Savings (kWh or therms) | Achievable Economic UCT Potential | 0 | 0 | 0 | 0 | 0 | 0.0065329 | 0.0064415 | 0.0063159 | 0.0061599 | 0.0059746 | 0.005762 | 0.0055405 | 0.0053183 | 0.005092 | 0.0048958 | 0.0047085 | 0.0045545 | 0.0044176 | 0.0042962 | 0.0042072 | 0.0041252 | 0.0040529 | 0.003993 | 0.0039474 | 0.0039059 | 0.0038749 | 0.0038488 | 0.0038247 | 0 | 0 | 0
F2_Industrial_Stone, Clay, and Glass_Existing_Space Heating_Natural Gas_Thermostat - Programmable_A_Achievable Economic UCT Potential | F2 | Industrial | Stone, Clay, and Glass | Existing | Space Heating | Natural Gas | Thermostat - Programmable | A | Integrated Unit Summer Peak Savings (kW) | Achievable Economic UCT Potential | 0 | 0 | 0 | 0 | 0 | 0 | 0 | 0 | 0 | 0 | 0 | 0 | 0 | 0 | 0 | 0 | 0 | 0 | 0 | 0 | 0 | 0 | 0 | 0 | 0 | 0 | 0 | 0 | 0 | 0 | 0
F3_Industrial_Stone, Clay, and Glass_Existing_Space Heating_Natural Gas_Thermostat - Programmable_A_Achievable Economic UCT Potential | F3 | Industrial | Stone, Clay, and Glass | Existing | Space Heating | Natural Gas | Thermostat - Programmable | A | Integrated Unit Winter Peak Savings (kW) | Achievable Economic UCT Potential | 0 | 0 | 0 | 0 | 0 | 0 | 0 | 0 | 0 | 0 | 0 | 0 | 0 | 0 | 0 | 0 | 0 | 0 | 0 | 0 | 0 | 0 | 0 | 0 | 0 | 0 | 0 | 0 | 0 | 0 | 0
F4_Industrial_Stone, Clay, and Glass_Existing_Space Heating_Natural Gas_Thermostat - Programmable_A_Achievable Economic UCT Potential | F4 | Industrial | Stone, Clay, and Glass | Existing | Space Heating | Natural Gas | Thermostat - Programmable | A | Incremental Energy Savings (MWh or mTherms) | Achievable Economic UCT Potential | 0 | 0 | 0 | 0 | 0 | 0 | 0 | 0 | 0 | 0 | 0 | 0 | 0 | 0 | 0 | 0 | 0 | 0 | 0 | 0 | 0 | 0 | 0 | 0 | 0 | 0 | 0 | 0 | 0 | 0 | 0
F5_Industrial_Stone, Clay, and Glass_Existing_Space Heating_Natural Gas_Thermostat - Programmable_A_Achievable Economic UCT Potential | F5 | Industrial | Stone, Clay, and Glass | Existing | Space Heating | Natural Gas | Thermostat - Programmable | A | Incremental Summer Peak Savings (MW) | Achievable Economic UCT Potential | 0 | 0 | 0 | 0 | 0 | 0 | 0 | 0 | 0 | 0 | 0 | 0 | 0 | 0 | 0 | 0 | 0 | 0 | 0 | 0 | 0 | 0 | 0 | 0 | 0 | 0 | 0 | 0 | 0 | 0 | 0
F6_Industrial_Stone, Clay, and Glass_Existing_Space Heating_Natural Gas_Thermostat - Programmable_A_Achievable Economic UCT Potential | F6 | Industrial | Stone, Clay, and Glass | Existing | Space Heating | Natural Gas | Thermostat - Programmable | A | Incremental Winter Peak Savings (MW) | Achievable Economic UCT Potential | 0 | 0 | 0 | 0 | 0 | 0 | 0 | 0 | 0 | 0 | 0 | 0 | 0 | 0 | 0 | 0 | 0 | 0 | 0 | 0 | 0 | 0 | 0 | 0 | 0 | 0 | 0 | 0 | 0 | 0 | 0
F7_Industrial_Stone, Clay, and Glass_Existing_Space Heating_Natural Gas_Thermostat - Programmable_A_Achievable Economic UCT Potential | F7 | Industrial | Stone, Clay, and Glass | Existing | Space Heating | Natural Gas | Thermostat - Programmable | A | Cumulative Energy Savings (MWh or mTherms) | Achievable Economic UCT Potential | 0 | 0 | 0 | 0 | 0 | 0 | 0 | 0 | 0 | 0 | 0 | 0 | 0 | 0 | 0 | 0 | 0 | 0 | 0 | 0 | 0 | 0 | 0 | 0 | 0 | 0 | 0 | 0 | 0 | 0 | 0
F8_Industrial_Stone, Clay, and Glass_Existing_Space Heating_Natural Gas_Thermostat - Programmable_A_Achievable Economic UCT Potential | F8 | Industrial | Stone, Clay, and Glass | Existing | Space Heating | Natural Gas | Thermostat - Programmable | A | Cumulative Summer Peak Savings (MW) | Achievable Economic UCT Potential | 0 | 0 | 0 | 0 | 0 | 0 | 0 | 0 | 0 | 0 | 0 | 0 | 0 | 0 | 0 | 0 | 0 | 0 | 0 | 0 | 0 | 0 | 0 | 0 | 0 | 0 | 0 | 0 | 0 | 0 | 0
F9_Industrial_Stone, Clay, and Glass_Existing_Space Heating_Natural Gas_Thermostat - Programmable_A_Achievable Economic UCT Potential | F9 | Industrial | Stone, Clay, and Glass | Existing | Space Heating | Natural Gas | Thermostat - Programmable | A | Cumulative Winter Peak Savings (MW) | Achievable Economic UCT Potential | 0 | 0 | 0 | 0 | 0 | 0 | 0 | 0 | 0 | 0 | 0 | 0 | 0 | 0 | 0 | 0 | 0 | 0 | 0 | 0 | 0 | 0 | 0 | 0 | 0 | 0 | 0 | 0 | 0 | 0 | 0
F10_Industrial_Stone, Clay, and Glass_Existing_Space Heating_Natural Gas_Thermostat - Programmable_A_Achievable Economic UCT Potential | F10 | Industrial | Stone, Clay, and Glass | Existing | Space Heating | Natural Gas | Thermostat - Programmable | A | Purchases (Incremental) | Achievable Economic UCT Potential | 0 | 0 | 0 | 0 | 0 | 0 | 0 | 0 | 0 | 0 | 0 | 0 | 0 | 0 | 0 | 0 | 0 | 0 | 0 | 0 | 0 | 0 | 0 | 0 | 0 | 0 | 0 | 0 | 0 | 0 | 0
F11_Industrial_Stone, Clay, and Glass_Existing_Space Heating_Natural Gas_Thermostat - Programmable_A_Achievable Economic UCT Potential | F11 | Industrial | Stone, Clay, and Glass | Existing | Space Heating | Natural Gas | Thermostat - Programmable | A | Purchases (Cumulative) | Achievable Economic UCT Potential | 0 | 0 | 0 | 0 | 0 | 0 | 0 | 0 | 0 | 0 | 0 | 0 | 0 | 0 | 0 | 0 | 0 | 0 | 0 | 0 | 0 | 0 | 0 | 0 | 0 | 0 | 0 | 0 | 0 | 0 | 0
F1_Industrial_Stone, Clay, and Glass_Existing_Space Heating_Natural Gas_ENERGY STAR Connected Thermostat_A_Achievable Economic UCT Potential | F1 | Industrial | Stone, Clay, and Glass | Existing | Space Heating | Natural Gas | ENERGY STAR Connected Thermostat | A | Integrated Unit Energy Savings (kWh or therms) | Achievable Economic UCT Potential | 0 | 0 | 0 | 0 | 0 | 0.015379 | 0.015163 | 0.014868 | 0.0145 | 0.014064 | 0.013564 | 0.013042 | 0.012519 | 0.011987 | 0.011525 | 0.011084 | 0.010721 | 0.010399 | 0.010113 | 0.0099038 | 0.0097109 | 0.0095407 | 0.0093997 | 0.0092921 | 0.0091945 | 0.0091215 | 0.0090603 | 0.0090034 | 0 | 0 | 0
F2_Industrial_Stone, Clay, and Glass_Existing_Space Heating_Natural Gas_ENERGY STAR Connected Thermostat_A_Achievable Economic UCT Potential | F2 | Industrial | Stone, Clay, and Glass | Existing | Space Heating | Natural Gas | ENERGY STAR Connected Thermostat | A | Integrated Unit Summer Peak Savings (kW) | Achievable Economic UCT Potential | 0 | 0 | 0 | 0 | 0 | 0 | 0 | 0 | 0 | 0 | 0 | 0 | 0 | 0 | 0 | 0 | 0 | 0 | 0 | 0 | 0 | 0 | 0 | 0 | 0 | 0 | 0 | 0 | 0 | 0 | 0
F3_Industrial_Stone, Clay, and Glass_Existing_Space Heating_Natural Gas_ENERGY STAR Connected Thermostat_A_Achievable Economic UCT Potential | F3 | Industrial | Stone, Clay, and Glass | Existing | Space Heating | Natural Gas | ENERGY STAR Connected Thermostat | A | Integrated Unit Winter Peak Savings (kW) | Achievable Economic UCT Potential | 0 | 0 | 0 | 0 | 0 | 0 | 0 | 0 | 0 | 0 | 0 | 0 | 0 | 0 | 0 | 0 | 0 | 0 | 0 | 0 | 0 | 0 | 0 | 0 | 0 | 0 | 0 | 0 | 0 | 0 | 0
F4_Industrial_Stone, Clay, and Glass_Existing_Space Heating_Natural Gas_ENERGY STAR Connected Thermostat_A_Achievable Economic UCT Potential | F4 | Industrial | Stone, Clay, and Glass | Existing | Space Heating | Natural Gas | ENERGY STAR Connected Thermostat | A | Incremental Energy Savings (MWh or mTherms) | Achievable Economic UCT Potential | 0 | 0 | 0 | 0 | 0 | 0 | 0 | 0 | 0 | 0 | 0 | 0 | 0 | 0 | 0 | 0 | 0 | 0 | 0 | 0 | 0 | 0 | 0 | 0 | 0 | 0 | 0 | 0 | 0 | 0 | 0
F5_Industrial_Stone, Clay, and Glass_Existing_Space Heating_Natural Gas_ENERGY STAR Connected Thermostat_A_Achievable Economic UCT Potential | F5 | Industrial | Stone, Clay, and Glass | Existing | Space Heating | Natural Gas | ENERGY STAR Connected Thermostat | A | Incremental Summer Peak Savings (MW) | Achievable Economic UCT Potential | 0 | 0 | 0 | 0 | 0 | 0 | 0 | 0 | 0 | 0 | 0 | 0 | 0 | 0 | 0 | 0 | 0 | 0 | 0 | 0 | 0 | 0 | 0 | 0 | 0 | 0 | 0 | 0 | 0 | 0 | 0
F6_Industrial_Stone, Clay, and Glass_Existing_Space Heating_Natural Gas_ENERGY STAR Connected Thermostat_A_Achievable Economic UCT Potential | F6 | Industrial | Stone, Clay, and Glass | Existing | Space Heating | Natural Gas | ENERGY STAR Connected Thermostat | A | Incremental Winter Peak Savings (MW) | Achievable Economic UCT Potential | 0 | 0 | 0 | 0 | 0 | 0 | 0 | 0 | 0 | 0 | 0 | 0 | 0 | 0 | 0 | 0 | 0 | 0 | 0 | 0 | 0 | 0 | 0 | 0 | 0 | 0 | 0 | 0 | 0 | 0 | 0
F7_Industrial_Stone, Clay, and Glass_Existing_Space Heating_Natural Gas_ENERGY STAR Connected Thermostat_A_Achievable Economic UCT Potential | F7 | Industrial | Stone, Clay, and Glass | Existing | Space Heating | Natural Gas | ENERGY STAR Connected Thermostat | A | Cumulative Energy Savings (MWh or mTherms) | Achievable Economic UCT Potential | 0 | 0 | 0 | 0 | 0 | 0 | 0 | 0 | 0 | 0 | 0 | 0 | 0 | 0 | 0 | 0 | 0 | 0 | 0 | 0 | 0 | 0 | 0 | 0 | 0 | 0 | 0 | 0 | 0 | 0 | 0
F8_Industrial_Stone, Clay, and Glass_Existing_Space Heating_Natural Gas_ENERGY STAR Connected Thermostat_A_Achievable Economic UCT Potential | F8 | Industrial | Stone, Clay, and Glass | Existing | Space Heating | Natural Gas | ENERGY STAR Connected Thermostat | A | Cumulative Summer Peak Savings (MW) | Achievable Economic UCT Potential | 0 | 0 | 0 | 0 | 0 | 0 | 0 | 0 | 0 | 0 | 0 | 0 | 0 | 0 | 0 | 0 | 0 | 0 | 0 | 0 | 0 | 0 | 0 | 0 | 0 | 0 | 0 | 0 | 0 | 0 | 0
F9_Industrial_Stone, Clay, and Glass_Existing_Space Heating_Natural Gas_ENERGY STAR Connected Thermostat_A_Achievable Economic UCT Potential | F9 | Industrial | Stone, Clay, and Glass | Existing | Space Heating | Natural Gas | ENERGY STAR Connected Thermostat | A | Cumulative Winter Peak Savings (MW) | Achievable Economic UCT Potential | 0 | 0 | 0 | 0 | 0 | 0 | 0 | 0 | 0 | 0 | 0 | 0 | 0 | 0 | 0 | 0 | 0 | 0 | 0 | 0 | 0 | 0 | 0 | 0 | 0 | 0 | 0 | 0 | 0 | 0 | 0
F10_Industrial_Stone, Clay, and Glass_Existing_Space Heating_Natural Gas_ENERGY STAR Connected Thermostat_A_Achievable Economic UCT Potential | F10 | Industrial | Stone, Clay, and Glass | Existing | Space Heating | Natural Gas | ENERGY STAR Connected Thermostat | A | Purchases (Incremental) | Achievable Economic UCT Potential | 0 | 0 | 0 | 0 | 0 | 0 | 0 | 0 | 0 | 0 | 0 | 0 | 0 | 0 | 0 | 0 | 0 | 0 | 0 | 0 | 0 | 0 | 0 | 0 | 0 | 0 | 0 | 0 | 0 | 0 | 0
F11_Industrial_Stone, Clay, and Glass_Existing_Space Heating_Natural Gas_ENERGY STAR Connected Thermostat_A_Achievable Economic UCT Potential | F11 | Industrial | Stone, Clay, and Glass | Existing | Space Heating | Natural Gas | ENERGY STAR Connected Thermostat | A | Purchases (Cumulative) | Achievable Economic UCT Potential | 0 | 0 | 0 | 0 | 0 | 0 | 0 | 0 | 0 | 0 | 0 | 0 | 0 | 0 | 0 | 0 | 0 | 0 | 0 | 0 | 0 | 0 | 0 | 0 | 0 | 0 | 0 | 0 | 0 | 0 | 0
F1_Industrial_Stone, Clay, and Glass_Existing_Space Heating_Natural Gas_Destratification Fans (HVLS)_A_Achievable Economic UCT Potential | F1 | Industrial | Stone, Clay, and Glass | Existing | Space Heating | Natural Gas | Destratification Fans (HVLS) | A | Integrated Unit Energy Savings (kWh or therms) | Achievable Economic UCT Potential | 0 | 0 | 0 | 0 | 0 | 0.015379 | 0.015163 | 0.014868 | 0.0145 | 0.014064 | 0.013564 | 0.013042 | 0.012519 | 0.011987 | 0.011525 | 0.011084 | 0.010721 | 0.010399 | 0.010113 | 0.0099038 | 0.0097109 | 0.0095407 | 0.0093997 | 0.0092921 | 0.0091945 | 0.0091215 | 0.0090603 | 0.0090034 | 0 | 0 | 0
F2_Industrial_Stone, Clay, and Glass_Existing_Space Heating_Natural Gas_Destratification Fans (HVLS)_A_Achievable Economic UCT Potential | F2 | Industrial | Stone, Clay, and Glass | Existing | Space Heating | Natural Gas | Destratification Fans (HVLS) | A | Integrated Unit Summer Peak Savings (kW) | Achievable Economic UCT Potential | 0 | 0 | 0 | 0 | 0 | 0 | 0 | 0 | 0 | 0 | 0 | 0 | 0 | 0 | 0 | 0 | 0 | 0 | 0 | 0 | 0 | 0 | 0 | 0 | 0 | 0 | 0 | 0 | 0 | 0 | 0
F3_Industrial_Stone, Clay, and Glass_Existing_Space Heating_Natural Gas_Destratification Fans (HVLS)_A_Achievable Economic UCT Potential | F3 | Industrial | Stone, Clay, and Glass | Existing | Space Heating | Natural Gas | Destratification Fans (HVLS) | A | Integrated Unit Winter Peak Savings (kW) | Achievable Economic UCT Potential | 0 | 0 | 0 | 0 | 0 | 0 | 0 | 0 | 0 | 0 | 0 | 0 | 0 | 0 | 0 | 0 | 0 | 0 | 0 | 0 | 0 | 0 | 0 | 0 | 0 | 0 | 0 | 0 | 0 | 0 | 0
F4_Industrial_Stone, Clay, and Glass_Existing_Space Heating_Natural Gas_Destratification Fans (HVLS)_A_Achievable Economic UCT Potential | F4 | Industrial | Stone, Clay, and Glass | Existing | Space Heating | Natural Gas | Destratification Fans (HVLS) | A | Incremental Energy Savings (MWh or mTherms) | Achievable Economic UCT Potential | 0 | 0 | 0 | 0 | 0 | 0 | 0 | 0 | 0 | 0 | 0 | 0 | 0 | 0 | 0 | 0 | 0 | 0 | 0 | 0 | 0 | 0 | 0 | 0 | 0 | 0 | 0 | 0 | 0 | 0 | 0
F5_Industrial_Stone, Clay, and Glass_Existing_Space Heating_Natural Gas_Destratification Fans (HVLS)_A_Achievable Economic UCT Potential | F5 | Industrial | Stone, Clay, and Glass | Existing | Space Heating | Natural Gas | Destratification Fans (HVLS) | A | Incremental Summer Peak Savings (MW) | Achievable Economic UCT Potential | 0 | 0 | 0 | 0 | 0 | 0 | 0 | 0 | 0 | 0 | 0 | 0 | 0 | 0 | 0 | 0 | 0 | 0 | 0 | 0 | 0 | 0 | 0 | 0 | 0 | 0 | 0 | 0 | 0 | 0 | 0
F6_Industrial_Stone, Clay, and Glass_Existing_Space Heating_Natural Gas_Destratification Fans (HVLS)_A_Achievable Economic UCT Potential | F6 | Industrial | Stone, Clay, and Glass | Existing | Space Heating | Natural Gas | Destratification Fans (HVLS) | A | Incremental Winter Peak Savings (MW) | Achievable Economic UCT Potential | 0 | 0 | 0 | 0 | 0 | 0 | 0 | 0 | 0 | 0 | 0 | 0 | 0 | 0 | 0 | 0 | 0 | 0 | 0 | 0 | 0 | 0 | 0 | 0 | 0 | 0 | 0 | 0 | 0 | 0 | 0
F7_Industrial_Stone, Clay, and Glass_Existing_Space Heating_Natural Gas_Destratification Fans (HVLS)_A_Achievable Economic UCT Potential | F7 | Industrial | Stone, Clay, and Glass | Existing | Space Heating | Natural Gas | Destratification Fans (HVLS) | A | Cumulative Energy Savings (MWh or mTherms) | Achievable Economic UCT Potential | 0 | 0 | 0 | 0 | 0 | 0 | 0 | 0 | 0 | 0 | 0 | 0 | 0 | 0 | 0 | 0 | 0 | 0 | 0 | 0 | 0 | 0 | 0 | 0 | 0 | 0 | 0 | 0 | 0 | 0 | 0
F8_Industrial_Stone, Clay, and Glass_Existing_Space Heating_Natural Gas_Destratification Fans (HVLS)_A_Achievable Economic UCT Potential | F8 | Industrial | Stone, Clay, and Glass | Existing | Space Heating | Natural Gas | Destratification Fans (HVLS) | A | Cumulative Summer Peak Savings (MW) | Achievable Economic UCT Potential | 0 | 0 | 0 | 0 | 0 | 0 | 0 | 0 | 0 | 0 | 0 | 0 | 0 | 0 | 0 | 0 | 0 | 0 | 0 | 0 | 0 | 0 | 0 | 0 | 0 | 0 | 0 | 0 | 0 | 0 | 0
F9_Industrial_Stone, Clay, and Glass_Existing_Space Heating_Natural Gas_Destratification Fans (HVLS)_A_Achievable Economic UCT Potential | F9 | Industrial | Stone, Clay, and Glass | Existing | Space Heating | Natural Gas | Destratification Fans (HVLS) | A | Cumulative Winter Peak Savings (MW) | Achievable Economic UCT Potential | 0 | 0 | 0 | 0 | 0 | 0 | 0 | 0 | 0 | 0 | 0 | 0 | 0 | 0 | 0 | 0 | 0 | 0 | 0 | 0 | 0 | 0 | 0 | 0 | 0 | 0 | 0 | 0 | 0 | 0 | 0
F10_Industrial_Stone, Clay, and Glass_Existing_Space Heating_Natural Gas_Destratification Fans (HVLS)_A_Achievable Economic UCT Potential | F10 | Industrial | Stone, Clay, and Glass | Existing | Space Heating | Natural Gas | Destratification Fans (HVLS) | A | Purchases (Incremental) | Achievable Economic UCT Potential | 0 | 0 | 0 | 0 | 0 | 0 | 0 | 0 | 0 | 0 | 0 | 0 | 0 | 0 | 0 | 0 | 0 | 0 | 0 | 0 | 0 | 0 | 0 | 0 | 0 | 0 | 0 | 0 | 0 | 0 | 0
F11_Industrial_Stone, Clay, and Glass_Existing_Space Heating_Natural Gas_Destratification Fans (HVLS)_A_Achievable Economic UCT Potential | F11 | Industrial | Stone, Clay, and Glass | Existing | Space Heating | Natural Gas | Destratification Fans (HVLS) | A | Purchases (Cumulative) | Achievable Economic UCT Potential | 0 | 0 | 0 | 0 | 0 | 0 | 0 | 0 | 0 | 0 | 0 | 0 | 0 | 0 | 0 | 0 | 0 | 0 | 0 | 0 | 0 | 0 | 0 | 0 | 0 | 0 | 0 | 0 | 0 | 0 | 0
F1_Industrial_Stone, Clay, and Glass_Existing_Space Heating_Natural Gas_Gas Boiler - Insulate Steam Lines/Condensate Tank_A_Achievable Economic UCT Potential | F1 | Industrial | Stone, Clay, and Glass | Existing | Space Heating | Natural Gas | Gas Boiler - Insulate Steam Lines/Condensate Tank | A | Integrated Unit Energy Savings (kWh or therms) | Achievable Economic UCT Potential | 0 | 0 | 0 | 0 | 0 | 75.8483 | 75.1548 | 74.43 | 73.6614 | 72.8414 | 71.9653 | 71.0414 | 70.0587 | 68.9851 | 67.85 | 66.6858 | 65.5326 | 64.3867 | 63.267 | 62.2589 | 61.3096 | 60.4034 | 59.6116 | 58.9352 | 58.2995 | 57.8223 | 57.4248 | 57.0587 | 65.6304 | 65.3609 | 65.1148
F2_Industrial_Stone, Clay, and Glass_Existing_Space Heating_Natural Gas_Gas Boiler - Insulate Steam Lines/Condensate Tank_A_Achievable Economic UCT Potential | F2 | Industrial | Stone, Clay, and Glass | Existing | Space Heating | Natural Gas | Gas Boiler - Insulate Steam Lines/Condensate Tank | A | Integrated Unit Summer Peak Savings (kW) | Achievable Economic UCT Potential | 0 | 0 | 0 | 0 | 0 | 0 | 0 | 0 | 0 | 0 | 0 | 0 | 0 | 0 | 0 | 0 | 0 | 0 | 0 | 0 | 0 | 0 | 0 | 0 | 0 | 0 | 0 | 0 | 0 | 0 | 0
F3_Industrial_Stone, Clay, and Glass_Existing_Space Heating_Natural Gas_Gas Boiler - Insulate Steam Lines/Condensate Tank_A_Achievable Economic UCT Potential | F3 | Industrial | Stone, Clay, and Glass | Existing | Space Heating | Natural Gas | Gas Boiler - Insulate Steam Lines/Condensate Tank | A | Integrated Unit Winter Peak Savings (kW) | Achievable Economic UCT Potential | 0 | 0 | 0 | 0 | 0 | 0 | 0 | 0 | 0 | 0 | 0 | 0 | 0 | 0 | 0 | 0 | 0 | 0 | 0 | 0 | 0 | 0 | 0 | 0 | 0 | 0 | 0 | 0 | 0 | 0 | 0
F4_Industrial_Stone, Clay, and Glass_Existing_Space Heating_Natural Gas_Gas Boiler - Insulate Steam Lines/Condensate Tank_A_Achievable Economic UCT Potential | F4 | Industrial | Stone, Clay, and Glass | Existing | Space Heating | Natural Gas | Gas Boiler - Insulate Steam Lines/Condensate Tank | A | Incremental Energy Savings (MWh or mTherms) | Achievable Economic UCT Potential | 0 | 0 | 0 | 0 | 0 | 0.0040653 | 0.0040259 | 0.0039636 | 0.0039248 | 0.0038843 | 0.0037889 | 0.00373 | 0.0036709 | 0.0035573 | 0.0035121 | 0.0034189 | 0.0033602 | 0.0032849 | 0.0031989 | 0.0031517 | 0.0030908 | 0.0030333 | 0.0029826 | 0.0029387 | 0.0028979 | 0 | 0 | 0 | 0 | 0 | 0
F5_Industrial_Stone, Clay, and Glass_Existing_Space Heating_Natural Gas_Gas Boiler - Insulate Steam Lines/Condensate Tank_A_Achievable Economic UCT Potential | F5 | Industrial | Stone, Clay, and Glass | Existing | Space Heating | Natural Gas | Gas Boiler - Insulate Steam Lines/Condensate Tank | A | Incremental Summer Peak Savings (MW) | Achievable Economic UCT Potential | 0 | 0 | 0 | 0 | 0 | 0 | 0 | 0 | 0 | 0 | 0 | 0 | 0 | 0 | 0 | 0 | 0 | 0 | 0 | 0 | 0 | 0 | 0 | 0 | 0 | 0 | 0 | 0 | 0 | 0 | 0
F6_Industrial_Stone, Clay, and Glass_Existing_Space Heating_Natural Gas_Gas Boiler - Insulate Steam Lines/Condensate Tank_A_Achievable Economic UCT Potential | F6 | Industrial | Stone, Clay, and Glass | Existing | Space Heating | Natural Gas | Gas Boiler - Insulate Steam Lines/Condensate Tank | A | Incremental Winter Peak Savings (MW) | Achievable Economic UCT Potential | 0 | 0 | 0 | 0 | 0 | 0 | 0 | 0 | 0 | 0 | 0 | 0 | 0 | 0 | 0 | 0 | 0 | 0 | 0 | 0 | 0 | 0 | 0 | 0 | 0 | 0 | 0 | 0 | 0 | 0 | 0
F7_Industrial_Stone, Clay, and Glass_Existing_Space Heating_Natural Gas_Gas Boiler - Insulate Steam Lines/Condensate Tank_A_Achievable Economic UCT Potential | F7 | Industrial | Stone, Clay, and Glass | Existing | Space Heating | Natural Gas | Gas Boiler - Insulate Steam Lines/Condensate Tank | A | Cumulative Energy Savings (MWh or mTherms) | Achievable Economic UCT Potential | 0 | 0 | 0 | 0 | 0 | 0.0040653 | 0.0080541 | 0.01194 | 0.015742 | 0.019451 | 0.023005 | 0.02644 | 0.029745 | 0.032847 | 0.035818 | 0.038623 | 0.041315 | 0.043877 | 0.046313 | 0.048727 | 0.051075 | 0.053353 | 0.055637 | 0.057944 | 0.060217 | 0.059724 | 0.059313 | 0.058935 | 0 | 0 | 0
F8_Industrial_Stone, Clay, and Glass_Existing_Space Heating_Natural Gas_Gas Boiler - Insulate Steam Lines/Condensate Tank_A_Achievable Economic UCT Potential | F8 | Industrial | Stone, Clay, and Glass | Existing | Space Heating | Natural Gas | Gas Boiler - Insulate Steam Lines/Condensate Tank | A | Cumulative Summer Peak Savings (MW) | Achievable Economic UCT Potential | 0 | 0 | 0 | 0 | 0 | 0 | 0 | 0 | 0 | 0 | 0 | 0 | 0 | 0 | 0 | 0 | 0 | 0 | 0 | 0 | 0 | 0 | 0 | 0 | 0 | 0 | 0 | 0 | 0 | 0 | 0
F9_Industrial_Stone, Clay, and Glass_Existing_Space Heating_Natural Gas_Gas Boiler - Insulate Steam Lines/Condensate Tank_A_Achievable Economic UCT Potential | F9 | Industrial | Stone, Clay, and Glass | Existing | Space Heating | Natural Gas | Gas Boiler - Insulate Steam Lines/Condensate Tank | A | Cumulative Winter Peak Savings (MW) | Achievable Economic UCT Potential | 0 | 0 | 0 | 0 | 0 | 0 | 0 | 0 | 0 | 0 | 0 | 0 | 0 | 0 | 0 | 0 | 0 | 0 | 0 | 0 | 0 | 0 | 0 | 0 | 0 | 0 | 0 | 0 | 0 | 0 | 0
F10_Industrial_Stone, Clay, and Glass_Existing_Space Heating_Natural Gas_Gas Boiler - Insulate Steam Lines/Condensate Tank_A_Achievable Economic UCT Potential | F10 | Industrial | Stone, Clay, and Glass | Existing | Space Heating | Natural Gas | Gas Boiler - Insulate Steam Lines/Condensate Tank | A | Purchases (Incremental) | Achievable Economic UCT Potential | 0 | 0 | 0 | 0 | 0 | 0.053598 | 0.053569 | 0.053253 | 0.053282 | 0.053326 | 0.052648 | 0.052505 | 0.052398 | 0.051566 | 0.051763 | 0.051269 | 0.051276 | 0.051018 | 0.050563 | 0.050623 | 0.050413 | 0.050217 | 0.050034 | 0.049864 | 0.049707 | 0 | 0 | 0 | 0 | 0 | 0
F11_Industrial_Stone, Clay, and Glass_Existing_Space Heating_Natural Gas_Gas Boiler - Insulate Steam Lines/Condensate Tank_A_Achievable Economic UCT Potential | F11 | Industrial | Stone, Clay, and Glass | Existing | Space Heating | Natural Gas | Gas Boiler - Insulate Steam Lines/Condensate Tank | A | Purchases (Cumulative) | Achievable Economic UCT Potential | 0 | 0 | 0 | 0 | 0 | 0.053598 | 0.10717 | 0.16042 | 0.2137 | 0.26703 | 0.31967 | 0.37218 | 0.42458 | 0.47614 | 0.52791 | 0.57917 | 0.63045 | 0.68147 | 0.73203 | 0.78265 | 0.83307 | 0.88328 | 0.93332 | 0.98318 | 1.0329 | 1.0329 | 1.0329 | 1.0329 | 1.0329 | 1.0329 | 1.0329
F1_Industrial_Stone, Clay, and Glass_Existing_Process_Natural Gas_Gas Boiler - Insulate Steam Lines/Condensate Tank_A_Achievable Economic UCT Potential | F1 | Industrial | Stone, Clay, and Glass | Existing | Process | Natural Gas | Gas Boiler - Insulate Steam Lines/Condensate Tank | A | Integrated Unit Energy Savings (kWh or therms) | Achievable Economic UCT Potential | 0 | 0 | 0 | 0 | 0 | 45.3996 | 45.2103 | 45.0194 | 44.8314 | 44.6441 | 44.4592 | 44.3101 | 44.1829 | 44.053 | 43.9652 | 43.8674 | 43.7942 | 43.7191 | 43.6421 | 43.5885 | 43.5281 | 43.4818 | 43.436 | 43.3906 | 43.3455 | 43.3391 | 43.3332 | 43.3278 | 45.5894 | 45.5894 | 45.5894
F2_Industrial_Stone, Clay, and Glass_Existing_Process_Natural Gas_Gas Boiler - Insulate Steam Lines/Condensate Tank_A_Achievable Economic UCT Potential | F2 | Industrial | Stone, Clay, and Glass | Existing | Process | Natural Gas | Gas Boiler - Insulate Steam Lines/Condensate Tank | A | Integrated Unit Summer Peak Savings (kW) | Achievable Economic UCT Potential | 0 | 0 | 0 | 0 | 0 | 0 | 0 | 0 | 0 | 0 | 0 | 0 | 0 | 0 | 0 | 0 | 0 | 0 | 0 | 0 | 0 | 0 | 0 | 0 | 0 | 0 | 0 | 0 | 0 | 0 | 0
F3_Industrial_Stone, Clay, and Glass_Existing_Process_Natural Gas_Gas Boiler - Insulate Steam Lines/Condensate Tank_A_Achievable Economic UCT Potential | F3 | Industrial | Stone, Clay, and Glass | Existing | Process | Natural Gas | Gas Boiler - Insulate Steam Lines/Condensate Tank | A | Integrated Unit Winter Peak Savings (kW) | Achievable Economic UCT Potential | 0 | 0 | 0 | 0 | 0 | 0 | 0 | 0 | 0 | 0 | 0 | 0 | 0 | 0 | 0 | 0 | 0 | 0 | 0 | 0 | 0 | 0 | 0 | 0 | 0 | 0 | 0 | 0 | 0 | 0 | 0
F4_Industrial_Stone, Clay, and Glass_Existing_Process_Natural Gas_Gas Boiler - Insulate Steam Lines/Condensate Tank_A_Achievable Economic UCT Potential | F4 | Industrial | Stone, Clay, and Glass | Existing | Process | Natural Gas | Gas Boiler - Insulate Steam Lines/Condensate Tank | A | Incremental Energy Savings (MWh or mTherms) | Achievable Economic UCT Potential | 0 | 0 | 0 | 0 | 0 | 0.026978 | 0.026851 | 0.02658 | 0.026483 | 0.026395 | 0.025952 | 0.025794 | 0.025668 | 0.025186 | 0.025231 | 0.024935 | 0.024897 | 0.024729 | 0.024465 | 0.024464 | 0.024329 | 0.024209 | 0.024095 | 0.023988 | 0.023888 | 0 | 0 | 0 | 0 | 0 | 0
F5_Industrial_Stone, Clay, and Glass_Existing_Process_Natural Gas_Gas Boiler - Insulate Steam Lines/Condensate Tank_A_Achievable Economic UCT Potential | F5 | Industrial | Stone, Clay, and Glass | Existing | Process | Natural Gas | Gas Boiler - Insulate Steam Lines/Condensate Tank | A | Incremental Summer Peak Savings (MW) | Achievable Economic UCT Potential | 0 | 0 | 0 | 0 | 0 | 0 | 0 | 0 | 0 | 0 | 0 | 0 | 0 | 0 | 0 | 0 | 0 | 0 | 0 | 0 | 0 | 0 | 0 | 0 | 0 | 0 | 0 | 0 | 0 | 0 | 0
F6_Industrial_Stone, Clay, and Glass_Existing_Process_Natural Gas_Gas Boiler - Insulate Steam Lines/Condensate Tank_A_Achievable Economic UCT Potential | F6 | Industrial | Stone, Clay, and Glass | Existing | Process | Natural Gas | Gas Boiler - Insulate Steam Lines/Condensate Tank | A | Incremental Winter Peak Savings (MW) | Achievable Economic UCT Potential | 0 | 0 | 0 | 0 | 0 | 0 | 0 | 0 | 0 | 0 | 0 | 0 | 0 | 0 | 0 | 0 | 0 | 0 | 0 | 0 | 0 | 0 | 0 | 0 | 0 | 0 | 0 | 0 | 0 | 0 | 0
F7_Industrial_Stone, Clay, and Glass_Existing_Process_Natural Gas_Gas Boiler - Insulate Steam Lines/Condensate Tank_A_Achievable Economic UCT Potential | F7 | Industrial | Stone, Clay, and Glass | Existing | Process | Natural Gas | Gas Boiler - Insulate Steam Lines/Condensate Tank | A | Cumulative Energy Savings (MWh or mTherms) | Achievable Economic UCT Potential | 0 | 0 | 0 | 0 | 0 | 0.026978 | 0.053717 | 0.080071 | 0.10622 | 0.13217 | 0.15757 | 0.18284 | 0.20798 | 0.23256 | 0.25733 | 0.28169 | 0.30611 | 0.33032 | 0.3542 | 0.37823 | 0.40204 | 0.42582 | 0.44946 | 0.47298 | 0.49638 | 0.49631 | 0.49624 | 0.49618 | 0 | 0 | 0
F8_Industrial_Stone, Clay, and Glass_Existing_Process_Natural Gas_Gas Boiler - Insulate Steam Lines/Condensate Tank_A_Achievable Economic UCT Potential | F8 | Industrial | Stone, Clay, and Glass | Existing | Process | Natural Gas | Gas Boiler - Insulate Steam Lines/Condensate Tank | A | Cumulative Summer Peak Savings (MW) | Achievable Economic UCT Potential | 0 | 0 | 0 | 0 | 0 | 0 | 0 | 0 | 0 | 0 | 0 | 0 | 0 | 0 | 0 | 0 | 0 | 0 | 0 | 0 | 0 | 0 | 0 | 0 | 0 | 0 | 0 | 0 | 0 | 0 | 0
F9_Industrial_Stone, Clay, and Glass_Existing_Process_Natural Gas_Gas Boiler - Insulate Steam Lines/Condensate Tank_A_Achievable Economic UCT Potential | F9 | Industrial | Stone, Clay, and Glass | Existing | Process | Natural Gas | Gas Boiler - Insulate Steam Lines/Condensate Tank | A | Cumulative Winter Peak Savings (MW) | Achievable Economic UCT Potential | 0 | 0 | 0 | 0 | 0 | 0 | 0 | 0 | 0 | 0 | 0 | 0 | 0 | 0 | 0 | 0 | 0 | 0 | 0 | 0 | 0 | 0 | 0 | 0 | 0 | 0 | 0 | 0 | 0 | 0 | 0
F10_Industrial_Stone, Clay, and Glass_Existing_Process_Natural Gas_Gas Boiler - Insulate Steam Lines/Condensate Tank_A_Achievable Economic UCT Potential | F10 | Industrial | Stone, Clay, and Glass | Existing | Process | Natural Gas | Gas Boiler - Insulate Steam Lines/Condensate Tank | A | Purchases (Incremental) | Achievable Economic UCT Potential | 0 | 0 | 0 | 0 | 0 | 0.59424 | 0.59392 | 0.59042 | 0.59074 | 0.59122 | 0.58372 | 0.58212 | 0.58094 | 0.57171 | 0.5739 | 0.56842 | 0.5685 | 0.56564 | 0.56059 | 0.56125 | 0.55893 | 0.55676 | 0.55473 | 0.55285 | 0.5511 | 0 | 0 | 0 | 0 | 0 | 0
F11_Industrial_Stone, Clay, and Glass_Existing_Process_Natural Gas_Gas Boiler - Insulate Steam Lines/Condensate Tank_A_Achievable Economic UCT Potential | F11 | Industrial | Stone, Clay, and Glass | Existing | Process | Natural Gas | Gas Boiler - Insulate Steam Lines/Condensate Tank | A | Purchases (Cumulative) | Achievable Economic UCT Potential | 0 | 0 | 0 | 0 | 0 | 0.59424 | 1.1882 | 1.7786 | 2.3693 | 2.9605 | 3.5443 | 4.1264 | 4.7073 | 5.279 | 5.8529 | 6.4213 | 6.9898 | 7.5555 | 8.1161 | 8.6773 | 9.2363 | 9.793 | 10.3478 | 10.9006 | 11.4517 | 11.4517 | 11.4517 | 11.4517 | 11.4517 | 11.4517 | 11.4517
F1_Industrial_Stone, Clay, and Glass_Existing_Space Heating_Natural Gas_Gas Boiler - Insulate Hot Water Lines_A_Achievable Economic UCT Potential | F1 | Industrial | Stone, Clay, and Glass | Existing | Space Heating | Natural Gas | Gas Boiler - Insulate Hot Water Lines | A | Integrated Unit Energy Savings (kWh or therms) | Achievable Economic UCT Potential | 0 | 0 | 0 | 0 | 0 | 85.7536 | 85.0232 | 84.2738 | 83.4971 | 82.6923 | 81.8665 | 81.0276 | 80.1705 | 79.2725 | 78.3261 | 77.3986 | 76.4812 | 75.5762 | 74.6822 | 73.836 | 73.0148 | 72.1763 | 71.4072 | 70.7228 | 70.0538 | 69.5086 | 69.0412 | 68.6105 | 74.183 | 73.8783 | 73.6002
F2_Industrial_Stone, Clay, and Glass_Existing_Space Heating_Natural Gas_Gas Boiler - Insulate Hot Water Lines_A_Achievable Economic UCT Potential | F2 | Industrial | Stone, Clay, and Glass | Existing | Space Heating | Natural Gas | Gas Boiler - Insulate Hot Water Lines | A | Integrated Unit Summer Peak Savings (kW) | Achievable Economic UCT Potential | 0 | 0 | 0 | 0 | 0 | 0 | 0 | 0 | 0 | 0 | 0 | 0 | 0 | 0 | 0 | 0 | 0 | 0 | 0 | 0 | 0 | 0 | 0 | 0 | 0 | 0 | 0 | 0 | 0 | 0 | 0
F3_Industrial_Stone, Clay, and Glass_Existing_Space Heating_Natural Gas_Gas Boiler - Insulate Hot Water Lines_A_Achievable Economic UCT Potential | F3 | Industrial | Stone, Clay, and Glass | Existing | Space Heating | Natural Gas | Gas Boiler - Insulate Hot Water Lines | A | Integrated Unit Winter Peak Savings (kW) | Achievable Economic UCT Potential | 0 | 0 | 0 | 0 | 0 | 0 | 0 | 0 | 0 | 0 | 0 | 0 | 0 | 0 | 0 | 0 | 0 | 0 | 0 | 0 | 0 | 0 | 0 | 0 | 0 | 0 | 0 | 0 | 0 | 0 | 0
F4_Industrial_Stone, Clay, and Glass_Existing_Space Heating_Natural Gas_Gas Boiler - Insulate Hot Water Lines_A_Achievable Economic UCT Potential | F4 | Industrial | Stone, Clay, and Glass | Existing | Space Heating | Natural Gas | Gas Boiler - Insulate Hot Water Lines | A | Incremental Energy Savings (MWh or mTherms) | Achievable Economic UCT Potential | 0 | 0 | 0 | 0 | 0 | 0.0091925 | 0.0091092 | 0.0089756 | 0.0088977 | 0.0088192 | 0.0086203 | 0.0085086 | 0.0084015 | 0.0081755 | 0.0081087 | 0.0079363 | 0.0078433 | 0.0077114 | 0.0075523 | 0.0074755 | 0.0073618 | 0.007249 | 0.0071456 | 0.0070531 | 0.0069643 | 0 | 0 | 0 | 0 | 0 | 0
F5_Industrial_Stone, Clay, and Glass_Existing_Space Heating_Natural Gas_Gas Boiler - Insulate Hot Water Lines_A_Achievable Economic UCT Potential | F5 | Industrial | Stone, Clay, and Glass | Existing | Space Heating | Natural Gas | Gas Boiler - Insulate Hot Water Lines | A | Incremental Summer Peak Savings (MW) | Achievable Economic UCT Potential | 0 | 0 | 0 | 0 | 0 | 0 | 0 | 0 | 0 | 0 | 0 | 0 | 0 | 0 | 0 | 0 | 0 | 0 | 0 | 0 | 0 | 0 | 0 | 0 | 0 | 0 | 0 | 0 | 0 | 0 | 0
F6_Industrial_Stone, Clay, and Glass_Existing_Space Heating_Natural Gas_Gas Boiler - Insulate Hot Water Lines_A_Achievable Economic UCT Potential | F6 | Industrial | Stone, Clay, and Glass | Existing | Space Heating | Natural Gas | Gas Boiler - Insulate Hot Water Lines | A | Incremental Winter Peak Savings (MW) | Achievable Economic UCT Potential | 0 | 0 | 0 | 0 | 0 | 0 | 0 | 0 | 0 | 0 | 0 | 0 | 0 | 0 | 0 | 0 | 0 | 0 | 0 | 0 | 0 | 0 | 0 | 0 | 0 | 0 | 0 | 0 | 0 | 0 | 0
F7_Industrial_Stone, Clay, and Glass_Existing_Space Heating_Natural Gas_Gas Boiler - Insulate Hot Water Lines_A_Achievable Economic UCT Potential | F7 | Industrial | Stone, Clay, and Glass | Existing | Space Heating | Natural Gas | Gas Boiler - Insulate Hot Water Lines | A | Cumulative Energy Savings (MWh or mTherms) | Achievable Economic UCT Potential | 0 | 0 | 0 | 0 | 0 | 0.0091925 | 0.018223 | 0.027038 | 0.035687 | 0.044162 | 0.052341 | 0.060314 | 0.068077 | 0.07549 | 0.082698 | 0.089655 | 0.096435 | 0.10301 | 0.10934 | 0.11558 | 0.12165 | 0.1275 | 0.13329 | 0.13907 | 0.14472 | 0.14359 | 0.14262 | 0.14173 | 0 | 0 | 0
F8_Industrial_Stone, Clay, and Glass_Existing_Space Heating_Natural Gas_Gas Boiler - Insulate Hot Water Lines_A_Achievable Economic UCT Potential | F8 | Industrial | Stone, Clay, and Glass | Existing | Space Heating | Natural Gas | Gas Boiler - Insulate Hot Water Lines | A | Cumulative Summer Peak Savings (MW) | Achievable Economic UCT Potential | 0 | 0 | 0 | 0 | 0 | 0 | 0 | 0 | 0 | 0 | 0 | 0 | 0 | 0 | 0 | 0 | 0 | 0 | 0 | 0 | 0 | 0 | 0 | 0 | 0 | 0 | 0 | 0 | 0 | 0 | 0
F9_Industrial_Stone, Clay, and Glass_Existing_Space Heating_Natural Gas_Gas Boiler - Insulate Hot Water Lines_A_Achievable Economic UCT Potential | F9 | Industrial | Stone, Clay, and Glass | Existing | Space Heating | Natural Gas | Gas Boiler - Insulate Hot Water Lines | A | Cumulative Winter Peak Savings (MW) | Achievable Economic UCT Potential | 0 | 0 | 0 | 0 | 0 | 0 | 0 | 0 | 0 | 0 | 0 | 0 | 0 | 0 | 0 | 0 | 0 | 0 | 0 | 0 | 0 | 0 | 0 | 0 | 0 | 0 | 0 | 0 | 0 | 0 | 0
F10_Industrial_Stone, Clay, and Glass_Existing_Space Heating_Natural Gas_Gas Boiler - Insulate Hot Water Lines_A_Achievable Economic UCT Potential | F10 | Industrial | Stone, Clay, and Glass | Existing | Space Heating | Natural Gas | Gas Boiler - Insulate Hot Water Lines | A | Purchases (Incremental) | Achievable Economic UCT Potential | 0 | 0 | 0 | 0 | 0 | 0.1072 | 0.10714 | 0.10651 | 0.10656 | 0.10665 | 0.1053 | 0.10501 | 0.1048 | 0.10313 | 0.10353 | 0.10254 | 0.10255 | 0.10204 | 0.10113 | 0.10125 | 0.10083 | 0.10043 | 0.10007 | 0.099728 | 0.099414 | 0 | 0 | 0 | 0 | 0 | 0
F11_Industrial_Stone, Clay, and Glass_Existing_Space Heating_Natural Gas_Gas Boiler - Insulate Hot Water Lines_A_Achievable Economic UCT Potential | F11 | Industrial | Stone, Clay, and Glass | Existing | Space Heating | Natural Gas | Gas Boiler - Insulate Hot Water Lines | A | Purchases (Cumulative) | Achievable Economic UCT Potential | 0 | 0 | 0 | 0 | 0 | 0.1072 | 0.21433 | 0.32084 | 0.4274 | 0.53405 | 0.63935 | 0.74436 | 0.84915 | 0.95229 | 1.0558 | 1.1583 | 1.2609 | 1.3629 | 1.4641 | 1.5653 | 1.6661 | 1.7666 | 1.8666 | 1.9664 | 2.0658 | 2.0658 | 2.0658 | 2.0658 | 2.0658 | 2.0658 | 2.0658
F1_Industrial_Stone, Clay, and Glass_Existing_Process_Natural Gas_Gas Boiler - Insulate Hot Water Lines_A_Achievable Economic UCT Potential | F1 | Industrial | Stone, Clay, and Glass | Existing | Process | Natural Gas | Gas Boiler - Insulate Hot Water Lines | A | Integrated Unit Energy Savings (kWh or therms) | Achievable Economic UCT Potential | 0 | 0 | 0 | 0 | 0 | 51.3179 | 51.1059 | 50.892 | 50.6815 | 50.4717 | 50.2648 | 50.0982 | 49.9563 | 49.8117 | 49.7143 | 49.6057 | 49.5249 | 49.442 | 49.3571 | 49.2984 | 49.232 | 49.1818 | 49.132 | 49.0826 | 49.0337 | 49.0266 | 49.02 | 49.014 | 51.5303 | 51.5303 | 51.5303
F2_Industrial_Stone, Clay, and Glass_Existing_Process_Natural Gas_Gas Boiler - Insulate Hot Water Lines_A_Achievable Economic UCT Potential | F2 | Industrial | Stone, Clay, and Glass | Existing | Process | Natural Gas | Gas Boiler - Insulate Hot Water Lines | A | Integrated Unit Summer Peak Savings (kW) | Achievable Economic UCT Potential | 0 | 0 | 0 | 0 | 0 | 0 | 0 | 0 | 0 | 0 | 0 | 0 | 0 | 0 | 0 | 0 | 0 | 0 | 0 | 0 | 0 | 0 | 0 | 0 | 0 | 0 | 0 | 0 | 0 | 0 | 0
F3_Industrial_Stone, Clay, and Glass_Existing_Process_Natural Gas_Gas Boiler - Insulate Hot Water Lines_A_Achievable Economic UCT Potential | F3 | Industrial | Stone, Clay, and Glass | Existing | Process | Natural Gas | Gas Boiler - Insulate Hot Water Lines | A | Integrated Unit Winter Peak Savings (kW) | Achievable Economic UCT Potential | 0 | 0 | 0 | 0 | 0 | 0 | 0 | 0 | 0 | 0 | 0 | 0 | 0 | 0 | 0 | 0 | 0 | 0 | 0 | 0 | 0 | 0 | 0 | 0 | 0 | 0 | 0 | 0 | 0 | 0 | 0
F4_Industrial_Stone, Clay, and Glass_Existing_Process_Natural Gas_Gas Boiler - Insulate Hot Water Lines_A_Achievable Economic UCT Potential | F4 | Industrial | Stone, Clay, and Glass | Existing | Process | Natural Gas | Gas Boiler - Insulate Hot Water Lines | A | Incremental Energy Savings (MWh or mTherms) | Achievable Economic UCT Potential | 0 | 0 | 0 | 0 | 0 | 0.060991 | 0.060705 | 0.060095 | 0.059879 | 0.05968 | 0.058681 | 0.058326 | 0.058043 | 0.056956 | 0.057062 | 0.056394 | 0.05631 | 0.055932 | 0.055338 | 0.055338 | 0.055035 | 0.054765 | 0.05451 | 0.05427 | 0.054045 | 0 | 0 | 0 | 0 | 0 | 0
F5_Industrial_Stone, Clay, and Glass_Existing_Process_Natural Gas_Gas Boiler - Insulate Hot Water Lines_A_Achievable Economic UCT Potential | F5 | Industrial | Stone, Clay, and Glass | Existing | Process | Natural Gas | Gas Boiler - Insulate Hot Water Lines | A | Incremental Summer Peak Savings (MW) | Achievable Economic UCT Potential | 0 | 0 | 0 | 0 | 0 | 0 | 0 | 0 | 0 | 0 | 0 | 0 | 0 | 0 | 0 | 0 | 0 | 0 | 0 | 0 | 0 | 0 | 0 | 0 | 0 | 0 | 0 | 0 | 0 | 0 | 0
F6_Industrial_Stone, Clay, and Glass_Existing_Process_Natural Gas_Gas Boiler - Insulate Hot Water Lines_A_Achievable Economic UCT Potential | F6 | Industrial | Stone, Clay, and Glass | Existing | Process | Natural Gas | Gas Boiler - Insulate Hot Water Lines | A | Incremental Winter Peak Savings (MW) | Achievable Economic UCT Potential | 0 | 0 | 0 | 0 | 0 | 0 | 0 | 0 | 0 | 0 | 0 | 0 | 0 | 0 | 0 | 0 | 0 | 0 | 0 | 0 | 0 | 0 | 0 | 0 | 0 | 0 | 0 | 0 | 0 | 0 | 0
F7_Industrial_Stone, Clay, and Glass_Existing_Process_Natural Gas_Gas Boiler - Insulate Hot Water Lines_A_Achievable Economic UCT Potential | F7 | Industrial | Stone, Clay, and Glass | Existing | Process | Natural Gas | Gas Boiler - Insulate Hot Water Lines | A | Cumulative Energy Savings (MWh or mTherms) | Achievable Economic UCT Potential | 0 | 0 | 0 | 0 | 0 | 0.060991 | 0.12144 | 0.18103 | 0.24016 | 0.29885 | 0.3563 | 0.41345 | 0.47032 | 0.52591 | 0.58195 | 0.63707 | 0.69234 | 0.74712 | 0.80117 | 0.85556 | 0.90944 | 0.96328 | 1.0168 | 1.0701 | 1.123 | 1.1229 | 1.1227 | 1.1226 | 0 | 0 | 0
F8_Industrial_Stone, Clay, and Glass_Existing_Process_Natural Gas_Gas Boiler - Insulate Hot Water Lines_A_Achievable Economic UCT Potential | F8 | Industrial | Stone, Clay, and Glass | Existing | Process | Natural Gas | Gas Boiler - Insulate Hot Water Lines | A | Cumulative Summer Peak Savings (MW) | Achievable Economic UCT Potential | 0 | 0 | 0 | 0 | 0 | 0 | 0 | 0 | 0 | 0 | 0 | 0 | 0 | 0 | 0 | 0 | 0 | 0 | 0 | 0 | 0 | 0 | 0 | 0 | 0 | 0 | 0 | 0 | 0 | 0 | 0
F9_Industrial_Stone, Clay, and Glass_Existing_Process_Natural Gas_Gas Boiler - Insulate Hot Water Lines_A_Achievable Economic UCT Potential | F9 | Industrial | Stone, Clay, and Glass | Existing | Process | Natural Gas | Gas Boiler - Insulate Hot Water Lines | A | Cumulative Winter Peak Savings (MW) | Achievable Economic UCT Potential | 0 | 0 | 0 | 0 | 0 | 0 | 0 | 0 | 0 | 0 | 0 | 0 | 0 | 0 | 0 | 0 | 0 | 0 | 0 | 0 | 0 | 0 | 0 | 0 | 0 | 0 | 0 | 0 | 0 | 0 | 0
F10_Industrial_Stone, Clay, and Glass_Existing_Process_Natural Gas_Gas Boiler - Insulate Hot Water Lines_A_Achievable Economic UCT Potential | F10 | Industrial | Stone, Clay, and Glass | Existing | Process | Natural Gas | Gas Boiler - Insulate Hot Water Lines | A | Purchases (Incremental) | Achievable Economic UCT Potential | 0 | 0 | 0 | 0 | 0 | 1.1885 | 1.1878 | 1.1808 | 1.1815 | 1.1824 | 1.1674 | 1.1642 | 1.1619 | 1.1434 | 1.1478 | 1.1368 | 1.137 | 1.1313 | 1.1212 | 1.1225 | 1.1179 | 1.1135 | 1.1095 | 1.1057 | 1.1022 | 0 | 0 | 0 | 0 | 0 | 0
F11_Industrial_Stone, Clay, and Glass_Existing_Process_Natural Gas_Gas Boiler - Insulate Hot Water Lines_A_Achievable Economic UCT Potential | F11 | Industrial | Stone, Clay, and Glass | Existing | Process | Natural Gas | Gas Boiler - Insulate Hot Water Lines | A | Purchases (Cumulative) | Achievable Economic UCT Potential | 0 | 0 | 0 | 0 | 0 | 1.1885 | 2.3763 | 3.5572 | 4.7386 | 5.9211 | 7.0885 | 8.2527 | 9.4146 | 10.5581 | 11.7058 | 12.8427 | 13.9797 | 15.111 | 16.2321 | 17.3547 | 18.4725 | 19.586 | 20.6955 | 21.8012 | 22.9034 | 22.9034 | 22.9034 | 22.9034 | 22.9034 | 22.9034 | 22.9034
F1_Industrial_Stone, Clay, and Glass_Existing_Process_Natural Gas_Process - Insulate Heated Process Fluids_A_Achievable Economic UCT Potential | F1 | Industrial | Stone, Clay, and Glass | Existing | Process | Natural Gas | Process - Insulate Heated Process Fluids | A | Integrated Unit Energy Savings (kWh or therms) | Achievable Economic UCT Potential | 0 | 0 | 0 | 0 | 0 | 1280.8484 | 1280.7891 | 1280.733 | 1280.6797 | 1280.6273 | 1280.5765 | 1280.5376 | 1280.5062 | 1280.475 | 1280.4569 | 1280.4365 | 1280.4238 | 1280.4112 | 1280.3986 | 1280.3928 | 1280.3854 | 1280.3827 | 1280.3803 | 1280.378 | 1280.376 | 1280.3744 | 1280.373 | 1280.3717 | 1280.913 | 1280.913 | 1280.913
F2_Industrial_Stone, Clay, and Glass_Existing_Process_Natural Gas_Process - Insulate Heated Process Fluids_A_Achievable Economic UCT Potential | F2 | Industrial | Stone, Clay, and Glass | Existing | Process | Natural Gas | Process - Insulate Heated Process Fluids | A | Integrated Unit Summer Peak Savings (kW) | Achievable Economic UCT Potential | 0 | 0 | 0 | 0 | 0 | 0 | 0 | 0 | 0 | 0 | 0 | 0 | 0 | 0 | 0 | 0 | 0 | 0 | 0 | 0 | 0 | 0 | 0 | 0 | 0 | 0 | 0 | 0 | 0 | 0 | 0
F3_Industrial_Stone, Clay, and Glass_Existing_Process_Natural Gas_Process - Insulate Heated Process Fluids_A_Achievable Economic UCT Potential | F3 | Industrial | Stone, Clay, and Glass | Existing | Process | Natural Gas | Process - Insulate Heated Process Fluids | A | Integrated Unit Winter Peak Savings (kW) | Achievable Economic UCT Potential | 0 | 0 | 0 | 0 | 0 | 0 | 0 | 0 | 0 | 0 | 0 | 0 | 0 | 0 | 0 | 0 | 0 | 0 | 0 | 0 | 0 | 0 | 0 | 0 | 0 | 0 | 0 | 0 | 0 | 0 | 0
F4_Industrial_Stone, Clay, and Glass_Existing_Process_Natural Gas_Process - Insulate Heated Process Fluids_A_Achievable Economic UCT Potential | F4 | Industrial | Stone, Clay, and Glass | Existing | Process | Natural Gas | Process - Insulate Heated Process Fluids | A | Incremental Energy Savings (MWh or mTherms) | Achievable Economic UCT Potential | 0 | 0 | 0 | 0 | 0 | 1.665 | 1.664 | 1.6541 | 1.6549 | 1.6562 | 1.4716 | 1.174 | 0.93731 | 0.73792 | 0.59258 | 0.46954 | 0.37567 | 0.29902 | 0.23708 | 0.18989 | 0.15128 | 0.0010279 | 0.00036575 | 0.00012426 | 4.0393e-05 | 3.4234e-05 | 3.4143e-05 | 3.406e-05 | 3.4e-05 | 3.3934e-05 | 3.3876e-05
F5_Industrial_Stone, Clay, and Glass_Existing_Process_Natural Gas_Process - Insulate Heated Process Fluids_A_Achievable Economic UCT Potential | F5 | Industrial | Stone, Clay, and Glass | Existing | Process | Natural Gas | Process - Insulate Heated Process Fluids | A | Incremental Summer Peak Savings (MW) | Achievable Economic UCT Potential | 0 | 0 | 0 | 0 | 0 | 0 | 0 | 0 | 0 | 0 | 0 | 0 | 0 | 0 | 0 | 0 | 0 | 0 | 0 | 0 | 0 | 0 | 0 | 0 | 0 | 0 | 0 | 0 | 0 | 0 | 0
F6_Industrial_Stone, Clay, and Glass_Existing_Process_Natural Gas_Process - Insulate Heated Process Fluids_A_Achievable Economic UCT Potential | F6 | Industrial | Stone, Clay, and Glass | Existing | Process | Natural Gas | Process - Insulate Heated Process Fluids | A | Incremental Winter Peak Savings (MW) | Achievable Economic UCT Potential | 0 | 0 | 0 | 0 | 0 | 0 | 0 | 0 | 0 | 0 | 0 | 0 | 0 | 0 | 0 | 0 | 0 | 0 | 0 | 0 | 0 | 0 | 0 | 0 | 0 | 0 | 0 | 0 | 0 | 0 | 0
F7_Industrial_Stone, Clay, and Glass_Existing_Process_Natural Gas_Process - Insulate Heated Process Fluids_A_Achievable Economic UCT Potential | F7 | Industrial | Stone, Clay, and Glass | Existing | Process | Natural Gas | Process - Insulate Heated Process Fluids | A | Cumulative Energy Savings (MWh or mTherms) | Achievable Economic UCT Potential | 0 | 0 | 0 | 0 | 0 | 1.665 | 3.3289 | 4.9829 | 6.6376 | 8.2935 | 9.7648 | 10.9386 | 11.8756 | 12.6132 | 13.2056 | 13.675 | 14.0505 | 14.3494 | 14.5863 | 14.7762 | 14.9274 | 14.9284 | 14.9287 | 14.9288 | 14.9288 | 14.9288 | 14.9288 | 14.9289 | 0 | 0 | 0
F8_Industrial_Stone, Clay, and Glass_Existing_Process_Natural Gas_Process - Insulate Heated Process Fluids_A_Achievable Economic UCT Potential | F8 | Industrial | Stone, Clay, and Glass | Existing | Process | Natural Gas | Process - Insulate Heated Process Fluids | A | Cumulative Summer Peak Savings (MW) | Achievable Economic UCT Potential | 0 | 0 | 0 | 0 | 0 | 0 | 0 | 0 | 0 | 0 | 0 | 0 | 0 | 0 | 0 | 0 | 0 | 0 | 0 | 0 | 0 | 0 | 0 | 0 | 0 | 0 | 0 | 0 | 0 | 0 | 0
F9_Industrial_Stone, Clay, and Glass_Existing_Process_Natural Gas_Process - Insulate Heated Process Fluids_A_Achievable Economic UCT Potential | F9 | Industrial | Stone, Clay, and Glass | Existing | Process | Natural Gas | Process - Insulate Heated Process Fluids | A | Cumulative Winter Peak Savings (MW) | Achievable Economic UCT Potential | 0 | 0 | 0 | 0 | 0 | 0 | 0 | 0 | 0 | 0 | 0 | 0 | 0 | 0 | 0 | 0 | 0 | 0 | 0 | 0 | 0 | 0 | 0 | 0 | 0 | 0 | 0 | 0 | 0 | 0 | 0
F10_Industrial_Stone, Clay, and Glass_Existing_Process_Natural Gas_Process - Insulate Heated Process Fluids_A_Achievable Economic UCT Potential | F10 | Industrial | Stone, Clay, and Glass | Existing | Process | Natural Gas | Process - Insulate Heated Process Fluids | A | Purchases (Incremental) | Achievable Economic UCT Potential | 0 | 0 | 0 | 0 | 0 | 1.2999 | 1.2992 | 1.2915 | 1.2922 | 1.2933 | 1.1492 | 0.91684 | 0.73198 | 0.57629 | 0.46279 | 0.3667 | 0.2934 | 0.23354 | 0.18516 | 0.14831 | 0.11815 | 0.00080277 | 0.00028566 | 9.7053e-05 | 3.1548e-05 | 2.6738e-05 | 2.6666e-05 | 2.6602e-05 | 2.6544e-05 | 2.6492e-05 | 2.6447e-05
F11_Industrial_Stone, Clay, and Glass_Existing_Process_Natural Gas_Process - Insulate Heated Process Fluids_A_Achievable Economic UCT Potential | F11 | Industrial | Stone, Clay, and Glass | Existing | Process | Natural Gas | Process - Insulate Heated Process Fluids | A | Purchases (Cumulative) | Achievable Economic UCT Potential | 0 | 0 | 0 | 0 | 0 | 1.2999 | 2.5991 | 3.8906 | 5.1829 | 6.4762 | 7.6253 | 8.5422 | 9.2742 | 9.8504 | 10.3132 | 10.6799 | 10.9733 | 11.2069 | 11.392 | 11.5403 | 11.6585 | 11.6593 | 11.6596 | 11.6597 | 11.6597 | 11.6597 | 11.6598 | 11.6598 | 11.6598 | 11.6598 | 11.6599
F1_Industrial_Stone, Clay, and Glass_Existing_Process_Natural Gas_Process Heat Recovery_A_Achievable Economic UCT Potential | F1 | Industrial | Stone, Clay, and Glass | Existing | Process | Natural Gas | Process Heat Recovery | A | Integrated Unit Energy Savings (kWh or therms) | Achievable Economic UCT Potential | 0 | 0 | 0 | 0 | 0 | 73.3083 | 73.227 | 73.1449 | 73.064 | 72.9833 | 72.9052 | 72.8455 | 72.7977 | 72.7506 | 72.723 | 72.6924 | 72.6731 | 72.6539 | 72.6348 | 72.6256 | 72.6142 | 72.6108 | 72.6075 | 72.6045 | 72.6016 | 72.5993 | 72.5972 | 72.5953 | 0 | 0 | 0
F2_Industrial_Stone, Clay, and Glass_Existing_Process_Natural Gas_Process Heat Recovery_A_Achievable Economic UCT Potential | F2 | Industrial | Stone, Clay, and Glass | Existing | Process | Natural Gas | Process Heat Recovery | A | Integrated Unit Summer Peak Savings (kW) | Achievable Economic UCT Potential | 0 | 0 | 0 | 0 | 0 | 0 | 0 | 0 | 0 | 0 | 0 | 0 | 0 | 0 | 0 | 0 | 0 | 0 | 0 | 0 | 0 | 0 | 0 | 0 | 0 | 0 | 0 | 0 | 0 | 0 | 0
F3_Industrial_Stone, Clay, and Glass_Existing_Process_Natural Gas_Process Heat Recovery_A_Achievable Economic UCT Potential | F3 | Industrial | Stone, Clay, and Glass | Existing | Process | Natural Gas | Process Heat Recovery | A | Integrated Unit Winter Peak Savings (kW) | Achievable Economic UCT Potential | 0 | 0 | 0 | 0 | 0 | 0 | 0 | 0 | 0 | 0 | 0 | 0 | 0 | 0 | 0 | 0 | 0 | 0 | 0 | 0 | 0 | 0 | 0 | 0 | 0 | 0 | 0 | 0 | 0 | 0 | 0
F4_Industrial_Stone, Clay, and Glass_Existing_Process_Natural Gas_Process Heat Recovery_A_Achievable Economic UCT Potential | F4 | Industrial | Stone, Clay, and Glass | Existing | Process | Natural Gas | Process Heat Recovery | A | Incremental Energy Savings (MWh or mTherms) | Achievable Economic UCT Potential | 0 | 0 | 0 | 0 | 0 | 3.4306 | 3.4249 | 3.4009 | 3.399 | 3.398 | 3.0161 | 2.4043 | 1.9183 | 1.5093 | 1.2116 | 0.95963 | 0.7676 | 0.61083 | 0.48417 | 0.38775 | 0.30887 | 0.0020984 | 0.00074667 | 0.00025367 | 8.2455e-05 | 6.9881e-05 | 6.9692e-05 | 6.9522e-05 | 0 | 0 | 0
F5_Industrial_Stone, Clay, and Glass_Existing_Process_Natural Gas_Process Heat Recovery_A_Achievable Economic UCT Potential | F5 | Industrial | Stone, Clay, and Glass | Existing | Process | Natural Gas | Process Heat Recovery | A | Incremental Summer Peak Savings (MW) | Achievable Economic UCT Potential | 0 | 0 | 0 | 0 | 0 | 0 | 0 | 0 | 0 | 0 | 0 | 0 | 0 | 0 | 0 | 0 | 0 | 0 | 0 | 0 | 0 | 0 | 0 | 0 | 0 | 0 | 0 | 0 | 0 | 0 | 0
F6_Industrial_Stone, Clay, and Glass_Existing_Process_Natural Gas_Process Heat Recovery_A_Achievable Economic UCT Potential | F6 | Industrial | Stone, Clay, and Glass | Existing | Process | Natural Gas | Process Heat Recovery | A | Incremental Winter Peak Savings (MW) | Achievable Economic UCT Potential | 0 | 0 | 0 | 0 | 0 | 0 | 0 | 0 | 0 | 0 | 0 | 0 | 0 | 0 | 0 | 0 | 0 | 0 | 0 | 0 | 0 | 0 | 0 | 0 | 0 | 0 | 0 | 0 | 0 | 0 | 0
F7_Industrial_Stone, Clay, and Glass_Existing_Process_Natural Gas_Process Heat Recovery_A_Achievable Economic UCT Potential | F7 | Industrial | Stone, Clay, and Glass | Existing | Process | Natural Gas | Process Heat Recovery | A | Cumulative Energy Savings (MWh or mTherms) | Achievable Economic UCT Potential | 0 | 0 | 0 | 0 | 0 | 3.4306 | 6.8517 | 10.2449 | 13.6325 | 17.0154 | 20.0134 | 22.4013 | 24.3049 | 25.7985 | 27.0003 | 27.9486 | 28.7088 | 29.312 | 29.7885 | 30.1724 | 30.4766 | 30.4772 | 30.4766 | 30.4756 | 30.4745 | 30.4736 | 30.4728 | 30.472 | 0 | 0 | 0
F8_Industrial_Stone, Clay, and Glass_Existing_Process_Natural Gas_Process Heat Recovery_A_Achievable Economic UCT Potential | F8 | Industrial | Stone, Clay, and Glass | Existing | Process | Natural Gas | Process Heat Recovery | A | Cumulative Summer Peak Savings (MW) | Achievable Economic UCT Potential | 0 | 0 | 0 | 0 | 0 | 0 | 0 | 0 | 0 | 0 | 0 | 0 | 0 | 0 | 0 | 0 | 0 | 0 | 0 | 0 | 0 | 0 | 0 | 0 | 0 | 0 | 0 | 0 | 0 | 0 | 0
F9_Industrial_Stone, Clay, and Glass_Existing_Process_Natural Gas_Process Heat Recovery_A_Achievable Economic UCT Potential | F9 | Industrial | Stone, Clay, and Glass | Existing | Process | Natural Gas | Process Heat Recovery | A | Cumulative Winter Peak Savings (MW) | Achievable Economic UCT Potential | 0 | 0 | 0 | 0 | 0 | 0 | 0 | 0 | 0 | 0 | 0 | 0 | 0 | 0 | 0 | 0 | 0 | 0 | 0 | 0 | 0 | 0 | 0 | 0 | 0 | 0 | 0 | 0 | 0 | 0 | 0
F10_Industrial_Stone, Clay, and Glass_Existing_Process_Natural Gas_Process Heat Recovery_A_Achievable Economic UCT Potential | F10 | Industrial | Stone, Clay, and Glass | Existing | Process | Natural Gas | Process Heat Recovery | A | Purchases (Incremental) | Achievable Economic UCT Potential | 0 | 0 | 0 | 0 | 0 | 46.7966 | 46.7709 | 46.4951 | 46.5202 | 46.5587 | 41.3707 | 33.0061 | 26.3513 | 20.7463 | 16.6604 | 13.2012 | 10.5623 | 8.4073 | 6.6659 | 5.339 | 4.2536 | 0.0289 | 0.010284 | 0.0034939 | 0.0011357 | 0.00096255 | 0.00095999 | 0.00095766 | 9.3059e-07 | 9.3059e-07 | 9.3059e-07
F11_Industrial_Stone, Clay, and Glass_Existing_Process_Natural Gas_Process Heat Recovery_A_Achievable Economic UCT Potential | F11 | Industrial | Stone, Clay, and Glass | Existing | Process | Natural Gas | Process Heat Recovery | A | Purchases (Cumulative) | Achievable Economic UCT Potential | 0 | 0 | 0 | 0 | 0 | 46.7966 | 93.5675 | 140.0626 | 186.5828 | 233.1415 | 274.5122 | 307.5183 | 333.8696 | 354.6159 | 371.2763 | 384.4775 | 395.0398 | 403.4471 | 410.113 | 415.452 | 419.7056 | 419.7345 | 419.7448 | 419.7483 | 419.7494 | 419.7504 | 419.7513 | 419.7523 | 419.7523 | 419.7523 | 419.7523
F1_Industrial_Stone, Clay, and Glass_Existing_Space Heating_Natural Gas_Building Automation System_A_Achievable Economic UCT Potential | F1 | Industrial | Stone, Clay, and Glass | Existing | Space Heating | Natural Gas | Building Automation System | A | Integrated Unit Energy Savings (kWh or therms) | Achievable Economic UCT Potential | 0 | 0 | 0 | 0 | 0 | 0.015441 | 0.015337 | 0.015211 | 0.015075 | 0.014929 | 0.014775 | 0.014615 | 0.014451 | 0.014279 | 0.014096 | 0.013916 | 0.013739 | 0.01357 | 0.013408 | 0.013257 | 0.013112 | 0.012966 | 0.012837 | 0.012724 | 0.012618 | 0.012534 | 0.012461 | 0.012394 | 0 | 0 | 0
F2_Industrial_Stone, Clay, and Glass_Existing_Space Heating_Natural Gas_Building Automation System_A_Achievable Economic UCT Potential | F2 | Industrial | Stone, Clay, and Glass | Existing | Space Heating | Natural Gas | Building Automation System | A | Integrated Unit Summer Peak Savings (kW) | Achievable Economic UCT Potential | 0 | 0 | 0 | 0 | 0 | 0 | 0 | 0 | 0 | 0 | 0 | 0 | 0 | 0 | 0 | 0 | 0 | 0 | 0 | 0 | 0 | 0 | 0 | 0 | 0 | 0 | 0 | 0 | 0 | 0 | 0
F3_Industrial_Stone, Clay, and Glass_Existing_Space Heating_Natural Gas_Building Automation System_A_Achievable Economic UCT Potential | F3 | Industrial | Stone, Clay, and Glass | Existing | Space Heating | Natural Gas | Building Automation System | A | Integrated Unit Winter Peak Savings (kW) | Achievable Economic UCT Potential | 0 | 0 | 0 | 0 | 0 | 0 | 0 | 0 | 0 | 0 | 0 | 0 | 0 | 0 | 0 | 0 | 0 | 0 | 0 | 0 | 0 | 0 | 0 | 0 | 0 | 0 | 0 | 0 | 0 | 0 | 0
F4_Industrial_Stone, Clay, and Glass_Existing_Space Heating_Natural Gas_Building Automation System_A_Achievable Economic UCT Potential | F4 | Industrial | Stone, Clay, and Glass | Existing | Space Heating | Natural Gas | Building Automation System | A | Incremental Energy Savings (MWh or mTherms) | Achievable Economic UCT Potential | 0 | 0 | 0 | 0 | 0 | 0.010396 | 0.020629 | 0.036112 | 0.058247 | 0.087628 | 0.12263 | 0.16455 | 0.2105 | 0.25317 | 0.29584 | 0.32457 | 0.34093 | 0.33643 | 0.31056 | 0.2703 | 0.22018 | 0.16584 | 0.11326 | 0.071482 | 0.046084 | 0 | 0 | 0 | 0 | 0 | 0
F5_Industrial_Stone, Clay, and Glass_Existing_Space Heating_Natural Gas_Building Automation System_A_Achievable Economic UCT Potential | F5 | Industrial | Stone, Clay, and Glass | Existing | Space Heating | Natural Gas | Building Automation System | A | Incremental Summer Peak Savings (MW) | Achievable Economic UCT Potential | 0 | 0 | 0 | 0 | 0 | 0 | 0 | 0 | 0 | 0 | 0 | 0 | 0 | 0 | 0 | 0 | 0 | 0 | 0 | 0 | 0 | 0 | 0 | 0 | 0 | 0 | 0 | 0 | 0 | 0 | 0
F6_Industrial_Stone, Clay, and Glass_Existing_Space Heating_Natural Gas_Building Automation System_A_Achievable Economic UCT Potential | F6 | Industrial | Stone, Clay, and Glass | Existing | Space Heating | Natural Gas | Building Automation System | A | Incremental Winter Peak Savings (MW) | Achievable Economic UCT Potential | 0 | 0 | 0 | 0 | 0 | 0 | 0 | 0 | 0 | 0 | 0 | 0 | 0 | 0 | 0 | 0 | 0 | 0 | 0 | 0 | 0 | 0 | 0 | 0 | 0 | 0 | 0 | 0 | 0 | 0 | 0
F7_Industrial_Stone, Clay, and Glass_Existing_Space Heating_Natural Gas_Building Automation System_A_Achievable Economic UCT Potential | F7 | Industrial | Stone, Clay, and Glass | Existing | Space Heating | Natural Gas | Building Automation System | A | Cumulative Energy Savings (MWh or mTherms) | Achievable Economic UCT Potential | 0 | 0 | 0 | 0 | 0 | 0.010396 | 0.030954 | 0.066811 | 0.12446 | 0.21089 | 0.33134 | 0.4923 | 0.69728 | 0.94215 | 1.2259 | 1.5349 | 1.8563 | 2.1698 | 2.4545 | 2.6972 | 2.8879 | 3.0215 | 3.1047 | 3.1489 | 3.1688 | 3.1476 | 3.1294 | 3.1124 | 0 | 0 | 0
F8_Industrial_Stone, Clay, and Glass_Existing_Space Heating_Natural Gas_Building Automation System_A_Achievable Economic UCT Potential | F8 | Industrial | Stone, Clay, and Glass | Existing | Space Heating | Natural Gas | Building Automation System | A | Cumulative Summer Peak Savings (MW) | Achievable Economic UCT Potential | 0 | 0 | 0 | 0 | 0 | 0 | 0 | 0 | 0 | 0 | 0 | 0 | 0 | 0 | 0 | 0 | 0 | 0 | 0 | 0 | 0 | 0 | 0 | 0 | 0 | 0 | 0 | 0 | 0 | 0 | 0
F9_Industrial_Stone, Clay, and Glass_Existing_Space Heating_Natural Gas_Building Automation System_A_Achievable Economic UCT Potential | F9 | Industrial | Stone, Clay, and Glass | Existing | Space Heating | Natural Gas | Building Automation System | A | Cumulative Winter Peak Savings (MW) | Achievable Economic UCT Potential | 0 | 0 | 0 | 0 | 0 | 0 | 0 | 0 | 0 | 0 | 0 | 0 | 0 | 0 | 0 | 0 | 0 | 0 | 0 | 0 | 0 | 0 | 0 | 0 | 0 | 0 | 0 | 0 | 0 | 0 | 0
F10_Industrial_Stone, Clay, and Glass_Existing_Space Heating_Natural Gas_Building Automation System_A_Achievable Economic UCT Potential | F10 | Industrial | Stone, Clay, and Glass | Existing | Space Heating | Natural Gas | Building Automation System | A | Purchases (Incremental) | Achievable Economic UCT Potential | 0 | 0 | 0 | 0 | 0 | 673.2573 | 1345.0587 | 2374.1284 | 3863.9331 | 5869.7604 | 8299.994 | 11259.4186 | 14566.6364 | 17730.3242 | 20988.0926 | 23322.7219 | 24814.2048 | 24792.3885 | 23162.5393 | 20389.176 | 16791.8964 | 12790.9196 | 8822.9866 | 5617.7521 | 3652.1979 | 0 | 0 | 0 | 0 | 0 | 0
F11_Industrial_Stone, Clay, and Glass_Existing_Space Heating_Natural Gas_Building Automation System_A_Achievable Economic UCT Potential | F11 | Industrial | Stone, Clay, and Glass | Existing | Space Heating | Natural Gas | Building Automation System | A | Purchases (Cumulative) | Achievable Economic UCT Potential | 0 | 0 | 0 | 0 | 0 | 673.2573 | 2018.316 | 4392.4444 | 8256.3775 | 14126.1379 | 22426.1319 | 33685.5506 | 48252.187 | 65982.5112 | 86970.6038 | 110293.3257 | 135107.5305 | 159899.919 | 183062.4583 | 203451.6343 | 220243.5307 | 233034.4503 | 241857.437 | 247475.1891 | 251127.387 | 251127.387 | 251127.387 | 251127.387 | 251127.387 | 251127.387 | 251127.387
F1_Industrial_Stone, Clay, and Glass_Existing_Space Heating_Natural Gas_Steam System Efficiency Improvements_A_Achievable Economic UCT Potential | F1 | Industrial | Stone, Clay, and Glass | Existing | Space Heating | Natural Gas | Steam System Efficiency Improvements | A | Integrated Unit Energy Savings (kWh or therms) | Achievable Economic UCT Potential | 0 | 0 | 0 | 0 | 0 | 0.13702 | 0.13484 | 0.13212 | 0.12881 | 0.12492 | 0.1205 | 0.11593 | 0.11133 | 0.10666 | 0.10263 | 0.098778 | 0.095621 | 0.092781 | 0.090231 | 0.088344 | 0.086595 | 0.085039 | 0.083713 | 0.082677 | 0.081705 | 0.080967 | 0.080347 | 0.079778 | 0.11902 | 0.11854 | 0.11809
F2_Industrial_Stone, Clay, and Glass_Existing_Space Heating_Natural Gas_Steam System Efficiency Improvements_A_Achievable Economic UCT Potential | F2 | Industrial | Stone, Clay, and Glass | Existing | Space Heating | Natural Gas | Steam System Efficiency Improvements | A | Integrated Unit Summer Peak Savings (kW) | Achievable Economic UCT Potential | 0 | 0 | 0 | 0 | 0 | 0 | 0 | 0 | 0 | 0 | 0 | 0 | 0 | 0 | 0 | 0 | 0 | 0 | 0 | 0 | 0 | 0 | 0 | 0 | 0 | 0 | 0 | 0 | 0 | 0 | 0
F3_Industrial_Stone, Clay, and Glass_Existing_Space Heating_Natural Gas_Steam System Efficiency Improvements_A_Achievable Economic UCT Potential | F3 | Industrial | Stone, Clay, and Glass | Existing | Space Heating | Natural Gas | Steam System Efficiency Improvements | A | Integrated Unit Winter Peak Savings (kW) | Achievable Economic UCT Potential | 0 | 0 | 0 | 0 | 0 | 0 | 0 | 0 | 0 | 0 | 0 | 0 | 0 | 0 | 0 | 0 | 0 | 0 | 0 | 0 | 0 | 0 | 0 | 0 | 0 | 0 | 0 | 0 | 0 | 0 | 0
F4_Industrial_Stone, Clay, and Glass_Existing_Space Heating_Natural Gas_Steam System Efficiency Improvements_A_Achievable Economic UCT Potential | F4 | Industrial | Stone, Clay, and Glass | Existing | Space Heating | Natural Gas | Steam System Efficiency Improvements | A | Incremental Energy Savings (MWh or mTherms) | Achievable Economic UCT Potential | 0 | 0 | 0 | 0 | 0 | 0.00065377 | 0.0012854 | 0.002223 | 0.0035273 | 0.0051967 | 0.0070883 | 0.0092505 | 0.011494 | 0.013402 | 0.015266 | 0.016327 | 0.016816 | 0.016302 | 0.014812 | 0.012766 | 0.010305 | 0.0077088 | 0.0052345 | 0.0032917 | 0.0021148 | 0 | 0 | 0 | 0 | 0 | 0
F5_Industrial_Stone, Clay, and Glass_Existing_Space Heating_Natural Gas_Steam System Efficiency Improvements_A_Achievable Economic UCT Potential | F5 | Industrial | Stone, Clay, and Glass | Existing | Space Heating | Natural Gas | Steam System Efficiency Improvements | A | Incremental Summer Peak Savings (MW) | Achievable Economic UCT Potential | 0 | 0 | 0 | 0 | 0 | 0 | 0 | 0 | 0 | 0 | 0 | 0 | 0 | 0 | 0 | 0 | 0 | 0 | 0 | 0 | 0 | 0 | 0 | 0 | 0 | 0 | 0 | 0 | 0 | 0 | 0
F6_Industrial_Stone, Clay, and Glass_Existing_Space Heating_Natural Gas_Steam System Efficiency Improvements_A_Achievable Economic UCT Potential | F6 | Industrial | Stone, Clay, and Glass | Existing | Space Heating | Natural Gas | Steam System Efficiency Improvements | A | Incremental Winter Peak Savings (MW) | Achievable Economic UCT Potential | 0 | 0 | 0 | 0 | 0 | 0 | 0 | 0 | 0 | 0 | 0 | 0 | 0 | 0 | 0 | 0 | 0 | 0 | 0 | 0 | 0 | 0 | 0 | 0 | 0 | 0 | 0 | 0 | 0 | 0 | 0
F7_Industrial_Stone, Clay, and Glass_Existing_Space Heating_Natural Gas_Steam System Efficiency Improvements_A_Achievable Economic UCT Potential | F7 | Industrial | Stone, Clay, and Glass | Existing | Space Heating | Natural Gas | Steam System Efficiency Improvements | A | Cumulative Energy Savings (MWh or mTherms) | Achievable Economic UCT Potential | 0 | 0 | 0 | 0 | 0 | 0.00065377 | 0.0019288 | 0.0041129 | 0.007537 | 0.012506 | 0.019152 | 0.027675 | 0.038073 | 0.049876 | 0.063258 | 0.077211 | 0.091559 | 0.10514 | 0.11706 | 0.12738 | 0.13517 | 0.14045 | 0.14349 | 0.14501 | 0.14542 | 0.1441 | 0.143 | 0.14199 | 0 | 0 | 0
F8_Industrial_Stone, Clay, and Glass_Existing_Space Heating_Natural Gas_Steam System Efficiency Improvements_A_Achievable Economic UCT Potential | F8 | Industrial | Stone, Clay, and Glass | Existing | Space Heating | Natural Gas | Steam System Efficiency Improvements | A | Cumulative Summer Peak Savings (MW) | Achievable Economic UCT Potential | 0 | 0 | 0 | 0 | 0 | 0 | 0 | 0 | 0 | 0 | 0 | 0 | 0 | 0 | 0 | 0 | 0 | 0 | 0 | 0 | 0 | 0 | 0 | 0 | 0 | 0 | 0 | 0 | 0 | 0 | 0
F9_Industrial_Stone, Clay, and Glass_Existing_Space Heating_Natural Gas_Steam System Efficiency Improvements_A_Achievable Economic UCT Potential | F9 | Industrial | Stone, Clay, and Glass | Existing | Space Heating | Natural Gas | Steam System Efficiency Improvements | A | Cumulative Winter Peak Savings (MW) | Achievable Economic UCT Potential | 0 | 0 | 0 | 0 | 0 | 0 | 0 | 0 | 0 | 0 | 0 | 0 | 0 | 0 | 0 | 0 | 0 | 0 | 0 | 0 | 0 | 0 | 0 | 0 | 0 | 0 | 0 | 0 | 0 | 0 | 0
F10_Industrial_Stone, Clay, and Glass_Existing_Space Heating_Natural Gas_Steam System Efficiency Improvements_A_Achievable Economic UCT Potential | F10 | Industrial | Stone, Clay, and Glass | Existing | Space Heating | Natural Gas | Steam System Efficiency Improvements | A | Purchases (Incremental) | Achievable Economic UCT Potential | 0 | 0 | 0 | 0 | 0 | 4.7715 | 9.5326 | 16.8257 | 27.3842 | 41.5997 | 58.8231 | 79.7969 | 103.2355 | 125.657 | 148.7452 | 165.291 | 175.8613 | 175.7067 | 164.1557 | 144.5006 | 119.0062 | 90.6508 | 62.5296 | 39.8137 | 25.8836 | 0 | 0 | 0 | 0 | 0 | 0
F11_Industrial_Stone, Clay, and Glass_Existing_Space Heating_Natural Gas_Steam System Efficiency Improvements_A_Achievable Economic UCT Potential | F11 | Industrial | Stone, Clay, and Glass | Existing | Space Heating | Natural Gas | Steam System Efficiency Improvements | A | Purchases (Cumulative) | Achievable Economic UCT Potential | 0 | 0 | 0 | 0 | 0 | 4.7715 | 14.3041 | 31.1298 | 58.514 | 100.1137 | 158.9367 | 238.7336 | 341.9692 | 467.6261 | 616.3713 | 781.6623 | 957.5236 | 1133.2303 | 1297.386 | 1441.8866 | 1560.8928 | 1651.5437 | 1714.0732 | 1753.8869 | 1779.7705 | 1779.7705 | 1779.7705 | 1779.7705 | 1779.7705 | 1779.7705 | 1779.7705
F1_Industrial_Stone, Clay, and Glass_Existing_Process_Natural Gas_Steam System Efficiency Improvements_A_Achievable Economic UCT Potential | F1 | Industrial | Stone, Clay, and Glass | Existing | Process | Natural Gas | Steam System Efficiency Improvements | A | Integrated Unit Energy Savings (kWh or therms) | Achievable Economic UCT Potential | 0 | 0 | 0 | 0 | 0 | 0.082332 | 0.081986 | 0.081637 | 0.081293 | 0.08095 | 0.080611 | 0.080337 | 0.080103 | 0.079863 | 0.079701 | 0.07952 | 0.079384 | 0.079245 | 0.079103 | 0.079003 | 0.078892 | 0.078806 | 0.078721 | 0.078637 | 0.078554 | 0.078542 | 0.078531 | 0.078521 | 0.082679 | 0.082679 | 0.082679
F2_Industrial_Stone, Clay, and Glass_Existing_Process_Natural Gas_Steam System Efficiency Improvements_A_Achievable Economic UCT Potential | F2 | Industrial | Stone, Clay, and Glass | Existing | Process | Natural Gas | Steam System Efficiency Improvements | A | Integrated Unit Summer Peak Savings (kW) | Achievable Economic UCT Potential | 0 | 0 | 0 | 0 | 0 | 0 | 0 | 0 | 0 | 0 | 0 | 0 | 0 | 0 | 0 | 0 | 0 | 0 | 0 | 0 | 0 | 0 | 0 | 0 | 0 | 0 | 0 | 0 | 0 | 0 | 0
F3_Industrial_Stone, Clay, and Glass_Existing_Process_Natural Gas_Steam System Efficiency Improvements_A_Achievable Economic UCT Potential | F3 | Industrial | Stone, Clay, and Glass | Existing | Process | Natural Gas | Steam System Efficiency Improvements | A | Integrated Unit Winter Peak Savings (kW) | Achievable Economic UCT Potential | 0 | 0 | 0 | 0 | 0 | 0 | 0 | 0 | 0 | 0 | 0 | 0 | 0 | 0 | 0 | 0 | 0 | 0 | 0 | 0 | 0 | 0 | 0 | 0 | 0 | 0 | 0 | 0 | 0 | 0 | 0
F4_Industrial_Stone, Clay, and Glass_Existing_Process_Natural Gas_Steam System Efficiency Improvements_A_Achievable Economic UCT Potential | F4 | Industrial | Stone, Clay, and Glass | Existing | Process | Natural Gas | Steam System Efficiency Improvements | A | Incremental Energy Savings (MWh or mTherms) | Achievable Economic UCT Potential | 0 | 0 | 0 | 0 | 0 | 0 | 0 | 0 | 0 | 0 | 0 | 0 | 0 | 0 | 0 | 0 | 0 | 0 | 0 | 0 | 0 | 0 | 0 | 0 | 0 | 0 | 0 | 0 | 0 | 0 | 0
F5_Industrial_Stone, Clay, and Glass_Existing_Process_Natural Gas_Steam System Efficiency Improvements_A_Achievable Economic UCT Potential | F5 | Industrial | Stone, Clay, and Glass | Existing | Process | Natural Gas | Steam System Efficiency Improvements | A | Incremental Summer Peak Savings (MW) | Achievable Economic UCT Potential | 0 | 0 | 0 | 0 | 0 | 0 | 0 | 0 | 0 | 0 | 0 | 0 | 0 | 0 | 0 | 0 | 0 | 0 | 0 | 0 | 0 | 0 | 0 | 0 | 0 | 0 | 0 | 0 | 0 | 0 | 0
F6_Industrial_Stone, Clay, and Glass_Existing_Process_Natural Gas_Steam System Efficiency Improvements_A_Achievable Economic UCT Potential | F6 | Industrial | Stone, Clay, and Glass | Existing | Process | Natural Gas | Steam System Efficiency Improvements | A | Incremental Winter Peak Savings (MW) | Achievable Economic UCT Potential | 0 | 0 | 0 | 0 | 0 | 0 | 0 | 0 | 0 | 0 | 0 | 0 | 0 | 0 | 0 | 0 | 0 | 0 | 0 | 0 | 0 | 0 | 0 | 0 | 0 | 0 | 0 | 0 | 0 | 0 | 0
F7_Industrial_Stone, Clay, and Glass_Existing_Process_Natural Gas_Steam System Efficiency Improvements_A_Achievable Economic UCT Potential | F7 | Industrial | Stone, Clay, and Glass | Existing | Process | Natural Gas | Steam System Efficiency Improvements | A | Cumulative Energy Savings (MWh or mTherms) | Achievable Economic UCT Potential | 0 | 0 | 0 | 0 | 0 | 0 | 0 | 0 | 0 | 0 | 0 | 0 | 0 | 0 | 0 | 0 | 0 | 0 | 0 | 0 | 0 | 0 | 0 | 0 | 0 | 0 | 0 | 0 | 0 | 0 | 0
F8_Industrial_Stone, Clay, and Glass_Existing_Process_Natural Gas_Steam System Efficiency Improvements_A_Achievable Economic UCT Potential | F8 | Industrial | Stone, Clay, and Glass | Existing | Process | Natural Gas | Steam System Efficiency Improvements | A | Cumulative Summer Peak Savings (MW) | Achievable Economic UCT Potential | 0 | 0 | 0 | 0 | 0 | 0 | 0 | 0 | 0 | 0 | 0 | 0 | 0 | 0 | 0 | 0 | 0 | 0 | 0 | 0 | 0 | 0 | 0 | 0 | 0 | 0 | 0 | 0 | 0 | 0 | 0
F9_Industrial_Stone, Clay, and Glass_Existing_Process_Natural Gas_Steam System Efficiency Improvements_A_Achievable Economic UCT Potential | F9 | Industrial | Stone, Clay, and Glass | Existing | Process | Natural Gas | Steam System Efficiency Improvements | A | Cumulative Winter Peak Savings (MW) | Achievable Economic UCT Potential | 0 | 0 | 0 | 0 | 0 | 0 | 0 | 0 | 0 | 0 | 0 | 0 | 0 | 0 | 0 | 0 | 0 | 0 | 0 | 0 | 0 | 0 | 0 | 0 | 0 | 0 | 0 | 0 | 0 | 0 | 0
F10_Industrial_Stone, Clay, and Glass_Existing_Process_Natural Gas_Steam System Efficiency Improvements_A_Achievable Economic UCT Potential | F10 | Industrial | Stone, Clay, and Glass | Existing | Process | Natural Gas | Steam System Efficiency Improvements | A | Purchases (Incremental) | Achievable Economic UCT Potential | 0 | 0 | 0 | 0 | 0 | 0 | 0 | 0 | 0 | 0 | 0 | 0 | 0 | 0 | 0 | 0 | 0 | 0 | 0 | 0 | 0 | 0 | 0 | 0 | 0 | 0 | 0 | 0 | 0 | 0 | 0
F11_Industrial_Stone, Clay, and Glass_Existing_Process_Natural Gas_Steam System Efficiency Improvements_A_Achievable Economic UCT Potential | F11 | Industrial | Stone, Clay, and Glass | Existing | Process | Natural Gas | Steam System Efficiency Improvements | A | Purchases (Cumulative) | Achievable Economic UCT Potential | 0 | 0 | 0 | 0 | 0 | 0 | 0 | 0 | 0 | 0 | 0 | 0 | 0 | 0 | 0 | 0 | 0 | 0 | 0 | 0 | 0 | 0 | 0 | 0 | 0 | 0 | 0 | 0 | 0 | 0 | 0
F1_Industrial_Stone, Clay, and Glass_Existing_Space Heating_Natural Gas_Strategic Energy Management_A_Achievable Economic UCT Potential | F1 | Industrial | Stone, Clay, and Glass | Existing | Space Heating | Natural Gas | Strategic Energy Management | A | Integrated Unit Energy Savings (kWh or therms) | Achievable Economic UCT Potential | 0 | 0 | 0 | 0 | 0 | 19.4198 | 19.3087 | 19.1701 | 19.0191 | 18.8555 | 18.683 | 18.5017 | 18.3155 | 18.1205 | 17.9073 | 17.7001 | 17.4927 | 17.2957 | 17.1079 | 16.9312 | 16.7633 | 16.5932 | 16.4447 | 16.3171 | 16.1976 | 16.09 | 15.9978 | 15.9117 | 0 | 0 | 0
F2_Industrial_Stone, Clay, and Glass_Existing_Space Heating_Natural Gas_Strategic Energy Management_A_Achievable Economic UCT Potential | F2 | Industrial | Stone, Clay, and Glass | Existing | Space Heating | Natural Gas | Strategic Energy Management | A | Integrated Unit Summer Peak Savings (kW) | Achievable Economic UCT Potential | 0 | 0 | 0 | 0 | 0 | 0 | 0 | 0 | 0 | 0 | 0 | 0 | 0 | 0 | 0 | 0 | 0 | 0 | 0 | 0 | 0 | 0 | 0 | 0 | 0 | 0 | 0 | 0 | 0 | 0 | 0
F3_Industrial_Stone, Clay, and Glass_Existing_Space Heating_Natural Gas_Strategic Energy Management_A_Achievable Economic UCT Potential | F3 | Industrial | Stone, Clay, and Glass | Existing | Space Heating | Natural Gas | Strategic Energy Management | A | Integrated Unit Winter Peak Savings (kW) | Achievable Economic UCT Potential | 0 | 0 | 0 | 0 | 0 | 0 | 0 | 0 | 0 | 0 | 0 | 0 | 0 | 0 | 0 | 0 | 0 | 0 | 0 | 0 | 0 | 0 | 0 | 0 | 0 | 0 | 0 | 0 | 0 | 0 | 0
F4_Industrial_Stone, Clay, and Glass_Existing_Space Heating_Natural Gas_Strategic Energy Management_A_Achievable Economic UCT Potential | F4 | Industrial | Stone, Clay, and Glass | Existing | Space Heating | Natural Gas | Strategic Energy Management | A | Incremental Energy Savings (MWh or mTherms) | Achievable Economic UCT Potential | 0 | 0 | 0 | 0 | 0 | 0.065435 | 0.065024 | 0.064177 | 0.063706 | 0.06321 | 0.061836 | 0.061069 | 0.060332 | 0.058742 | 0.058272 | 0.057048 | 0.056387 | 0.055472 | 0.05438 | 0.053882 | 0.053127 | 0.052383 | 0.051726 | 0.05115 | 0.050615 | 0 | 0 | 0 | 0 | 0 | 0
F5_Industrial_Stone, Clay, and Glass_Existing_Space Heating_Natural Gas_Strategic Energy Management_A_Achievable Economic UCT Potential | F5 | Industrial | Stone, Clay, and Glass | Existing | Space Heating | Natural Gas | Strategic Energy Management | A | Incremental Summer Peak Savings (MW) | Achievable Economic UCT Potential | 0 | 0 | 0 | 0 | 0 | 0 | 0 | 0 | 0 | 0 | 0 | 0 | 0 | 0 | 0 | 0 | 0 | 0 | 0 | 0 | 0 | 0 | 0 | 0 | 0 | 0 | 0 | 0 | 0 | 0 | 0
F6_Industrial_Stone, Clay, and Glass_Existing_Space Heating_Natural Gas_Strategic Energy Management_A_Achievable Economic UCT Potential | F6 | Industrial | Stone, Clay, and Glass | Existing | Space Heating | Natural Gas | Strategic Energy Management | A | Incremental Winter Peak Savings (MW) | Achievable Economic UCT Potential | 0 | 0 | 0 | 0 | 0 | 0 | 0 | 0 | 0 | 0 | 0 | 0 | 0 | 0 | 0 | 0 | 0 | 0 | 0 | 0 | 0 | 0 | 0 | 0 | 0 | 0 | 0 | 0 | 0 | 0 | 0
F7_Industrial_Stone, Clay, and Glass_Existing_Space Heating_Natural Gas_Strategic Energy Management_A_Achievable Economic UCT Potential | F7 | Industrial | Stone, Clay, and Glass | Existing | Space Heating | Natural Gas | Strategic Energy Management | A | Cumulative Energy Savings (MWh or mTherms) | Achievable Economic UCT Potential | 0 | 0 | 0 | 0 | 0 | 0.065435 | 0.13008 | 0.19333 | 0.25551 | 0.31652 | 0.37546 | 0.43289 | 0.48886 | 0.5424 | 0.59429 | 0.64446 | 0.6933 | 0.74097 | 0.7873 | 0.83305 | 0.87792 | 0.92139 | 0.96487 | 1.0085 | 1.0518 | 1.0448 | 1.0388 | 1.0332 | 0 | 0 | 0
F8_Industrial_Stone, Clay, and Glass_Existing_Space Heating_Natural Gas_Strategic Energy Management_A_Achievable Economic UCT Potential | F8 | Industrial | Stone, Clay, and Glass | Existing | Space Heating | Natural Gas | Strategic Energy Management | A | Cumulative Summer Peak Savings (MW) | Achievable Economic UCT Potential | 0 | 0 | 0 | 0 | 0 | 0 | 0 | 0 | 0 | 0 | 0 | 0 | 0 | 0 | 0 | 0 | 0 | 0 | 0 | 0 | 0 | 0 | 0 | 0 | 0 | 0 | 0 | 0 | 0 | 0 | 0
F9_Industrial_Stone, Clay, and Glass_Existing_Space Heating_Natural Gas_Strategic Energy Management_A_Achievable Economic UCT Potential | F9 | Industrial | Stone, Clay, and Glass | Existing | Space Heating | Natural Gas | Strategic Energy Management | A | Cumulative Winter Peak Savings (MW) | Achievable Economic UCT Potential | 0 | 0 | 0 | 0 | 0 | 0 | 0 | 0 | 0 | 0 | 0 | 0 | 0 | 0 | 0 | 0 | 0 | 0 | 0 | 0 | 0 | 0 | 0 | 0 | 0 | 0 | 0 | 0 | 0 | 0 | 0
F10_Industrial_Stone, Clay, and Glass_Existing_Space Heating_Natural Gas_Strategic Energy Management_A_Achievable Economic UCT Potential | F10 | Industrial | Stone, Clay, and Glass | Existing | Space Heating | Natural Gas | Strategic Energy Management | A | Purchases (Incremental) | Achievable Economic UCT Potential | 0 | 0 | 0 | 0 | 0 | 3.3695 | 3.3676 | 3.3478 | 3.3496 | 3.3523 | 3.3098 | 3.3007 | 3.294 | 3.2417 | 3.2541 | 3.2231 | 3.2235 | 3.2073 | 3.1786 | 3.1824 | 3.1693 | 3.1569 | 3.1454 | 3.1347 | 3.1249 | 0 | 0 | 0 | 0 | 0 | 0
F11_Industrial_Stone, Clay, and Glass_Existing_Space Heating_Natural Gas_Strategic Energy Management_A_Achievable Economic UCT Potential | F11 | Industrial | Stone, Clay, and Glass | Existing | Space Heating | Natural Gas | Strategic Energy Management | A | Purchases (Cumulative) | Achievable Economic UCT Potential | 0 | 0 | 0 | 0 | 0 | 3.3695 | 6.7371 | 10.0849 | 13.4344 | 16.7868 | 20.0966 | 23.3973 | 26.6913 | 29.933 | 33.1871 | 36.4102 | 39.6337 | 42.8409 | 46.0196 | 49.202 | 52.3712 | 55.5282 | 58.6736 | 61.8083 | 64.9332 | 64.9332 | 64.9332 | 64.9332 | 64.9332 | 64.9332 | 64.9332
F1_Industrial_Stone, Clay, and Glass_Existing_Process_Natural Gas_Strategic Energy Management_A_Achievable Economic UCT Potential | F1 | Industrial | Stone, Clay, and Glass | Existing | Process | Natural Gas | Strategic Energy Management | A | Integrated Unit Energy Savings (kWh or therms) | Achievable Economic UCT Potential | 0 | 0 | 0 | 0 | 0 | 60.3349 | 60.1362 | 59.9356 | 59.7381 | 59.5413 | 59.3511 | 59.206 | 59.0899 | 58.976 | 58.9092 | 58.8356 | 58.7893 | 58.7432 | 58.6974 | 58.6756 | 58.6487 | 58.641 | 58.6337 | 58.627 | 58.6207 | 58.6152 | 58.6101 | 58.6054 | 0 | 0 | 0
F2_Industrial_Stone, Clay, and Glass_Existing_Process_Natural Gas_Strategic Energy Management_A_Achievable Economic UCT Potential | F2 | Industrial | Stone, Clay, and Glass | Existing | Process | Natural Gas | Strategic Energy Management | A | Integrated Unit Summer Peak Savings (kW) | Achievable Economic UCT Potential | 0 | 0 | 0 | 0 | 0 | 0 | 0 | 0 | 0 | 0 | 0 | 0 | 0 | 0 | 0 | 0 | 0 | 0 | 0 | 0 | 0 | 0 | 0 | 0 | 0 | 0 | 0 | 0 | 0 | 0 | 0
F3_Industrial_Stone, Clay, and Glass_Existing_Process_Natural Gas_Strategic Energy Management_A_Achievable Economic UCT Potential | F3 | Industrial | Stone, Clay, and Glass | Existing | Process | Natural Gas | Strategic Energy Management | A | Integrated Unit Winter Peak Savings (kW) | Achievable Economic UCT Potential | 0 | 0 | 0 | 0 | 0 | 0 | 0 | 0 | 0 | 0 | 0 | 0 | 0 | 0 | 0 | 0 | 0 | 0 | 0 | 0 | 0 | 0 | 0 | 0 | 0 | 0 | 0 | 0 | 0 | 0 | 0
F4_Industrial_Stone, Clay, and Glass_Existing_Process_Natural Gas_Strategic Energy Management_A_Achievable Economic UCT Potential | F4 | Industrial | Stone, Clay, and Glass | Existing | Process | Natural Gas | Strategic Energy Management | A | Incremental Energy Savings (MWh or mTherms) | Achievable Economic UCT Potential | 0 | 0 | 0 | 0 | 0 | 1.2907 | 1.2858 | 1.2739 | 1.2704 | 1.2673 | 1.2472 | 1.2407 | 1.2358 | 1.2138 | 1.2171 | 1.204 | 1.2032 | 1.1962 | 1.1846 | 1.1856 | 1.1801 | 1.1754 | 1.1709 | 1.1668 | 1.163 | 0 | 0 | 0 | 0 | 0 | 0
F5_Industrial_Stone, Clay, and Glass_Existing_Process_Natural Gas_Strategic Energy Management_A_Achievable Economic UCT Potential | F5 | Industrial | Stone, Clay, and Glass | Existing | Process | Natural Gas | Strategic Energy Management | A | Incremental Summer Peak Savings (MW) | Achievable Economic UCT Potential | 0 | 0 | 0 | 0 | 0 | 0 | 0 | 0 | 0 | 0 | 0 | 0 | 0 | 0 | 0 | 0 | 0 | 0 | 0 | 0 | 0 | 0 | 0 | 0 | 0 | 0 | 0 | 0 | 0 | 0 | 0
F6_Industrial_Stone, Clay, and Glass_Existing_Process_Natural Gas_Strategic Energy Management_A_Achievable Economic UCT Potential | F6 | Industrial | Stone, Clay, and Glass | Existing | Process | Natural Gas | Strategic Energy Management | A | Incremental Winter Peak Savings (MW) | Achievable Economic UCT Potential | 0 | 0 | 0 | 0 | 0 | 0 | 0 | 0 | 0 | 0 | 0 | 0 | 0 | 0 | 0 | 0 | 0 | 0 | 0 | 0 | 0 | 0 | 0 | 0 | 0 | 0 | 0 | 0 | 0 | 0 | 0
F7_Industrial_Stone, Clay, and Glass_Existing_Process_Natural Gas_Strategic Energy Management_A_Achievable Economic UCT Potential | F7 | Industrial | Stone, Clay, and Glass | Existing | Process | Natural Gas | Strategic Energy Management | A | Cumulative Energy Savings (MWh or mTherms) | Achievable Economic UCT Potential | 0 | 0 | 0 | 0 | 0 | 1.2907 | 2.5723 | 3.8376 | 5.0954 | 6.3459 | 7.5728 | 8.795 | 10.0136 | 11.2081 | 12.4125 | 13.6009 | 14.7934 | 15.978 | 17.1501 | 18.3293 | 19.501 | 20.6738 | 21.8422 | 23.0065 | 24.167 | 24.1648 | 24.1627 | 24.1607 | 0 | 0 | 0
F8_Industrial_Stone, Clay, and Glass_Existing_Process_Natural Gas_Strategic Energy Management_A_Achievable Economic UCT Potential | F8 | Industrial | Stone, Clay, and Glass | Existing | Process | Natural Gas | Strategic Energy Management | A | Cumulative Summer Peak Savings (MW) | Achievable Economic UCT Potential | 0 | 0 | 0 | 0 | 0 | 0 | 0 | 0 | 0 | 0 | 0 | 0 | 0 | 0 | 0 | 0 | 0 | 0 | 0 | 0 | 0 | 0 | 0 | 0 | 0 | 0 | 0 | 0 | 0 | 0 | 0
F9_Industrial_Stone, Clay, and Glass_Existing_Process_Natural Gas_Strategic Energy Management_A_Achievable Economic UCT Potential | F9 | Industrial | Stone, Clay, and Glass | Existing | Process | Natural Gas | Strategic Energy Management | A | Cumulative Winter Peak Savings (MW) | Achievable Economic UCT Potential | 0 | 0 | 0 | 0 | 0 | 0 | 0 | 0 | 0 | 0 | 0 | 0 | 0 | 0 | 0 | 0 | 0 | 0 | 0 | 0 | 0 | 0 | 0 | 0 | 0 | 0 | 0 | 0 | 0 | 0 | 0
F10_Industrial_Stone, Clay, and Glass_Existing_Process_Natural Gas_Strategic Energy Management_A_Achievable Economic UCT Potential | F10 | Industrial | Stone, Clay, and Glass | Existing | Process | Natural Gas | Strategic Energy Management | A | Purchases (Incremental) | Achievable Economic UCT Potential | 0 | 0 | 0 | 0 | 0 | 21.3928 | 21.3811 | 21.255 | 21.2665 | 21.2841 | 21.0138 | 20.9563 | 20.9138 | 20.5817 | 20.6603 | 20.4632 | 20.4659 | 20.3629 | 20.1813 | 20.2052 | 20.1216 | 20.0434 | 19.9703 | 19.9025 | 19.8397 | 0 | 0 | 0 | 0 | 0 | 0
F11_Industrial_Stone, Clay, and Glass_Existing_Process_Natural Gas_Strategic Energy Management_A_Achievable Economic UCT Potential | F11 | Industrial | Stone, Clay, and Glass | Existing | Process | Natural Gas | Strategic Energy Management | A | Purchases (Cumulative) | Achievable Economic UCT Potential | 0 | 0 | 0 | 0 | 0 | 21.3928 | 42.7739 | 64.0289 | 85.2953 | 106.5794 | 127.5931 | 148.5495 | 169.4633 | 190.045 | 210.7052 | 231.1685 | 251.6344 | 271.9973 | 292.1786 | 312.3837 | 332.5053 | 352.5487 | 372.519 | 392.4215 | 412.2612 | 412.2612 | 412.2612 | 412.2612 | 412.2612 | 412.2612 | 412.2612
F1_Industrial_Stone, Clay, and Glass_Existing_Miscellaneous_Natural Gas_Strategic Energy Management_A_Achievable Economic UCT Potential | F1 | Industrial | Stone, Clay, and Glass | Existing | Miscellaneous | Natural Gas | Strategic Energy Management | A | Integrated Unit Energy Savings (kWh or therms) | Achievable Economic UCT Potential | 0 | 0 | 0 | 0 | 0 | 16.2609 | 16.2609 | 16.2609 | 16.2609 | 16.2609 | 16.2609 | 16.2609 | 16.2609 | 16.2609 | 16.2609 | 16.2609 | 16.2609 | 16.2609 | 16.2609 | 16.2609 | 16.2609 | 16.2609 | 16.2609 | 16.2609 | 16.2609 | 16.2609 | 16.2609 | 16.2609 | 0 | 0 | 0
F2_Industrial_Stone, Clay, and Glass_Existing_Miscellaneous_Natural Gas_Strategic Energy Management_A_Achievable Economic UCT Potential | F2 | Industrial | Stone, Clay, and Glass | Existing | Miscellaneous | Natural Gas | Strategic Energy Management | A | Integrated Unit Summer Peak Savings (kW) | Achievable Economic UCT Potential | 0 | 0 | 0 | 0 | 0 | 0 | 0 | 0 | 0 | 0 | 0 | 0 | 0 | 0 | 0 | 0 | 0 | 0 | 0 | 0 | 0 | 0 | 0 | 0 | 0 | 0 | 0 | 0 | 0 | 0 | 0
F3_Industrial_Stone, Clay, and Glass_Existing_Miscellaneous_Natural Gas_Strategic Energy Management_A_Achievable Economic UCT Potential | F3 | Industrial | Stone, Clay, and Glass | Existing | Miscellaneous | Natural Gas | Strategic Energy Management | A | Integrated Unit Winter Peak Savings (kW) | Achievable Economic UCT Potential | 0 | 0 | 0 | 0 | 0 | 0 | 0 | 0 | 0 | 0 | 0 | 0 | 0 | 0 | 0 | 0 | 0 | 0 | 0 | 0 | 0 | 0 | 0 | 0 | 0 | 0 | 0 | 0 | 0 | 0 | 0
F4_Industrial_Stone, Clay, and Glass_Existing_Miscellaneous_Natural Gas_Strategic Energy Management_A_Achievable Economic UCT Potential | F4 | Industrial | Stone, Clay, and Glass | Existing | Miscellaneous | Natural Gas | Strategic Energy Management | A | Incremental Energy Savings (MWh or mTherms) | Achievable Economic UCT Potential | 0 | 0 | 0 | 0 | 0 | 0.086967 | 0.086919 | 0.086406 | 0.086453 | 0.086524 | 0.085426 | 0.085192 | 0.085019 | 0.083669 | 0.083989 | 0.083188 | 0.083199 | 0.08278 | 0.082041 | 0.082139 | 0.081799 | 0.081481 | 0.081184 | 0.080908 | 0.080653 | 0 | 0 | 0 | 0 | 0 | 0
F5_Industrial_Stone, Clay, and Glass_Existing_Miscellaneous_Natural Gas_Strategic Energy Management_A_Achievable Economic UCT Potential | F5 | Industrial | Stone, Clay, and Glass | Existing | Miscellaneous | Natural Gas | Strategic Energy Management | A | Incremental Summer Peak Savings (MW) | Achievable Economic UCT Potential | 0 | 0 | 0 | 0 | 0 | 0 | 0 | 0 | 0 | 0 | 0 | 0 | 0 | 0 | 0 | 0 | 0 | 0 | 0 | 0 | 0 | 0 | 0 | 0 | 0 | 0 | 0 | 0 | 0 | 0 | 0
F6_Industrial_Stone, Clay, and Glass_Existing_Miscellaneous_Natural Gas_Strategic Energy Management_A_Achievable Economic UCT Potential | F6 | Industrial | Stone, Clay, and Glass | Existing | Miscellaneous | Natural Gas | Strategic Energy Management | A | Incremental Winter Peak Savings (MW) | Achievable Economic UCT Potential | 0 | 0 | 0 | 0 | 0 | 0 | 0 | 0 | 0 | 0 | 0 | 0 | 0 | 0 | 0 | 0 | 0 | 0 | 0 | 0 | 0 | 0 | 0 | 0 | 0 | 0 | 0 | 0 | 0 | 0 | 0
F7_Industrial_Stone, Clay, and Glass_Existing_Miscellaneous_Natural Gas_Strategic Energy Management_A_Achievable Economic UCT Potential | F7 | Industrial | Stone, Clay, and Glass | Existing | Miscellaneous | Natural Gas | Strategic Energy Management | A | Cumulative Energy Savings (MWh or mTherms) | Achievable Economic UCT Potential | 0 | 0 | 0 | 0 | 0 | 0.086967 | 0.17389 | 0.26029 | 0.34674 | 0.43327 | 0.51869 | 0.60389 | 0.68891 | 0.77258 | 0.85656 | 0.93975 | 1.023 | 1.1057 | 1.1878 | 1.2699 | 1.3517 | 1.4332 | 1.5144 | 1.5953 | 1.6759 | 1.6759 | 1.6759 | 1.6759 | 0 | 0 | 0
F8_Industrial_Stone, Clay, and Glass_Existing_Miscellaneous_Natural Gas_Strategic Energy Management_A_Achievable Economic UCT Potential | F8 | Industrial | Stone, Clay, and Glass | Existing | Miscellaneous | Natural Gas | Strategic Energy Management | A | Cumulative Summer Peak Savings (MW) | Achievable Economic UCT Potential | 0 | 0 | 0 | 0 | 0 | 0 | 0 | 0 | 0 | 0 | 0 | 0 | 0 | 0 | 0 | 0 | 0 | 0 | 0 | 0 | 0 | 0 | 0 | 0 | 0 | 0 | 0 | 0 | 0 | 0 | 0
F9_Industrial_Stone, Clay, and Glass_Existing_Miscellaneous_Natural Gas_Strategic Energy Management_A_Achievable Economic UCT Potential | F9 | Industrial | Stone, Clay, and Glass | Existing | Miscellaneous | Natural Gas | Strategic Energy Management | A | Cumulative Winter Peak Savings (MW) | Achievable Economic UCT Potential | 0 | 0 | 0 | 0 | 0 | 0 | 0 | 0 | 0 | 0 | 0 | 0 | 0 | 0 | 0 | 0 | 0 | 0 | 0 | 0 | 0 | 0 | 0 | 0 | 0 | 0 | 0 | 0 | 0 | 0 | 0
F10_Industrial_Stone, Clay, and Glass_Existing_Miscellaneous_Natural Gas_Strategic Energy Management_A_Achievable Economic UCT Potential | F10 | Industrial | Stone, Clay, and Glass | Existing | Miscellaneous | Natural Gas | Strategic Energy Management | A | Purchases (Incremental) | Achievable Economic UCT Potential | 0 | 0 | 0 | 0 | 0 | 5.3482 | 5.3453 | 5.3137 | 5.3166 | 5.321 | 5.2534 | 5.2391 | 5.2284 | 5.1454 | 5.1651 | 5.1158 | 5.1165 | 5.0907 | 5.0453 | 5.0513 | 5.0304 | 5.0108 | 4.9926 | 4.9756 | 4.9599 | 0 | 0 | 0 | 0 | 0 | 0
F11_Industrial_Stone, Clay, and Glass_Existing_Miscellaneous_Natural Gas_Strategic Energy Management_A_Achievable Economic UCT Potential | F11 | Industrial | Stone, Clay, and Glass | Existing | Miscellaneous | Natural Gas | Strategic Energy Management | A | Purchases (Cumulative) | Achievable Economic UCT Potential | 0 | 0 | 0 | 0 | 0 | 5.3482 | 10.6935 | 16.0072 | 21.3238 | 26.6448 | 31.8983 | 37.1374 | 42.3658 | 47.5112 | 52.6763 | 57.7921 | 62.9086 | 67.9993 | 73.0446 | 78.0959 | 83.1263 | 88.1372 | 93.1298 | 98.1054 | 103.0653 | 103.0653 | 103.0653 | 103.0653 | 103.0653 | 103.0653 | 103.0653
F1_Industrial_Stone, Clay, and Glass_Existing_Space Heating_Natural Gas_Commissioning_A_Achievable Economic UCT Potential | F1 | Industrial | Stone, Clay, and Glass | Existing | Space Heating | Natural Gas | Commissioning | A | Integrated Unit Energy Savings (kWh or therms) | Achievable Economic UCT Potential | 0 | 0 | 0 | 0 | 0 | 17.0764 | 16.9829 | 16.8652 | 16.7363 | 16.5962 | 16.4483 | 16.2922 | 16.1313 | 15.963 | 15.7779 | 15.5983 | 15.418 | 15.247 | 15.0841 | 14.9306 | 14.7849 | 14.637 | 14.5082 | 14.3978 | 14.2945 | 14.1997 | 14.1185 | 14.0426 | 0 | 0 | 0
F2_Industrial_Stone, Clay, and Glass_Existing_Space Heating_Natural Gas_Commissioning_A_Achievable Economic UCT Potential | F2 | Industrial | Stone, Clay, and Glass | Existing | Space Heating | Natural Gas | Commissioning | A | Integrated Unit Summer Peak Savings (kW) | Achievable Economic UCT Potential | 0 | 0 | 0 | 0 | 0 | 0 | 0 | 0 | 0 | 0 | 0 | 0 | 0 | 0 | 0 | 0 | 0 | 0 | 0 | 0 | 0 | 0 | 0 | 0 | 0 | 0 | 0 | 0 | 0 | 0 | 0
F3_Industrial_Stone, Clay, and Glass_Existing_Space Heating_Natural Gas_Commissioning_A_Achievable Economic UCT Potential | F3 | Industrial | Stone, Clay, and Glass | Existing | Space Heating | Natural Gas | Commissioning | A | Integrated Unit Winter Peak Savings (kW) | Achievable Economic UCT Potential | 0 | 0 | 0 | 0 | 0 | 0 | 0 | 0 | 0 | 0 | 0 | 0 | 0 | 0 | 0 | 0 | 0 | 0 | 0 | 0 | 0 | 0 | 0 | 0 | 0 | 0 | 0 | 0 | 0 | 0 | 0
F4_Industrial_Stone, Clay, and Glass_Existing_Space Heating_Natural Gas_Commissioning_A_Achievable Economic UCT Potential | F4 | Industrial | Stone, Clay, and Glass | Existing | Space Heating | Natural Gas | Commissioning | A | Incremental Energy Savings (MWh or mTherms) | Achievable Economic UCT Potential | 0 | 0 | 0 | 0 | 0 | 0 | 0 | 0 | 0 | 0 | 0 | 0 | 0 | 0 | 0 | 0 | 0 | 0 | 0 | 0 | 0 | 0 | 0 | 0 | 0 | 0 | 0 | 0 | 0 | 0 | 0
F5_Industrial_Stone, Clay, and Glass_Existing_Space Heating_Natural Gas_Commissioning_A_Achievable Economic UCT Potential | F5 | Industrial | Stone, Clay, and Glass | Existing | Space Heating | Natural Gas | Commissioning | A | Incremental Summer Peak Savings (MW) | Achievable Economic UCT Potential | 0 | 0 | 0 | 0 | 0 | 0 | 0 | 0 | 0 | 0 | 0 | 0 | 0 | 0 | 0 | 0 | 0 | 0 | 0 | 0 | 0 | 0 | 0 | 0 | 0 | 0 | 0 | 0 | 0 | 0 | 0
F6_Industrial_Stone, Clay, and Glass_Existing_Space Heating_Natural Gas_Commissioning_A_Achievable Economic UCT Potential | F6 | Industrial | Stone, Clay, and Glass | Existing | Space Heating | Natural Gas | Commissioning | A | Incremental Winter Peak Savings (MW) | Achievable Economic UCT Potential | 0 | 0 | 0 | 0 | 0 | 0 | 0 | 0 | 0 | 0 | 0 | 0 | 0 | 0 | 0 | 0 | 0 | 0 | 0 | 0 | 0 | 0 | 0 | 0 | 0 | 0 | 0 | 0 | 0 | 0 | 0
F7_Industrial_Stone, Clay, and Glass_Existing_Space Heating_Natural Gas_Commissioning_A_Achievable Economic UCT Potential | F7 | Industrial | Stone, Clay, and Glass | Existing | Space Heating | Natural Gas | Commissioning | A | Cumulative Energy Savings (MWh or mTherms) | Achievable Economic UCT Potential | 0 | 0 | 0 | 0 | 0 | 0 | 0 | 0 | 0 | 0 | 0 | 0 | 0 | 0 | 0 | 0 | 0 | 0 | 0 | 0 | 0 | 0 | 0 | 0 | 0 | 0 | 0 | 0 | 0 | 0 | 0
F8_Industrial_Stone, Clay, and Glass_Existing_Space Heating_Natural Gas_Commissioning_A_Achievable Economic UCT Potential | F8 | Industrial | Stone, Clay, and Glass | Existing | Space Heating | Natural Gas | Commissioning | A | Cumulative Summer Peak Savings (MW) | Achievable Economic UCT Potential | 0 | 0 | 0 | 0 | 0 | 0 | 0 | 0 | 0 | 0 | 0 | 0 | 0 | 0 | 0 | 0 | 0 | 0 | 0 | 0 | 0 | 0 | 0 | 0 | 0 | 0 | 0 | 0 | 0 | 0 | 0
F9_Industrial_Stone, Clay, and Glass_Existing_Space Heating_Natural Gas_Commissioning_A_Achievable Economic UCT Potential | F9 | Industrial | Stone, Clay, and Glass | Existing | Space Heating | Natural Gas | Commissioning | A | Cumulative Winter Peak Savings (MW) | Achievable Economic UCT Potential | 0 | 0 | 0 | 0 | 0 | 0 | 0 | 0 | 0 | 0 | 0 | 0 | 0 | 0 | 0 | 0 | 0 | 0 | 0 | 0 | 0 | 0 | 0 | 0 | 0 | 0 | 0 | 0 | 0 | 0 | 0
F10_Industrial_Stone, Clay, and Glass_Existing_Space Heating_Natural Gas_Commissioning_A_Achievable Economic UCT Potential | F10 | Industrial | Stone, Clay, and Glass | Existing | Space Heating | Natural Gas | Commissioning | A | Purchases (Incremental) | Achievable Economic UCT Potential | 0 | 0 | 0 | 0 | 0 | 0 | 0 | 0 | 0 | 0 | 0 | 0 | 0 | 0 | 0 | 0 | 0 | 0 | 0 | 0 | 0 | 0 | 0 | 0 | 0 | 0 | 0 | 0 | 0 | 0 | 0
F11_Industrial_Stone, Clay, and Glass_Existing_Space Heating_Natural Gas_Commissioning_A_Achievable Economic UCT Potential | F11 | Industrial | Stone, Clay, and Glass | Existing | Space Heating | Natural Gas | Commissioning | A | Purchases (Cumulative) | Achievable Economic UCT Potential | 0 | 0 | 0 | 0 | 0 | 0 | 0 | 0 | 0 | 0 | 0 | 0 | 0 | 0 | 0 | 0 | 0 | 0 | 0 | 0 | 0 | 0 | 0 | 0 | 0 | 0 | 0 | 0 | 0 | 0 | 0
F1_Industrial_Stone, Clay, and Glass_Existing_Process_Natural Gas_Commissioning_A_Achievable Economic UCT Potential | F1 | Industrial | Stone, Clay, and Glass | Existing | Process | Natural Gas | Commissioning | A | Integrated Unit Energy Savings (kWh or therms) | Achievable Economic UCT Potential | 0 | 0 | 0 | 0 | 0 | 337.8652 | 337.8652 | 337.8652 | 337.8652 | 337.8652 | 337.8652 | 337.8652 | 337.8652 | 337.8652 | 337.8652 | 337.8652 | 337.8652 | 337.8652 | 337.8652 | 337.8652 | 337.8652 | 337.8652 | 337.8652 | 337.8652 | 337.8652 | 337.8652 | 337.8652 | 337.8652 | 0 | 0 | 0
F2_Industrial_Stone, Clay, and Glass_Existing_Process_Natural Gas_Commissioning_A_Achievable Economic UCT Potential | F2 | Industrial | Stone, Clay, and Glass | Existing | Process | Natural Gas | Commissioning | A | Integrated Unit Summer Peak Savings (kW) | Achievable Economic UCT Potential | 0 | 0 | 0 | 0 | 0 | 0 | 0 | 0 | 0 | 0 | 0 | 0 | 0 | 0 | 0 | 0 | 0 | 0 | 0 | 0 | 0 | 0 | 0 | 0 | 0 | 0 | 0 | 0 | 0 | 0 | 0
F3_Industrial_Stone, Clay, and Glass_Existing_Process_Natural Gas_Commissioning_A_Achievable Economic UCT Potential | F3 | Industrial | Stone, Clay, and Glass | Existing | Process | Natural Gas | Commissioning | A | Integrated Unit Winter Peak Savings (kW) | Achievable Economic UCT Potential | 0 | 0 | 0 | 0 | 0 | 0 | 0 | 0 | 0 | 0 | 0 | 0 | 0 | 0 | 0 | 0 | 0 | 0 | 0 | 0 | 0 | 0 | 0 | 0 | 0 | 0 | 0 | 0 | 0 | 0 | 0
F4_Industrial_Stone, Clay, and Glass_Existing_Process_Natural Gas_Commissioning_A_Achievable Economic UCT Potential | F4 | Industrial | Stone, Clay, and Glass | Existing | Process | Natural Gas | Commissioning | A | Incremental Energy Savings (MWh or mTherms) | Achievable Economic UCT Potential | 0 | 0 | 0 | 0 | 0 | 0 | 0 | 0 | 0 | 0 | 0 | 0 | 0 | 0 | 0 | 0 | 0 | 0 | 0 | 0 | 0 | 0 | 0 | 0 | 0 | 0 | 0 | 0 | 0 | 0 | 0
F5_Industrial_Stone, Clay, and Glass_Existing_Process_Natural Gas_Commissioning_A_Achievable Economic UCT Potential | F5 | Industrial | Stone, Clay, and Glass | Existing | Process | Natural Gas | Commissioning | A | Incremental Summer Peak Savings (MW) | Achievable Economic UCT Potential | 0 | 0 | 0 | 0 | 0 | 0 | 0 | 0 | 0 | 0 | 0 | 0 | 0 | 0 | 0 | 0 | 0 | 0 | 0 | 0 | 0 | 0 | 0 | 0 | 0 | 0 | 0 | 0 | 0 | 0 | 0
F6_Industrial_Stone, Clay, and Glass_Existing_Process_Natural Gas_Commissioning_A_Achievable Economic UCT Potential | F6 | Industrial | Stone, Clay, and Glass | Existing | Process | Natural Gas | Commissioning | A | Incremental Winter Peak Savings (MW) | Achievable Economic UCT Potential | 0 | 0 | 0 | 0 | 0 | 0 | 0 | 0 | 0 | 0 | 0 | 0 | 0 | 0 | 0 | 0 | 0 | 0 | 0 | 0 | 0 | 0 | 0 | 0 | 0 | 0 | 0 | 0 | 0 | 0 | 0
F7_Industrial_Stone, Clay, and Glass_Existing_Process_Natural Gas_Commissioning_A_Achievable Economic UCT Potential | F7 | Industrial | Stone, Clay, and Glass | Existing | Process | Natural Gas | Commissioning | A | Cumulative Energy Savings (MWh or mTherms) | Achievable Economic UCT Potential | 0 | 0 | 0 | 0 | 0 | 0 | 0 | 0 | 0 | 0 | 0 | 0 | 0 | 0 | 0 | 0 | 0 | 0 | 0 | 0 | 0 | 0 | 0 | 0 | 0 | 0 | 0 | 0 | 0 | 0 | 0
F8_Industrial_Stone, Clay, and Glass_Existing_Process_Natural Gas_Commissioning_A_Achievable Economic UCT Potential | F8 | Industrial | Stone, Clay, and Glass | Existing | Process | Natural Gas | Commissioning | A | Cumulative Summer Peak Savings (MW) | Achievable Economic UCT Potential | 0 | 0 | 0 | 0 | 0 | 0 | 0 | 0 | 0 | 0 | 0 | 0 | 0 | 0 | 0 | 0 | 0 | 0 | 0 | 0 | 0 | 0 | 0 | 0 | 0 | 0 | 0 | 0 | 0 | 0 | 0
F9_Industrial_Stone, Clay, and Glass_Existing_Process_Natural Gas_Commissioning_A_Achievable Economic UCT Potential | F9 | Industrial | Stone, Clay, and Glass | Existing | Process | Natural Gas | Commissioning | A | Cumulative Winter Peak Savings (MW) | Achievable Economic UCT Potential | 0 | 0 | 0 | 0 | 0 | 0 | 0 | 0 | 0 | 0 | 0 | 0 | 0 | 0 | 0 | 0 | 0 | 0 | 0 | 0 | 0 | 0 | 0 | 0 | 0 | 0 | 0 | 0 | 0 | 0 | 0
F10_Industrial_Stone, Clay, and Glass_Existing_Process_Natural Gas_Commissioning_A_Achievable Economic UCT Potential | F10 | Industrial | Stone, Clay, and Glass | Existing | Process | Natural Gas | Commissioning | A | Purchases (Incremental) | Achievable Economic UCT Potential | 0 | 0 | 0 | 0 | 0 | 0 | 0 | 0 | 0 | 0 | 0 | 0 | 0 | 0 | 0 | 0 | 0 | 0 | 0 | 0 | 0 | 0 | 0 | 0 | 0 | 0 | 0 | 0 | 0 | 0 | 0
F11_Industrial_Stone, Clay, and Glass_Existing_Process_Natural Gas_Commissioning_A_Achievable Economic UCT Potential | F11 | Industrial | Stone, Clay, and Glass | Existing | Process | Natural Gas | Commissioning | A | Purchases (Cumulative) | Achievable Economic UCT Potential | 0 | 0 | 0 | 0 | 0 | 0 | 0 | 0 | 0 | 0 | 0 | 0 | 0 | 0 | 0 | 0 | 0 | 0 | 0 | 0 | 0 | 0 | 0 | 0 | 0 | 0 | 0 | 0 | 0 | 0 | 0
F1_Industrial_Stone, Clay, and Glass_Existing_Space Heating_Natural Gas_Retrocommissioning_A_Achievable Economic UCT Potential | F1 | Industrial | Stone, Clay, and Glass | Existing | Space Heating | Natural Gas | Retrocommissioning | A | Integrated Unit Energy Savings (kWh or therms) | Achievable Economic UCT Potential | 0 | 0 | 0 | 0 | 0 | 2.3715 | 2.3583 | 2.3417 | 2.3235 | 2.3039 | 2.2831 | 2.2613 | 2.2388 | 2.2154 | 2.1896 | 2.1646 | 2.1395 | 2.1157 | 2.0931 | 2.0717 | 2.0515 | 2.031 | 2.0131 | 1.9978 | 1.9834 | 1.9703 | 1.959 | 1.9485 | 0 | 0 | 0
F2_Industrial_Stone, Clay, and Glass_Existing_Space Heating_Natural Gas_Retrocommissioning_A_Achievable Economic UCT Potential | F2 | Industrial | Stone, Clay, and Glass | Existing | Space Heating | Natural Gas | Retrocommissioning | A | Integrated Unit Summer Peak Savings (kW) | Achievable Economic UCT Potential | 0 | 0 | 0 | 0 | 0 | 0 | 0 | 0 | 0 | 0 | 0 | 0 | 0 | 0 | 0 | 0 | 0 | 0 | 0 | 0 | 0 | 0 | 0 | 0 | 0 | 0 | 0 | 0 | 0 | 0 | 0
F3_Industrial_Stone, Clay, and Glass_Existing_Space Heating_Natural Gas_Retrocommissioning_A_Achievable Economic UCT Potential | F3 | Industrial | Stone, Clay, and Glass | Existing | Space Heating | Natural Gas | Retrocommissioning | A | Integrated Unit Winter Peak Savings (kW) | Achievable Economic UCT Potential | 0 | 0 | 0 | 0 | 0 | 0 | 0 | 0 | 0 | 0 | 0 | 0 | 0 | 0 | 0 | 0 | 0 | 0 | 0 | 0 | 0 | 0 | 0 | 0 | 0 | 0 | 0 | 0 | 0 | 0 | 0
F4_Industrial_Stone, Clay, and Glass_Existing_Space Heating_Natural Gas_Retrocommissioning_A_Achievable Economic UCT Potential | F4 | Industrial | Stone, Clay, and Glass | Existing | Space Heating | Natural Gas | Retrocommissioning | A | Incremental Energy Savings (MWh or mTherms) | Achievable Economic UCT Potential | 0 | 0 | 0 | 0 | 0 | 0.0098648 | 0.0098043 | 0.0096779 | 0.0096082 | 0.0095347 | 0.0093289 | 0.0092144 | 0.0091044 | 0.0088658 | 0.0087962 | 0.0086128 | 0.0085141 | 0.0083771 | 0.0082135 | 0.0081395 | 0.0080266 | 0.0079154 | 0.0078171 | 0.0077312 | 0.0076515 | 0 | 0 | 0 | 0 | 0 | 0
F5_Industrial_Stone, Clay, and Glass_Existing_Space Heating_Natural Gas_Retrocommissioning_A_Achievable Economic UCT Potential | F5 | Industrial | Stone, Clay, and Glass | Existing | Space Heating | Natural Gas | Retrocommissioning | A | Incremental Summer Peak Savings (MW) | Achievable Economic UCT Potential | 0 | 0 | 0 | 0 | 0 | 0 | 0 | 0 | 0 | 0 | 0 | 0 | 0 | 0 | 0 | 0 | 0 | 0 | 0 | 0 | 0 | 0 | 0 | 0 | 0 | 0 | 0 | 0 | 0 | 0 | 0
F6_Industrial_Stone, Clay, and Glass_Existing_Space Heating_Natural Gas_Retrocommissioning_A_Achievable Economic UCT Potential | F6 | Industrial | Stone, Clay, and Glass | Existing | Space Heating | Natural Gas | Retrocommissioning | A | Incremental Winter Peak Savings (MW) | Achievable Economic UCT Potential | 0 | 0 | 0 | 0 | 0 | 0 | 0 | 0 | 0 | 0 | 0 | 0 | 0 | 0 | 0 | 0 | 0 | 0 | 0 | 0 | 0 | 0 | 0 | 0 | 0 | 0 | 0 | 0 | 0 | 0 | 0
F7_Industrial_Stone, Clay, and Glass_Existing_Space Heating_Natural Gas_Retrocommissioning_A_Achievable Economic UCT Potential | F7 | Industrial | Stone, Clay, and Glass | Existing | Space Heating | Natural Gas | Retrocommissioning | A | Cumulative Energy Savings (MWh or mTherms) | Achievable Economic UCT Potential | 0 | 0 | 0 | 0 | 0 | 0.0098648 | 0.019614 | 0.029154 | 0.038536 | 0.047745 | 0.056644 | 0.065317 | 0.073772 | 0.081864 | 0.089708 | 0.097296 | 0.10468 | 0.1119 | 0.11891 | 0.12584 | 0.13264 | 0.13923 | 0.14582 | 0.15244 | 0.159 | 0.15794 | 0.15704 | 0.15619 | 0 | 0 | 0
F8_Industrial_Stone, Clay, and Glass_Existing_Space Heating_Natural Gas_Retrocommissioning_A_Achievable Economic UCT Potential | F8 | Industrial | Stone, Clay, and Glass | Existing | Space Heating | Natural Gas | Retrocommissioning | A | Cumulative Summer Peak Savings (MW) | Achievable Economic UCT Potential | 0 | 0 | 0 | 0 | 0 | 0 | 0 | 0 | 0 | 0 | 0 | 0 | 0 | 0 | 0 | 0 | 0 | 0 | 0 | 0 | 0 | 0 | 0 | 0 | 0 | 0 | 0 | 0 | 0 | 0 | 0
F9_Industrial_Stone, Clay, and Glass_Existing_Space Heating_Natural Gas_Retrocommissioning_A_Achievable Economic UCT Potential | F9 | Industrial | Stone, Clay, and Glass | Existing | Space Heating | Natural Gas | Retrocommissioning | A | Cumulative Winter Peak Savings (MW) | Achievable Economic UCT Potential | 0 | 0 | 0 | 0 | 0 | 0 | 0 | 0 | 0 | 0 | 0 | 0 | 0 | 0 | 0 | 0 | 0 | 0 | 0 | 0 | 0 | 0 | 0 | 0 | 0 | 0 | 0 | 0 | 0 | 0 | 0
F10_Industrial_Stone, Clay, and Glass_Existing_Space Heating_Natural Gas_Retrocommissioning_A_Achievable Economic UCT Potential | F10 | Industrial | Stone, Clay, and Glass | Existing | Space Heating | Natural Gas | Retrocommissioning | A | Purchases (Incremental) | Achievable Economic UCT Potential | 0 | 0 | 0 | 0 | 0 | 4.1597 | 4.1574 | 4.1329 | 4.1351 | 4.1386 | 4.086 | 4.0748 | 4.0666 | 4.002 | 4.0173 | 3.979 | 3.9795 | 3.9595 | 3.9241 | 3.9288 | 3.9125 | 3.8973 | 3.8831 | 3.8699 | 3.8577 | 0 | 0 | 0 | 0 | 0 | 0
F11_Industrial_Stone, Clay, and Glass_Existing_Space Heating_Natural Gas_Retrocommissioning_A_Achievable Economic UCT Potential | F11 | Industrial | Stone, Clay, and Glass | Existing | Space Heating | Natural Gas | Retrocommissioning | A | Purchases (Cumulative) | Achievable Economic UCT Potential | 0 | 0 | 0 | 0 | 0 | 4.1597 | 8.3171 | 12.4501 | 16.5852 | 20.7238 | 24.8098 | 28.8846 | 32.9512 | 36.9532 | 40.9705 | 44.9494 | 48.9289 | 52.8884 | 56.8125 | 60.7413 | 64.6538 | 68.5511 | 72.4343 | 76.3042 | 80.1619 | 80.1619 | 80.1619 | 80.1619 | 80.1619 | 80.1619 | 80.1619
F1_Industrial_Stone, Clay, and Glass_Existing_Process_Natural Gas_Retrocommissioning_A_Achievable Economic UCT Potential | F1 | Industrial | Stone, Clay, and Glass | Existing | Process | Natural Gas | Retrocommissioning | A | Integrated Unit Energy Savings (kWh or therms) | Achievable Economic UCT Potential | 0 | 0 | 0 | 0 | 0 | 0 | 0 | 0 | 0 | 0 | 0 | 0 | 0 | 0 | 0 | 0 | 0 | 0 | 0 | 0 | 0 | 0 | 0 | 0 | 0 | 0 | 0 | 0 | 0 | 0 | 0
F2_Industrial_Stone, Clay, and Glass_Existing_Process_Natural Gas_Retrocommissioning_A_Achievable Economic UCT Potential | F2 | Industrial | Stone, Clay, and Glass | Existing | Process | Natural Gas | Retrocommissioning | A | Integrated Unit Summer Peak Savings (kW) | Achievable Economic UCT Potential | 0 | 0 | 0 | 0 | 0 | 0 | 0 | 0 | 0 | 0 | 0 | 0 | 0 | 0 | 0 | 0 | 0 | 0 | 0 | 0 | 0 | 0 | 0 | 0 | 0 | 0 | 0 | 0 | 0 | 0 | 0
F3_Industrial_Stone, Clay, and Glass_Existing_Process_Natural Gas_Retrocommissioning_A_Achievable Economic UCT Potential | F3 | Industrial | Stone, Clay, and Glass | Existing | Process | Natural Gas | Retrocommissioning | A | Integrated Unit Winter Peak Savings (kW) | Achievable Economic UCT Potential | 0 | 0 | 0 | 0 | 0 | 0 | 0 | 0 | 0 | 0 | 0 | 0 | 0 | 0 | 0 | 0 | 0 | 0 | 0 | 0 | 0 | 0 | 0 | 0 | 0 | 0 | 0 | 0 | 0 | 0 | 0
F4_Industrial_Stone, Clay, and Glass_Existing_Process_Natural Gas_Retrocommissioning_A_Achievable Economic UCT Potential | F4 | Industrial | Stone, Clay, and Glass | Existing | Process | Natural Gas | Retrocommissioning | A | Incremental Energy Savings (MWh or mTherms) | Achievable Economic UCT Potential | 0 | 0 | 0 | 0 | 0 | 0 | 0 | 0 | 0 | 0 | 0 | 0 | 0 | 0 | 0 | 0 | 0 | 0 | 0 | 0 | 0 | 0 | 0 | 0 | 0 | 0 | 0 | 0 | 0 | 0 | 0
F5_Industrial_Stone, Clay, and Glass_Existing_Process_Natural Gas_Retrocommissioning_A_Achievable Economic UCT Potential | F5 | Industrial | Stone, Clay, and Glass | Existing | Process | Natural Gas | Retrocommissioning | A | Incremental Summer Peak Savings (MW) | Achievable Economic UCT Potential | 0 | 0 | 0 | 0 | 0 | 0 | 0 | 0 | 0 | 0 | 0 | 0 | 0 | 0 | 0 | 0 | 0 | 0 | 0 | 0 | 0 | 0 | 0 | 0 | 0 | 0 | 0 | 0 | 0 | 0 | 0
F6_Industrial_Stone, Clay, and Glass_Existing_Process_Natural Gas_Retrocommissioning_A_Achievable Economic UCT Potential | F6 | Industrial | Stone, Clay, and Glass | Existing | Process | Natural Gas | Retrocommissioning | A | Incremental Winter Peak Savings (MW) | Achievable Economic UCT Potential | 0 | 0 | 0 | 0 | 0 | 0 | 0 | 0 | 0 | 0 | 0 | 0 | 0 | 0 | 0 | 0 | 0 | 0 | 0 | 0 | 0 | 0 | 0 | 0 | 0 | 0 | 0 | 0 | 0 | 0 | 0
F7_Industrial_Stone, Clay, and Glass_Existing_Process_Natural Gas_Retrocommissioning_A_Achievable Economic UCT Potential | F7 | Industrial | Stone, Clay, and Glass | Existing | Process | Natural Gas | Retrocommissioning | A | Cumulative Energy Savings (MWh or mTherms) | Achievable Economic UCT Potential | 0 | 0 | 0 | 0 | 0 | 0 | 0 | 0 | 0 | 0 | 0 | 0 | 0 | 0 | 0 | 0 | 0 | 0 | 0 | 0 | 0 | 0 | 0 | 0 | 0 | 0 | 0 | 0 | 0 | 0 | 0
F8_Industrial_Stone, Clay, and Glass_Existing_Process_Natural Gas_Retrocommissioning_A_Achievable Economic UCT Potential | F8 | Industrial | Stone, Clay, and Glass | Existing | Process | Natural Gas | Retrocommissioning | A | Cumulative Summer Peak Savings (MW) | Achievable Economic UCT Potential | 0 | 0 | 0 | 0 | 0 | 0 | 0 | 0 | 0 | 0 | 0 | 0 | 0 | 0 | 0 | 0 | 0 | 0 | 0 | 0 | 0 | 0 | 0 | 0 | 0 | 0 | 0 | 0 | 0 | 0 | 0
F9_Industrial_Stone, Clay, and Glass_Existing_Process_Natural Gas_Retrocommissioning_A_Achievable Economic UCT Potential | F9 | Industrial | Stone, Clay, and Glass | Existing | Process | Natural Gas | Retrocommissioning | A | Cumulative Winter Peak Savings (MW) | Achievable Economic UCT Potential | 0 | 0 | 0 | 0 | 0 | 0 | 0 | 0 | 0 | 0 | 0 | 0 | 0 | 0 | 0 | 0 | 0 | 0 | 0 | 0 | 0 | 0 | 0 | 0 | 0 | 0 | 0 | 0 | 0 | 0 | 0
F10_Industrial_Stone, Clay, and Glass_Existing_Process_Natural Gas_Retrocommissioning_A_Achievable Economic UCT Potential | F10 | Industrial | Stone, Clay, and Glass | Existing | Process | Natural Gas | Retrocommissioning | A | Purchases (Incremental) | Achievable Economic UCT Potential | 0 | 0 | 0 | 0 | 0 | 4.1597 | 4.1574 | 4.1329 | 4.1351 | 4.1386 | 4.086 | 4.0748 | 4.0666 | 4.002 | 4.0173 | 3.979 | 3.9795 | 3.9595 | 3.9241 | 3.9288 | 3.9125 | 3.8973 | 3.8831 | 3.8699 | 3.8577 | 0 | 0 | 0 | 0 | 0 | 0
F11_Industrial_Stone, Clay, and Glass_Existing_Process_Natural Gas_Retrocommissioning_A_Achievable Economic UCT Potential | F11 | Industrial | Stone, Clay, and Glass | Existing | Process | Natural Gas | Retrocommissioning | A | Purchases (Cumulative) | Achievable Economic UCT Potential | 0 | 0 | 0 | 0 | 0 | 4.1597 | 8.3171 | 12.4501 | 16.5852 | 20.7238 | 24.8098 | 28.8846 | 32.9512 | 36.9532 | 40.9705 | 44.9494 | 48.9289 | 52.8884 | 56.8125 | 60.7413 | 64.6538 | 68.5511 | 72.4343 | 76.3042 | 80.1619 | 80.1619 | 80.1619 | 80.1619 | 80.1619 | 80.1619 | 80.1619
F1_Industrial_Stone, Clay, and Glass_New_Space Heating_Natural Gas_Insulation - Roof/Ceiling_A_Achievable Economic UCT Potential | F1 | Industrial | Stone, Clay, and Glass | New | Space Heating | Natural Gas | Insulation - Roof/Ceiling | A | Integrated Unit Energy Savings (kWh or therms) | Achievable Economic UCT Potential | 0 | 0 | 0 | 0 | 0 | 0.093621 | 0.092037 | 0.090712 | 0.089549 | 0.088482 | 0.08751 | 0.086338 | 0.085055 | 0.083729 | 0.082395 | 0.081156 | 0.080013 | 0.079029 | 0.077816 | 0.076879 | 0.076181 | 0.075653 | 0.075384 | 0.075245 | 0.0752 | 0.075221 | 0.075261 | 0.075322 | 0 | 0 | 0
F2_Industrial_Stone, Clay, and Glass_New_Space Heating_Natural Gas_Insulation - Roof/Ceiling_A_Achievable Economic UCT Potential | F2 | Industrial | Stone, Clay, and Glass | New | Space Heating | Natural Gas | Insulation - Roof/Ceiling | A | Integrated Unit Summer Peak Savings (kW) | Achievable Economic UCT Potential | 0 | 0 | 0 | 0 | 0 | 0 | 0 | 0 | 0 | 0 | 0 | 0 | 0 | 0 | 0 | 0 | 0 | 0 | 0 | 0 | 0 | 0 | 0 | 0 | 0 | 0 | 0 | 0 | 0 | 0 | 0
F3_Industrial_Stone, Clay, and Glass_New_Space Heating_Natural Gas_Insulation - Roof/Ceiling_A_Achievable Economic UCT Potential | F3 | Industrial | Stone, Clay, and Glass | New | Space Heating | Natural Gas | Insulation - Roof/Ceiling | A | Integrated Unit Winter Peak Savings (kW) | Achievable Economic UCT Potential | 0 | 0 | 0 | 0 | 0 | 0 | 0 | 0 | 0 | 0 | 0 | 0 | 0 | 0 | 0 | 0 | 0 | 0 | 0 | 0 | 0 | 0 | 0 | 0 | 0 | 0 | 0 | 0 | 0 | 0 | 0
F4_Industrial_Stone, Clay, and Glass_New_Space Heating_Natural Gas_Insulation - Roof/Ceiling_A_Achievable Economic UCT Potential | F4 | Industrial | Stone, Clay, and Glass | New | Space Heating | Natural Gas | Insulation - Roof/Ceiling | A | Incremental Energy Savings (MWh or mTherms) | Achievable Economic UCT Potential | 0 | 0 | 0 | 0 | 0 | 0 | 0 | 0 | 0 | 0 | 0 | 0 | 0 | 0 | 0 | 0 | 0 | 0 | 0 | 0 | 0 | 0 | 0 | 0 | 0 | 0 | 0 | 0 | 0 | 0 | 0
F5_Industrial_Stone, Clay, and Glass_New_Space Heating_Natural Gas_Insulation - Roof/Ceiling_A_Achievable Economic UCT Potential | F5 | Industrial | Stone, Clay, and Glass | New | Space Heating | Natural Gas | Insulation - Roof/Ceiling | A | Incremental Summer Peak Savings (MW) | Achievable Economic UCT Potential | 0 | 0 | 0 | 0 | 0 | 0 | 0 | 0 | 0 | 0 | 0 | 0 | 0 | 0 | 0 | 0 | 0 | 0 | 0 | 0 | 0 | 0 | 0 | 0 | 0 | 0 | 0 | 0 | 0 | 0 | 0
F6_Industrial_Stone, Clay, and Glass_New_Space Heating_Natural Gas_Insulation - Roof/Ceiling_A_Achievable Economic UCT Potential | F6 | Industrial | Stone, Clay, and Glass | New | Space Heating | Natural Gas | Insulation - Roof/Ceiling | A | Incremental Winter Peak Savings (MW) | Achievable Economic UCT Potential | 0 | 0 | 0 | 0 | 0 | 0 | 0 | 0 | 0 | 0 | 0 | 0 | 0 | 0 | 0 | 0 | 0 | 0 | 0 | 0 | 0 | 0 | 0 | 0 | 0 | 0 | 0 | 0 | 0 | 0 | 0
F7_Industrial_Stone, Clay, and Glass_New_Space Heating_Natural Gas_Insulation - Roof/Ceiling_A_Achievable Economic UCT Potential | F7 | Industrial | Stone, Clay, and Glass | New | Space Heating | Natural Gas | Insulation - Roof/Ceiling | A | Cumulative Energy Savings (MWh or mTherms) | Achievable Economic UCT Potential | 0 | 0 | 0 | 0 | 0 | 0 | 0 | 0 | 0 | 0 | 0 | 0 | 0 | 0 | 0 | 0 | 0 | 0 | 0 | 0 | 0 | 0 | 0 | 0 | 0 | 0 | 0 | 0 | 0 | 0 | 0
F8_Industrial_Stone, Clay, and Glass_New_Space Heating_Natural Gas_Insulation - Roof/Ceiling_A_Achievable Economic UCT Potential | F8 | Industrial | Stone, Clay, and Glass | New | Space Heating | Natural Gas | Insulation - Roof/Ceiling | A | Cumulative Summer Peak Savings (MW) | Achievable Economic UCT Potential | 0 | 0 | 0 | 0 | 0 | 0 | 0 | 0 | 0 | 0 | 0 | 0 | 0 | 0 | 0 | 0 | 0 | 0 | 0 | 0 | 0 | 0 | 0 | 0 | 0 | 0 | 0 | 0 | 0 | 0 | 0
F9_Industrial_Stone, Clay, and Glass_New_Space Heating_Natural Gas_Insulation - Roof/Ceiling_A_Achievable Economic UCT Potential | F9 | Industrial | Stone, Clay, and Glass | New | Space Heating | Natural Gas | Insulation - Roof/Ceiling | A | Cumulative Winter Peak Savings (MW) | Achievable Economic UCT Potential | 0 | 0 | 0 | 0 | 0 | 0 | 0 | 0 | 0 | 0 | 0 | 0 | 0 | 0 | 0 | 0 | 0 | 0 | 0 | 0 | 0 | 0 | 0 | 0 | 0 | 0 | 0 | 0 | 0 | 0 | 0
F10_Industrial_Stone, Clay, and Glass_New_Space Heating_Natural Gas_Insulation - Roof/Ceiling_A_Achievable Economic UCT Potential | F10 | Industrial | Stone, Clay, and Glass | New | Space Heating | Natural Gas | Insulation - Roof/Ceiling | A | Purchases (Incremental) | Achievable Economic UCT Potential | 0 | 0 | 0 | 0 | 0 | 0 | 0 | 0 | 0 | 0 | 0 | 0 | 0 | 0 | 0 | 0 | 0 | 0 | 0 | 0 | 0 | 0 | 0 | 0 | 0 | 0 | 0 | 0 | 0 | 0 | 0
F11_Industrial_Stone, Clay, and Glass_New_Space Heating_Natural Gas_Insulation - Roof/Ceiling_A_Achievable Economic UCT Potential | F11 | Industrial | Stone, Clay, and Glass | New | Space Heating | Natural Gas | Insulation - Roof/Ceiling | A | Purchases (Cumulative) | Achievable Economic UCT Potential | 0 | 0 | 0 | 0 | 0 | 0 | 0 | 0 | 0 | 0 | 0 | 0 | 0 | 0 | 0 | 0 | 0 | 0 | 0 | 0 | 0 | 0 | 0 | 0 | 0 | 0 | 0 | 0 | 0 | 0 | 0
F1_Industrial_Stone, Clay, and Glass_New_Space Heating_Natural Gas_Insulation - Wall Cavity_A_Achievable Economic UCT Potential | F1 | Industrial | Stone, Clay, and Glass | New | Space Heating | Natural Gas | Insulation - Wall Cavity | A | Integrated Unit Energy Savings (kWh or therms) | Achievable Economic UCT Potential | 0 | 0 | 0 | 0 | 0 | 0.01686 | 0.016575 | 0.016336 | 0.016127 | 0.015935 | 0.01576 | 0.015549 | 0.015318 | 0.015079 | 0.014839 | 0.014616 | 0.01441 | 0.014232 | 0.014014 | 0.013845 | 0.013719 | 0.013624 | 0.013576 | 0.013551 | 0.013543 | 0.013547 | 0.013554 | 0.013565 | 0 | 0 | 0
F2_Industrial_Stone, Clay, and Glass_New_Space Heating_Natural Gas_Insulation - Wall Cavity_A_Achievable Economic UCT Potential | F2 | Industrial | Stone, Clay, and Glass | New | Space Heating | Natural Gas | Insulation - Wall Cavity | A | Integrated Unit Summer Peak Savings (kW) | Achievable Economic UCT Potential | 0 | 0 | 0 | 0 | 0 | 0 | 0 | 0 | 0 | 0 | 0 | 0 | 0 | 0 | 0 | 0 | 0 | 0 | 0 | 0 | 0 | 0 | 0 | 0 | 0 | 0 | 0 | 0 | 0 | 0 | 0
F3_Industrial_Stone, Clay, and Glass_New_Space Heating_Natural Gas_Insulation - Wall Cavity_A_Achievable Economic UCT Potential | F3 | Industrial | Stone, Clay, and Glass | New | Space Heating | Natural Gas | Insulation - Wall Cavity | A | Integrated Unit Winter Peak Savings (kW) | Achievable Economic UCT Potential | 0 | 0 | 0 | 0 | 0 | 0 | 0 | 0 | 0 | 0 | 0 | 0 | 0 | 0 | 0 | 0 | 0 | 0 | 0 | 0 | 0 | 0 | 0 | 0 | 0 | 0 | 0 | 0 | 0 | 0 | 0
F4_Industrial_Stone, Clay, and Glass_New_Space Heating_Natural Gas_Insulation - Wall Cavity_A_Achievable Economic UCT Potential | F4 | Industrial | Stone, Clay, and Glass | New | Space Heating | Natural Gas | Insulation - Wall Cavity | A | Incremental Energy Savings (MWh or mTherms) | Achievable Economic UCT Potential | 0 | 0 | 0 | 0 | 0 | 0 | 0 | 0 | 0 | 0 | 0 | 0 | 0 | 0 | 0 | 0 | 0 | 0 | 0 | 0 | 0 | 0 | 0 | 0 | 0 | 0 | 0 | 0 | 0 | 0 | 0
F5_Industrial_Stone, Clay, and Glass_New_Space Heating_Natural Gas_Insulation - Wall Cavity_A_Achievable Economic UCT Potential | F5 | Industrial | Stone, Clay, and Glass | New | Space Heating | Natural Gas | Insulation - Wall Cavity | A | Incremental Summer Peak Savings (MW) | Achievable Economic UCT Potential | 0 | 0 | 0 | 0 | 0 | 0 | 0 | 0 | 0 | 0 | 0 | 0 | 0 | 0 | 0 | 0 | 0 | 0 | 0 | 0 | 0 | 0 | 0 | 0 | 0 | 0 | 0 | 0 | 0 | 0 | 0
F6_Industrial_Stone, Clay, and Glass_New_Space Heating_Natural Gas_Insulation - Wall Cavity_A_Achievable Economic UCT Potential | F6 | Industrial | Stone, Clay, and Glass | New | Space Heating | Natural Gas | Insulation - Wall Cavity | A | Incremental Winter Peak Savings (MW) | Achievable Economic UCT Potential | 0 | 0 | 0 | 0 | 0 | 0 | 0 | 0 | 0 | 0 | 0 | 0 | 0 | 0 | 0 | 0 | 0 | 0 | 0 | 0 | 0 | 0 | 0 | 0 | 0 | 0 | 0 | 0 | 0 | 0 | 0
F7_Industrial_Stone, Clay, and Glass_New_Space Heating_Natural Gas_Insulation - Wall Cavity_A_Achievable Economic UCT Potential | F7 | Industrial | Stone, Clay, and Glass | New | Space Heating | Natural Gas | Insulation - Wall Cavity | A | Cumulative Energy Savings (MWh or mTherms) | Achievable Economic UCT Potential | 0 | 0 | 0 | 0 | 0 | 0 | 0 | 0 | 0 | 0 | 0 | 0 | 0 | 0 | 0 | 0 | 0 | 0 | 0 | 0 | 0 | 0 | 0 | 0 | 0 | 0 | 0 | 0 | 0 | 0 | 0
F8_Industrial_Stone, Clay, and Glass_New_Space Heating_Natural Gas_Insulation - Wall Cavity_A_Achievable Economic UCT Potential | F8 | Industrial | Stone, Clay, and Glass | New | Space Heating | Natural Gas | Insulation - Wall Cavity | A | Cumulative Summer Peak Savings (MW) | Achievable Economic UCT Potential | 0 | 0 | 0 | 0 | 0 | 0 | 0 | 0 | 0 | 0 | 0 | 0 | 0 | 0 | 0 | 0 | 0 | 0 | 0 | 0 | 0 | 0 | 0 | 0 | 0 | 0 | 0 | 0 | 0 | 0 | 0
F9_Industrial_Stone, Clay, and Glass_New_Space Heating_Natural Gas_Insulation - Wall Cavity_A_Achievable Economic UCT Potential | F9 | Industrial | Stone, Clay, and Glass | New | Space Heating | Natural Gas | Insulation - Wall Cavity | A | Cumulative Winter Peak Savings (MW) | Achievable Economic UCT Potential | 0 | 0 | 0 | 0 | 0 | 0 | 0 | 0 | 0 | 0 | 0 | 0 | 0 | 0 | 0 | 0 | 0 | 0 | 0 | 0 | 0 | 0 | 0 | 0 | 0 | 0 | 0 | 0 | 0 | 0 | 0
F10_Industrial_Stone, Clay, and Glass_New_Space Heating_Natural Gas_Insulation - Wall Cavity_A_Achievable Economic UCT Potential | F10 | Industrial | Stone, Clay, and Glass | New | Space Heating | Natural Gas | Insulation - Wall Cavity | A | Purchases (Incremental) | Achievable Economic UCT Potential | 0 | 0 | 0 | 0 | 0 | 0 | 0 | 0 | 0 | 0 | 0 | 0 | 0 | 0 | 0 | 0 | 0 | 0 | 0 | 0 | 0 | 0 | 0 | 0 | 0 | 0 | 0 | 0 | 0 | 0 | 0
F11_Industrial_Stone, Clay, and Glass_New_Space Heating_Natural Gas_Insulation - Wall Cavity_A_Achievable Economic UCT Potential | F11 | Industrial | Stone, Clay, and Glass | New | Space Heating | Natural Gas | Insulation - Wall Cavity | A | Purchases (Cumulative) | Achievable Economic UCT Potential | 0 | 0 | 0 | 0 | 0 | 0 | 0 | 0 | 0 | 0 | 0 | 0 | 0 | 0 | 0 | 0 | 0 | 0 | 0 | 0 | 0 | 0 | 0 | 0 | 0 | 0 | 0 | 0 | 0 | 0 | 0
F1_Industrial_Stone, Clay, and Glass_New_Space Heating_Natural Gas_Insulation - Ducting_A_Achievable Economic UCT Potential | F1 | Industrial | Stone, Clay, and Glass | New | Space Heating | Natural Gas | Insulation - Ducting | A | Integrated Unit Energy Savings (kWh or therms) | Achievable Economic UCT Potential | 0 | 0 | 0 | 0 | 0 | 0 | 0 | 0 | 0 | 0 | 0 | 0 | 0 | 0 | 0 | 0 | 0 | 0 | 0 | 0 | 0 | 0 | 0 | 0 | 0 | 0 | 0 | 0 | 0 | 0 | 0
F2_Industrial_Stone, Clay, and Glass_New_Space Heating_Natural Gas_Insulation - Ducting_A_Achievable Economic UCT Potential | F2 | Industrial | Stone, Clay, and Glass | New | Space Heating | Natural Gas | Insulation - Ducting | A | Integrated Unit Summer Peak Savings (kW) | Achievable Economic UCT Potential | 0 | 0 | 0 | 0 | 0 | 0 | 0 | 0 | 0 | 0 | 0 | 0 | 0 | 0 | 0 | 0 | 0 | 0 | 0 | 0 | 0 | 0 | 0 | 0 | 0 | 0 | 0 | 0 | 0 | 0 | 0
F3_Industrial_Stone, Clay, and Glass_New_Space Heating_Natural Gas_Insulation - Ducting_A_Achievable Economic UCT Potential | F3 | Industrial | Stone, Clay, and Glass | New | Space Heating | Natural Gas | Insulation - Ducting | A | Integrated Unit Winter Peak Savings (kW) | Achievable Economic UCT Potential | 0 | 0 | 0 | 0 | 0 | 0 | 0 | 0 | 0 | 0 | 0 | 0 | 0 | 0 | 0 | 0 | 0 | 0 | 0 | 0 | 0 | 0 | 0 | 0 | 0 | 0 | 0 | 0 | 0 | 0 | 0
F4_Industrial_Stone, Clay, and Glass_New_Space Heating_Natural Gas_Insulation - Ducting_A_Achievable Economic UCT Potential | F4 | Industrial | Stone, Clay, and Glass | New | Space Heating | Natural Gas | Insulation - Ducting | A | Incremental Energy Savings (MWh or mTherms) | Achievable Economic UCT Potential | 0 | 0 | 0 | 0 | 0 | 0 | 0 | 0 | 0 | 0 | 0 | 0 | 0 | 0 | 0 | 0 | 0 | 0 | 0 | 0 | 0 | 0 | 0 | 0 | 0 | 0 | 0 | 0 | 0 | 0 | 0
F5_Industrial_Stone, Clay, and Glass_New_Space Heating_Natural Gas_Insulation - Ducting_A_Achievable Economic UCT Potential | F5 | Industrial | Stone, Clay, and Glass | New | Space Heating | Natural Gas | Insulation - Ducting | A | Incremental Summer Peak Savings (MW) | Achievable Economic UCT Potential | 0 | 0 | 0 | 0 | 0 | 0 | 0 | 0 | 0 | 0 | 0 | 0 | 0 | 0 | 0 | 0 | 0 | 0 | 0 | 0 | 0 | 0 | 0 | 0 | 0 | 0 | 0 | 0 | 0 | 0 | 0
F6_Industrial_Stone, Clay, and Glass_New_Space Heating_Natural Gas_Insulation - Ducting_A_Achievable Economic UCT Potential | F6 | Industrial | Stone, Clay, and Glass | New | Space Heating | Natural Gas | Insulation - Ducting | A | Incremental Winter Peak Savings (MW) | Achievable Economic UCT Potential | 0 | 0 | 0 | 0 | 0 | 0 | 0 | 0 | 0 | 0 | 0 | 0 | 0 | 0 | 0 | 0 | 0 | 0 | 0 | 0 | 0 | 0 | 0 | 0 | 0 | 0 | 0 | 0 | 0 | 0 | 0
F7_Industrial_Stone, Clay, and Glass_New_Space Heating_Natural Gas_Insulation - Ducting_A_Achievable Economic UCT Potential | F7 | Industrial | Stone, Clay, and Glass | New | Space Heating | Natural Gas | Insulation - Ducting | A | Cumulative Energy Savings (MWh or mTherms) | Achievable Economic UCT Potential | 0 | 0 | 0 | 0 | 0 | 0 | 0 | 0 | 0 | 0 | 0 | 0 | 0 | 0 | 0 | 0 | 0 | 0 | 0 | 0 | 0 | 0 | 0 | 0 | 0 | 0 | 0 | 0 | 0 | 0 | 0
F8_Industrial_Stone, Clay, and Glass_New_Space Heating_Natural Gas_Insulation - Ducting_A_Achievable Economic UCT Potential | F8 | Industrial | Stone, Clay, and Glass | New | Space Heating | Natural Gas | Insulation - Ducting | A | Cumulative Summer Peak Savings (MW) | Achievable Economic UCT Potential | 0 | 0 | 0 | 0 | 0 | 0 | 0 | 0 | 0 | 0 | 0 | 0 | 0 | 0 | 0 | 0 | 0 | 0 | 0 | 0 | 0 | 0 | 0 | 0 | 0 | 0 | 0 | 0 | 0 | 0 | 0
F9_Industrial_Stone, Clay, and Glass_New_Space Heating_Natural Gas_Insulation - Ducting_A_Achievable Economic UCT Potential | F9 | Industrial | Stone, Clay, and Glass | New | Space Heating | Natural Gas | Insulation - Ducting | A | Cumulative Winter Peak Savings (MW) | Achievable Economic UCT Potential | 0 | 0 | 0 | 0 | 0 | 0 | 0 | 0 | 0 | 0 | 0 | 0 | 0 | 0 | 0 | 0 | 0 | 0 | 0 | 0 | 0 | 0 | 0 | 0 | 0 | 0 | 0 | 0 | 0 | 0 | 0
F10_Industrial_Stone, Clay, and Glass_New_Space Heating_Natural Gas_Insulation - Ducting_A_Achievable Economic UCT Potential | F10 | Industrial | Stone, Clay, and Glass | New | Space Heating | Natural Gas | Insulation - Ducting | A | Purchases (Incremental) | Achievable Economic UCT Potential | 0 | 0 | 0 | 0 | 0 | 0 | 0 | 0 | 0 | 0 | 0 | 0 | 0 | 0 | 0 | 0 | 0 | 0 | 0 | 0 | 0 | 0 | 0 | 0 | 0 | 0 | 0 | 0 | 0 | 0 | 0
F11_Industrial_Stone, Clay, and Glass_New_Space Heating_Natural Gas_Insulation - Ducting_A_Achievable Economic UCT Potential | F11 | Industrial | Stone, Clay, and Glass | New | Space Heating | Natural Gas | Insulation - Ducting | A | Purchases (Cumulative) | Achievable Economic UCT Potential | 0 | 0 | 0 | 0 | 0 | 0 | 0 | 0 | 0 | 0 | 0 | 0 | 0 | 0 | 0 | 0 | 0 | 0 | 0 | 0 | 0 | 0 | 0 | 0 | 0 | 0 | 0 | 0 | 0 | 0 | 0
F1_Industrial_Stone, Clay, and Glass_New_Space Heating_Natural Gas_HVAC - Duct Repair and Sealing_A_Achievable Economic UCT Potential | F1 | Industrial | Stone, Clay, and Glass | New | Space Heating | Natural Gas | HVAC - Duct Repair and Sealing | A | Integrated Unit Energy Savings (kWh or therms) | Achievable Economic UCT Potential | 0 | 0 | 0 | 0 | 0 | 0 | 0 | 0 | 0 | 0 | 0 | 0 | 0 | 0 | 0 | 0 | 0 | 0 | 0 | 0 | 0 | 0 | 0 | 0 | 0 | 0 | 0 | 0 | 0 | 0 | 0
F2_Industrial_Stone, Clay, and Glass_New_Space Heating_Natural Gas_HVAC - Duct Repair and Sealing_A_Achievable Economic UCT Potential | F2 | Industrial | Stone, Clay, and Glass | New | Space Heating | Natural Gas | HVAC - Duct Repair and Sealing | A | Integrated Unit Summer Peak Savings (kW) | Achievable Economic UCT Potential | 0 | 0 | 0 | 0 | 0 | 0 | 0 | 0 | 0 | 0 | 0 | 0 | 0 | 0 | 0 | 0 | 0 | 0 | 0 | 0 | 0 | 0 | 0 | 0 | 0 | 0 | 0 | 0 | 0 | 0 | 0
F3_Industrial_Stone, Clay, and Glass_New_Space Heating_Natural Gas_HVAC - Duct Repair and Sealing_A_Achievable Economic UCT Potential | F3 | Industrial | Stone, Clay, and Glass | New | Space Heating | Natural Gas | HVAC - Duct Repair and Sealing | A | Integrated Unit Winter Peak Savings (kW) | Achievable Economic UCT Potential | 0 | 0 | 0 | 0 | 0 | 0 | 0 | 0 | 0 | 0 | 0 | 0 | 0 | 0 | 0 | 0 | 0 | 0 | 0 | 0 | 0 | 0 | 0 | 0 | 0 | 0 | 0 | 0 | 0 | 0 | 0
F4_Industrial_Stone, Clay, and Glass_New_Space Heating_Natural Gas_HVAC - Duct Repair and Sealing_A_Achievable Economic UCT Potential | F4 | Industrial | Stone, Clay, and Glass | New | Space Heating | Natural Gas | HVAC - Duct Repair and Sealing | A | Incremental Energy Savings (MWh or mTherms) | Achievable Economic UCT Potential | 0 | 0 | 0 | 0 | 0 | 0 | 0 | 0 | 0 | 0 | 0 | 0 | 0 | 0 | 0 | 0 | 0 | 0 | 0 | 0 | 0 | 0 | 0 | 0 | 0 | 0 | 0 | 0 | 0 | 0 | 0
F5_Industrial_Stone, Clay, and Glass_New_Space Heating_Natural Gas_HVAC - Duct Repair and Sealing_A_Achievable Economic UCT Potential | F5 | Industrial | Stone, Clay, and Glass | New | Space Heating | Natural Gas | HVAC - Duct Repair and Sealing | A | Incremental Summer Peak Savings (MW) | Achievable Economic UCT Potential | 0 | 0 | 0 | 0 | 0 | 0 | 0 | 0 | 0 | 0 | 0 | 0 | 0 | 0 | 0 | 0 | 0 | 0 | 0 | 0 | 0 | 0 | 0 | 0 | 0 | 0 | 0 | 0 | 0 | 0 | 0
F6_Industrial_Stone, Clay, and Glass_New_Space Heating_Natural Gas_HVAC - Duct Repair and Sealing_A_Achievable Economic UCT Potential | F6 | Industrial | Stone, Clay, and Glass | New | Space Heating | Natural Gas | HVAC - Duct Repair and Sealing | A | Incremental Winter Peak Savings (MW) | Achievable Economic UCT Potential | 0 | 0 | 0 | 0 | 0 | 0 | 0 | 0 | 0 | 0 | 0 | 0 | 0 | 0 | 0 | 0 | 0 | 0 | 0 | 0 | 0 | 0 | 0 | 0 | 0 | 0 | 0 | 0 | 0 | 0 | 0
F7_Industrial_Stone, Clay, and Glass_New_Space Heating_Natural Gas_HVAC - Duct Repair and Sealing_A_Achievable Economic UCT Potential | F7 | Industrial | Stone, Clay, and Glass | New | Space Heating | Natural Gas | HVAC - Duct Repair and Sealing | A | Cumulative Energy Savings (MWh or mTherms) | Achievable Economic UCT Potential | 0 | 0 | 0 | 0 | 0 | 0 | 0 | 0 | 0 | 0 | 0 | 0 | 0 | 0 | 0 | 0 | 0 | 0 | 0 | 0 | 0 | 0 | 0 | 0 | 0 | 0 | 0 | 0 | 0 | 0 | 0
F8_Industrial_Stone, Clay, and Glass_New_Space Heating_Natural Gas_HVAC - Duct Repair and Sealing_A_Achievable Economic UCT Potential | F8 | Industrial | Stone, Clay, and Glass | New | Space Heating | Natural Gas | HVAC - Duct Repair and Sealing | A | Cumulative Summer Peak Savings (MW) | Achievable Economic UCT Potential | 0 | 0 | 0 | 0 | 0 | 0 | 0 | 0 | 0 | 0 | 0 | 0 | 0 | 0 | 0 | 0 | 0 | 0 | 0 | 0 | 0 | 0 | 0 | 0 | 0 | 0 | 0 | 0 | 0 | 0 | 0
F9_Industrial_Stone, Clay, and Glass_New_Space Heating_Natural Gas_HVAC - Duct Repair and Sealing_A_Achievable Economic UCT Potential | F9 | Industrial | Stone, Clay, and Glass | New | Space Heating | Natural Gas | HVAC - Duct Repair and Sealing | A | Cumulative Winter Peak Savings (MW) | Achievable Economic UCT Potential | 0 | 0 | 0 | 0 | 0 | 0 | 0 | 0 | 0 | 0 | 0 | 0 | 0 | 0 | 0 | 0 | 0 | 0 | 0 | 0 | 0 | 0 | 0 | 0 | 0 | 0 | 0 | 0 | 0 | 0 | 0
F10_Industrial_Stone, Clay, and Glass_New_Space Heating_Natural Gas_HVAC - Duct Repair and Sealing_A_Achievable Economic UCT Potential | F10 | Industrial | Stone, Clay, and Glass | New | Space Heating | Natural Gas | HVAC - Duct Repair and Sealing | A | Purchases (Incremental) | Achievable Economic UCT Potential | 0 | 0 | 0 | 0 | 0 | 0 | 0 | 0 | 0 | 0 | 0 | 0 | 0 | 0 | 0 | 0 | 0 | 0 | 0 | 0 | 0 | 0 | 0 | 0 | 0 | 0 | 0 | 0 | 0 | 0 | 0
F11_Industrial_Stone, Clay, and Glass_New_Space Heating_Natural Gas_HVAC - Duct Repair and Sealing_A_Achievable Economic UCT Potential | F11 | Industrial | Stone, Clay, and Glass | New | Space Heating | Natural Gas | HVAC - Duct Repair and Sealing | A | Purchases (Cumulative) | Achievable Economic UCT Potential | 0 | 0 | 0 | 0 | 0 | 0 | 0 | 0 | 0 | 0 | 0 | 0 | 0 | 0 | 0 | 0 | 0 | 0 | 0 | 0 | 0 | 0 | 0 | 0 | 0 | 0 | 0 | 0 | 0 | 0 | 0
F1_Industrial_Stone, Clay, and Glass_New_Space Heating_Natural Gas_Windows - High Efficiency_A_Achievable Economic UCT Potential | F1 | Industrial | Stone, Clay, and Glass | New | Space Heating | Natural Gas | Windows - High Efficiency | A | Integrated Unit Energy Savings (kWh or therms) | Achievable Economic UCT Potential | 0 | 0 | 0 | 0 | 0 | 0.0053509 | 0.0052603 | 0.0051846 | 0.0051182 | 0.0050572 | 0.0050016 | 0.0049346 | 0.0048613 | 0.0047855 | 0.0047093 | 0.0046385 | 0.0045731 | 0.0045169 | 0.0044475 | 0.004394 | 0.0043541 | 0.0043239 | 0.0043085 | 0.0043006 | 0.004298 | 0.0042992 | 0.0043015 | 0.004305 | 0 | 0 | 0
F2_Industrial_Stone, Clay, and Glass_New_Space Heating_Natural Gas_Windows - High Efficiency_A_Achievable Economic UCT Potential | F2 | Industrial | Stone, Clay, and Glass | New | Space Heating | Natural Gas | Windows - High Efficiency | A | Integrated Unit Summer Peak Savings (kW) | Achievable Economic UCT Potential | 0 | 0 | 0 | 0 | 0 | 0 | 0 | 0 | 0 | 0 | 0 | 0 | 0 | 0 | 0 | 0 | 0 | 0 | 0 | 0 | 0 | 0 | 0 | 0 | 0 | 0 | 0 | 0 | 0 | 0 | 0
F3_Industrial_Stone, Clay, and Glass_New_Space Heating_Natural Gas_Windows - High Efficiency_A_Achievable Economic UCT Potential | F3 | Industrial | Stone, Clay, and Glass | New | Space Heating | Natural Gas | Windows - High Efficiency | A | Integrated Unit Winter Peak Savings (kW) | Achievable Economic UCT Potential | 0 | 0 | 0 | 0 | 0 | 0 | 0 | 0 | 0 | 0 | 0 | 0 | 0 | 0 | 0 | 0 | 0 | 0 | 0 | 0 | 0 | 0 | 0 | 0 | 0 | 0 | 0 | 0 | 0 | 0 | 0
F4_Industrial_Stone, Clay, and Glass_New_Space Heating_Natural Gas_Windows - High Efficiency_A_Achievable Economic UCT Potential | F4 | Industrial | Stone, Clay, and Glass | New | Space Heating | Natural Gas | Windows - High Efficiency | A | Incremental Energy Savings (MWh or mTherms) | Achievable Economic UCT Potential | 0 | 0 | 0 | 0 | 0 | 0 | 0 | 0 | 0 | 0 | 0 | 0 | 0 | 0 | 0 | 0 | 0 | 0 | 0 | 0 | 0 | 0 | 0 | 0 | 0 | 0 | 0 | 0 | 0 | 0 | 0
F5_Industrial_Stone, Clay, and Glass_New_Space Heating_Natural Gas_Windows - High Efficiency_A_Achievable Economic UCT Potential | F5 | Industrial | Stone, Clay, and Glass | New | Space Heating | Natural Gas | Windows - High Efficiency | A | Incremental Summer Peak Savings (MW) | Achievable Economic UCT Potential | 0 | 0 | 0 | 0 | 0 | 0 | 0 | 0 | 0 | 0 | 0 | 0 | 0 | 0 | 0 | 0 | 0 | 0 | 0 | 0 | 0 | 0 | 0 | 0 | 0 | 0 | 0 | 0 | 0 | 0 | 0
F6_Industrial_Stone, Clay, and Glass_New_Space Heating_Natural Gas_Windows - High Efficiency_A_Achievable Economic UCT Potential | F6 | Industrial | Stone, Clay, and Glass | New | Space Heating | Natural Gas | Windows - High Efficiency | A | Incremental Winter Peak Savings (MW) | Achievable Economic UCT Potential | 0 | 0 | 0 | 0 | 0 | 0 | 0 | 0 | 0 | 0 | 0 | 0 | 0 | 0 | 0 | 0 | 0 | 0 | 0 | 0 | 0 | 0 | 0 | 0 | 0 | 0 | 0 | 0 | 0 | 0 | 0
F7_Industrial_Stone, Clay, and Glass_New_Space Heating_Natural Gas_Windows - High Efficiency_A_Achievable Economic UCT Potential | F7 | Industrial | Stone, Clay, and Glass | New | Space Heating | Natural Gas | Windows - High Efficiency | A | Cumulative Energy Savings (MWh or mTherms) | Achievable Economic UCT Potential | 0 | 0 | 0 | 0 | 0 | 0 | 0 | 0 | 0 | 0 | 0 | 0 | 0 | 0 | 0 | 0 | 0 | 0 | 0 | 0 | 0 | 0 | 0 | 0 | 0 | 0 | 0 | 0 | 0 | 0 | 0
F8_Industrial_Stone, Clay, and Glass_New_Space Heating_Natural Gas_Windows - High Efficiency_A_Achievable Economic UCT Potential | F8 | Industrial | Stone, Clay, and Glass | New | Space Heating | Natural Gas | Windows - High Efficiency | A | Cumulative Summer Peak Savings (MW) | Achievable Economic UCT Potential | 0 | 0 | 0 | 0 | 0 | 0 | 0 | 0 | 0 | 0 | 0 | 0 | 0 | 0 | 0 | 0 | 0 | 0 | 0 | 0 | 0 | 0 | 0 | 0 | 0 | 0 | 0 | 0 | 0 | 0 | 0
F9_Industrial_Stone, Clay, and Glass_New_Space Heating_Natural Gas_Windows - High Efficiency_A_Achievable Economic UCT Potential | F9 | Industrial | Stone, Clay, and Glass | New | Space Heating | Natural Gas | Windows - High Efficiency | A | Cumulative Winter Peak Savings (MW) | Achievable Economic UCT Potential | 0 | 0 | 0 | 0 | 0 | 0 | 0 | 0 | 0 | 0 | 0 | 0 | 0 | 0 | 0 | 0 | 0 | 0 | 0 | 0 | 0 | 0 | 0 | 0 | 0 | 0 | 0 | 0 | 0 | 0 | 0
F10_Industrial_Stone, Clay, and Glass_New_Space Heating_Natural Gas_Windows - High Efficiency_A_Achievable Economic UCT Potential | F10 | Industrial | Stone, Clay, and Glass | New | Space Heating | Natural Gas | Windows - High Efficiency | A | Purchases (Incremental) | Achievable Economic UCT Potential | 0 | 0 | 0 | 0 | 0 | 0 | 0 | 0 | 0 | 0 | 0 | 0 | 0 | 0 | 0 | 0 | 0 | 0 | 0 | 0 | 0 | 0 | 0 | 0 | 0 | 0 | 0 | 0 | 0 | 0 | 0
F11_Industrial_Stone, Clay, and Glass_New_Space Heating_Natural Gas_Windows - High Efficiency_A_Achievable Economic UCT Potential | F11 | Industrial | Stone, Clay, and Glass | New | Space Heating | Natural Gas | Windows - High Efficiency | A | Purchases (Cumulative) | Achievable Economic UCT Potential | 0 | 0 | 0 | 0 | 0 | 0 | 0 | 0 | 0 | 0 | 0 | 0 | 0 | 0 | 0 | 0 | 0 | 0 | 0 | 0 | 0 | 0 | 0 | 0 | 0 | 0 | 0 | 0 | 0 | 0 | 0
F1_Industrial_Stone, Clay, and Glass_New_Space Heating_Natural Gas_Gas Boiler - Maintenance_A_Achievable Economic UCT Potential | F1 | Industrial | Stone, Clay, and Glass | New | Space Heating | Natural Gas | Gas Boiler - Maintenance | A | Integrated Unit Energy Savings (kWh or therms) | Achievable Economic UCT Potential | 0 | 0 | 0 | 0 | 0 | 0 | 0 | 0 | 0 | 0 | 0 | 0 | 0 | 0 | 0 | 0 | 0 | 0 | 0 | 0 | 0 | 0 | 0 | 0 | 0 | 0 | 0 | 0 | 0 | 0 | 0
F2_Industrial_Stone, Clay, and Glass_New_Space Heating_Natural Gas_Gas Boiler - Maintenance_A_Achievable Economic UCT Potential | F2 | Industrial | Stone, Clay, and Glass | New | Space Heating | Natural Gas | Gas Boiler - Maintenance | A | Integrated Unit Summer Peak Savings (kW) | Achievable Economic UCT Potential | 0 | 0 | 0 | 0 | 0 | 0 | 0 | 0 | 0 | 0 | 0 | 0 | 0 | 0 | 0 | 0 | 0 | 0 | 0 | 0 | 0 | 0 | 0 | 0 | 0 | 0 | 0 | 0 | 0 | 0 | 0
F3_Industrial_Stone, Clay, and Glass_New_Space Heating_Natural Gas_Gas Boiler - Maintenance_A_Achievable Economic UCT Potential | F3 | Industrial | Stone, Clay, and Glass | New | Space Heating | Natural Gas | Gas Boiler - Maintenance | A | Integrated Unit Winter Peak Savings (kW) | Achievable Economic UCT Potential | 0 | 0 | 0 | 0 | 0 | 0 | 0 | 0 | 0 | 0 | 0 | 0 | 0 | 0 | 0 | 0 | 0 | 0 | 0 | 0 | 0 | 0 | 0 | 0 | 0 | 0 | 0 | 0 | 0 | 0 | 0
F4_Industrial_Stone, Clay, and Glass_New_Space Heating_Natural Gas_Gas Boiler - Maintenance_A_Achievable Economic UCT Potential | F4 | Industrial | Stone, Clay, and Glass | New | Space Heating | Natural Gas | Gas Boiler - Maintenance | A | Incremental Energy Savings (MWh or mTherms) | Achievable Economic UCT Potential | 0 | 0 | 0 | 0 | 0 | 0 | 0 | 0 | 0 | 0 | 0 | 0 | 0 | 0 | 0 | 0 | 0 | 0 | 0 | 0 | 0 | 0 | 0 | 0 | 0 | 0 | 0 | 0 | 0 | 0 | 0
F5_Industrial_Stone, Clay, and Glass_New_Space Heating_Natural Gas_Gas Boiler - Maintenance_A_Achievable Economic UCT Potential | F5 | Industrial | Stone, Clay, and Glass | New | Space Heating | Natural Gas | Gas Boiler - Maintenance | A | Incremental Summer Peak Savings (MW) | Achievable Economic UCT Potential | 0 | 0 | 0 | 0 | 0 | 0 | 0 | 0 | 0 | 0 | 0 | 0 | 0 | 0 | 0 | 0 | 0 | 0 | 0 | 0 | 0 | 0 | 0 | 0 | 0 | 0 | 0 | 0 | 0 | 0 | 0
F6_Industrial_Stone, Clay, and Glass_New_Space Heating_Natural Gas_Gas Boiler - Maintenance_A_Achievable Economic UCT Potential | F6 | Industrial | Stone, Clay, and Glass | New | Space Heating | Natural Gas | Gas Boiler - Maintenance | A | Incremental Winter Peak Savings (MW) | Achievable Economic UCT Potential | 0 | 0 | 0 | 0 | 0 | 0 | 0 | 0 | 0 | 0 | 0 | 0 | 0 | 0 | 0 | 0 | 0 | 0 | 0 | 0 | 0 | 0 | 0 | 0 | 0 | 0 | 0 | 0 | 0 | 0 | 0
F7_Industrial_Stone, Clay, and Glass_New_Space Heating_Natural Gas_Gas Boiler - Maintenance_A_Achievable Economic UCT Potential | F7 | Industrial | Stone, Clay, and Glass | New | Space Heating | Natural Gas | Gas Boiler - Maintenance | A | Cumulative Energy Savings (MWh or mTherms) | Achievable Economic UCT Potential | 0 | 0 | 0 | 0 | 0 | 0 | 0 | 0 | 0 | 0 | 0 | 0 | 0 | 0 | 0 | 0 | 0 | 0 | 0 | 0 | 0 | 0 | 0 | 0 | 0 | 0 | 0 | 0 | 0 | 0 | 0
F8_Industrial_Stone, Clay, and Glass_New_Space Heating_Natural Gas_Gas Boiler - Maintenance_A_Achievable Economic UCT Potential | F8 | Industrial | Stone, Clay, and Glass | New | Space Heating | Natural Gas | Gas Boiler - Maintenance | A | Cumulative Summer Peak Savings (MW) | Achievable Economic UCT Potential | 0 | 0 | 0 | 0 | 0 | 0 | 0 | 0 | 0 | 0 | 0 | 0 | 0 | 0 | 0 | 0 | 0 | 0 | 0 | 0 | 0 | 0 | 0 | 0 | 0 | 0 | 0 | 0 | 0 | 0 | 0
F9_Industrial_Stone, Clay, and Glass_New_Space Heating_Natural Gas_Gas Boiler - Maintenance_A_Achievable Economic UCT Potential | F9 | Industrial | Stone, Clay, and Glass | New | Space Heating | Natural Gas | Gas Boiler - Maintenance | A | Cumulative Winter Peak Savings (MW) | Achievable Economic UCT Potential | 0 | 0 | 0 | 0 | 0 | 0 | 0 | 0 | 0 | 0 | 0 | 0 | 0 | 0 | 0 | 0 | 0 | 0 | 0 | 0 | 0 | 0 | 0 | 0 | 0 | 0 | 0 | 0 | 0 | 0 | 0
F10_Industrial_Stone, Clay, and Glass_New_Space Heating_Natural Gas_Gas Boiler - Maintenance_A_Achievable Economic UCT Potential | F10 | Industrial | Stone, Clay, and Glass | New | Space Heating | Natural Gas | Gas Boiler - Maintenance | A | Purchases (Incremental) | Achievable Economic UCT Potential | 0 | 0 | 0 | 0 | 0 | 0 | 0 | 0 | 0 | 0 | 0 | 0 | 0 | 0 | 0 | 0 | 0 | 0 | 0 | 0 | 0 | 0 | 0 | 0 | 0 | 0 | 0 | 0 | 0 | 0 | 0
F11_Industrial_Stone, Clay, and Glass_New_Space Heating_Natural Gas_Gas Boiler - Maintenance_A_Achievable Economic UCT Potential | F11 | Industrial | Stone, Clay, and Glass | New | Space Heating | Natural Gas | Gas Boiler - Maintenance | A | Purchases (Cumulative) | Achievable Economic UCT Potential | 0 | 0 | 0 | 0 | 0 | 0 | 0 | 0 | 0 | 0 | 0 | 0 | 0 | 0 | 0 | 0 | 0 | 0 | 0 | 0 | 0 | 0 | 0 | 0 | 0 | 0 | 0 | 0 | 0 | 0 | 0
F1_Industrial_Stone, Clay, and Glass_New_Process_Natural Gas_Gas Boiler - Maintenance_A_Achievable Economic UCT Potential | F1 | Industrial | Stone, Clay, and Glass | New | Process | Natural Gas | Gas Boiler - Maintenance | A | Integrated Unit Energy Savings (kWh or therms) | Achievable Economic UCT Potential | 0 | 0 | 0 | 0 | 0 | 4.2096 | 4.2096 | 4.2096 | 4.2096 | 4.2096 | 4.2096 | 4.2096 | 4.2096 | 4.2096 | 4.2096 | 4.2096 | 4.2096 | 4.2096 | 4.2096 | 4.2096 | 4.2096 | 4.2096 | 4.2096 | 4.2096 | 4.2096 | 4.2096 | 4.2096 | 4.2096 | 4.2096 | 4.2096 | 4.2096
F2_Industrial_Stone, Clay, and Glass_New_Process_Natural Gas_Gas Boiler - Maintenance_A_Achievable Economic UCT Potential | F2 | Industrial | Stone, Clay, and Glass | New | Process | Natural Gas | Gas Boiler - Maintenance | A | Integrated Unit Summer Peak Savings (kW) | Achievable Economic UCT Potential | 0 | 0 | 0 | 0 | 0 | 0 | 0 | 0 | 0 | 0 | 0 | 0 | 0 | 0 | 0 | 0 | 0 | 0 | 0 | 0 | 0 | 0 | 0 | 0 | 0 | 0 | 0 | 0 | 0 | 0 | 0
F3_Industrial_Stone, Clay, and Glass_New_Process_Natural Gas_Gas Boiler - Maintenance_A_Achievable Economic UCT Potential | F3 | Industrial | Stone, Clay, and Glass | New | Process | Natural Gas | Gas Boiler - Maintenance | A | Integrated Unit Winter Peak Savings (kW) | Achievable Economic UCT Potential | 0 | 0 | 0 | 0 | 0 | 0 | 0 | 0 | 0 | 0 | 0 | 0 | 0 | 0 | 0 | 0 | 0 | 0 | 0 | 0 | 0 | 0 | 0 | 0 | 0 | 0 | 0 | 0 | 0 | 0 | 0
F4_Industrial_Stone, Clay, and Glass_New_Process_Natural Gas_Gas Boiler - Maintenance_A_Achievable Economic UCT Potential | F4 | Industrial | Stone, Clay, and Glass | New | Process | Natural Gas | Gas Boiler - Maintenance | A | Incremental Energy Savings (MWh or mTherms) | Achievable Economic UCT Potential | 0 | 0 | 0 | 0 | 0 | 0.0011982 | 0.00099496 | 0.00079612 | 0.0011982 | 0.00099496 | 0.00079612 | 0.0011982 | 0.00099496 | 0.00079612 | 0.0011982 | 0.00099496 | 0.00079612 | 0.0011982 | 0.00099496 | 0.00079612 | 0.0011982 | 0.00099496 | 0.00079612 | 0.0011982 | 0.00099496 | 0.00079612 | 0.0011982 | 0.00099496 | 0.00079612 | 0.0011982 | 0.00099496
F5_Industrial_Stone, Clay, and Glass_New_Process_Natural Gas_Gas Boiler - Maintenance_A_Achievable Economic UCT Potential | F5 | Industrial | Stone, Clay, and Glass | New | Process | Natural Gas | Gas Boiler - Maintenance | A | Incremental Summer Peak Savings (MW) | Achievable Economic UCT Potential | 0 | 0 | 0 | 0 | 0 | 0 | 0 | 0 | 0 | 0 | 0 | 0 | 0 | 0 | 0 | 0 | 0 | 0 | 0 | 0 | 0 | 0 | 0 | 0 | 0 | 0 | 0 | 0 | 0 | 0 | 0
F6_Industrial_Stone, Clay, and Glass_New_Process_Natural Gas_Gas Boiler - Maintenance_A_Achievable Economic UCT Potential | F6 | Industrial | Stone, Clay, and Glass | New | Process | Natural Gas | Gas Boiler - Maintenance | A | Incremental Winter Peak Savings (MW) | Achievable Economic UCT Potential | 0 | 0 | 0 | 0 | 0 | 0 | 0 | 0 | 0 | 0 | 0 | 0 | 0 | 0 | 0 | 0 | 0 | 0 | 0 | 0 | 0 | 0 | 0 | 0 | 0 | 0 | 0 | 0 | 0 | 0 | 0
F7_Industrial_Stone, Clay, and Glass_New_Process_Natural Gas_Gas Boiler - Maintenance_A_Achievable Economic UCT Potential | F7 | Industrial | Stone, Clay, and Glass | New | Process | Natural Gas | Gas Boiler - Maintenance | A | Cumulative Energy Savings (MWh or mTherms) | Achievable Economic UCT Potential | 0 | 0 | 0 | 0 | 0 | 0.0011982 | 0.0021931 | 0.0029893 | 0.0029893 | 0.0029893 | 0.0029893 | 0.0029893 | 0.0029893 | 0.0029893 | 0.0029893 | 0.0029893 | 0.0029893 | 0.0029893 | 0.0029893 | 0.0029893 | 0.0029893 | 0.0029893 | 0.0029893 | 0.0029893 | 0.0029893 | 0.0029893 | 0.0029893 | 0.0029893 | 0 | 0 | 0
F8_Industrial_Stone, Clay, and Glass_New_Process_Natural Gas_Gas Boiler - Maintenance_A_Achievable Economic UCT Potential | F8 | Industrial | Stone, Clay, and Glass | New | Process | Natural Gas | Gas Boiler - Maintenance | A | Cumulative Summer Peak Savings (MW) | Achievable Economic UCT Potential | 0 | 0 | 0 | 0 | 0 | 0 | 0 | 0 | 0 | 0 | 0 | 0 | 0 | 0 | 0 | 0 | 0 | 0 | 0 | 0 | 0 | 0 | 0 | 0 | 0 | 0 | 0 | 0 | 0 | 0 | 0
F9_Industrial_Stone, Clay, and Glass_New_Process_Natural Gas_Gas Boiler - Maintenance_A_Achievable Economic UCT Potential | F9 | Industrial | Stone, Clay, and Glass | New | Process | Natural Gas | Gas Boiler - Maintenance | A | Cumulative Winter Peak Savings (MW) | Achievable Economic UCT Potential | 0 | 0 | 0 | 0 | 0 | 0 | 0 | 0 | 0 | 0 | 0 | 0 | 0 | 0 | 0 | 0 | 0 | 0 | 0 | 0 | 0 | 0 | 0 | 0 | 0 | 0 | 0 | 0 | 0 | 0 | 0
F10_Industrial_Stone, Clay, and Glass_New_Process_Natural Gas_Gas Boiler - Maintenance_A_Achievable Economic UCT Potential | F10 | Industrial | Stone, Clay, and Glass | New | Process | Natural Gas | Gas Boiler - Maintenance | A | Purchases (Incremental) | Achievable Economic UCT Potential | 0 | 0 | 0 | 0 | 0 | 0.28463 | 0.23636 | 0.18912 | 0.28463 | 0.23636 | 0.18912 | 0.28463 | 0.23636 | 0.18912 | 0.28463 | 0.23636 | 0.18912 | 0.28463 | 0.23636 | 0.18912 | 0.28463 | 0.23636 | 0.18912 | 0.28463 | 0.23636 | 0.18912 | 0.28463 | 0.23636 | 0.18912 | 0.28463 | 0.23636
F11_Industrial_Stone, Clay, and Glass_New_Process_Natural Gas_Gas Boiler - Maintenance_A_Achievable Economic UCT Potential | F11 | Industrial | Stone, Clay, and Glass | New | Process | Natural Gas | Gas Boiler - Maintenance | A | Purchases (Cumulative) | Achievable Economic UCT Potential | 0 | 0 | 0 | 0 | 0 | 0.28463 | 0.52098 | 0.7101 | 0.7101 | 0.7101 | 0.7101 | 0.7101 | 0.7101 | 0.7101 | 0.7101 | 0.7101 | 0.7101 | 0.7101 | 0.7101 | 0.7101 | 0.7101 | 0.7101 | 0.7101 | 0.7101 | 0.7101 | 0.7101 | 0.7101 | 0.7101 | 0.7101 | 0.7101 | 0.7101
F1_Industrial_Stone, Clay, and Glass_New_Space Heating_Natural Gas_Gas Furnace - Maintenance_A_Achievable Economic UCT Potential | F1 | Industrial | Stone, Clay, and Glass | New | Space Heating | Natural Gas | Gas Furnace - Maintenance | A | Integrated Unit Energy Savings (kWh or therms) | Achievable Economic UCT Potential | 0 | 0 | 0 | 0 | 0 | 0 | 0 | 0 | 0 | 0 | 0 | 0 | 0 | 0 | 0 | 0 | 0 | 0 | 0 | 0 | 0 | 0 | 0 | 0 | 0 | 0 | 0 | 0 | 0 | 0 | 0
F2_Industrial_Stone, Clay, and Glass_New_Space Heating_Natural Gas_Gas Furnace - Maintenance_A_Achievable Economic UCT Potential | F2 | Industrial | Stone, Clay, and Glass | New | Space Heating | Natural Gas | Gas Furnace - Maintenance | A | Integrated Unit Summer Peak Savings (kW) | Achievable Economic UCT Potential | 0 | 0 | 0 | 0 | 0 | 0 | 0 | 0 | 0 | 0 | 0 | 0 | 0 | 0 | 0 | 0 | 0 | 0 | 0 | 0 | 0 | 0 | 0 | 0 | 0 | 0 | 0 | 0 | 0 | 0 | 0
F3_Industrial_Stone, Clay, and Glass_New_Space Heating_Natural Gas_Gas Furnace - Maintenance_A_Achievable Economic UCT Potential | F3 | Industrial | Stone, Clay, and Glass | New | Space Heating | Natural Gas | Gas Furnace - Maintenance | A | Integrated Unit Winter Peak Savings (kW) | Achievable Economic UCT Potential | 0 | 0 | 0 | 0 | 0 | 0 | 0 | 0 | 0 | 0 | 0 | 0 | 0 | 0 | 0 | 0 | 0 | 0 | 0 | 0 | 0 | 0 | 0 | 0 | 0 | 0 | 0 | 0 | 0 | 0 | 0
F4_Industrial_Stone, Clay, and Glass_New_Space Heating_Natural Gas_Gas Furnace - Maintenance_A_Achievable Economic UCT Potential | F4 | Industrial | Stone, Clay, and Glass | New | Space Heating | Natural Gas | Gas Furnace - Maintenance | A | Incremental Energy Savings (MWh or mTherms) | Achievable Economic UCT Potential | 0 | 0 | 0 | 0 | 0 | 0 | 0 | 0 | 0 | 0 | 0 | 0 | 0 | 0 | 0 | 0 | 0 | 0 | 0 | 0 | 0 | 0 | 0 | 0 | 0 | 0 | 0 | 0 | 0 | 0 | 0
F5_Industrial_Stone, Clay, and Glass_New_Space Heating_Natural Gas_Gas Furnace - Maintenance_A_Achievable Economic UCT Potential | F5 | Industrial | Stone, Clay, and Glass | New | Space Heating | Natural Gas | Gas Furnace - Maintenance | A | Incremental Summer Peak Savings (MW) | Achievable Economic UCT Potential | 0 | 0 | 0 | 0 | 0 | 0 | 0 | 0 | 0 | 0 | 0 | 0 | 0 | 0 | 0 | 0 | 0 | 0 | 0 | 0 | 0 | 0 | 0 | 0 | 0 | 0 | 0 | 0 | 0 | 0 | 0
F6_Industrial_Stone, Clay, and Glass_New_Space Heating_Natural Gas_Gas Furnace - Maintenance_A_Achievable Economic UCT Potential | F6 | Industrial | Stone, Clay, and Glass | New | Space Heating | Natural Gas | Gas Furnace - Maintenance | A | Incremental Winter Peak Savings (MW) | Achievable Economic UCT Potential | 0 | 0 | 0 | 0 | 0 | 0 | 0 | 0 | 0 | 0 | 0 | 0 | 0 | 0 | 0 | 0 | 0 | 0 | 0 | 0 | 0 | 0 | 0 | 0 | 0 | 0 | 0 | 0 | 0 | 0 | 0
F7_Industrial_Stone, Clay, and Glass_New_Space Heating_Natural Gas_Gas Furnace - Maintenance_A_Achievable Economic UCT Potential | F7 | Industrial | Stone, Clay, and Glass | New | Space Heating | Natural Gas | Gas Furnace - Maintenance | A | Cumulative Energy Savings (MWh or mTherms) | Achievable Economic UCT Potential | 0 | 0 | 0 | 0 | 0 | 0 | 0 | 0 | 0 | 0 | 0 | 0 | 0 | 0 | 0 | 0 | 0 | 0 | 0 | 0 | 0 | 0 | 0 | 0 | 0 | 0 | 0 | 0 | 0 | 0 | 0
F8_Industrial_Stone, Clay, and Glass_New_Space Heating_Natural Gas_Gas Furnace - Maintenance_A_Achievable Economic UCT Potential | F8 | Industrial | Stone, Clay, and Glass | New | Space Heating | Natural Gas | Gas Furnace - Maintenance | A | Cumulative Summer Peak Savings (MW) | Achievable Economic UCT Potential | 0 | 0 | 0 | 0 | 0 | 0 | 0 | 0 | 0 | 0 | 0 | 0 | 0 | 0 | 0 | 0 | 0 | 0 | 0 | 0 | 0 | 0 | 0 | 0 | 0 | 0 | 0 | 0 | 0 | 0 | 0
F9_Industrial_Stone, Clay, and Glass_New_Space Heating_Natural Gas_Gas Furnace - Maintenance_A_Achievable Economic UCT Potential | F9 | Industrial | Stone, Clay, and Glass | New | Space Heating | Natural Gas | Gas Furnace - Maintenance | A | Cumulative Winter Peak Savings (MW) | Achievable Economic UCT Potential | 0 | 0 | 0 | 0 | 0 | 0 | 0 | 0 | 0 | 0 | 0 | 0 | 0 | 0 | 0 | 0 | 0 | 0 | 0 | 0 | 0 | 0 | 0 | 0 | 0 | 0 | 0 | 0 | 0 | 0 | 0
F10_Industrial_Stone, Clay, and Glass_New_Space Heating_Natural Gas_Gas Furnace - Maintenance_A_Achievable Economic UCT Potential | F10 | Industrial | Stone, Clay, and Glass | New | Space Heating | Natural Gas | Gas Furnace - Maintenance | A | Purchases (Incremental) | Achievable Economic UCT Potential | 0 | 0 | 0 | 0 | 0 | 0 | 0 | 0 | 0 | 0 | 0 | 0 | 0 | 0 | 0 | 0 | 0 | 0 | 0 | 0 | 0 | 0 | 0 | 0 | 0 | 0 | 0 | 0 | 0 | 0 | 0
F11_Industrial_Stone, Clay, and Glass_New_Space Heating_Natural Gas_Gas Furnace - Maintenance_A_Achievable Economic UCT Potential | F11 | Industrial | Stone, Clay, and Glass | New | Space Heating | Natural Gas | Gas Furnace - Maintenance | A | Purchases (Cumulative) | Achievable Economic UCT Potential | 0 | 0 | 0 | 0 | 0 | 0 | 0 | 0 | 0 | 0 | 0 | 0 | 0 | 0 | 0 | 0 | 0 | 0 | 0 | 0 | 0 | 0 | 0 | 0 | 0 | 0 | 0 | 0 | 0 | 0 | 0
F1_Industrial_Stone, Clay, and Glass_New_Space Heating_Natural Gas_Gas Boiler - Hot Water Reset_A_Achievable Economic UCT Potential | F1 | Industrial | Stone, Clay, and Glass | New | Space Heating | Natural Gas | Gas Boiler - Hot Water Reset | A | Integrated Unit Energy Savings (kWh or therms) | Achievable Economic UCT Potential | 0 | 0 | 0 | 0 | 0 | 0 | 0 | 0 | 0 | 0 | 0 | 0 | 0 | 0 | 0 | 0 | 0 | 0 | 0 | 0 | 0 | 0 | 0 | 0 | 0 | 0 | 0 | 0 | 0 | 0 | 0
F2_Industrial_Stone, Clay, and Glass_New_Space Heating_Natural Gas_Gas Boiler - Hot Water Reset_A_Achievable Economic UCT Potential | F2 | Industrial | Stone, Clay, and Glass | New | Space Heating | Natural Gas | Gas Boiler - Hot Water Reset | A | Integrated Unit Summer Peak Savings (kW) | Achievable Economic UCT Potential | 0 | 0 | 0 | 0 | 0 | 0 | 0 | 0 | 0 | 0 | 0 | 0 | 0 | 0 | 0 | 0 | 0 | 0 | 0 | 0 | 0 | 0 | 0 | 0 | 0 | 0 | 0 | 0 | 0 | 0 | 0
F3_Industrial_Stone, Clay, and Glass_New_Space Heating_Natural Gas_Gas Boiler - Hot Water Reset_A_Achievable Economic UCT Potential | F3 | Industrial | Stone, Clay, and Glass | New | Space Heating | Natural Gas | Gas Boiler - Hot Water Reset | A | Integrated Unit Winter Peak Savings (kW) | Achievable Economic UCT Potential | 0 | 0 | 0 | 0 | 0 | 0 | 0 | 0 | 0 | 0 | 0 | 0 | 0 | 0 | 0 | 0 | 0 | 0 | 0 | 0 | 0 | 0 | 0 | 0 | 0 | 0 | 0 | 0 | 0 | 0 | 0
F4_Industrial_Stone, Clay, and Glass_New_Space Heating_Natural Gas_Gas Boiler - Hot Water Reset_A_Achievable Economic UCT Potential | F4 | Industrial | Stone, Clay, and Glass | New | Space Heating | Natural Gas | Gas Boiler - Hot Water Reset | A | Incremental Energy Savings (MWh or mTherms) | Achievable Economic UCT Potential | 0 | 0 | 0 | 0 | 0 | 0 | 0 | 0 | 0 | 0 | 0 | 0 | 0 | 0 | 0 | 0 | 0 | 0 | 0 | 0 | 0 | 0 | 0 | 0 | 0 | 0 | 0 | 0 | 0 | 0 | 0
F5_Industrial_Stone, Clay, and Glass_New_Space Heating_Natural Gas_Gas Boiler - Hot Water Reset_A_Achievable Economic UCT Potential | F5 | Industrial | Stone, Clay, and Glass | New | Space Heating | Natural Gas | Gas Boiler - Hot Water Reset | A | Incremental Summer Peak Savings (MW) | Achievable Economic UCT Potential | 0 | 0 | 0 | 0 | 0 | 0 | 0 | 0 | 0 | 0 | 0 | 0 | 0 | 0 | 0 | 0 | 0 | 0 | 0 | 0 | 0 | 0 | 0 | 0 | 0 | 0 | 0 | 0 | 0 | 0 | 0
F6_Industrial_Stone, Clay, and Glass_New_Space Heating_Natural Gas_Gas Boiler - Hot Water Reset_A_Achievable Economic UCT Potential | F6 | Industrial | Stone, Clay, and Glass | New | Space Heating | Natural Gas | Gas Boiler - Hot Water Reset | A | Incremental Winter Peak Savings (MW) | Achievable Economic UCT Potential | 0 | 0 | 0 | 0 | 0 | 0 | 0 | 0 | 0 | 0 | 0 | 0 | 0 | 0 | 0 | 0 | 0 | 0 | 0 | 0 | 0 | 0 | 0 | 0 | 0 | 0 | 0 | 0 | 0 | 0 | 0
F7_Industrial_Stone, Clay, and Glass_New_Space Heating_Natural Gas_Gas Boiler - Hot Water Reset_A_Achievable Economic UCT Potential | F7 | Industrial | Stone, Clay, and Glass | New | Space Heating | Natural Gas | Gas Boiler - Hot Water Reset | A | Cumulative Energy Savings (MWh or mTherms) | Achievable Economic UCT Potential | 0 | 0 | 0 | 0 | 0 | 0 | 0 | 0 | 0 | 0 | 0 | 0 | 0 | 0 | 0 | 0 | 0 | 0 | 0 | 0 | 0 | 0 | 0 | 0 | 0 | 0 | 0 | 0 | 0 | 0 | 0
F8_Industrial_Stone, Clay, and Glass_New_Space Heating_Natural Gas_Gas Boiler - Hot Water Reset_A_Achievable Economic UCT Potential | F8 | Industrial | Stone, Clay, and Glass | New | Space Heating | Natural Gas | Gas Boiler - Hot Water Reset | A | Cumulative Summer Peak Savings (MW) | Achievable Economic UCT Potential | 0 | 0 | 0 | 0 | 0 | 0 | 0 | 0 | 0 | 0 | 0 | 0 | 0 | 0 | 0 | 0 | 0 | 0 | 0 | 0 | 0 | 0 | 0 | 0 | 0 | 0 | 0 | 0 | 0 | 0 | 0
F9_Industrial_Stone, Clay, and Glass_New_Space Heating_Natural Gas_Gas Boiler - Hot Water Reset_A_Achievable Economic UCT Potential | F9 | Industrial | Stone, Clay, and Glass | New | Space Heating | Natural Gas | Gas Boiler - Hot Water Reset | A | Cumulative Winter Peak Savings (MW) | Achievable Economic UCT Potential | 0 | 0 | 0 | 0 | 0 | 0 | 0 | 0 | 0 | 0 | 0 | 0 | 0 | 0 | 0 | 0 | 0 | 0 | 0 | 0 | 0 | 0 | 0 | 0 | 0 | 0 | 0 | 0 | 0 | 0 | 0
F10_Industrial_Stone, Clay, and Glass_New_Space Heating_Natural Gas_Gas Boiler - Hot Water Reset_A_Achievable Economic UCT Potential | F10 | Industrial | Stone, Clay, and Glass | New | Space Heating | Natural Gas | Gas Boiler - Hot Water Reset | A | Purchases (Incremental) | Achievable Economic UCT Potential | 0 | 0 | 0 | 0 | 0 | 0 | 0 | 0 | 0 | 0 | 0 | 0 | 0 | 0 | 0 | 0 | 0 | 0 | 0 | 0 | 0 | 0 | 0 | 0 | 0 | 0 | 0 | 0 | 0 | 0 | 0
F11_Industrial_Stone, Clay, and Glass_New_Space Heating_Natural Gas_Gas Boiler - Hot Water Reset_A_Achievable Economic UCT Potential | F11 | Industrial | Stone, Clay, and Glass | New | Space Heating | Natural Gas | Gas Boiler - Hot Water Reset | A | Purchases (Cumulative) | Achievable Economic UCT Potential | 0 | 0 | 0 | 0 | 0 | 0 | 0 | 0 | 0 | 0 | 0 | 0 | 0 | 0 | 0 | 0 | 0 | 0 | 0 | 0 | 0 | 0 | 0 | 0 | 0 | 0 | 0 | 0 | 0 | 0 | 0
F1_Industrial_Stone, Clay, and Glass_New_Process_Natural Gas_Gas Boiler - Hot Water Reset_A_Achievable Economic UCT Potential | F1 | Industrial | Stone, Clay, and Glass | New | Process | Natural Gas | Gas Boiler - Hot Water Reset | A | Integrated Unit Energy Savings (kWh or therms) | Achievable Economic UCT Potential | 0 | 0 | 0 | 0 | 0 | 7.6391 | 7.6267 | 7.6157 | 7.6056 | 7.5961 | 7.5911 | 7.5877 | 7.5857 | 7.5845 | 7.5839 | 7.5839 | 7.5842 | 7.5847 | 7.5854 | 7.5862 | 7.5871 | 7.5887 | 7.5901 | 7.5914 | 7.5926 | 7.5949 | 7.597 | 7.599 | 7.6538 | 7.6538 | 7.6538
F2_Industrial_Stone, Clay, and Glass_New_Process_Natural Gas_Gas Boiler - Hot Water Reset_A_Achievable Economic UCT Potential | F2 | Industrial | Stone, Clay, and Glass | New | Process | Natural Gas | Gas Boiler - Hot Water Reset | A | Integrated Unit Summer Peak Savings (kW) | Achievable Economic UCT Potential | 0 | 0 | 0 | 0 | 0 | 0 | 0 | 0 | 0 | 0 | 0 | 0 | 0 | 0 | 0 | 0 | 0 | 0 | 0 | 0 | 0 | 0 | 0 | 0 | 0 | 0 | 0 | 0 | 0 | 0 | 0
F3_Industrial_Stone, Clay, and Glass_New_Process_Natural Gas_Gas Boiler - Hot Water Reset_A_Achievable Economic UCT Potential | F3 | Industrial | Stone, Clay, and Glass | New | Process | Natural Gas | Gas Boiler - Hot Water Reset | A | Integrated Unit Winter Peak Savings (kW) | Achievable Economic UCT Potential | 0 | 0 | 0 | 0 | 0 | 0 | 0 | 0 | 0 | 0 | 0 | 0 | 0 | 0 | 0 | 0 | 0 | 0 | 0 | 0 | 0 | 0 | 0 | 0 | 0 | 0 | 0 | 0 | 0 | 0 | 0
F4_Industrial_Stone, Clay, and Glass_New_Process_Natural Gas_Gas Boiler - Hot Water Reset_A_Achievable Economic UCT Potential | F4 | Industrial | Stone, Clay, and Glass | New | Process | Natural Gas | Gas Boiler - Hot Water Reset | A | Incremental Energy Savings (MWh or mTherms) | Achievable Economic UCT Potential | 0 | 0 | 0 | 0 | 0 | 0.0021134 | 0.0030692 | 0.0043349 | 0.005699 | 0.00726 | 0.00938 | 0.011257 | 0.012487 | 0.012696 | 0.0117 | 0.0096657 | 0.0067981 | 0.0041804 | 0.0021245 | 0.00094572 | 0.00036097 | 0.0020994 | 0.0030545 | 0.0043211 | 0.0056893 | 0.007259 | 0.0093874 | 0.011274 | 0.012599 | 0.012813 | 0.011808
F5_Industrial_Stone, Clay, and Glass_New_Process_Natural Gas_Gas Boiler - Hot Water Reset_A_Achievable Economic UCT Potential | F5 | Industrial | Stone, Clay, and Glass | New | Process | Natural Gas | Gas Boiler - Hot Water Reset | A | Incremental Summer Peak Savings (MW) | Achievable Economic UCT Potential | 0 | 0 | 0 | 0 | 0 | 0 | 0 | 0 | 0 | 0 | 0 | 0 | 0 | 0 | 0 | 0 | 0 | 0 | 0 | 0 | 0 | 0 | 0 | 0 | 0 | 0 | 0 | 0 | 0 | 0 | 0
F6_Industrial_Stone, Clay, and Glass_New_Process_Natural Gas_Gas Boiler - Hot Water Reset_A_Achievable Economic UCT Potential | F6 | Industrial | Stone, Clay, and Glass | New | Process | Natural Gas | Gas Boiler - Hot Water Reset | A | Incremental Winter Peak Savings (MW) | Achievable Economic UCT Potential | 0 | 0 | 0 | 0 | 0 | 0 | 0 | 0 | 0 | 0 | 0 | 0 | 0 | 0 | 0 | 0 | 0 | 0 | 0 | 0 | 0 | 0 | 0 | 0 | 0 | 0 | 0 | 0 | 0 | 0 | 0
F7_Industrial_Stone, Clay, and Glass_New_Process_Natural Gas_Gas Boiler - Hot Water Reset_A_Achievable Economic UCT Potential | F7 | Industrial | Stone, Clay, and Glass | New | Process | Natural Gas | Gas Boiler - Hot Water Reset | A | Cumulative Energy Savings (MWh or mTherms) | Achievable Economic UCT Potential | 0 | 0 | 0 | 0 | 0 | 0.0021134 | 0.0051792 | 0.0095066 | 0.015193 | 0.022434 | 0.031799 | 0.043043 | 0.055518 | 0.068206 | 0.079901 | 0.089566 | 0.096367 | 0.10055 | 0.10269 | 0.10365 | 0.10402 | 0.10404 | 0.10406 | 0.10408 | 0.10409 | 0.10413 | 0.10415 | 0.10418 | 0 | 0 | 0
F8_Industrial_Stone, Clay, and Glass_New_Process_Natural Gas_Gas Boiler - Hot Water Reset_A_Achievable Economic UCT Potential | F8 | Industrial | Stone, Clay, and Glass | New | Process | Natural Gas | Gas Boiler - Hot Water Reset | A | Cumulative Summer Peak Savings (MW) | Achievable Economic UCT Potential | 0 | 0 | 0 | 0 | 0 | 0 | 0 | 0 | 0 | 0 | 0 | 0 | 0 | 0 | 0 | 0 | 0 | 0 | 0 | 0 | 0 | 0 | 0 | 0 | 0 | 0 | 0 | 0 | 0 | 0 | 0
F9_Industrial_Stone, Clay, and Glass_New_Process_Natural Gas_Gas Boiler - Hot Water Reset_A_Achievable Economic UCT Potential | F9 | Industrial | Stone, Clay, and Glass | New | Process | Natural Gas | Gas Boiler - Hot Water Reset | A | Cumulative Winter Peak Savings (MW) | Achievable Economic UCT Potential | 0 | 0 | 0 | 0 | 0 | 0 | 0 | 0 | 0 | 0 | 0 | 0 | 0 | 0 | 0 | 0 | 0 | 0 | 0 | 0 | 0 | 0 | 0 | 0 | 0 | 0 | 0 | 0 | 0 | 0 | 0
F10_Industrial_Stone, Clay, and Glass_New_Process_Natural Gas_Gas Boiler - Hot Water Reset_A_Achievable Economic UCT Potential | F10 | Industrial | Stone, Clay, and Glass | New | Process | Natural Gas | Gas Boiler - Hot Water Reset | A | Purchases (Incremental) | Achievable Economic UCT Potential | 0 | 0 | 0 | 0 | 0 | 0.27665 | 0.40243 | 0.5692 | 0.74932 | 0.95576 | 1.2357 | 1.4836 | 1.6461 | 1.674 | 1.5428 | 1.2745 | 0.89635 | 0.55116 | 0.28008 | 0.12466 | 0.047577 | 0.27665 | 0.40243 | 0.5692 | 0.74932 | 0.95576 | 1.2357 | 1.4836 | 1.6461 | 1.674 | 1.5428
F11_Industrial_Stone, Clay, and Glass_New_Process_Natural Gas_Gas Boiler - Hot Water Reset_A_Achievable Economic UCT Potential | F11 | Industrial | Stone, Clay, and Glass | New | Process | Natural Gas | Gas Boiler - Hot Water Reset | A | Purchases (Cumulative) | Achievable Economic UCT Potential | 0 | 0 | 0 | 0 | 0 | 0.27665 | 0.67908 | 1.2483 | 1.9976 | 2.9534 | 4.189 | 5.6727 | 7.3188 | 8.9928 | 10.5356 | 11.8101 | 12.7064 | 13.2576 | 13.5377 | 13.6623 | 13.7099 | 13.7099 | 13.7099 | 13.7099 | 13.7099 | 13.7099 | 13.7099 | 13.7099 | 13.7099 | 13.7099 | 13.7099
F1_Industrial_Stone, Clay, and Glass_New_Space Heating_Natural Gas_Steam Trap Maintenance_A_Achievable Economic UCT Potential | F1 | Industrial | Stone, Clay, and Glass | New | Space Heating | Natural Gas | Steam Trap Maintenance | A | Integrated Unit Energy Savings (kWh or therms) | Achievable Economic UCT Potential | 0 | 0 | 0 | 0 | 0 | 0 | 0 | 0 | 0 | 0 | 0 | 0 | 0 | 0 | 0 | 0 | 0 | 0 | 0 | 0 | 0 | 0 | 0 | 0 | 0 | 0 | 0 | 0 | 0 | 0 | 0
F2_Industrial_Stone, Clay, and Glass_New_Space Heating_Natural Gas_Steam Trap Maintenance_A_Achievable Economic UCT Potential | F2 | Industrial | Stone, Clay, and Glass | New | Space Heating | Natural Gas | Steam Trap Maintenance | A | Integrated Unit Summer Peak Savings (kW) | Achievable Economic UCT Potential | 0 | 0 | 0 | 0 | 0 | 0 | 0 | 0 | 0 | 0 | 0 | 0 | 0 | 0 | 0 | 0 | 0 | 0 | 0 | 0 | 0 | 0 | 0 | 0 | 0 | 0 | 0 | 0 | 0 | 0 | 0
F3_Industrial_Stone, Clay, and Glass_New_Space Heating_Natural Gas_Steam Trap Maintenance_A_Achievable Economic UCT Potential | F3 | Industrial | Stone, Clay, and Glass | New | Space Heating | Natural Gas | Steam Trap Maintenance | A | Integrated Unit Winter Peak Savings (kW) | Achievable Economic UCT Potential | 0 | 0 | 0 | 0 | 0 | 0 | 0 | 0 | 0 | 0 | 0 | 0 | 0 | 0 | 0 | 0 | 0 | 0 | 0 | 0 | 0 | 0 | 0 | 0 | 0 | 0 | 0 | 0 | 0 | 0 | 0
F4_Industrial_Stone, Clay, and Glass_New_Space Heating_Natural Gas_Steam Trap Maintenance_A_Achievable Economic UCT Potential | F4 | Industrial | Stone, Clay, and Glass | New | Space Heating | Natural Gas | Steam Trap Maintenance | A | Incremental Energy Savings (MWh or mTherms) | Achievable Economic UCT Potential | 0 | 0 | 0 | 0 | 0 | 0 | 0 | 0 | 0 | 0 | 0 | 0 | 0 | 0 | 0 | 0 | 0 | 0 | 0 | 0 | 0 | 0 | 0 | 0 | 0 | 0 | 0 | 0 | 0 | 0 | 0
F5_Industrial_Stone, Clay, and Glass_New_Space Heating_Natural Gas_Steam Trap Maintenance_A_Achievable Economic UCT Potential | F5 | Industrial | Stone, Clay, and Glass | New | Space Heating | Natural Gas | Steam Trap Maintenance | A | Incremental Summer Peak Savings (MW) | Achievable Economic UCT Potential | 0 | 0 | 0 | 0 | 0 | 0 | 0 | 0 | 0 | 0 | 0 | 0 | 0 | 0 | 0 | 0 | 0 | 0 | 0 | 0 | 0 | 0 | 0 | 0 | 0 | 0 | 0 | 0 | 0 | 0 | 0
F6_Industrial_Stone, Clay, and Glass_New_Space Heating_Natural Gas_Steam Trap Maintenance_A_Achievable Economic UCT Potential | F6 | Industrial | Stone, Clay, and Glass | New | Space Heating | Natural Gas | Steam Trap Maintenance | A | Incremental Winter Peak Savings (MW) | Achievable Economic UCT Potential | 0 | 0 | 0 | 0 | 0 | 0 | 0 | 0 | 0 | 0 | 0 | 0 | 0 | 0 | 0 | 0 | 0 | 0 | 0 | 0 | 0 | 0 | 0 | 0 | 0 | 0 | 0 | 0 | 0 | 0 | 0
F7_Industrial_Stone, Clay, and Glass_New_Space Heating_Natural Gas_Steam Trap Maintenance_A_Achievable Economic UCT Potential | F7 | Industrial | Stone, Clay, and Glass | New | Space Heating | Natural Gas | Steam Trap Maintenance | A | Cumulative Energy Savings (MWh or mTherms) | Achievable Economic UCT Potential | 0 | 0 | 0 | 0 | 0 | 0 | 0 | 0 | 0 | 0 | 0 | 0 | 0 | 0 | 0 | 0 | 0 | 0 | 0 | 0 | 0 | 0 | 0 | 0 | 0 | 0 | 0 | 0 | 0 | 0 | 0
F8_Industrial_Stone, Clay, and Glass_New_Space Heating_Natural Gas_Steam Trap Maintenance_A_Achievable Economic UCT Potential | F8 | Industrial | Stone, Clay, and Glass | New | Space Heating | Natural Gas | Steam Trap Maintenance | A | Cumulative Summer Peak Savings (MW) | Achievable Economic UCT Potential | 0 | 0 | 0 | 0 | 0 | 0 | 0 | 0 | 0 | 0 | 0 | 0 | 0 | 0 | 0 | 0 | 0 | 0 | 0 | 0 | 0 | 0 | 0 | 0 | 0 | 0 | 0 | 0 | 0 | 0 | 0
F9_Industrial_Stone, Clay, and Glass_New_Space Heating_Natural Gas_Steam Trap Maintenance_A_Achievable Economic UCT Potential | F9 | Industrial | Stone, Clay, and Glass | New | Space Heating | Natural Gas | Steam Trap Maintenance | A | Cumulative Winter Peak Savings (MW) | Achievable Economic UCT Potential | 0 | 0 | 0 | 0 | 0 | 0 | 0 | 0 | 0 | 0 | 0 | 0 | 0 | 0 | 0 | 0 | 0 | 0 | 0 | 0 | 0 | 0 | 0 | 0 | 0 | 0 | 0 | 0 | 0 | 0 | 0
F10_Industrial_Stone, Clay, and Glass_New_Space Heating_Natural Gas_Steam Trap Maintenance_A_Achievable Economic UCT Potential | F10 | Industrial | Stone, Clay, and Glass | New | Space Heating | Natural Gas | Steam Trap Maintenance | A | Purchases (Incremental) | Achievable Economic UCT Potential | 0 | 0 | 0 | 0 | 0 | 0 | 0 | 0 | 0 | 0 | 0 | 0 | 0 | 0 | 0 | 0 | 0 | 0 | 0 | 0 | 0 | 0 | 0 | 0 | 0 | 0 | 0 | 0 | 0 | 0 | 0
F11_Industrial_Stone, Clay, and Glass_New_Space Heating_Natural Gas_Steam Trap Maintenance_A_Achievable Economic UCT Potential | F11 | Industrial | Stone, Clay, and Glass | New | Space Heating | Natural Gas | Steam Trap Maintenance | A | Purchases (Cumulative) | Achievable Economic UCT Potential | 0 | 0 | 0 | 0 | 0 | 0 | 0 | 0 | 0 | 0 | 0 | 0 | 0 | 0 | 0 | 0 | 0 | 0 | 0 | 0 | 0 | 0 | 0 | 0 | 0 | 0 | 0 | 0 | 0 | 0 | 0
F1_Industrial_Stone, Clay, and Glass_New_Process_Natural Gas_Steam Trap Maintenance_A_Achievable Economic UCT Potential | F1 | Industrial | Stone, Clay, and Glass | New | Process | Natural Gas | Steam Trap Maintenance | A | Integrated Unit Energy Savings (kWh or therms) | Achievable Economic UCT Potential | 0 | 0 | 0 | 0 | 0 | 5.4019 | 5.3969 | 5.3924 | 5.3884 | 5.3845 | 5.3814 | 5.3794 | 5.3783 | 5.3777 | 5.3776 | 5.3778 | 5.3781 | 5.3787 | 5.3793 | 5.38 | 5.3808 | 5.382 | 5.3831 | 5.3841 | 5.385 | 5.3859 | 5.3867 | 5.3874 | 5.4079 | 5.4079 | 5.4079
F2_Industrial_Stone, Clay, and Glass_New_Process_Natural Gas_Steam Trap Maintenance_A_Achievable Economic UCT Potential | F2 | Industrial | Stone, Clay, and Glass | New | Process | Natural Gas | Steam Trap Maintenance | A | Integrated Unit Summer Peak Savings (kW) | Achievable Economic UCT Potential | 0 | 0 | 0 | 0 | 0 | 0 | 0 | 0 | 0 | 0 | 0 | 0 | 0 | 0 | 0 | 0 | 0 | 0 | 0 | 0 | 0 | 0 | 0 | 0 | 0 | 0 | 0 | 0 | 0 | 0 | 0
F3_Industrial_Stone, Clay, and Glass_New_Process_Natural Gas_Steam Trap Maintenance_A_Achievable Economic UCT Potential | F3 | Industrial | Stone, Clay, and Glass | New | Process | Natural Gas | Steam Trap Maintenance | A | Integrated Unit Winter Peak Savings (kW) | Achievable Economic UCT Potential | 0 | 0 | 0 | 0 | 0 | 0 | 0 | 0 | 0 | 0 | 0 | 0 | 0 | 0 | 0 | 0 | 0 | 0 | 0 | 0 | 0 | 0 | 0 | 0 | 0 | 0 | 0 | 0 | 0 | 0 | 0
F4_Industrial_Stone, Clay, and Glass_New_Process_Natural Gas_Steam Trap Maintenance_A_Achievable Economic UCT Potential | F4 | Industrial | Stone, Clay, and Glass | New | Process | Natural Gas | Steam Trap Maintenance | A | Incremental Energy Savings (MWh or mTherms) | Achievable Economic UCT Potential | 0 | 0 | 0 | 0 | 0 | 0 | 0 | 0 | 0 | 0 | 0 | 0 | 0 | 0 | 0 | 0 | 0 | 0 | 0 | 0 | 0 | 0 | 0 | 0 | 0 | 0 | 0 | 0 | 0 | 0 | 0
F5_Industrial_Stone, Clay, and Glass_New_Process_Natural Gas_Steam Trap Maintenance_A_Achievable Economic UCT Potential | F5 | Industrial | Stone, Clay, and Glass | New | Process | Natural Gas | Steam Trap Maintenance | A | Incremental Summer Peak Savings (MW) | Achievable Economic UCT Potential | 0 | 0 | 0 | 0 | 0 | 0 | 0 | 0 | 0 | 0 | 0 | 0 | 0 | 0 | 0 | 0 | 0 | 0 | 0 | 0 | 0 | 0 | 0 | 0 | 0 | 0 | 0 | 0 | 0 | 0 | 0
F6_Industrial_Stone, Clay, and Glass_New_Process_Natural Gas_Steam Trap Maintenance_A_Achievable Economic UCT Potential | F6 | Industrial | Stone, Clay, and Glass | New | Process | Natural Gas | Steam Trap Maintenance | A | Incremental Winter Peak Savings (MW) | Achievable Economic UCT Potential | 0 | 0 | 0 | 0 | 0 | 0 | 0 | 0 | 0 | 0 | 0 | 0 | 0 | 0 | 0 | 0 | 0 | 0 | 0 | 0 | 0 | 0 | 0 | 0 | 0 | 0 | 0 | 0 | 0 | 0 | 0
F7_Industrial_Stone, Clay, and Glass_New_Process_Natural Gas_Steam Trap Maintenance_A_Achievable Economic UCT Potential | F7 | Industrial | Stone, Clay, and Glass | New | Process | Natural Gas | Steam Trap Maintenance | A | Cumulative Energy Savings (MWh or mTherms) | Achievable Economic UCT Potential | 0 | 0 | 0 | 0 | 0 | 0 | 0 | 0 | 0 | 0 | 0 | 0 | 0 | 0 | 0 | 0 | 0 | 0 | 0 | 0 | 0 | 0 | 0 | 0 | 0 | 0 | 0 | 0 | 0 | 0 | 0
F8_Industrial_Stone, Clay, and Glass_New_Process_Natural Gas_Steam Trap Maintenance_A_Achievable Economic UCT Potential | F8 | Industrial | Stone, Clay, and Glass | New | Process | Natural Gas | Steam Trap Maintenance | A | Cumulative Summer Peak Savings (MW) | Achievable Economic UCT Potential | 0 | 0 | 0 | 0 | 0 | 0 | 0 | 0 | 0 | 0 | 0 | 0 | 0 | 0 | 0 | 0 | 0 | 0 | 0 | 0 | 0 | 0 | 0 | 0 | 0 | 0 | 0 | 0 | 0 | 0 | 0
F9_Industrial_Stone, Clay, and Glass_New_Process_Natural Gas_Steam Trap Maintenance_A_Achievable Economic UCT Potential | F9 | Industrial | Stone, Clay, and Glass | New | Process | Natural Gas | Steam Trap Maintenance | A | Cumulative Winter Peak Savings (MW) | Achievable Economic UCT Potential | 0 | 0 | 0 | 0 | 0 | 0 | 0 | 0 | 0 | 0 | 0 | 0 | 0 | 0 | 0 | 0 | 0 | 0 | 0 | 0 | 0 | 0 | 0 | 0 | 0 | 0 | 0 | 0 | 0 | 0 | 0
F10_Industrial_Stone, Clay, and Glass_New_Process_Natural Gas_Steam Trap Maintenance_A_Achievable Economic UCT Potential | F10 | Industrial | Stone, Clay, and Glass | New | Process | Natural Gas | Steam Trap Maintenance | A | Purchases (Incremental) | Achievable Economic UCT Potential | 0 | 0 | 0 | 0 | 0 | 0 | 0 | 0 | 0 | 0 | 0 | 0 | 0 | 0 | 0 | 0 | 0 | 0 | 0 | 0 | 0 | 0 | 0 | 0 | 0 | 0 | 0 | 0 | 0 | 0 | 0
F11_Industrial_Stone, Clay, and Glass_New_Process_Natural Gas_Steam Trap Maintenance_A_Achievable Economic UCT Potential | F11 | Industrial | Stone, Clay, and Glass | New | Process | Natural Gas | Steam Trap Maintenance | A | Purchases (Cumulative) | Achievable Economic UCT Potential | 0 | 0 | 0 | 0 | 0 | 0 | 0 | 0 | 0 | 0 | 0 | 0 | 0 | 0 | 0 | 0 | 0 | 0 | 0 | 0 | 0 | 0 | 0 | 0 | 0 | 0 | 0 | 0 | 0 | 0 | 0
F1_Industrial_Stone, Clay, and Glass_New_Space Heating_Natural Gas_Gas Boiler - High Turndown_A_Achievable Economic UCT Potential | F1 | Industrial | Stone, Clay, and Glass | New | Space Heating | Natural Gas | Gas Boiler - High Turndown | A | Integrated Unit Energy Savings (kWh or therms) | Achievable Economic UCT Potential | 0 | 0 | 0 | 0 | 0 | 0 | 0 | 0 | 0 | 0 | 0 | 0 | 0 | 0 | 0 | 0 | 0 | 0 | 0 | 0 | 0 | 0 | 0 | 0 | 0 | 0 | 0 | 0 | 0 | 0 | 0
F2_Industrial_Stone, Clay, and Glass_New_Space Heating_Natural Gas_Gas Boiler - High Turndown_A_Achievable Economic UCT Potential | F2 | Industrial | Stone, Clay, and Glass | New | Space Heating | Natural Gas | Gas Boiler - High Turndown | A | Integrated Unit Summer Peak Savings (kW) | Achievable Economic UCT Potential | 0 | 0 | 0 | 0 | 0 | 0 | 0 | 0 | 0 | 0 | 0 | 0 | 0 | 0 | 0 | 0 | 0 | 0 | 0 | 0 | 0 | 0 | 0 | 0 | 0 | 0 | 0 | 0 | 0 | 0 | 0
F3_Industrial_Stone, Clay, and Glass_New_Space Heating_Natural Gas_Gas Boiler - High Turndown_A_Achievable Economic UCT Potential | F3 | Industrial | Stone, Clay, and Glass | New | Space Heating | Natural Gas | Gas Boiler - High Turndown | A | Integrated Unit Winter Peak Savings (kW) | Achievable Economic UCT Potential | 0 | 0 | 0 | 0 | 0 | 0 | 0 | 0 | 0 | 0 | 0 | 0 | 0 | 0 | 0 | 0 | 0 | 0 | 0 | 0 | 0 | 0 | 0 | 0 | 0 | 0 | 0 | 0 | 0 | 0 | 0
F4_Industrial_Stone, Clay, and Glass_New_Space Heating_Natural Gas_Gas Boiler - High Turndown_A_Achievable Economic UCT Potential | F4 | Industrial | Stone, Clay, and Glass | New | Space Heating | Natural Gas | Gas Boiler - High Turndown | A | Incremental Energy Savings (MWh or mTherms) | Achievable Economic UCT Potential | 0 | 0 | 0 | 0 | 0 | 0 | 0 | 0 | 0 | 0 | 0 | 0 | 0 | 0 | 0 | 0 | 0 | 0 | 0 | 0 | 0 | 0 | 0 | 0 | 0 | 0 | 0 | 0 | 0 | 0 | 0
F5_Industrial_Stone, Clay, and Glass_New_Space Heating_Natural Gas_Gas Boiler - High Turndown_A_Achievable Economic UCT Potential | F5 | Industrial | Stone, Clay, and Glass | New | Space Heating | Natural Gas | Gas Boiler - High Turndown | A | Incremental Summer Peak Savings (MW) | Achievable Economic UCT Potential | 0 | 0 | 0 | 0 | 0 | 0 | 0 | 0 | 0 | 0 | 0 | 0 | 0 | 0 | 0 | 0 | 0 | 0 | 0 | 0 | 0 | 0 | 0 | 0 | 0 | 0 | 0 | 0 | 0 | 0 | 0
F6_Industrial_Stone, Clay, and Glass_New_Space Heating_Natural Gas_Gas Boiler - High Turndown_A_Achievable Economic UCT Potential | F6 | Industrial | Stone, Clay, and Glass | New | Space Heating | Natural Gas | Gas Boiler - High Turndown | A | Incremental Winter Peak Savings (MW) | Achievable Economic UCT Potential | 0 | 0 | 0 | 0 | 0 | 0 | 0 | 0 | 0 | 0 | 0 | 0 | 0 | 0 | 0 | 0 | 0 | 0 | 0 | 0 | 0 | 0 | 0 | 0 | 0 | 0 | 0 | 0 | 0 | 0 | 0
F7_Industrial_Stone, Clay, and Glass_New_Space Heating_Natural Gas_Gas Boiler - High Turndown_A_Achievable Economic UCT Potential | F7 | Industrial | Stone, Clay, and Glass | New | Space Heating | Natural Gas | Gas Boiler - High Turndown | A | Cumulative Energy Savings (MWh or mTherms) | Achievable Economic UCT Potential | 0 | 0 | 0 | 0 | 0 | 0 | 0 | 0 | 0 | 0 | 0 | 0 | 0 | 0 | 0 | 0 | 0 | 0 | 0 | 0 | 0 | 0 | 0 | 0 | 0 | 0 | 0 | 0 | 0 | 0 | 0
F8_Industrial_Stone, Clay, and Glass_New_Space Heating_Natural Gas_Gas Boiler - High Turndown_A_Achievable Economic UCT Potential | F8 | Industrial | Stone, Clay, and Glass | New | Space Heating | Natural Gas | Gas Boiler - High Turndown | A | Cumulative Summer Peak Savings (MW) | Achievable Economic UCT Potential | 0 | 0 | 0 | 0 | 0 | 0 | 0 | 0 | 0 | 0 | 0 | 0 | 0 | 0 | 0 | 0 | 0 | 0 | 0 | 0 | 0 | 0 | 0 | 0 | 0 | 0 | 0 | 0 | 0 | 0 | 0
F9_Industrial_Stone, Clay, and Glass_New_Space Heating_Natural Gas_Gas Boiler - High Turndown_A_Achievable Economic UCT Potential | F9 | Industrial | Stone, Clay, and Glass | New | Space Heating | Natural Gas | Gas Boiler - High Turndown | A | Cumulative Winter Peak Savings (MW) | Achievable Economic UCT Potential | 0 | 0 | 0 | 0 | 0 | 0 | 0 | 0 | 0 | 0 | 0 | 0 | 0 | 0 | 0 | 0 | 0 | 0 | 0 | 0 | 0 | 0 | 0 | 0 | 0 | 0 | 0 | 0 | 0 | 0 | 0
F10_Industrial_Stone, Clay, and Glass_New_Space Heating_Natural Gas_Gas Boiler - High Turndown_A_Achievable Economic UCT Potential | F10 | Industrial | Stone, Clay, and Glass | New | Space Heating | Natural Gas | Gas Boiler - High Turndown | A | Purchases (Incremental) | Achievable Economic UCT Potential | 0 | 0 | 0 | 0 | 0 | 0 | 0 | 0 | 0 | 0 | 0 | 0 | 0 | 0 | 0 | 0 | 0 | 0 | 0 | 0 | 0 | 0 | 0 | 0 | 0 | 0 | 0 | 0 | 0 | 0 | 0
F11_Industrial_Stone, Clay, and Glass_New_Space Heating_Natural Gas_Gas Boiler - High Turndown_A_Achievable Economic UCT Potential | F11 | Industrial | Stone, Clay, and Glass | New | Space Heating | Natural Gas | Gas Boiler - High Turndown | A | Purchases (Cumulative) | Achievable Economic UCT Potential | 0 | 0 | 0 | 0 | 0 | 0 | 0 | 0 | 0 | 0 | 0 | 0 | 0 | 0 | 0 | 0 | 0 | 0 | 0 | 0 | 0 | 0 | 0 | 0 | 0 | 0 | 0 | 0 | 0 | 0 | 0
F1_Industrial_Stone, Clay, and Glass_New_Process_Natural Gas_Gas Boiler - High Turndown_A_Achievable Economic UCT Potential | F1 | Industrial | Stone, Clay, and Glass | New | Process | Natural Gas | Gas Boiler - High Turndown | A | Integrated Unit Energy Savings (kWh or therms) | Achievable Economic UCT Potential | 0 | 0 | 0 | 0 | 0 | 5.7166 | 5.6965 | 5.6787 | 5.6623 | 5.6468 | 5.6364 | 5.6295 | 5.6253 | 5.623 | 5.6221 | 5.6222 | 5.6231 | 5.6245 | 5.6263 | 5.6283 | 5.6317 | 5.6352 | 5.6385 | 5.6415 | 5.6442 | 5.6478 | 5.6511 | 5.6542 | 5.7404 | 5.7404 | 5.7404
F2_Industrial_Stone, Clay, and Glass_New_Process_Natural Gas_Gas Boiler - High Turndown_A_Achievable Economic UCT Potential | F2 | Industrial | Stone, Clay, and Glass | New | Process | Natural Gas | Gas Boiler - High Turndown | A | Integrated Unit Summer Peak Savings (kW) | Achievable Economic UCT Potential | 0 | 0 | 0 | 0 | 0 | 0 | 0 | 0 | 0 | 0 | 0 | 0 | 0 | 0 | 0 | 0 | 0 | 0 | 0 | 0 | 0 | 0 | 0 | 0 | 0 | 0 | 0 | 0 | 0 | 0 | 0
F3_Industrial_Stone, Clay, and Glass_New_Process_Natural Gas_Gas Boiler - High Turndown_A_Achievable Economic UCT Potential | F3 | Industrial | Stone, Clay, and Glass | New | Process | Natural Gas | Gas Boiler - High Turndown | A | Integrated Unit Winter Peak Savings (kW) | Achievable Economic UCT Potential | 0 | 0 | 0 | 0 | 0 | 0 | 0 | 0 | 0 | 0 | 0 | 0 | 0 | 0 | 0 | 0 | 0 | 0 | 0 | 0 | 0 | 0 | 0 | 0 | 0 | 0 | 0 | 0 | 0 | 0 | 0
F4_Industrial_Stone, Clay, and Glass_New_Process_Natural Gas_Gas Boiler - High Turndown_A_Achievable Economic UCT Potential | F4 | Industrial | Stone, Clay, and Glass | New | Process | Natural Gas | Gas Boiler - High Turndown | A | Incremental Energy Savings (MWh or mTherms) | Achievable Economic UCT Potential | 0 | 0 | 0 | 0 | 0 | 0 | 0 | 0 | 0 | 0 | 0 | 0 | 0 | 0 | 0 | 0 | 0 | 0 | 0 | 0 | 0 | 0 | 0 | 0 | 0 | 0 | 0 | 0 | 0 | 0 | 0
F5_Industrial_Stone, Clay, and Glass_New_Process_Natural Gas_Gas Boiler - High Turndown_A_Achievable Economic UCT Potential | F5 | Industrial | Stone, Clay, and Glass | New | Process | Natural Gas | Gas Boiler - High Turndown | A | Incremental Summer Peak Savings (MW) | Achievable Economic UCT Potential | 0 | 0 | 0 | 0 | 0 | 0 | 0 | 0 | 0 | 0 | 0 | 0 | 0 | 0 | 0 | 0 | 0 | 0 | 0 | 0 | 0 | 0 | 0 | 0 | 0 | 0 | 0 | 0 | 0 | 0 | 0
F6_Industrial_Stone, Clay, and Glass_New_Process_Natural Gas_Gas Boiler - High Turndown_A_Achievable Economic UCT Potential | F6 | Industrial | Stone, Clay, and Glass | New | Process | Natural Gas | Gas Boiler - High Turndown | A | Incremental Winter Peak Savings (MW) | Achievable Economic UCT Potential | 0 | 0 | 0 | 0 | 0 | 0 | 0 | 0 | 0 | 0 | 0 | 0 | 0 | 0 | 0 | 0 | 0 | 0 | 0 | 0 | 0 | 0 | 0 | 0 | 0 | 0 | 0 | 0 | 0 | 0 | 0
F7_Industrial_Stone, Clay, and Glass_New_Process_Natural Gas_Gas Boiler - High Turndown_A_Achievable Economic UCT Potential | F7 | Industrial | Stone, Clay, and Glass | New | Process | Natural Gas | Gas Boiler - High Turndown | A | Cumulative Energy Savings (MWh or mTherms) | Achievable Economic UCT Potential | 0 | 0 | 0 | 0 | 0 | 0 | 0 | 0 | 0 | 0 | 0 | 0 | 0 | 0 | 0 | 0 | 0 | 0 | 0 | 0 | 0 | 0 | 0 | 0 | 0 | 0 | 0 | 0 | 0 | 0 | 0
F8_Industrial_Stone, Clay, and Glass_New_Process_Natural Gas_Gas Boiler - High Turndown_A_Achievable Economic UCT Potential | F8 | Industrial | Stone, Clay, and Glass | New | Process | Natural Gas | Gas Boiler - High Turndown | A | Cumulative Summer Peak Savings (MW) | Achievable Economic UCT Potential | 0 | 0 | 0 | 0 | 0 | 0 | 0 | 0 | 0 | 0 | 0 | 0 | 0 | 0 | 0 | 0 | 0 | 0 | 0 | 0 | 0 | 0 | 0 | 0 | 0 | 0 | 0 | 0 | 0 | 0 | 0
F9_Industrial_Stone, Clay, and Glass_New_Process_Natural Gas_Gas Boiler - High Turndown_A_Achievable Economic UCT Potential | F9 | Industrial | Stone, Clay, and Glass | New | Process | Natural Gas | Gas Boiler - High Turndown | A | Cumulative Winter Peak Savings (MW) | Achievable Economic UCT Potential | 0 | 0 | 0 | 0 | 0 | 0 | 0 | 0 | 0 | 0 | 0 | 0 | 0 | 0 | 0 | 0 | 0 | 0 | 0 | 0 | 0 | 0 | 0 | 0 | 0 | 0 | 0 | 0 | 0 | 0 | 0
F10_Industrial_Stone, Clay, and Glass_New_Process_Natural Gas_Gas Boiler - High Turndown_A_Achievable Economic UCT Potential | F10 | Industrial | Stone, Clay, and Glass | New | Process | Natural Gas | Gas Boiler - High Turndown | A | Purchases (Incremental) | Achievable Economic UCT Potential | 0 | 0 | 0 | 0 | 0 | 0 | 0 | 0 | 0 | 0 | 0 | 0 | 0 | 0 | 0 | 0 | 0 | 0 | 0 | 0 | 0 | 0 | 0 | 0 | 0 | 0 | 0 | 0 | 0 | 0 | 0
F11_Industrial_Stone, Clay, and Glass_New_Process_Natural Gas_Gas Boiler - High Turndown_A_Achievable Economic UCT Potential | F11 | Industrial | Stone, Clay, and Glass | New | Process | Natural Gas | Gas Boiler - High Turndown | A | Purchases (Cumulative) | Achievable Economic UCT Potential | 0 | 0 | 0 | 0 | 0 | 0 | 0 | 0 | 0 | 0 | 0 | 0 | 0 | 0 | 0 | 0 | 0 | 0 | 0 | 0 | 0 | 0 | 0 | 0 | 0 | 0 | 0 | 0 | 0 | 0 | 0
F1_Industrial_Stone, Clay, and Glass_New_Space Heating_Natural Gas_Gas Boiler - Burner Control Optimization_A_Achievable Economic UCT Potential | F1 | Industrial | Stone, Clay, and Glass | New | Space Heating | Natural Gas | Gas Boiler - Burner Control Optimization | A | Integrated Unit Energy Savings (kWh or therms) | Achievable Economic UCT Potential | 0 | 0 | 0 | 0 | 0 | 0 | 0 | 0 | 0 | 0 | 0 | 0 | 0 | 0 | 0 | 0 | 0 | 0 | 0 | 0 | 0 | 0 | 0 | 0 | 0 | 0 | 0 | 0 | 0 | 0 | 0
F2_Industrial_Stone, Clay, and Glass_New_Space Heating_Natural Gas_Gas Boiler - Burner Control Optimization_A_Achievable Economic UCT Potential | F2 | Industrial | Stone, Clay, and Glass | New | Space Heating | Natural Gas | Gas Boiler - Burner Control Optimization | A | Integrated Unit Summer Peak Savings (kW) | Achievable Economic UCT Potential | 0 | 0 | 0 | 0 | 0 | 0 | 0 | 0 | 0 | 0 | 0 | 0 | 0 | 0 | 0 | 0 | 0 | 0 | 0 | 0 | 0 | 0 | 0 | 0 | 0 | 0 | 0 | 0 | 0 | 0 | 0
F3_Industrial_Stone, Clay, and Glass_New_Space Heating_Natural Gas_Gas Boiler - Burner Control Optimization_A_Achievable Economic UCT Potential | F3 | Industrial | Stone, Clay, and Glass | New | Space Heating | Natural Gas | Gas Boiler - Burner Control Optimization | A | Integrated Unit Winter Peak Savings (kW) | Achievable Economic UCT Potential | 0 | 0 | 0 | 0 | 0 | 0 | 0 | 0 | 0 | 0 | 0 | 0 | 0 | 0 | 0 | 0 | 0 | 0 | 0 | 0 | 0 | 0 | 0 | 0 | 0 | 0 | 0 | 0 | 0 | 0 | 0
F4_Industrial_Stone, Clay, and Glass_New_Space Heating_Natural Gas_Gas Boiler - Burner Control Optimization_A_Achievable Economic UCT Potential | F4 | Industrial | Stone, Clay, and Glass | New | Space Heating | Natural Gas | Gas Boiler - Burner Control Optimization | A | Incremental Energy Savings (MWh or mTherms) | Achievable Economic UCT Potential | 0 | 0 | 0 | 0 | 0 | 0 | 0 | 0 | 0 | 0 | 0 | 0 | 0 | 0 | 0 | 0 | 0 | 0 | 0 | 0 | 0 | 0 | 0 | 0 | 0 | 0 | 0 | 0 | 0 | 0 | 0
F5_Industrial_Stone, Clay, and Glass_New_Space Heating_Natural Gas_Gas Boiler - Burner Control Optimization_A_Achievable Economic UCT Potential | F5 | Industrial | Stone, Clay, and Glass | New | Space Heating | Natural Gas | Gas Boiler - Burner Control Optimization | A | Incremental Summer Peak Savings (MW) | Achievable Economic UCT Potential | 0 | 0 | 0 | 0 | 0 | 0 | 0 | 0 | 0 | 0 | 0 | 0 | 0 | 0 | 0 | 0 | 0 | 0 | 0 | 0 | 0 | 0 | 0 | 0 | 0 | 0 | 0 | 0 | 0 | 0 | 0
F6_Industrial_Stone, Clay, and Glass_New_Space Heating_Natural Gas_Gas Boiler - Burner Control Optimization_A_Achievable Economic UCT Potential | F6 | Industrial | Stone, Clay, and Glass | New | Space Heating | Natural Gas | Gas Boiler - Burner Control Optimization | A | Incremental Winter Peak Savings (MW) | Achievable Economic UCT Potential | 0 | 0 | 0 | 0 | 0 | 0 | 0 | 0 | 0 | 0 | 0 | 0 | 0 | 0 | 0 | 0 | 0 | 0 | 0 | 0 | 0 | 0 | 0 | 0 | 0 | 0 | 0 | 0 | 0 | 0 | 0
F7_Industrial_Stone, Clay, and Glass_New_Space Heating_Natural Gas_Gas Boiler - Burner Control Optimization_A_Achievable Economic UCT Potential | F7 | Industrial | Stone, Clay, and Glass | New | Space Heating | Natural Gas | Gas Boiler - Burner Control Optimization | A | Cumulative Energy Savings (MWh or mTherms) | Achievable Economic UCT Potential | 0 | 0 | 0 | 0 | 0 | 0 | 0 | 0 | 0 | 0 | 0 | 0 | 0 | 0 | 0 | 0 | 0 | 0 | 0 | 0 | 0 | 0 | 0 | 0 | 0 | 0 | 0 | 0 | 0 | 0 | 0
F8_Industrial_Stone, Clay, and Glass_New_Space Heating_Natural Gas_Gas Boiler - Burner Control Optimization_A_Achievable Economic UCT Potential | F8 | Industrial | Stone, Clay, and Glass | New | Space Heating | Natural Gas | Gas Boiler - Burner Control Optimization | A | Cumulative Summer Peak Savings (MW) | Achievable Economic UCT Potential | 0 | 0 | 0 | 0 | 0 | 0 | 0 | 0 | 0 | 0 | 0 | 0 | 0 | 0 | 0 | 0 | 0 | 0 | 0 | 0 | 0 | 0 | 0 | 0 | 0 | 0 | 0 | 0 | 0 | 0 | 0
F9_Industrial_Stone, Clay, and Glass_New_Space Heating_Natural Gas_Gas Boiler - Burner Control Optimization_A_Achievable Economic UCT Potential | F9 | Industrial | Stone, Clay, and Glass | New | Space Heating | Natural Gas | Gas Boiler - Burner Control Optimization | A | Cumulative Winter Peak Savings (MW) | Achievable Economic UCT Potential | 0 | 0 | 0 | 0 | 0 | 0 | 0 | 0 | 0 | 0 | 0 | 0 | 0 | 0 | 0 | 0 | 0 | 0 | 0 | 0 | 0 | 0 | 0 | 0 | 0 | 0 | 0 | 0 | 0 | 0 | 0
F10_Industrial_Stone, Clay, and Glass_New_Space Heating_Natural Gas_Gas Boiler - Burner Control Optimization_A_Achievable Economic UCT Potential | F10 | Industrial | Stone, Clay, and Glass | New | Space Heating | Natural Gas | Gas Boiler - Burner Control Optimization | A | Purchases (Incremental) | Achievable Economic UCT Potential | 0 | 0 | 0 | 0 | 0 | 0 | 0 | 0 | 0 | 0 | 0 | 0 | 0 | 0 | 0 | 0 | 0 | 0 | 0 | 0 | 0 | 0 | 0 | 0 | 0 | 0 | 0 | 0 | 0 | 0 | 0
F11_Industrial_Stone, Clay, and Glass_New_Space Heating_Natural Gas_Gas Boiler - Burner Control Optimization_A_Achievable Economic UCT Potential | F11 | Industrial | Stone, Clay, and Glass | New | Space Heating | Natural Gas | Gas Boiler - Burner Control Optimization | A | Purchases (Cumulative) | Achievable Economic UCT Potential | 0 | 0 | 0 | 0 | 0 | 0 | 0 | 0 | 0 | 0 | 0 | 0 | 0 | 0 | 0 | 0 | 0 | 0 | 0 | 0 | 0 | 0 | 0 | 0 | 0 | 0 | 0 | 0 | 0 | 0 | 0
F1_Industrial_Stone, Clay, and Glass_New_Process_Natural Gas_Gas Boiler - Burner Control Optimization_A_Achievable Economic UCT Potential | F1 | Industrial | Stone, Clay, and Glass | New | Process | Natural Gas | Gas Boiler - Burner Control Optimization | A | Integrated Unit Energy Savings (kWh or therms) | Achievable Economic UCT Potential | 0 | 0 | 0 | 0 | 0 | 1.6578 | 1.652 | 1.6468 | 1.6421 | 1.6376 | 1.6345 | 1.6326 | 1.6313 | 1.6307 | 1.6304 | 1.6304 | 1.6307 | 1.6311 | 1.6316 | 1.6322 | 1.6332 | 1.6342 | 1.6352 | 1.636 | 1.6368 | 1.6379 | 1.6388 | 1.6397 | 1.6647 | 1.6647 | 1.6647
F2_Industrial_Stone, Clay, and Glass_New_Process_Natural Gas_Gas Boiler - Burner Control Optimization_A_Achievable Economic UCT Potential | F2 | Industrial | Stone, Clay, and Glass | New | Process | Natural Gas | Gas Boiler - Burner Control Optimization | A | Integrated Unit Summer Peak Savings (kW) | Achievable Economic UCT Potential | 0 | 0 | 0 | 0 | 0 | 0 | 0 | 0 | 0 | 0 | 0 | 0 | 0 | 0 | 0 | 0 | 0 | 0 | 0 | 0 | 0 | 0 | 0 | 0 | 0 | 0 | 0 | 0 | 0 | 0 | 0
F3_Industrial_Stone, Clay, and Glass_New_Process_Natural Gas_Gas Boiler - Burner Control Optimization_A_Achievable Economic UCT Potential | F3 | Industrial | Stone, Clay, and Glass | New | Process | Natural Gas | Gas Boiler - Burner Control Optimization | A | Integrated Unit Winter Peak Savings (kW) | Achievable Economic UCT Potential | 0 | 0 | 0 | 0 | 0 | 0 | 0 | 0 | 0 | 0 | 0 | 0 | 0 | 0 | 0 | 0 | 0 | 0 | 0 | 0 | 0 | 0 | 0 | 0 | 0 | 0 | 0 | 0 | 0 | 0 | 0
F4_Industrial_Stone, Clay, and Glass_New_Process_Natural Gas_Gas Boiler - Burner Control Optimization_A_Achievable Economic UCT Potential | F4 | Industrial | Stone, Clay, and Glass | New | Process | Natural Gas | Gas Boiler - Burner Control Optimization | A | Incremental Energy Savings (MWh or mTherms) | Achievable Economic UCT Potential | 0 | 0 | 0 | 0 | 0 | 0 | 0 | 0 | 0 | 0 | 0 | 0 | 0 | 0 | 0 | 0 | 0 | 0 | 0 | 0 | 0 | 0 | 0 | 0 | 0 | 0 | 0 | 0 | 0 | 0 | 0
F5_Industrial_Stone, Clay, and Glass_New_Process_Natural Gas_Gas Boiler - Burner Control Optimization_A_Achievable Economic UCT Potential | F5 | Industrial | Stone, Clay, and Glass | New | Process | Natural Gas | Gas Boiler - Burner Control Optimization | A | Incremental Summer Peak Savings (MW) | Achievable Economic UCT Potential | 0 | 0 | 0 | 0 | 0 | 0 | 0 | 0 | 0 | 0 | 0 | 0 | 0 | 0 | 0 | 0 | 0 | 0 | 0 | 0 | 0 | 0 | 0 | 0 | 0 | 0 | 0 | 0 | 0 | 0 | 0
F6_Industrial_Stone, Clay, and Glass_New_Process_Natural Gas_Gas Boiler - Burner Control Optimization_A_Achievable Economic UCT Potential | F6 | Industrial | Stone, Clay, and Glass | New | Process | Natural Gas | Gas Boiler - Burner Control Optimization | A | Incremental Winter Peak Savings (MW) | Achievable Economic UCT Potential | 0 | 0 | 0 | 0 | 0 | 0 | 0 | 0 | 0 | 0 | 0 | 0 | 0 | 0 | 0 | 0 | 0 | 0 | 0 | 0 | 0 | 0 | 0 | 0 | 0 | 0 | 0 | 0 | 0 | 0 | 0
F7_Industrial_Stone, Clay, and Glass_New_Process_Natural Gas_Gas Boiler - Burner Control Optimization_A_Achievable Economic UCT Potential | F7 | Industrial | Stone, Clay, and Glass | New | Process | Natural Gas | Gas Boiler - Burner Control Optimization | A | Cumulative Energy Savings (MWh or mTherms) | Achievable Economic UCT Potential | 0 | 0 | 0 | 0 | 0 | 0 | 0 | 0 | 0 | 0 | 0 | 0 | 0 | 0 | 0 | 0 | 0 | 0 | 0 | 0 | 0 | 0 | 0 | 0 | 0 | 0 | 0 | 0 | 0 | 0 | 0
F8_Industrial_Stone, Clay, and Glass_New_Process_Natural Gas_Gas Boiler - Burner Control Optimization_A_Achievable Economic UCT Potential | F8 | Industrial | Stone, Clay, and Glass | New | Process | Natural Gas | Gas Boiler - Burner Control Optimization | A | Cumulative Summer Peak Savings (MW) | Achievable Economic UCT Potential | 0 | 0 | 0 | 0 | 0 | 0 | 0 | 0 | 0 | 0 | 0 | 0 | 0 | 0 | 0 | 0 | 0 | 0 | 0 | 0 | 0 | 0 | 0 | 0 | 0 | 0 | 0 | 0 | 0 | 0 | 0
F9_Industrial_Stone, Clay, and Glass_New_Process_Natural Gas_Gas Boiler - Burner Control Optimization_A_Achievable Economic UCT Potential | F9 | Industrial | Stone, Clay, and Glass | New | Process | Natural Gas | Gas Boiler - Burner Control Optimization | A | Cumulative Winter Peak Savings (MW) | Achievable Economic UCT Potential | 0 | 0 | 0 | 0 | 0 | 0 | 0 | 0 | 0 | 0 | 0 | 0 | 0 | 0 | 0 | 0 | 0 | 0 | 0 | 0 | 0 | 0 | 0 | 0 | 0 | 0 | 0 | 0 | 0 | 0 | 0
F10_Industrial_Stone, Clay, and Glass_New_Process_Natural Gas_Gas Boiler - Burner Control Optimization_A_Achievable Economic UCT Potential | F10 | Industrial | Stone, Clay, and Glass | New | Process | Natural Gas | Gas Boiler - Burner Control Optimization | A | Purchases (Incremental) | Achievable Economic UCT Potential | 0 | 0 | 0 | 0 | 0 | 0 | 0 | 0 | 0 | 0 | 0 | 0 | 0 | 0 | 0 | 0 | 0 | 0 | 0 | 0 | 0 | 0 | 0 | 0 | 0 | 0 | 0 | 0 | 0 | 0 | 0
F11_Industrial_Stone, Clay, and Glass_New_Process_Natural Gas_Gas Boiler - Burner Control Optimization_A_Achievable Economic UCT Potential | F11 | Industrial | Stone, Clay, and Glass | New | Process | Natural Gas | Gas Boiler - Burner Control Optimization | A | Purchases (Cumulative) | Achievable Economic UCT Potential | 0 | 0 | 0 | 0 | 0 | 0 | 0 | 0 | 0 | 0 | 0 | 0 | 0 | 0 | 0 | 0 | 0 | 0 | 0 | 0 | 0 | 0 | 0 | 0 | 0 | 0 | 0 | 0 | 0 | 0 | 0
F1_Industrial_Stone, Clay, and Glass_New_Space Heating_Natural Gas_HVAC - Demand Controlled Ventilation_A_Achievable Economic UCT Potential | F1 | Industrial | Stone, Clay, and Glass | New | Space Heating | Natural Gas | HVAC - Demand Controlled Ventilation | A | Integrated Unit Energy Savings (kWh or therms) | Achievable Economic UCT Potential | 0 | 0 | 0 | 0 | 0 | 0 | 0 | 0 | 0 | 0 | 0 | 0 | 0 | 0 | 0 | 0 | 0 | 0 | 0 | 0 | 0 | 0 | 0 | 0 | 0 | 0 | 0 | 0 | 0 | 0 | 0
F2_Industrial_Stone, Clay, and Glass_New_Space Heating_Natural Gas_HVAC - Demand Controlled Ventilation_A_Achievable Economic UCT Potential | F2 | Industrial | Stone, Clay, and Glass | New | Space Heating | Natural Gas | HVAC - Demand Controlled Ventilation | A | Integrated Unit Summer Peak Savings (kW) | Achievable Economic UCT Potential | 0 | 0 | 0 | 0 | 0 | 0 | 0 | 0 | 0 | 0 | 0 | 0 | 0 | 0 | 0 | 0 | 0 | 0 | 0 | 0 | 0 | 0 | 0 | 0 | 0 | 0 | 0 | 0 | 0 | 0 | 0
F3_Industrial_Stone, Clay, and Glass_New_Space Heating_Natural Gas_HVAC - Demand Controlled Ventilation_A_Achievable Economic UCT Potential | F3 | Industrial | Stone, Clay, and Glass | New | Space Heating | Natural Gas | HVAC - Demand Controlled Ventilation | A | Integrated Unit Winter Peak Savings (kW) | Achievable Economic UCT Potential | 0 | 0 | 0 | 0 | 0 | 0 | 0 | 0 | 0 | 0 | 0 | 0 | 0 | 0 | 0 | 0 | 0 | 0 | 0 | 0 | 0 | 0 | 0 | 0 | 0 | 0 | 0 | 0 | 0 | 0 | 0
F4_Industrial_Stone, Clay, and Glass_New_Space Heating_Natural Gas_HVAC - Demand Controlled Ventilation_A_Achievable Economic UCT Potential | F4 | Industrial | Stone, Clay, and Glass | New | Space Heating | Natural Gas | HVAC - Demand Controlled Ventilation | A | Incremental Energy Savings (MWh or mTherms) | Achievable Economic UCT Potential | 0 | 0 | 0 | 0 | 0 | 0 | 0 | 0 | 0 | 0 | 0 | 0 | 0 | 0 | 0 | 0 | 0 | 0 | 0 | 0 | 0 | 0 | 0 | 0 | 0 | 0 | 0 | 0 | 0 | 0 | 0
F5_Industrial_Stone, Clay, and Glass_New_Space Heating_Natural Gas_HVAC - Demand Controlled Ventilation_A_Achievable Economic UCT Potential | F5 | Industrial | Stone, Clay, and Glass | New | Space Heating | Natural Gas | HVAC - Demand Controlled Ventilation | A | Incremental Summer Peak Savings (MW) | Achievable Economic UCT Potential | 0 | 0 | 0 | 0 | 0 | 0 | 0 | 0 | 0 | 0 | 0 | 0 | 0 | 0 | 0 | 0 | 0 | 0 | 0 | 0 | 0 | 0 | 0 | 0 | 0 | 0 | 0 | 0 | 0 | 0 | 0
F6_Industrial_Stone, Clay, and Glass_New_Space Heating_Natural Gas_HVAC - Demand Controlled Ventilation_A_Achievable Economic UCT Potential | F6 | Industrial | Stone, Clay, and Glass | New | Space Heating | Natural Gas | HVAC - Demand Controlled Ventilation | A | Incremental Winter Peak Savings (MW) | Achievable Economic UCT Potential | 0 | 0 | 0 | 0 | 0 | 0 | 0 | 0 | 0 | 0 | 0 | 0 | 0 | 0 | 0 | 0 | 0 | 0 | 0 | 0 | 0 | 0 | 0 | 0 | 0 | 0 | 0 | 0 | 0 | 0 | 0
F7_Industrial_Stone, Clay, and Glass_New_Space Heating_Natural Gas_HVAC - Demand Controlled Ventilation_A_Achievable Economic UCT Potential | F7 | Industrial | Stone, Clay, and Glass | New | Space Heating | Natural Gas | HVAC - Demand Controlled Ventilation | A | Cumulative Energy Savings (MWh or mTherms) | Achievable Economic UCT Potential | 0 | 0 | 0 | 0 | 0 | 0 | 0 | 0 | 0 | 0 | 0 | 0 | 0 | 0 | 0 | 0 | 0 | 0 | 0 | 0 | 0 | 0 | 0 | 0 | 0 | 0 | 0 | 0 | 0 | 0 | 0
F8_Industrial_Stone, Clay, and Glass_New_Space Heating_Natural Gas_HVAC - Demand Controlled Ventilation_A_Achievable Economic UCT Potential | F8 | Industrial | Stone, Clay, and Glass | New | Space Heating | Natural Gas | HVAC - Demand Controlled Ventilation | A | Cumulative Summer Peak Savings (MW) | Achievable Economic UCT Potential | 0 | 0 | 0 | 0 | 0 | 0 | 0 | 0 | 0 | 0 | 0 | 0 | 0 | 0 | 0 | 0 | 0 | 0 | 0 | 0 | 0 | 0 | 0 | 0 | 0 | 0 | 0 | 0 | 0 | 0 | 0
F9_Industrial_Stone, Clay, and Glass_New_Space Heating_Natural Gas_HVAC - Demand Controlled Ventilation_A_Achievable Economic UCT Potential | F9 | Industrial | Stone, Clay, and Glass | New | Space Heating | Natural Gas | HVAC - Demand Controlled Ventilation | A | Cumulative Winter Peak Savings (MW) | Achievable Economic UCT Potential | 0 | 0 | 0 | 0 | 0 | 0 | 0 | 0 | 0 | 0 | 0 | 0 | 0 | 0 | 0 | 0 | 0 | 0 | 0 | 0 | 0 | 0 | 0 | 0 | 0 | 0 | 0 | 0 | 0 | 0 | 0
F10_Industrial_Stone, Clay, and Glass_New_Space Heating_Natural Gas_HVAC - Demand Controlled Ventilation_A_Achievable Economic UCT Potential | F10 | Industrial | Stone, Clay, and Glass | New | Space Heating | Natural Gas | HVAC - Demand Controlled Ventilation | A | Purchases (Incremental) | Achievable Economic UCT Potential | 0 | 0 | 0 | 0 | 0 | 0 | 0 | 0 | 0 | 0 | 0 | 0 | 0 | 0 | 0 | 0 | 0 | 0 | 0 | 0 | 0 | 0 | 0 | 0 | 0 | 0 | 0 | 0 | 0 | 0 | 0
F11_Industrial_Stone, Clay, and Glass_New_Space Heating_Natural Gas_HVAC - Demand Controlled Ventilation_A_Achievable Economic UCT Potential | F11 | Industrial | Stone, Clay, and Glass | New | Space Heating | Natural Gas | HVAC - Demand Controlled Ventilation | A | Purchases (Cumulative) | Achievable Economic UCT Potential | 0 | 0 | 0 | 0 | 0 | 0 | 0 | 0 | 0 | 0 | 0 | 0 | 0 | 0 | 0 | 0 | 0 | 0 | 0 | 0 | 0 | 0 | 0 | 0 | 0 | 0 | 0 | 0 | 0 | 0 | 0
F1_Industrial_Stone, Clay, and Glass_New_Space Heating_Natural Gas_Gas Boiler - Stack Economizer_A_Achievable Economic UCT Potential | F1 | Industrial | Stone, Clay, and Glass | New | Space Heating | Natural Gas | Gas Boiler - Stack Economizer | A | Integrated Unit Energy Savings (kWh or therms) | Achievable Economic UCT Potential | 0 | 0 | 0 | 0 | 0 | 0 | 0 | 0 | 0 | 0 | 0 | 0 | 0 | 0 | 0 | 0 | 0 | 0 | 0 | 0 | 0 | 0 | 0 | 0 | 0 | 0 | 0 | 0 | 0 | 0 | 0
F2_Industrial_Stone, Clay, and Glass_New_Space Heating_Natural Gas_Gas Boiler - Stack Economizer_A_Achievable Economic UCT Potential | F2 | Industrial | Stone, Clay, and Glass | New | Space Heating | Natural Gas | Gas Boiler - Stack Economizer | A | Integrated Unit Summer Peak Savings (kW) | Achievable Economic UCT Potential | 0 | 0 | 0 | 0 | 0 | 0 | 0 | 0 | 0 | 0 | 0 | 0 | 0 | 0 | 0 | 0 | 0 | 0 | 0 | 0 | 0 | 0 | 0 | 0 | 0 | 0 | 0 | 0 | 0 | 0 | 0
F3_Industrial_Stone, Clay, and Glass_New_Space Heating_Natural Gas_Gas Boiler - Stack Economizer_A_Achievable Economic UCT Potential | F3 | Industrial | Stone, Clay, and Glass | New | Space Heating | Natural Gas | Gas Boiler - Stack Economizer | A | Integrated Unit Winter Peak Savings (kW) | Achievable Economic UCT Potential | 0 | 0 | 0 | 0 | 0 | 0 | 0 | 0 | 0 | 0 | 0 | 0 | 0 | 0 | 0 | 0 | 0 | 0 | 0 | 0 | 0 | 0 | 0 | 0 | 0 | 0 | 0 | 0 | 0 | 0 | 0
F4_Industrial_Stone, Clay, and Glass_New_Space Heating_Natural Gas_Gas Boiler - Stack Economizer_A_Achievable Economic UCT Potential | F4 | Industrial | Stone, Clay, and Glass | New | Space Heating | Natural Gas | Gas Boiler - Stack Economizer | A | Incremental Energy Savings (MWh or mTherms) | Achievable Economic UCT Potential | 0 | 0 | 0 | 0 | 0 | 0 | 0 | 0 | 0 | 0 | 0 | 0 | 0 | 0 | 0 | 0 | 0 | 0 | 0 | 0 | 0 | 0 | 0 | 0 | 0 | 0 | 0 | 0 | 0 | 0 | 0
F5_Industrial_Stone, Clay, and Glass_New_Space Heating_Natural Gas_Gas Boiler - Stack Economizer_A_Achievable Economic UCT Potential | F5 | Industrial | Stone, Clay, and Glass | New | Space Heating | Natural Gas | Gas Boiler - Stack Economizer | A | Incremental Summer Peak Savings (MW) | Achievable Economic UCT Potential | 0 | 0 | 0 | 0 | 0 | 0 | 0 | 0 | 0 | 0 | 0 | 0 | 0 | 0 | 0 | 0 | 0 | 0 | 0 | 0 | 0 | 0 | 0 | 0 | 0 | 0 | 0 | 0 | 0 | 0 | 0
F6_Industrial_Stone, Clay, and Glass_New_Space Heating_Natural Gas_Gas Boiler - Stack Economizer_A_Achievable Economic UCT Potential | F6 | Industrial | Stone, Clay, and Glass | New | Space Heating | Natural Gas | Gas Boiler - Stack Economizer | A | Incremental Winter Peak Savings (MW) | Achievable Economic UCT Potential | 0 | 0 | 0 | 0 | 0 | 0 | 0 | 0 | 0 | 0 | 0 | 0 | 0 | 0 | 0 | 0 | 0 | 0 | 0 | 0 | 0 | 0 | 0 | 0 | 0 | 0 | 0 | 0 | 0 | 0 | 0
F7_Industrial_Stone, Clay, and Glass_New_Space Heating_Natural Gas_Gas Boiler - Stack Economizer_A_Achievable Economic UCT Potential | F7 | Industrial | Stone, Clay, and Glass | New | Space Heating | Natural Gas | Gas Boiler - Stack Economizer | A | Cumulative Energy Savings (MWh or mTherms) | Achievable Economic UCT Potential | 0 | 0 | 0 | 0 | 0 | 0 | 0 | 0 | 0 | 0 | 0 | 0 | 0 | 0 | 0 | 0 | 0 | 0 | 0 | 0 | 0 | 0 | 0 | 0 | 0 | 0 | 0 | 0 | 0 | 0 | 0
F8_Industrial_Stone, Clay, and Glass_New_Space Heating_Natural Gas_Gas Boiler - Stack Economizer_A_Achievable Economic UCT Potential | F8 | Industrial | Stone, Clay, and Glass | New | Space Heating | Natural Gas | Gas Boiler - Stack Economizer | A | Cumulative Summer Peak Savings (MW) | Achievable Economic UCT Potential | 0 | 0 | 0 | 0 | 0 | 0 | 0 | 0 | 0 | 0 | 0 | 0 | 0 | 0 | 0 | 0 | 0 | 0 | 0 | 0 | 0 | 0 | 0 | 0 | 0 | 0 | 0 | 0 | 0 | 0 | 0
F9_Industrial_Stone, Clay, and Glass_New_Space Heating_Natural Gas_Gas Boiler - Stack Economizer_A_Achievable Economic UCT Potential | F9 | Industrial | Stone, Clay, and Glass | New | Space Heating | Natural Gas | Gas Boiler - Stack Economizer | A | Cumulative Winter Peak Savings (MW) | Achievable Economic UCT Potential | 0 | 0 | 0 | 0 | 0 | 0 | 0 | 0 | 0 | 0 | 0 | 0 | 0 | 0 | 0 | 0 | 0 | 0 | 0 | 0 | 0 | 0 | 0 | 0 | 0 | 0 | 0 | 0 | 0 | 0 | 0
F10_Industrial_Stone, Clay, and Glass_New_Space Heating_Natural Gas_Gas Boiler - Stack Economizer_A_Achievable Economic UCT Potential | F10 | Industrial | Stone, Clay, and Glass | New | Space Heating | Natural Gas | Gas Boiler - Stack Economizer | A | Purchases (Incremental) | Achievable Economic UCT Potential | 0 | 0 | 0 | 0 | 0 | 0 | 0 | 0 | 0 | 0 | 0 | 0 | 0 | 0 | 0 | 0 | 0 | 0 | 0 | 0 | 0 | 0 | 0 | 0 | 0 | 0 | 0 | 0 | 0 | 0 | 0
F11_Industrial_Stone, Clay, and Glass_New_Space Heating_Natural Gas_Gas Boiler - Stack Economizer_A_Achievable Economic UCT Potential | F11 | Industrial | Stone, Clay, and Glass | New | Space Heating | Natural Gas | Gas Boiler - Stack Economizer | A | Purchases (Cumulative) | Achievable Economic UCT Potential | 0 | 0 | 0 | 0 | 0 | 0 | 0 | 0 | 0 | 0 | 0 | 0 | 0 | 0 | 0 | 0 | 0 | 0 | 0 | 0 | 0 | 0 | 0 | 0 | 0 | 0 | 0 | 0 | 0 | 0 | 0
F1_Industrial_Stone, Clay, and Glass_New_Process_Natural Gas_Gas Boiler - Stack Economizer_A_Achievable Economic UCT Potential | F1 | Industrial | Stone, Clay, and Glass | New | Process | Natural Gas | Gas Boiler - Stack Economizer | A | Integrated Unit Energy Savings (kWh or therms) | Achievable Economic UCT Potential | 0 | 0 | 0 | 0 | 0 | 5.5107 | 5.5107 | 5.5107 | 5.5107 | 5.5107 | 5.5107 | 5.5107 | 5.5107 | 5.5107 | 5.5107 | 5.5107 | 5.5107 | 5.5107 | 5.5107 | 5.5107 | 5.5107 | 5.5107 | 5.5107 | 5.5107 | 5.5107 | 5.5107 | 5.5107 | 5.5107 | 5.5108 | 5.5108 | 5.5108
F2_Industrial_Stone, Clay, and Glass_New_Process_Natural Gas_Gas Boiler - Stack Economizer_A_Achievable Economic UCT Potential | F2 | Industrial | Stone, Clay, and Glass | New | Process | Natural Gas | Gas Boiler - Stack Economizer | A | Integrated Unit Summer Peak Savings (kW) | Achievable Economic UCT Potential | 0 | 0 | 0 | 0 | 0 | 0 | 0 | 0 | 0 | 0 | 0 | 0 | 0 | 0 | 0 | 0 | 0 | 0 | 0 | 0 | 0 | 0 | 0 | 0 | 0 | 0 | 0 | 0 | 0 | 0 | 0
F3_Industrial_Stone, Clay, and Glass_New_Process_Natural Gas_Gas Boiler - Stack Economizer_A_Achievable Economic UCT Potential | F3 | Industrial | Stone, Clay, and Glass | New | Process | Natural Gas | Gas Boiler - Stack Economizer | A | Integrated Unit Winter Peak Savings (kW) | Achievable Economic UCT Potential | 0 | 0 | 0 | 0 | 0 | 0 | 0 | 0 | 0 | 0 | 0 | 0 | 0 | 0 | 0 | 0 | 0 | 0 | 0 | 0 | 0 | 0 | 0 | 0 | 0 | 0 | 0 | 0 | 0 | 0 | 0
F4_Industrial_Stone, Clay, and Glass_New_Process_Natural Gas_Gas Boiler - Stack Economizer_A_Achievable Economic UCT Potential | F4 | Industrial | Stone, Clay, and Glass | New | Process | Natural Gas | Gas Boiler - Stack Economizer | A | Incremental Energy Savings (MWh or mTherms) | Achievable Economic UCT Potential | 0 | 0 | 0 | 0 | 0 | 0.0062045 | 0.0073506 | 0.0084961 | 0.0096349 | 0.010774 | 0.010723 | 0.0093891 | 0.008158 | 0.0070427 | 0.0060407 | 0.005159 | 0.0043859 | 0.0037156 | 0.0031372 | 0.0026404 | 0.0062045 | 0.0073507 | 0.0084962 | 0.009635 | 0.010774 | 0.010723 | 0.0093892 | 0.0081581 | 0.0070428 | 0.0060407 | 0.005159
F5_Industrial_Stone, Clay, and Glass_New_Process_Natural Gas_Gas Boiler - Stack Economizer_A_Achievable Economic UCT Potential | F5 | Industrial | Stone, Clay, and Glass | New | Process | Natural Gas | Gas Boiler - Stack Economizer | A | Incremental Summer Peak Savings (MW) | Achievable Economic UCT Potential | 0 | 0 | 0 | 0 | 0 | 0 | 0 | 0 | 0 | 0 | 0 | 0 | 0 | 0 | 0 | 0 | 0 | 0 | 0 | 0 | 0 | 0 | 0 | 0 | 0 | 0 | 0 | 0 | 0 | 0 | 0
F6_Industrial_Stone, Clay, and Glass_New_Process_Natural Gas_Gas Boiler - Stack Economizer_A_Achievable Economic UCT Potential | F6 | Industrial | Stone, Clay, and Glass | New | Process | Natural Gas | Gas Boiler - Stack Economizer | A | Incremental Winter Peak Savings (MW) | Achievable Economic UCT Potential | 0 | 0 | 0 | 0 | 0 | 0 | 0 | 0 | 0 | 0 | 0 | 0 | 0 | 0 | 0 | 0 | 0 | 0 | 0 | 0 | 0 | 0 | 0 | 0 | 0 | 0 | 0 | 0 | 0 | 0 | 0
F7_Industrial_Stone, Clay, and Glass_New_Process_Natural Gas_Gas Boiler - Stack Economizer_A_Achievable Economic UCT Potential | F7 | Industrial | Stone, Clay, and Glass | New | Process | Natural Gas | Gas Boiler - Stack Economizer | A | Cumulative Energy Savings (MWh or mTherms) | Achievable Economic UCT Potential | 0 | 0 | 0 | 0 | 0 | 0.0062045 | 0.013555 | 0.022051 | 0.031686 | 0.042461 | 0.053184 | 0.062573 | 0.070731 | 0.077774 | 0.083814 | 0.088974 | 0.093359 | 0.097075 | 0.10021 | 0.10285 | 0.10285 | 0.10285 | 0.10285 | 0.10285 | 0.10285 | 0.10285 | 0.10285 | 0.10285 | 0 | 0 | 0
F8_Industrial_Stone, Clay, and Glass_New_Process_Natural Gas_Gas Boiler - Stack Economizer_A_Achievable Economic UCT Potential | F8 | Industrial | Stone, Clay, and Glass | New | Process | Natural Gas | Gas Boiler - Stack Economizer | A | Cumulative Summer Peak Savings (MW) | Achievable Economic UCT Potential | 0 | 0 | 0 | 0 | 0 | 0 | 0 | 0 | 0 | 0 | 0 | 0 | 0 | 0 | 0 | 0 | 0 | 0 | 0 | 0 | 0 | 0 | 0 | 0 | 0 | 0 | 0 | 0 | 0 | 0 | 0
F9_Industrial_Stone, Clay, and Glass_New_Process_Natural Gas_Gas Boiler - Stack Economizer_A_Achievable Economic UCT Potential | F9 | Industrial | Stone, Clay, and Glass | New | Process | Natural Gas | Gas Boiler - Stack Economizer | A | Cumulative Winter Peak Savings (MW) | Achievable Economic UCT Potential | 0 | 0 | 0 | 0 | 0 | 0 | 0 | 0 | 0 | 0 | 0 | 0 | 0 | 0 | 0 | 0 | 0 | 0 | 0 | 0 | 0 | 0 | 0 | 0 | 0 | 0 | 0 | 0 | 0 | 0 | 0
F10_Industrial_Stone, Clay, and Glass_New_Process_Natural Gas_Gas Boiler - Stack Economizer_A_Achievable Economic UCT Potential | F10 | Industrial | Stone, Clay, and Glass | New | Process | Natural Gas | Gas Boiler - Stack Economizer | A | Purchases (Incremental) | Achievable Economic UCT Potential | 0 | 0 | 0 | 0 | 0 | 1.1259 | 1.3339 | 1.5418 | 1.7484 | 1.9552 | 1.9459 | 1.7038 | 1.4804 | 1.278 | 1.0962 | 0.93617 | 0.79588 | 0.67426 | 0.5693 | 0.47914 | 1.1259 | 1.3339 | 1.5418 | 1.7484 | 1.9552 | 1.9459 | 1.7038 | 1.4804 | 1.278 | 1.0962 | 0.93617
F11_Industrial_Stone, Clay, and Glass_New_Process_Natural Gas_Gas Boiler - Stack Economizer_A_Achievable Economic UCT Potential | F11 | Industrial | Stone, Clay, and Glass | New | Process | Natural Gas | Gas Boiler - Stack Economizer | A | Purchases (Cumulative) | Achievable Economic UCT Potential | 0 | 0 | 0 | 0 | 0 | 1.1259 | 2.4598 | 4.0015 | 5.75 | 7.7051 | 9.651 | 11.3548 | 12.8352 | 14.1132 | 15.2094 | 16.1455 | 16.9414 | 17.6157 | 18.185 | 18.6641 | 18.6641 | 18.6641 | 18.6641 | 18.6641 | 18.6641 | 18.6641 | 18.6641 | 18.6641 | 18.6641 | 18.6641 | 18.6641
F1_Industrial_Stone, Clay, and Glass_New_Space Heating_Natural Gas_Gas Furnace Tube Inserts_A_Achievable Economic UCT Potential | F1 | Industrial | Stone, Clay, and Glass | New | Space Heating | Natural Gas | Gas Furnace Tube Inserts | A | Integrated Unit Energy Savings (kWh or therms) | Achievable Economic UCT Potential | 0 | 0 | 0 | 0 | 0 | 0 | 0 | 0 | 0 | 0 | 0 | 0 | 0 | 0 | 0 | 0 | 0 | 0 | 0 | 0 | 0 | 0 | 0 | 0 | 0 | 0 | 0 | 0 | 0 | 0 | 0
F2_Industrial_Stone, Clay, and Glass_New_Space Heating_Natural Gas_Gas Furnace Tube Inserts_A_Achievable Economic UCT Potential | F2 | Industrial | Stone, Clay, and Glass | New | Space Heating | Natural Gas | Gas Furnace Tube Inserts | A | Integrated Unit Summer Peak Savings (kW) | Achievable Economic UCT Potential | 0 | 0 | 0 | 0 | 0 | 0 | 0 | 0 | 0 | 0 | 0 | 0 | 0 | 0 | 0 | 0 | 0 | 0 | 0 | 0 | 0 | 0 | 0 | 0 | 0 | 0 | 0 | 0 | 0 | 0 | 0
F3_Industrial_Stone, Clay, and Glass_New_Space Heating_Natural Gas_Gas Furnace Tube Inserts_A_Achievable Economic UCT Potential | F3 | Industrial | Stone, Clay, and Glass | New | Space Heating | Natural Gas | Gas Furnace Tube Inserts | A | Integrated Unit Winter Peak Savings (kW) | Achievable Economic UCT Potential | 0 | 0 | 0 | 0 | 0 | 0 | 0 | 0 | 0 | 0 | 0 | 0 | 0 | 0 | 0 | 0 | 0 | 0 | 0 | 0 | 0 | 0 | 0 | 0 | 0 | 0 | 0 | 0 | 0 | 0 | 0
F4_Industrial_Stone, Clay, and Glass_New_Space Heating_Natural Gas_Gas Furnace Tube Inserts_A_Achievable Economic UCT Potential | F4 | Industrial | Stone, Clay, and Glass | New | Space Heating | Natural Gas | Gas Furnace Tube Inserts | A | Incremental Energy Savings (MWh or mTherms) | Achievable Economic UCT Potential | 0 | 0 | 0 | 0 | 0 | 0 | 0 | 0 | 0 | 0 | 0 | 0 | 0 | 0 | 0 | 0 | 0 | 0 | 0 | 0 | 0 | 0 | 0 | 0 | 0 | 0 | 0 | 0 | 0 | 0 | 0
F5_Industrial_Stone, Clay, and Glass_New_Space Heating_Natural Gas_Gas Furnace Tube Inserts_A_Achievable Economic UCT Potential | F5 | Industrial | Stone, Clay, and Glass | New | Space Heating | Natural Gas | Gas Furnace Tube Inserts | A | Incremental Summer Peak Savings (MW) | Achievable Economic UCT Potential | 0 | 0 | 0 | 0 | 0 | 0 | 0 | 0 | 0 | 0 | 0 | 0 | 0 | 0 | 0 | 0 | 0 | 0 | 0 | 0 | 0 | 0 | 0 | 0 | 0 | 0 | 0 | 0 | 0 | 0 | 0
F6_Industrial_Stone, Clay, and Glass_New_Space Heating_Natural Gas_Gas Furnace Tube Inserts_A_Achievable Economic UCT Potential | F6 | Industrial | Stone, Clay, and Glass | New | Space Heating | Natural Gas | Gas Furnace Tube Inserts | A | Incremental Winter Peak Savings (MW) | Achievable Economic UCT Potential | 0 | 0 | 0 | 0 | 0 | 0 | 0 | 0 | 0 | 0 | 0 | 0 | 0 | 0 | 0 | 0 | 0 | 0 | 0 | 0 | 0 | 0 | 0 | 0 | 0 | 0 | 0 | 0 | 0 | 0 | 0
F7_Industrial_Stone, Clay, and Glass_New_Space Heating_Natural Gas_Gas Furnace Tube Inserts_A_Achievable Economic UCT Potential | F7 | Industrial | Stone, Clay, and Glass | New | Space Heating | Natural Gas | Gas Furnace Tube Inserts | A | Cumulative Energy Savings (MWh or mTherms) | Achievable Economic UCT Potential | 0 | 0 | 0 | 0 | 0 | 0 | 0 | 0 | 0 | 0 | 0 | 0 | 0 | 0 | 0 | 0 | 0 | 0 | 0 | 0 | 0 | 0 | 0 | 0 | 0 | 0 | 0 | 0 | 0 | 0 | 0
F8_Industrial_Stone, Clay, and Glass_New_Space Heating_Natural Gas_Gas Furnace Tube Inserts_A_Achievable Economic UCT Potential | F8 | Industrial | Stone, Clay, and Glass | New | Space Heating | Natural Gas | Gas Furnace Tube Inserts | A | Cumulative Summer Peak Savings (MW) | Achievable Economic UCT Potential | 0 | 0 | 0 | 0 | 0 | 0 | 0 | 0 | 0 | 0 | 0 | 0 | 0 | 0 | 0 | 0 | 0 | 0 | 0 | 0 | 0 | 0 | 0 | 0 | 0 | 0 | 0 | 0 | 0 | 0 | 0
F9_Industrial_Stone, Clay, and Glass_New_Space Heating_Natural Gas_Gas Furnace Tube Inserts_A_Achievable Economic UCT Potential | F9 | Industrial | Stone, Clay, and Glass | New | Space Heating | Natural Gas | Gas Furnace Tube Inserts | A | Cumulative Winter Peak Savings (MW) | Achievable Economic UCT Potential | 0 | 0 | 0 | 0 | 0 | 0 | 0 | 0 | 0 | 0 | 0 | 0 | 0 | 0 | 0 | 0 | 0 | 0 | 0 | 0 | 0 | 0 | 0 | 0 | 0 | 0 | 0 | 0 | 0 | 0 | 0
F10_Industrial_Stone, Clay, and Glass_New_Space Heating_Natural Gas_Gas Furnace Tube Inserts_A_Achievable Economic UCT Potential | F10 | Industrial | Stone, Clay, and Glass | New | Space Heating | Natural Gas | Gas Furnace Tube Inserts | A | Purchases (Incremental) | Achievable Economic UCT Potential | 0 | 0 | 0 | 0 | 0 | 0 | 0 | 0 | 0 | 0 | 0 | 0 | 0 | 0 | 0 | 0 | 0 | 0 | 0 | 0 | 0 | 0 | 0 | 0 | 0 | 0 | 0 | 0 | 0 | 0 | 0
F11_Industrial_Stone, Clay, and Glass_New_Space Heating_Natural Gas_Gas Furnace Tube Inserts_A_Achievable Economic UCT Potential | F11 | Industrial | Stone, Clay, and Glass | New | Space Heating | Natural Gas | Gas Furnace Tube Inserts | A | Purchases (Cumulative) | Achievable Economic UCT Potential | 0 | 0 | 0 | 0 | 0 | 0 | 0 | 0 | 0 | 0 | 0 | 0 | 0 | 0 | 0 | 0 | 0 | 0 | 0 | 0 | 0 | 0 | 0 | 0 | 0 | 0 | 0 | 0 | 0 | 0 | 0
F1_Industrial_Stone, Clay, and Glass_New_Space Heating_Natural Gas_Space Heating - Heat Recovery Ventilator_A_Achievable Economic UCT Potential | F1 | Industrial | Stone, Clay, and Glass | New | Space Heating | Natural Gas | Space Heating - Heat Recovery Ventilator | A | Integrated Unit Energy Savings (kWh or therms) | Achievable Economic UCT Potential | 0 | 0 | 0 | 0 | 0 | 0.012432 | 0.012222 | 0.012046 | 0.011892 | 0.01175 | 0.011621 | 0.011465 | 0.011295 | 0.011119 | 0.010942 | 0.010777 | 0.010625 | 0.010494 | 0.010333 | 0.010209 | 0.010116 | 0.010046 | 0.01001 | 0.009992 | 0.0099861 | 0.0099888 | 0.0099942 | 0.010002 | 0 | 0 | 0
F2_Industrial_Stone, Clay, and Glass_New_Space Heating_Natural Gas_Space Heating - Heat Recovery Ventilator_A_Achievable Economic UCT Potential | F2 | Industrial | Stone, Clay, and Glass | New | Space Heating | Natural Gas | Space Heating - Heat Recovery Ventilator | A | Integrated Unit Summer Peak Savings (kW) | Achievable Economic UCT Potential | 0 | 0 | 0 | 0 | 0 | 0 | 0 | 0 | 0 | 0 | 0 | 0 | 0 | 0 | 0 | 0 | 0 | 0 | 0 | 0 | 0 | 0 | 0 | 0 | 0 | 0 | 0 | 0 | 0 | 0 | 0
F3_Industrial_Stone, Clay, and Glass_New_Space Heating_Natural Gas_Space Heating - Heat Recovery Ventilator_A_Achievable Economic UCT Potential | F3 | Industrial | Stone, Clay, and Glass | New | Space Heating | Natural Gas | Space Heating - Heat Recovery Ventilator | A | Integrated Unit Winter Peak Savings (kW) | Achievable Economic UCT Potential | 0 | 0 | 0 | 0 | 0 | 0 | 0 | 0 | 0 | 0 | 0 | 0 | 0 | 0 | 0 | 0 | 0 | 0 | 0 | 0 | 0 | 0 | 0 | 0 | 0 | 0 | 0 | 0 | 0 | 0 | 0
F4_Industrial_Stone, Clay, and Glass_New_Space Heating_Natural Gas_Space Heating - Heat Recovery Ventilator_A_Achievable Economic UCT Potential | F4 | Industrial | Stone, Clay, and Glass | New | Space Heating | Natural Gas | Space Heating - Heat Recovery Ventilator | A | Incremental Energy Savings (MWh or mTherms) | Achievable Economic UCT Potential | 0 | 0 | 0 | 0 | 0 | 0 | 0 | 0 | 0 | 0 | 0 | 0 | 0 | 0 | 0 | 0 | 0 | 0 | 0 | 0 | 0 | 0 | 0 | 0 | 0 | 0 | 0 | 0 | 0 | 0 | 0
F5_Industrial_Stone, Clay, and Glass_New_Space Heating_Natural Gas_Space Heating - Heat Recovery Ventilator_A_Achievable Economic UCT Potential | F5 | Industrial | Stone, Clay, and Glass | New | Space Heating | Natural Gas | Space Heating - Heat Recovery Ventilator | A | Incremental Summer Peak Savings (MW) | Achievable Economic UCT Potential | 0 | 0 | 0 | 0 | 0 | 0 | 0 | 0 | 0 | 0 | 0 | 0 | 0 | 0 | 0 | 0 | 0 | 0 | 0 | 0 | 0 | 0 | 0 | 0 | 0 | 0 | 0 | 0 | 0 | 0 | 0
F6_Industrial_Stone, Clay, and Glass_New_Space Heating_Natural Gas_Space Heating - Heat Recovery Ventilator_A_Achievable Economic UCT Potential | F6 | Industrial | Stone, Clay, and Glass | New | Space Heating | Natural Gas | Space Heating - Heat Recovery Ventilator | A | Incremental Winter Peak Savings (MW) | Achievable Economic UCT Potential | 0 | 0 | 0 | 0 | 0 | 0 | 0 | 0 | 0 | 0 | 0 | 0 | 0 | 0 | 0 | 0 | 0 | 0 | 0 | 0 | 0 | 0 | 0 | 0 | 0 | 0 | 0 | 0 | 0 | 0 | 0
F7_Industrial_Stone, Clay, and Glass_New_Space Heating_Natural Gas_Space Heating - Heat Recovery Ventilator_A_Achievable Economic UCT Potential | F7 | Industrial | Stone, Clay, and Glass | New | Space Heating | Natural Gas | Space Heating - Heat Recovery Ventilator | A | Cumulative Energy Savings (MWh or mTherms) | Achievable Economic UCT Potential | 0 | 0 | 0 | 0 | 0 | 0 | 0 | 0 | 0 | 0 | 0 | 0 | 0 | 0 | 0 | 0 | 0 | 0 | 0 | 0 | 0 | 0 | 0 | 0 | 0 | 0 | 0 | 0 | 0 | 0 | 0
F8_Industrial_Stone, Clay, and Glass_New_Space Heating_Natural Gas_Space Heating - Heat Recovery Ventilator_A_Achievable Economic UCT Potential | F8 | Industrial | Stone, Clay, and Glass | New | Space Heating | Natural Gas | Space Heating - Heat Recovery Ventilator | A | Cumulative Summer Peak Savings (MW) | Achievable Economic UCT Potential | 0 | 0 | 0 | 0 | 0 | 0 | 0 | 0 | 0 | 0 | 0 | 0 | 0 | 0 | 0 | 0 | 0 | 0 | 0 | 0 | 0 | 0 | 0 | 0 | 0 | 0 | 0 | 0 | 0 | 0 | 0
F9_Industrial_Stone, Clay, and Glass_New_Space Heating_Natural Gas_Space Heating - Heat Recovery Ventilator_A_Achievable Economic UCT Potential | F9 | Industrial | Stone, Clay, and Glass | New | Space Heating | Natural Gas | Space Heating - Heat Recovery Ventilator | A | Cumulative Winter Peak Savings (MW) | Achievable Economic UCT Potential | 0 | 0 | 0 | 0 | 0 | 0 | 0 | 0 | 0 | 0 | 0 | 0 | 0 | 0 | 0 | 0 | 0 | 0 | 0 | 0 | 0 | 0 | 0 | 0 | 0 | 0 | 0 | 0 | 0 | 0 | 0
F10_Industrial_Stone, Clay, and Glass_New_Space Heating_Natural Gas_Space Heating - Heat Recovery Ventilator_A_Achievable Economic UCT Potential | F10 | Industrial | Stone, Clay, and Glass | New | Space Heating | Natural Gas | Space Heating - Heat Recovery Ventilator | A | Purchases (Incremental) | Achievable Economic UCT Potential | 0 | 0 | 0 | 0 | 0 | 0 | 0 | 0 | 0 | 0 | 0 | 0 | 0 | 0 | 0 | 0 | 0 | 0 | 0 | 0 | 0 | 0 | 0 | 0 | 0 | 0 | 0 | 0 | 0 | 0 | 0
F11_Industrial_Stone, Clay, and Glass_New_Space Heating_Natural Gas_Space Heating - Heat Recovery Ventilator_A_Achievable Economic UCT Potential | F11 | Industrial | Stone, Clay, and Glass | New | Space Heating | Natural Gas | Space Heating - Heat Recovery Ventilator | A | Purchases (Cumulative) | Achievable Economic UCT Potential | 0 | 0 | 0 | 0 | 0 | 0 | 0 | 0 | 0 | 0 | 0 | 0 | 0 | 0 | 0 | 0 | 0 | 0 | 0 | 0 | 0 | 0 | 0 | 0 | 0 | 0 | 0 | 0 | 0 | 0 | 0
F1_Industrial_Stone, Clay, and Glass_New_Space Heating_Natural Gas_Thermostat - Programmable_A_Achievable Economic UCT Potential | F1 | Industrial | Stone, Clay, and Glass | New | Space Heating | Natural Gas | Thermostat - Programmable | A | Integrated Unit Energy Savings (kWh or therms) | Achievable Economic UCT Potential | 0 | 0 | 0 | 0 | 0 | 0.0061761 | 0.0060716 | 0.0059842 | 0.0059075 | 0.0058372 | 0.005773 | 0.0056957 | 0.005611 | 0.0055236 | 0.0054356 | 0.0053539 | 0.0052785 | 0.0052135 | 0.0051335 | 0.0050717 | 0.0050256 | 0.0049908 | 0.004973 | 0.0049639 | 0.0049609 | 0.0049623 | 0.004965 | 0.004969 | 0 | 0 | 0
F2_Industrial_Stone, Clay, and Glass_New_Space Heating_Natural Gas_Thermostat - Programmable_A_Achievable Economic UCT Potential | F2 | Industrial | Stone, Clay, and Glass | New | Space Heating | Natural Gas | Thermostat - Programmable | A | Integrated Unit Summer Peak Savings (kW) | Achievable Economic UCT Potential | 0 | 0 | 0 | 0 | 0 | 0 | 0 | 0 | 0 | 0 | 0 | 0 | 0 | 0 | 0 | 0 | 0 | 0 | 0 | 0 | 0 | 0 | 0 | 0 | 0 | 0 | 0 | 0 | 0 | 0 | 0
F3_Industrial_Stone, Clay, and Glass_New_Space Heating_Natural Gas_Thermostat - Programmable_A_Achievable Economic UCT Potential | F3 | Industrial | Stone, Clay, and Glass | New | Space Heating | Natural Gas | Thermostat - Programmable | A | Integrated Unit Winter Peak Savings (kW) | Achievable Economic UCT Potential | 0 | 0 | 0 | 0 | 0 | 0 | 0 | 0 | 0 | 0 | 0 | 0 | 0 | 0 | 0 | 0 | 0 | 0 | 0 | 0 | 0 | 0 | 0 | 0 | 0 | 0 | 0 | 0 | 0 | 0 | 0
F4_Industrial_Stone, Clay, and Glass_New_Space Heating_Natural Gas_Thermostat - Programmable_A_Achievable Economic UCT Potential | F4 | Industrial | Stone, Clay, and Glass | New | Space Heating | Natural Gas | Thermostat - Programmable | A | Incremental Energy Savings (MWh or mTherms) | Achievable Economic UCT Potential | 0 | 0 | 0 | 0 | 0 | 0 | 0 | 0 | 0 | 0 | 0 | 0 | 0 | 0 | 0 | 0 | 0 | 0 | 0 | 0 | 0 | 0 | 0 | 0 | 0 | 0 | 0 | 0 | 0 | 0 | 0
F5_Industrial_Stone, Clay, and Glass_New_Space Heating_Natural Gas_Thermostat - Programmable_A_Achievable Economic UCT Potential | F5 | Industrial | Stone, Clay, and Glass | New | Space Heating | Natural Gas | Thermostat - Programmable | A | Incremental Summer Peak Savings (MW) | Achievable Economic UCT Potential | 0 | 0 | 0 | 0 | 0 | 0 | 0 | 0 | 0 | 0 | 0 | 0 | 0 | 0 | 0 | 0 | 0 | 0 | 0 | 0 | 0 | 0 | 0 | 0 | 0 | 0 | 0 | 0 | 0 | 0 | 0
F6_Industrial_Stone, Clay, and Glass_New_Space Heating_Natural Gas_Thermostat - Programmable_A_Achievable Economic UCT Potential | F6 | Industrial | Stone, Clay, and Glass | New | Space Heating | Natural Gas | Thermostat - Programmable | A | Incremental Winter Peak Savings (MW) | Achievable Economic UCT Potential | 0 | 0 | 0 | 0 | 0 | 0 | 0 | 0 | 0 | 0 | 0 | 0 | 0 | 0 | 0 | 0 | 0 | 0 | 0 | 0 | 0 | 0 | 0 | 0 | 0 | 0 | 0 | 0 | 0 | 0 | 0
F7_Industrial_Stone, Clay, and Glass_New_Space Heating_Natural Gas_Thermostat - Programmable_A_Achievable Economic UCT Potential | F7 | Industrial | Stone, Clay, and Glass | New | Space Heating | Natural Gas | Thermostat - Programmable | A | Cumulative Energy Savings (MWh or mTherms) | Achievable Economic UCT Potential | 0 | 0 | 0 | 0 | 0 | 0 | 0 | 0 | 0 | 0 | 0 | 0 | 0 | 0 | 0 | 0 | 0 | 0 | 0 | 0 | 0 | 0 | 0 | 0 | 0 | 0 | 0 | 0 | 0 | 0 | 0
F8_Industrial_Stone, Clay, and Glass_New_Space Heating_Natural Gas_Thermostat - Programmable_A_Achievable Economic UCT Potential | F8 | Industrial | Stone, Clay, and Glass | New | Space Heating | Natural Gas | Thermostat - Programmable | A | Cumulative Summer Peak Savings (MW) | Achievable Economic UCT Potential | 0 | 0 | 0 | 0 | 0 | 0 | 0 | 0 | 0 | 0 | 0 | 0 | 0 | 0 | 0 | 0 | 0 | 0 | 0 | 0 | 0 | 0 | 0 | 0 | 0 | 0 | 0 | 0 | 0 | 0 | 0
F9_Industrial_Stone, Clay, and Glass_New_Space Heating_Natural Gas_Thermostat - Programmable_A_Achievable Economic UCT Potential | F9 | Industrial | Stone, Clay, and Glass | New | Space Heating | Natural Gas | Thermostat - Programmable | A | Cumulative Winter Peak Savings (MW) | Achievable Economic UCT Potential | 0 | 0 | 0 | 0 | 0 | 0 | 0 | 0 | 0 | 0 | 0 | 0 | 0 | 0 | 0 | 0 | 0 | 0 | 0 | 0 | 0 | 0 | 0 | 0 | 0 | 0 | 0 | 0 | 0 | 0 | 0
F10_Industrial_Stone, Clay, and Glass_New_Space Heating_Natural Gas_Thermostat - Programmable_A_Achievable Economic UCT Potential | F10 | Industrial | Stone, Clay, and Glass | New | Space Heating | Natural Gas | Thermostat - Programmable | A | Purchases (Incremental) | Achievable Economic UCT Potential | 0 | 0 | 0 | 0 | 0 | 0 | 0 | 0 | 0 | 0 | 0 | 0 | 0 | 0 | 0 | 0 | 0 | 0 | 0 | 0 | 0 | 0 | 0 | 0 | 0 | 0 | 0 | 0 | 0 | 0 | 0
F11_Industrial_Stone, Clay, and Glass_New_Space Heating_Natural Gas_Thermostat - Programmable_A_Achievable Economic UCT Potential | F11 | Industrial | Stone, Clay, and Glass | New | Space Heating | Natural Gas | Thermostat - Programmable | A | Purchases (Cumulative) | Achievable Economic UCT Potential | 0 | 0 | 0 | 0 | 0 | 0 | 0 | 0 | 0 | 0 | 0 | 0 | 0 | 0 | 0 | 0 | 0 | 0 | 0 | 0 | 0 | 0 | 0 | 0 | 0 | 0 | 0 | 0 | 0 | 0 | 0
F1_Industrial_Stone, Clay, and Glass_New_Space Heating_Natural Gas_ENERGY STAR Connected Thermostat_A_Achievable Economic UCT Potential | F1 | Industrial | Stone, Clay, and Glass | New | Space Heating | Natural Gas | ENERGY STAR Connected Thermostat | A | Integrated Unit Energy Savings (kWh or therms) | Achievable Economic UCT Potential | 0 | 0 | 0 | 0 | 0 | 0.014539 | 0.014293 | 0.014087 | 0.013906 | 0.013741 | 0.01359 | 0.013408 | 0.013208 | 0.013003 | 0.012795 | 0.012603 | 0.012426 | 0.012273 | 0.012084 | 0.011939 | 0.01183 | 0.011748 | 0.011707 | 0.011685 | 0.011678 | 0.011681 | 0.011688 | 0.011697 | 0 | 0 | 0
F2_Industrial_Stone, Clay, and Glass_New_Space Heating_Natural Gas_ENERGY STAR Connected Thermostat_A_Achievable Economic UCT Potential | F2 | Industrial | Stone, Clay, and Glass | New | Space Heating | Natural Gas | ENERGY STAR Connected Thermostat | A | Integrated Unit Summer Peak Savings (kW) | Achievable Economic UCT Potential | 0 | 0 | 0 | 0 | 0 | 0 | 0 | 0 | 0 | 0 | 0 | 0 | 0 | 0 | 0 | 0 | 0 | 0 | 0 | 0 | 0 | 0 | 0 | 0 | 0 | 0 | 0 | 0 | 0 | 0 | 0
F3_Industrial_Stone, Clay, and Glass_New_Space Heating_Natural Gas_ENERGY STAR Connected Thermostat_A_Achievable Economic UCT Potential | F3 | Industrial | Stone, Clay, and Glass | New | Space Heating | Natural Gas | ENERGY STAR Connected Thermostat | A | Integrated Unit Winter Peak Savings (kW) | Achievable Economic UCT Potential | 0 | 0 | 0 | 0 | 0 | 0 | 0 | 0 | 0 | 0 | 0 | 0 | 0 | 0 | 0 | 0 | 0 | 0 | 0 | 0 | 0 | 0 | 0 | 0 | 0 | 0 | 0 | 0 | 0 | 0 | 0
F4_Industrial_Stone, Clay, and Glass_New_Space Heating_Natural Gas_ENERGY STAR Connected Thermostat_A_Achievable Economic UCT Potential | F4 | Industrial | Stone, Clay, and Glass | New | Space Heating | Natural Gas | ENERGY STAR Connected Thermostat | A | Incremental Energy Savings (MWh or mTherms) | Achievable Economic UCT Potential | 0 | 0 | 0 | 0 | 0 | 0 | 0 | 0 | 0 | 0 | 0 | 0 | 0 | 0 | 0 | 0 | 0 | 0 | 0 | 0 | 0 | 0 | 0 | 0 | 0 | 0 | 0 | 0 | 0 | 0 | 0
F5_Industrial_Stone, Clay, and Glass_New_Space Heating_Natural Gas_ENERGY STAR Connected Thermostat_A_Achievable Economic UCT Potential | F5 | Industrial | Stone, Clay, and Glass | New | Space Heating | Natural Gas | ENERGY STAR Connected Thermostat | A | Incremental Summer Peak Savings (MW) | Achievable Economic UCT Potential | 0 | 0 | 0 | 0 | 0 | 0 | 0 | 0 | 0 | 0 | 0 | 0 | 0 | 0 | 0 | 0 | 0 | 0 | 0 | 0 | 0 | 0 | 0 | 0 | 0 | 0 | 0 | 0 | 0 | 0 | 0
F6_Industrial_Stone, Clay, and Glass_New_Space Heating_Natural Gas_ENERGY STAR Connected Thermostat_A_Achievable Economic UCT Potential | F6 | Industrial | Stone, Clay, and Glass | New | Space Heating | Natural Gas | ENERGY STAR Connected Thermostat | A | Incremental Winter Peak Savings (MW) | Achievable Economic UCT Potential | 0 | 0 | 0 | 0 | 0 | 0 | 0 | 0 | 0 | 0 | 0 | 0 | 0 | 0 | 0 | 0 | 0 | 0 | 0 | 0 | 0 | 0 | 0 | 0 | 0 | 0 | 0 | 0 | 0 | 0 | 0
F7_Industrial_Stone, Clay, and Glass_New_Space Heating_Natural Gas_ENERGY STAR Connected Thermostat_A_Achievable Economic UCT Potential | F7 | Industrial | Stone, Clay, and Glass | New | Space Heating | Natural Gas | ENERGY STAR Connected Thermostat | A | Cumulative Energy Savings (MWh or mTherms) | Achievable Economic UCT Potential | 0 | 0 | 0 | 0 | 0 | 0 | 0 | 0 | 0 | 0 | 0 | 0 | 0 | 0 | 0 | 0 | 0 | 0 | 0 | 0 | 0 | 0 | 0 | 0 | 0 | 0 | 0 | 0 | 0 | 0 | 0
F8_Industrial_Stone, Clay, and Glass_New_Space Heating_Natural Gas_ENERGY STAR Connected Thermostat_A_Achievable Economic UCT Potential | F8 | Industrial | Stone, Clay, and Glass | New | Space Heating | Natural Gas | ENERGY STAR Connected Thermostat | A | Cumulative Summer Peak Savings (MW) | Achievable Economic UCT Potential | 0 | 0 | 0 | 0 | 0 | 0 | 0 | 0 | 0 | 0 | 0 | 0 | 0 | 0 | 0 | 0 | 0 | 0 | 0 | 0 | 0 | 0 | 0 | 0 | 0 | 0 | 0 | 0 | 0 | 0 | 0
F9_Industrial_Stone, Clay, and Glass_New_Space Heating_Natural Gas_ENERGY STAR Connected Thermostat_A_Achievable Economic UCT Potential | F9 | Industrial | Stone, Clay, and Glass | New | Space Heating | Natural Gas | ENERGY STAR Connected Thermostat | A | Cumulative Winter Peak Savings (MW) | Achievable Economic UCT Potential | 0 | 0 | 0 | 0 | 0 | 0 | 0 | 0 | 0 | 0 | 0 | 0 | 0 | 0 | 0 | 0 | 0 | 0 | 0 | 0 | 0 | 0 | 0 | 0 | 0 | 0 | 0 | 0 | 0 | 0 | 0
F10_Industrial_Stone, Clay, and Glass_New_Space Heating_Natural Gas_ENERGY STAR Connected Thermostat_A_Achievable Economic UCT Potential | F10 | Industrial | Stone, Clay, and Glass | New | Space Heating | Natural Gas | ENERGY STAR Connected Thermostat | A | Purchases (Incremental) | Achievable Economic UCT Potential | 0 | 0 | 0 | 0 | 0 | 0 | 0 | 0 | 0 | 0 | 0 | 0 | 0 | 0 | 0 | 0 | 0 | 0 | 0 | 0 | 0 | 0 | 0 | 0 | 0 | 0 | 0 | 0 | 0 | 0 | 0
F11_Industrial_Stone, Clay, and Glass_New_Space Heating_Natural Gas_ENERGY STAR Connected Thermostat_A_Achievable Economic UCT Potential | F11 | Industrial | Stone, Clay, and Glass | New | Space Heating | Natural Gas | ENERGY STAR Connected Thermostat | A | Purchases (Cumulative) | Achievable Economic UCT Potential | 0 | 0 | 0 | 0 | 0 | 0 | 0 | 0 | 0 | 0 | 0 | 0 | 0 | 0 | 0 | 0 | 0 | 0 | 0 | 0 | 0 | 0 | 0 | 0 | 0 | 0 | 0 | 0 | 0 | 0 | 0
F1_Industrial_Stone, Clay, and Glass_New_Space Heating_Natural Gas_Destratification Fans (HVLS)_A_Achievable Economic UCT Potential | F1 | Industrial | Stone, Clay, and Glass | New | Space Heating | Natural Gas | Destratification Fans (HVLS) | A | Integrated Unit Energy Savings (kWh or therms) | Achievable Economic UCT Potential | 0 | 0 | 0 | 0 | 0 | 0.014539 | 0.014293 | 0.014087 | 0.013906 | 0.013741 | 0.01359 | 0.013408 | 0.013208 | 0.013003 | 0.012795 | 0.012603 | 0.012426 | 0.012273 | 0.012084 | 0.011939 | 0.01183 | 0.011748 | 0.011707 | 0.011685 | 0.011678 | 0.011681 | 0.011688 | 0.011697 | 0 | 0 | 0
F2_Industrial_Stone, Clay, and Glass_New_Space Heating_Natural Gas_Destratification Fans (HVLS)_A_Achievable Economic UCT Potential | F2 | Industrial | Stone, Clay, and Glass | New | Space Heating | Natural Gas | Destratification Fans (HVLS) | A | Integrated Unit Summer Peak Savings (kW) | Achievable Economic UCT Potential | 0 | 0 | 0 | 0 | 0 | 0 | 0 | 0 | 0 | 0 | 0 | 0 | 0 | 0 | 0 | 0 | 0 | 0 | 0 | 0 | 0 | 0 | 0 | 0 | 0 | 0 | 0 | 0 | 0 | 0 | 0
F3_Industrial_Stone, Clay, and Glass_New_Space Heating_Natural Gas_Destratification Fans (HVLS)_A_Achievable Economic UCT Potential | F3 | Industrial | Stone, Clay, and Glass | New | Space Heating | Natural Gas | Destratification Fans (HVLS) | A | Integrated Unit Winter Peak Savings (kW) | Achievable Economic UCT Potential | 0 | 0 | 0 | 0 | 0 | 0 | 0 | 0 | 0 | 0 | 0 | 0 | 0 | 0 | 0 | 0 | 0 | 0 | 0 | 0 | 0 | 0 | 0 | 0 | 0 | 0 | 0 | 0 | 0 | 0 | 0
F4_Industrial_Stone, Clay, and Glass_New_Space Heating_Natural Gas_Destratification Fans (HVLS)_A_Achievable Economic UCT Potential | F4 | Industrial | Stone, Clay, and Glass | New | Space Heating | Natural Gas | Destratification Fans (HVLS) | A | Incremental Energy Savings (MWh or mTherms) | Achievable Economic UCT Potential | 0 | 0 | 0 | 0 | 0 | 0 | 0 | 0 | 0 | 0 | 0 | 0 | 0 | 0 | 0 | 0 | 0 | 0 | 0 | 0 | 0 | 0 | 0 | 0 | 0 | 0 | 0 | 0 | 0 | 0 | 0
F5_Industrial_Stone, Clay, and Glass_New_Space Heating_Natural Gas_Destratification Fans (HVLS)_A_Achievable Economic UCT Potential | F5 | Industrial | Stone, Clay, and Glass | New | Space Heating | Natural Gas | Destratification Fans (HVLS) | A | Incremental Summer Peak Savings (MW) | Achievable Economic UCT Potential | 0 | 0 | 0 | 0 | 0 | 0 | 0 | 0 | 0 | 0 | 0 | 0 | 0 | 0 | 0 | 0 | 0 | 0 | 0 | 0 | 0 | 0 | 0 | 0 | 0 | 0 | 0 | 0 | 0 | 0 | 0
F6_Industrial_Stone, Clay, and Glass_New_Space Heating_Natural Gas_Destratification Fans (HVLS)_A_Achievable Economic UCT Potential | F6 | Industrial | Stone, Clay, and Glass | New | Space Heating | Natural Gas | Destratification Fans (HVLS) | A | Incremental Winter Peak Savings (MW) | Achievable Economic UCT Potential | 0 | 0 | 0 | 0 | 0 | 0 | 0 | 0 | 0 | 0 | 0 | 0 | 0 | 0 | 0 | 0 | 0 | 0 | 0 | 0 | 0 | 0 | 0 | 0 | 0 | 0 | 0 | 0 | 0 | 0 | 0
F7_Industrial_Stone, Clay, and Glass_New_Space Heating_Natural Gas_Destratification Fans (HVLS)_A_Achievable Economic UCT Potential | F7 | Industrial | Stone, Clay, and Glass | New | Space Heating | Natural Gas | Destratification Fans (HVLS) | A | Cumulative Energy Savings (MWh or mTherms) | Achievable Economic UCT Potential | 0 | 0 | 0 | 0 | 0 | 0 | 0 | 0 | 0 | 0 | 0 | 0 | 0 | 0 | 0 | 0 | 0 | 0 | 0 | 0 | 0 | 0 | 0 | 0 | 0 | 0 | 0 | 0 | 0 | 0 | 0
F8_Industrial_Stone, Clay, and Glass_New_Space Heating_Natural Gas_Destratification Fans (HVLS)_A_Achievable Economic UCT Potential | F8 | Industrial | Stone, Clay, and Glass | New | Space Heating | Natural Gas | Destratification Fans (HVLS) | A | Cumulative Summer Peak Savings (MW) | Achievable Economic UCT Potential | 0 | 0 | 0 | 0 | 0 | 0 | 0 | 0 | 0 | 0 | 0 | 0 | 0 | 0 | 0 | 0 | 0 | 0 | 0 | 0 | 0 | 0 | 0 | 0 | 0 | 0 | 0 | 0 | 0 | 0 | 0
F9_Industrial_Stone, Clay, and Glass_New_Space Heating_Natural Gas_Destratification Fans (HVLS)_A_Achievable Economic UCT Potential | F9 | Industrial | Stone, Clay, and Glass | New | Space Heating | Natural Gas | Destratification Fans (HVLS) | A | Cumulative Winter Peak Savings (MW) | Achievable Economic UCT Potential | 0 | 0 | 0 | 0 | 0 | 0 | 0 | 0 | 0 | 0 | 0 | 0 | 0 | 0 | 0 | 0 | 0 | 0 | 0 | 0 | 0 | 0 | 0 | 0 | 0 | 0 | 0 | 0 | 0 | 0 | 0
F10_Industrial_Stone, Clay, and Glass_New_Space Heating_Natural Gas_Destratification Fans (HVLS)_A_Achievable Economic UCT Potential | F10 | Industrial | Stone, Clay, and Glass | New | Space Heating | Natural Gas | Destratification Fans (HVLS) | A | Purchases (Incremental) | Achievable Economic UCT Potential | 0 | 0 | 0 | 0 | 0 | 0 | 0 | 0 | 0 | 0 | 0 | 0 | 0 | 0 | 0 | 0 | 0 | 0 | 0 | 0 | 0 | 0 | 0 | 0 | 0 | 0 | 0 | 0 | 0 | 0 | 0
F11_Industrial_Stone, Clay, and Glass_New_Space Heating_Natural Gas_Destratification Fans (HVLS)_A_Achievable Economic UCT Potential | F11 | Industrial | Stone, Clay, and Glass | New | Space Heating | Natural Gas | Destratification Fans (HVLS) | A | Purchases (Cumulative) | Achievable Economic UCT Potential | 0 | 0 | 0 | 0 | 0 | 0 | 0 | 0 | 0 | 0 | 0 | 0 | 0 | 0 | 0 | 0 | 0 | 0 | 0 | 0 | 0 | 0 | 0 | 0 | 0 | 0 | 0 | 0 | 0 | 0 | 0
F1_Industrial_Stone, Clay, and Glass_New_Space Heating_Natural Gas_Gas Boiler - Insulate Steam Lines/Condensate Tank_A_Achievable Economic UCT Potential | F1 | Industrial | Stone, Clay, and Glass | New | Space Heating | Natural Gas | Gas Boiler - Insulate Steam Lines/Condensate Tank | A | Integrated Unit Energy Savings (kWh or therms) | Achievable Economic UCT Potential | 0 | 0 | 0 | 0 | 0 | 0 | 0 | 0 | 0 | 0 | 0 | 0 | 0 | 0 | 0 | 0 | 0 | 0 | 0 | 0 | 0 | 0 | 0 | 0 | 0 | 0 | 0 | 0 | 0 | 0 | 0
F2_Industrial_Stone, Clay, and Glass_New_Space Heating_Natural Gas_Gas Boiler - Insulate Steam Lines/Condensate Tank_A_Achievable Economic UCT Potential | F2 | Industrial | Stone, Clay, and Glass | New | Space Heating | Natural Gas | Gas Boiler - Insulate Steam Lines/Condensate Tank | A | Integrated Unit Summer Peak Savings (kW) | Achievable Economic UCT Potential | 0 | 0 | 0 | 0 | 0 | 0 | 0 | 0 | 0 | 0 | 0 | 0 | 0 | 0 | 0 | 0 | 0 | 0 | 0 | 0 | 0 | 0 | 0 | 0 | 0 | 0 | 0 | 0 | 0 | 0 | 0
F3_Industrial_Stone, Clay, and Glass_New_Space Heating_Natural Gas_Gas Boiler - Insulate Steam Lines/Condensate Tank_A_Achievable Economic UCT Potential | F3 | Industrial | Stone, Clay, and Glass | New | Space Heating | Natural Gas | Gas Boiler - Insulate Steam Lines/Condensate Tank | A | Integrated Unit Winter Peak Savings (kW) | Achievable Economic UCT Potential | 0 | 0 | 0 | 0 | 0 | 0 | 0 | 0 | 0 | 0 | 0 | 0 | 0 | 0 | 0 | 0 | 0 | 0 | 0 | 0 | 0 | 0 | 0 | 0 | 0 | 0 | 0 | 0 | 0 | 0 | 0
F4_Industrial_Stone, Clay, and Glass_New_Space Heating_Natural Gas_Gas Boiler - Insulate Steam Lines/Condensate Tank_A_Achievable Economic UCT Potential | F4 | Industrial | Stone, Clay, and Glass | New | Space Heating | Natural Gas | Gas Boiler - Insulate Steam Lines/Condensate Tank | A | Incremental Energy Savings (MWh or mTherms) | Achievable Economic UCT Potential | 0 | 0 | 0 | 0 | 0 | 0 | 0 | 0 | 0 | 0 | 0 | 0 | 0 | 0 | 0 | 0 | 0 | 0 | 0 | 0 | 0 | 0 | 0 | 0 | 0 | 0 | 0 | 0 | 0 | 0 | 0
F5_Industrial_Stone, Clay, and Glass_New_Space Heating_Natural Gas_Gas Boiler - Insulate Steam Lines/Condensate Tank_A_Achievable Economic UCT Potential | F5 | Industrial | Stone, Clay, and Glass | New | Space Heating | Natural Gas | Gas Boiler - Insulate Steam Lines/Condensate Tank | A | Incremental Summer Peak Savings (MW) | Achievable Economic UCT Potential | 0 | 0 | 0 | 0 | 0 | 0 | 0 | 0 | 0 | 0 | 0 | 0 | 0 | 0 | 0 | 0 | 0 | 0 | 0 | 0 | 0 | 0 | 0 | 0 | 0 | 0 | 0 | 0 | 0 | 0 | 0
F6_Industrial_Stone, Clay, and Glass_New_Space Heating_Natural Gas_Gas Boiler - Insulate Steam Lines/Condensate Tank_A_Achievable Economic UCT Potential | F6 | Industrial | Stone, Clay, and Glass | New | Space Heating | Natural Gas | Gas Boiler - Insulate Steam Lines/Condensate Tank | A | Incremental Winter Peak Savings (MW) | Achievable Economic UCT Potential | 0 | 0 | 0 | 0 | 0 | 0 | 0 | 0 | 0 | 0 | 0 | 0 | 0 | 0 | 0 | 0 | 0 | 0 | 0 | 0 | 0 | 0 | 0 | 0 | 0 | 0 | 0 | 0 | 0 | 0 | 0
F7_Industrial_Stone, Clay, and Glass_New_Space Heating_Natural Gas_Gas Boiler - Insulate Steam Lines/Condensate Tank_A_Achievable Economic UCT Potential | F7 | Industrial | Stone, Clay, and Glass | New | Space Heating | Natural Gas | Gas Boiler - Insulate Steam Lines/Condensate Tank | A | Cumulative Energy Savings (MWh or mTherms) | Achievable Economic UCT Potential | 0 | 0 | 0 | 0 | 0 | 0 | 0 | 0 | 0 | 0 | 0 | 0 | 0 | 0 | 0 | 0 | 0 | 0 | 0 | 0 | 0 | 0 | 0 | 0 | 0 | 0 | 0 | 0 | 0 | 0 | 0
F8_Industrial_Stone, Clay, and Glass_New_Space Heating_Natural Gas_Gas Boiler - Insulate Steam Lines/Condensate Tank_A_Achievable Economic UCT Potential | F8 | Industrial | Stone, Clay, and Glass | New | Space Heating | Natural Gas | Gas Boiler - Insulate Steam Lines/Condensate Tank | A | Cumulative Summer Peak Savings (MW) | Achievable Economic UCT Potential | 0 | 0 | 0 | 0 | 0 | 0 | 0 | 0 | 0 | 0 | 0 | 0 | 0 | 0 | 0 | 0 | 0 | 0 | 0 | 0 | 0 | 0 | 0 | 0 | 0 | 0 | 0 | 0 | 0 | 0 | 0
F9_Industrial_Stone, Clay, and Glass_New_Space Heating_Natural Gas_Gas Boiler - Insulate Steam Lines/Condensate Tank_A_Achievable Economic UCT Potential | F9 | Industrial | Stone, Clay, and Glass | New | Space Heating | Natural Gas | Gas Boiler - Insulate Steam Lines/Condensate Tank | A | Cumulative Winter Peak Savings (MW) | Achievable Economic UCT Potential | 0 | 0 | 0 | 0 | 0 | 0 | 0 | 0 | 0 | 0 | 0 | 0 | 0 | 0 | 0 | 0 | 0 | 0 | 0 | 0 | 0 | 0 | 0 | 0 | 0 | 0 | 0 | 0 | 0 | 0 | 0
F10_Industrial_Stone, Clay, and Glass_New_Space Heating_Natural Gas_Gas Boiler - Insulate Steam Lines/Condensate Tank_A_Achievable Economic UCT Potential | F10 | Industrial | Stone, Clay, and Glass | New | Space Heating | Natural Gas | Gas Boiler - Insulate Steam Lines/Condensate Tank | A | Purchases (Incremental) | Achievable Economic UCT Potential | 0 | 0 | 0 | 0 | 0 | 0 | 0 | 0 | 0 | 0 | 0 | 0 | 0 | 0 | 0 | 0 | 0 | 0 | 0 | 0 | 0 | 0 | 0 | 0 | 0 | 0 | 0 | 0 | 0 | 0 | 0
F11_Industrial_Stone, Clay, and Glass_New_Space Heating_Natural Gas_Gas Boiler - Insulate Steam Lines/Condensate Tank_A_Achievable Economic UCT Potential | F11 | Industrial | Stone, Clay, and Glass | New | Space Heating | Natural Gas | Gas Boiler - Insulate Steam Lines/Condensate Tank | A | Purchases (Cumulative) | Achievable Economic UCT Potential | 0 | 0 | 0 | 0 | 0 | 0 | 0 | 0 | 0 | 0 | 0 | 0 | 0 | 0 | 0 | 0 | 0 | 0 | 0 | 0 | 0 | 0 | 0 | 0 | 0 | 0 | 0 | 0 | 0 | 0 | 0
F1_Industrial_Stone, Clay, and Glass_New_Process_Natural Gas_Gas Boiler - Insulate Steam Lines/Condensate Tank_A_Achievable Economic UCT Potential | F1 | Industrial | Stone, Clay, and Glass | New | Process | Natural Gas | Gas Boiler - Insulate Steam Lines/Condensate Tank | A | Integrated Unit Energy Savings (kWh or therms) | Achievable Economic UCT Potential | 0 | 0 | 0 | 0 | 0 | 45.5003 | 45.4251 | 45.3582 | 45.2965 | 45.2384 | 45.2071 | 45.1857 | 45.1718 | 45.1634 | 45.1589 | 45.1577 | 45.1588 | 45.1616 | 45.1656 | 45.1703 | 45.1756 | 45.1848 | 45.1931 | 45.2007 | 45.2077 | 45.222 | 45.2352 | 45.2475 | 45.5894 | 45.5894 | 45.5894
F2_Industrial_Stone, Clay, and Glass_New_Process_Natural Gas_Gas Boiler - Insulate Steam Lines/Condensate Tank_A_Achievable Economic UCT Potential | F2 | Industrial | Stone, Clay, and Glass | New | Process | Natural Gas | Gas Boiler - Insulate Steam Lines/Condensate Tank | A | Integrated Unit Summer Peak Savings (kW) | Achievable Economic UCT Potential | 0 | 0 | 0 | 0 | 0 | 0 | 0 | 0 | 0 | 0 | 0 | 0 | 0 | 0 | 0 | 0 | 0 | 0 | 0 | 0 | 0 | 0 | 0 | 0 | 0 | 0 | 0 | 0 | 0 | 0 | 0
F3_Industrial_Stone, Clay, and Glass_New_Process_Natural Gas_Gas Boiler - Insulate Steam Lines/Condensate Tank_A_Achievable Economic UCT Potential | F3 | Industrial | Stone, Clay, and Glass | New | Process | Natural Gas | Gas Boiler - Insulate Steam Lines/Condensate Tank | A | Integrated Unit Winter Peak Savings (kW) | Achievable Economic UCT Potential | 0 | 0 | 0 | 0 | 0 | 0 | 0 | 0 | 0 | 0 | 0 | 0 | 0 | 0 | 0 | 0 | 0 | 0 | 0 | 0 | 0 | 0 | 0 | 0 | 0 | 0 | 0 | 0 | 0 | 0 | 0
F4_Industrial_Stone, Clay, and Glass_New_Process_Natural Gas_Gas Boiler - Insulate Steam Lines/Condensate Tank_A_Achievable Economic UCT Potential | F4 | Industrial | Stone, Clay, and Glass | New | Process | Natural Gas | Gas Boiler - Insulate Steam Lines/Condensate Tank | A | Incremental Energy Savings (MWh or mTherms) | Achievable Economic UCT Potential | 0 | 0 | 0 | 0 | 0 | 0.0029274 | 0.0034624 | 0.0039961 | 0.0045255 | 0.0050542 | 0.0055853 | 0.0061101 | 0.0066342 | 0.0071577 | 0.0076733 | 0.0081914 | 0.008705 | 0.009219 | 0.0097308 | 0.010238 | 0.010747 | 0.011254 | 0.011759 | 0.012263 | 0.012764 | 0.0029095 | 0.0034479 | 0.0039863 | 0.0045548 | 0.0050934 | 0.0056325
F5_Industrial_Stone, Clay, and Glass_New_Process_Natural Gas_Gas Boiler - Insulate Steam Lines/Condensate Tank_A_Achievable Economic UCT Potential | F5 | Industrial | Stone, Clay, and Glass | New | Process | Natural Gas | Gas Boiler - Insulate Steam Lines/Condensate Tank | A | Incremental Summer Peak Savings (MW) | Achievable Economic UCT Potential | 0 | 0 | 0 | 0 | 0 | 0 | 0 | 0 | 0 | 0 | 0 | 0 | 0 | 0 | 0 | 0 | 0 | 0 | 0 | 0 | 0 | 0 | 0 | 0 | 0 | 0 | 0 | 0 | 0 | 0 | 0
F6_Industrial_Stone, Clay, and Glass_New_Process_Natural Gas_Gas Boiler - Insulate Steam Lines/Condensate Tank_A_Achievable Economic UCT Potential | F6 | Industrial | Stone, Clay, and Glass | New | Process | Natural Gas | Gas Boiler - Insulate Steam Lines/Condensate Tank | A | Incremental Winter Peak Savings (MW) | Achievable Economic UCT Potential | 0 | 0 | 0 | 0 | 0 | 0 | 0 | 0 | 0 | 0 | 0 | 0 | 0 | 0 | 0 | 0 | 0 | 0 | 0 | 0 | 0 | 0 | 0 | 0 | 0 | 0 | 0 | 0 | 0 | 0 | 0
F7_Industrial_Stone, Clay, and Glass_New_Process_Natural Gas_Gas Boiler - Insulate Steam Lines/Condensate Tank_A_Achievable Economic UCT Potential | F7 | Industrial | Stone, Clay, and Glass | New | Process | Natural Gas | Gas Boiler - Insulate Steam Lines/Condensate Tank | A | Cumulative Energy Savings (MWh or mTherms) | Achievable Economic UCT Potential | 0 | 0 | 0 | 0 | 0 | 0.0029274 | 0.006385 | 0.010372 | 0.014883 | 0.019918 | 0.02549 | 0.031588 | 0.038212 | 0.045363 | 0.053031 | 0.061222 | 0.069928 | 0.079152 | 0.088889 | 0.099137 | 0.10989 | 0.12117 | 0.13295 | 0.14524 | 0.15802 | 0.15807 | 0.15812 | 0.15816 | 0 | 0 | 0
F8_Industrial_Stone, Clay, and Glass_New_Process_Natural Gas_Gas Boiler - Insulate Steam Lines/Condensate Tank_A_Achievable Economic UCT Potential | F8 | Industrial | Stone, Clay, and Glass | New | Process | Natural Gas | Gas Boiler - Insulate Steam Lines/Condensate Tank | A | Cumulative Summer Peak Savings (MW) | Achievable Economic UCT Potential | 0 | 0 | 0 | 0 | 0 | 0 | 0 | 0 | 0 | 0 | 0 | 0 | 0 | 0 | 0 | 0 | 0 | 0 | 0 | 0 | 0 | 0 | 0 | 0 | 0 | 0 | 0 | 0 | 0 | 0 | 0
F9_Industrial_Stone, Clay, and Glass_New_Process_Natural Gas_Gas Boiler - Insulate Steam Lines/Condensate Tank_A_Achievable Economic UCT Potential | F9 | Industrial | Stone, Clay, and Glass | New | Process | Natural Gas | Gas Boiler - Insulate Steam Lines/Condensate Tank | A | Cumulative Winter Peak Savings (MW) | Achievable Economic UCT Potential | 0 | 0 | 0 | 0 | 0 | 0 | 0 | 0 | 0 | 0 | 0 | 0 | 0 | 0 | 0 | 0 | 0 | 0 | 0 | 0 | 0 | 0 | 0 | 0 | 0 | 0 | 0 | 0 | 0 | 0 | 0
F10_Industrial_Stone, Clay, and Glass_New_Process_Natural Gas_Gas Boiler - Insulate Steam Lines/Condensate Tank_A_Achievable Economic UCT Potential | F10 | Industrial | Stone, Clay, and Glass | New | Process | Natural Gas | Gas Boiler - Insulate Steam Lines/Condensate Tank | A | Purchases (Incremental) | Achievable Economic UCT Potential | 0 | 0 | 0 | 0 | 0 | 0.064338 | 0.076222 | 0.088101 | 0.099909 | 0.11172 | 0.12355 | 0.13522 | 0.14687 | 0.15848 | 0.16992 | 0.1814 | 0.19276 | 0.20413 | 0.21545 | 0.22666 | 0.23788 | 0.24906 | 0.2602 | 0.27129 | 0.28235 | 0.064338 | 0.076222 | 0.088101 | 0.099909 | 0.11172 | 0.12355
F11_Industrial_Stone, Clay, and Glass_New_Process_Natural Gas_Gas Boiler - Insulate Steam Lines/Condensate Tank_A_Achievable Economic UCT Potential | F11 | Industrial | Stone, Clay, and Glass | New | Process | Natural Gas | Gas Boiler - Insulate Steam Lines/Condensate Tank | A | Purchases (Cumulative) | Achievable Economic UCT Potential | 0 | 0 | 0 | 0 | 0 | 0.064338 | 0.14056 | 0.22866 | 0.32857 | 0.44029 | 0.56384 | 0.69906 | 0.84593 | 1.0044 | 1.1743 | 1.3557 | 1.5485 | 1.7526 | 1.9681 | 2.1947 | 2.4326 | 2.6817 | 2.9419 | 3.2132 | 3.4955 | 3.4955 | 3.4955 | 3.4955 | 3.4955 | 3.4955 | 3.4955
F1_Industrial_Stone, Clay, and Glass_New_Space Heating_Natural Gas_Gas Boiler - Insulate Hot Water Lines_A_Achievable Economic UCT Potential | F1 | Industrial | Stone, Clay, and Glass | New | Space Heating | Natural Gas | Gas Boiler - Insulate Hot Water Lines | A | Integrated Unit Energy Savings (kWh or therms) | Achievable Economic UCT Potential | 0 | 0 | 0 | 0 | 0 | 0 | 0 | 0 | 0 | 0 | 0 | 0 | 0 | 0 | 0 | 0 | 0 | 0 | 0 | 0 | 0 | 0 | 0 | 0 | 0 | 0 | 0 | 0 | 0 | 0 | 0
F2_Industrial_Stone, Clay, and Glass_New_Space Heating_Natural Gas_Gas Boiler - Insulate Hot Water Lines_A_Achievable Economic UCT Potential | F2 | Industrial | Stone, Clay, and Glass | New | Space Heating | Natural Gas | Gas Boiler - Insulate Hot Water Lines | A | Integrated Unit Summer Peak Savings (kW) | Achievable Economic UCT Potential | 0 | 0 | 0 | 0 | 0 | 0 | 0 | 0 | 0 | 0 | 0 | 0 | 0 | 0 | 0 | 0 | 0 | 0 | 0 | 0 | 0 | 0 | 0 | 0 | 0 | 0 | 0 | 0 | 0 | 0 | 0
F3_Industrial_Stone, Clay, and Glass_New_Space Heating_Natural Gas_Gas Boiler - Insulate Hot Water Lines_A_Achievable Economic UCT Potential | F3 | Industrial | Stone, Clay, and Glass | New | Space Heating | Natural Gas | Gas Boiler - Insulate Hot Water Lines | A | Integrated Unit Winter Peak Savings (kW) | Achievable Economic UCT Potential | 0 | 0 | 0 | 0 | 0 | 0 | 0 | 0 | 0 | 0 | 0 | 0 | 0 | 0 | 0 | 0 | 0 | 0 | 0 | 0 | 0 | 0 | 0 | 0 | 0 | 0 | 0 | 0 | 0 | 0 | 0
F4_Industrial_Stone, Clay, and Glass_New_Space Heating_Natural Gas_Gas Boiler - Insulate Hot Water Lines_A_Achievable Economic UCT Potential | F4 | Industrial | Stone, Clay, and Glass | New | Space Heating | Natural Gas | Gas Boiler - Insulate Hot Water Lines | A | Incremental Energy Savings (MWh or mTherms) | Achievable Economic UCT Potential | 0 | 0 | 0 | 0 | 0 | 0 | 0 | 0 | 0 | 0 | 0 | 0 | 0 | 0 | 0 | 0 | 0 | 0 | 0 | 0 | 0 | 0 | 0 | 0 | 0 | 0 | 0 | 0 | 0 | 0 | 0
F5_Industrial_Stone, Clay, and Glass_New_Space Heating_Natural Gas_Gas Boiler - Insulate Hot Water Lines_A_Achievable Economic UCT Potential | F5 | Industrial | Stone, Clay, and Glass | New | Space Heating | Natural Gas | Gas Boiler - Insulate Hot Water Lines | A | Incremental Summer Peak Savings (MW) | Achievable Economic UCT Potential | 0 | 0 | 0 | 0 | 0 | 0 | 0 | 0 | 0 | 0 | 0 | 0 | 0 | 0 | 0 | 0 | 0 | 0 | 0 | 0 | 0 | 0 | 0 | 0 | 0 | 0 | 0 | 0 | 0 | 0 | 0
F6_Industrial_Stone, Clay, and Glass_New_Space Heating_Natural Gas_Gas Boiler - Insulate Hot Water Lines_A_Achievable Economic UCT Potential | F6 | Industrial | Stone, Clay, and Glass | New | Space Heating | Natural Gas | Gas Boiler - Insulate Hot Water Lines | A | Incremental Winter Peak Savings (MW) | Achievable Economic UCT Potential | 0 | 0 | 0 | 0 | 0 | 0 | 0 | 0 | 0 | 0 | 0 | 0 | 0 | 0 | 0 | 0 | 0 | 0 | 0 | 0 | 0 | 0 | 0 | 0 | 0 | 0 | 0 | 0 | 0 | 0 | 0
F7_Industrial_Stone, Clay, and Glass_New_Space Heating_Natural Gas_Gas Boiler - Insulate Hot Water Lines_A_Achievable Economic UCT Potential | F7 | Industrial | Stone, Clay, and Glass | New | Space Heating | Natural Gas | Gas Boiler - Insulate Hot Water Lines | A | Cumulative Energy Savings (MWh or mTherms) | Achievable Economic UCT Potential | 0 | 0 | 0 | 0 | 0 | 0 | 0 | 0 | 0 | 0 | 0 | 0 | 0 | 0 | 0 | 0 | 0 | 0 | 0 | 0 | 0 | 0 | 0 | 0 | 0 | 0 | 0 | 0 | 0 | 0 | 0
F8_Industrial_Stone, Clay, and Glass_New_Space Heating_Natural Gas_Gas Boiler - Insulate Hot Water Lines_A_Achievable Economic UCT Potential | F8 | Industrial | Stone, Clay, and Glass | New | Space Heating | Natural Gas | Gas Boiler - Insulate Hot Water Lines | A | Cumulative Summer Peak Savings (MW) | Achievable Economic UCT Potential | 0 | 0 | 0 | 0 | 0 | 0 | 0 | 0 | 0 | 0 | 0 | 0 | 0 | 0 | 0 | 0 | 0 | 0 | 0 | 0 | 0 | 0 | 0 | 0 | 0 | 0 | 0 | 0 | 0 | 0 | 0
F9_Industrial_Stone, Clay, and Glass_New_Space Heating_Natural Gas_Gas Boiler - Insulate Hot Water Lines_A_Achievable Economic UCT Potential | F9 | Industrial | Stone, Clay, and Glass | New | Space Heating | Natural Gas | Gas Boiler - Insulate Hot Water Lines | A | Cumulative Winter Peak Savings (MW) | Achievable Economic UCT Potential | 0 | 0 | 0 | 0 | 0 | 0 | 0 | 0 | 0 | 0 | 0 | 0 | 0 | 0 | 0 | 0 | 0 | 0 | 0 | 0 | 0 | 0 | 0 | 0 | 0 | 0 | 0 | 0 | 0 | 0 | 0
F10_Industrial_Stone, Clay, and Glass_New_Space Heating_Natural Gas_Gas Boiler - Insulate Hot Water Lines_A_Achievable Economic UCT Potential | F10 | Industrial | Stone, Clay, and Glass | New | Space Heating | Natural Gas | Gas Boiler - Insulate Hot Water Lines | A | Purchases (Incremental) | Achievable Economic UCT Potential | 0 | 0 | 0 | 0 | 0 | 0 | 0 | 0 | 0 | 0 | 0 | 0 | 0 | 0 | 0 | 0 | 0 | 0 | 0 | 0 | 0 | 0 | 0 | 0 | 0 | 0 | 0 | 0 | 0 | 0 | 0
F11_Industrial_Stone, Clay, and Glass_New_Space Heating_Natural Gas_Gas Boiler - Insulate Hot Water Lines_A_Achievable Economic UCT Potential | F11 | Industrial | Stone, Clay, and Glass | New | Space Heating | Natural Gas | Gas Boiler - Insulate Hot Water Lines | A | Purchases (Cumulative) | Achievable Economic UCT Potential | 0 | 0 | 0 | 0 | 0 | 0 | 0 | 0 | 0 | 0 | 0 | 0 | 0 | 0 | 0 | 0 | 0 | 0 | 0 | 0 | 0 | 0 | 0 | 0 | 0 | 0 | 0 | 0 | 0 | 0 | 0
F1_Industrial_Stone, Clay, and Glass_New_Process_Natural Gas_Gas Boiler - Insulate Hot Water Lines_A_Achievable Economic UCT Potential | F1 | Industrial | Stone, Clay, and Glass | New | Process | Natural Gas | Gas Boiler - Insulate Hot Water Lines | A | Integrated Unit Energy Savings (kWh or therms) | Achievable Economic UCT Potential | 0 | 0 | 0 | 0 | 0 | 51.4306 | 51.3465 | 51.2716 | 51.2026 | 51.1375 | 51.1028 | 51.0792 | 51.064 | 51.0551 | 51.0506 | 51.0498 | 51.0516 | 51.0554 | 51.0605 | 51.0662 | 51.0728 | 51.0837 | 51.0937 | 51.1028 | 51.1112 | 51.1269 | 51.1415 | 51.1549 | 51.5303 | 51.5303 | 51.5303
F2_Industrial_Stone, Clay, and Glass_New_Process_Natural Gas_Gas Boiler - Insulate Hot Water Lines_A_Achievable Economic UCT Potential | F2 | Industrial | Stone, Clay, and Glass | New | Process | Natural Gas | Gas Boiler - Insulate Hot Water Lines | A | Integrated Unit Summer Peak Savings (kW) | Achievable Economic UCT Potential | 0 | 0 | 0 | 0 | 0 | 0 | 0 | 0 | 0 | 0 | 0 | 0 | 0 | 0 | 0 | 0 | 0 | 0 | 0 | 0 | 0 | 0 | 0 | 0 | 0 | 0 | 0 | 0 | 0 | 0 | 0
F3_Industrial_Stone, Clay, and Glass_New_Process_Natural Gas_Gas Boiler - Insulate Hot Water Lines_A_Achievable Economic UCT Potential | F3 | Industrial | Stone, Clay, and Glass | New | Process | Natural Gas | Gas Boiler - Insulate Hot Water Lines | A | Integrated Unit Winter Peak Savings (kW) | Achievable Economic UCT Potential | 0 | 0 | 0 | 0 | 0 | 0 | 0 | 0 | 0 | 0 | 0 | 0 | 0 | 0 | 0 | 0 | 0 | 0 | 0 | 0 | 0 | 0 | 0 | 0 | 0 | 0 | 0 | 0 | 0 | 0 | 0
F4_Industrial_Stone, Clay, and Glass_New_Process_Natural Gas_Gas Boiler - Insulate Hot Water Lines_A_Achievable Economic UCT Potential | F4 | Industrial | Stone, Clay, and Glass | New | Process | Natural Gas | Gas Boiler - Insulate Hot Water Lines | A | Incremental Energy Savings (MWh or mTherms) | Achievable Economic UCT Potential | 0 | 0 | 0 | 0 | 0 | 0.0033089 | 0.0039138 | 0.0045171 | 0.0051156 | 0.0057133 | 0.0063137 | 0.0069071 | 0.0074995 | 0.0080914 | 0.0086744 | 0.0092602 | 0.0098409 | 0.010422 | 0.011001 | 0.011575 | 0.012149 | 0.012723 | 0.013294 | 0.013864 | 0.014431 | 0.0032894 | 0.0038981 | 0.0045068 | 0.0051484 | 0.0057572 | 0.0063665
F5_Industrial_Stone, Clay, and Glass_New_Process_Natural Gas_Gas Boiler - Insulate Hot Water Lines_A_Achievable Economic UCT Potential | F5 | Industrial | Stone, Clay, and Glass | New | Process | Natural Gas | Gas Boiler - Insulate Hot Water Lines | A | Incremental Summer Peak Savings (MW) | Achievable Economic UCT Potential | 0 | 0 | 0 | 0 | 0 | 0 | 0 | 0 | 0 | 0 | 0 | 0 | 0 | 0 | 0 | 0 | 0 | 0 | 0 | 0 | 0 | 0 | 0 | 0 | 0 | 0 | 0 | 0 | 0 | 0 | 0
F6_Industrial_Stone, Clay, and Glass_New_Process_Natural Gas_Gas Boiler - Insulate Hot Water Lines_A_Achievable Economic UCT Potential | F6 | Industrial | Stone, Clay, and Glass | New | Process | Natural Gas | Gas Boiler - Insulate Hot Water Lines | A | Incremental Winter Peak Savings (MW) | Achievable Economic UCT Potential | 0 | 0 | 0 | 0 | 0 | 0 | 0 | 0 | 0 | 0 | 0 | 0 | 0 | 0 | 0 | 0 | 0 | 0 | 0 | 0 | 0 | 0 | 0 | 0 | 0 | 0 | 0 | 0 | 0 | 0 | 0
F7_Industrial_Stone, Clay, and Glass_New_Process_Natural Gas_Gas Boiler - Insulate Hot Water Lines_A_Achievable Economic UCT Potential | F7 | Industrial | Stone, Clay, and Glass | New | Process | Natural Gas | Gas Boiler - Insulate Hot Water Lines | A | Cumulative Energy Savings (MWh or mTherms) | Achievable Economic UCT Potential | 0 | 0 | 0 | 0 | 0 | 0.0033089 | 0.0072173 | 0.011724 | 0.016824 | 0.022516 | 0.028814 | 0.035708 | 0.043197 | 0.05128 | 0.05995 | 0.06921 | 0.079053 | 0.089481 | 0.10049 | 0.11208 | 0.12424 | 0.13699 | 0.15031 | 0.1642 | 0.17866 | 0.17872 | 0.17877 | 0.17881 | 0 | 0 | 0
F8_Industrial_Stone, Clay, and Glass_New_Process_Natural Gas_Gas Boiler - Insulate Hot Water Lines_A_Achievable Economic UCT Potential | F8 | Industrial | Stone, Clay, and Glass | New | Process | Natural Gas | Gas Boiler - Insulate Hot Water Lines | A | Cumulative Summer Peak Savings (MW) | Achievable Economic UCT Potential | 0 | 0 | 0 | 0 | 0 | 0 | 0 | 0 | 0 | 0 | 0 | 0 | 0 | 0 | 0 | 0 | 0 | 0 | 0 | 0 | 0 | 0 | 0 | 0 | 0 | 0 | 0 | 0 | 0 | 0 | 0
F9_Industrial_Stone, Clay, and Glass_New_Process_Natural Gas_Gas Boiler - Insulate Hot Water Lines_A_Achievable Economic UCT Potential | F9 | Industrial | Stone, Clay, and Glass | New | Process | Natural Gas | Gas Boiler - Insulate Hot Water Lines | A | Cumulative Winter Peak Savings (MW) | Achievable Economic UCT Potential | 0 | 0 | 0 | 0 | 0 | 0 | 0 | 0 | 0 | 0 | 0 | 0 | 0 | 0 | 0 | 0 | 0 | 0 | 0 | 0 | 0 | 0 | 0 | 0 | 0 | 0 | 0 | 0 | 0 | 0 | 0
F10_Industrial_Stone, Clay, and Glass_New_Process_Natural Gas_Gas Boiler - Insulate Hot Water Lines_A_Achievable Economic UCT Potential | F10 | Industrial | Stone, Clay, and Glass | New | Process | Natural Gas | Gas Boiler - Insulate Hot Water Lines | A | Purchases (Incremental) | Achievable Economic UCT Potential | 0 | 0 | 0 | 0 | 0 | 0.064338 | 0.076222 | 0.088101 | 0.099909 | 0.11172 | 0.12355 | 0.13522 | 0.14687 | 0.15848 | 0.16992 | 0.1814 | 0.19276 | 0.20413 | 0.21545 | 0.22666 | 0.23788 | 0.24906 | 0.2602 | 0.27129 | 0.28235 | 0.064338 | 0.076222 | 0.088101 | 0.099909 | 0.11172 | 0.12355
F11_Industrial_Stone, Clay, and Glass_New_Process_Natural Gas_Gas Boiler - Insulate Hot Water Lines_A_Achievable Economic UCT Potential | F11 | Industrial | Stone, Clay, and Glass | New | Process | Natural Gas | Gas Boiler - Insulate Hot Water Lines | A | Purchases (Cumulative) | Achievable Economic UCT Potential | 0 | 0 | 0 | 0 | 0 | 0.064338 | 0.14056 | 0.22866 | 0.32857 | 0.44029 | 0.56384 | 0.69906 | 0.84593 | 1.0044 | 1.1743 | 1.3557 | 1.5485 | 1.7526 | 1.9681 | 2.1947 | 2.4326 | 2.6817 | 2.9419 | 3.2132 | 3.4955 | 3.4955 | 3.4955 | 3.4955 | 3.4955 | 3.4955 | 3.4955
F1_Industrial_Stone, Clay, and Glass_New_Process_Natural Gas_Process - Insulate Heated Process Fluids_A_Achievable Economic UCT Potential | F1 | Industrial | Stone, Clay, and Glass | New | Process | Natural Gas | Process - Insulate Heated Process Fluids | A | Integrated Unit Energy Savings (kWh or therms) | Achievable Economic UCT Potential | 0 | 0 | 0 | 0 | 0 | 1280.8574 | 1280.8131 | 1280.7756 | 1280.7452 | 1280.7163 | 1280.6932 | 1280.6786 | 1280.6703 | 1280.6666 | 1280.666 | 1280.6679 | 1280.6714 | 1280.676 | 1280.6814 | 1280.6873 | 1280.6979 | 1280.7076 | 1280.7163 | 1280.7244 | 1280.7318 | 1280.7386 | 1280.7449 | 1280.7507 | 1280.913 | 1280.913 | 1280.913
F2_Industrial_Stone, Clay, and Glass_New_Process_Natural Gas_Process - Insulate Heated Process Fluids_A_Achievable Economic UCT Potential | F2 | Industrial | Stone, Clay, and Glass | New | Process | Natural Gas | Process - Insulate Heated Process Fluids | A | Integrated Unit Summer Peak Savings (kW) | Achievable Economic UCT Potential | 0 | 0 | 0 | 0 | 0 | 0 | 0 | 0 | 0 | 0 | 0 | 0 | 0 | 0 | 0 | 0 | 0 | 0 | 0 | 0 | 0 | 0 | 0 | 0 | 0 | 0 | 0 | 0 | 0 | 0 | 0
F3_Industrial_Stone, Clay, and Glass_New_Process_Natural Gas_Process - Insulate Heated Process Fluids_A_Achievable Economic UCT Potential | F3 | Industrial | Stone, Clay, and Glass | New | Process | Natural Gas | Process - Insulate Heated Process Fluids | A | Integrated Unit Winter Peak Savings (kW) | Achievable Economic UCT Potential | 0 | 0 | 0 | 0 | 0 | 0 | 0 | 0 | 0 | 0 | 0 | 0 | 0 | 0 | 0 | 0 | 0 | 0 | 0 | 0 | 0 | 0 | 0 | 0 | 0 | 0 | 0 | 0 | 0 | 0 | 0
F4_Industrial_Stone, Clay, and Glass_New_Process_Natural Gas_Process - Insulate Heated Process Fluids_A_Achievable Economic UCT Potential | F4 | Industrial | Stone, Clay, and Glass | New | Process | Natural Gas | Process - Insulate Heated Process Fluids | A | Incremental Energy Savings (MWh or mTherms) | Achievable Economic UCT Potential | 0 | 0 | 0 | 0 | 0 | 0.18027 | 0.21356 | 0.24683 | 0.27991 | 0.313 | 0.31151 | 0.27275 | 0.23699 | 0.20459 | 0.17548 | 0.14987 | 0.12741 | 0.10794 | 0.091136 | 0.076703 | 0.064402 | 0.00045992 | 0.0001716 | 6.0995e-05 | 2.0701e-05 | 0.18025 | 0.21355 | 0.24683 | 0.27994 | 0.31305 | 0.31156
F5_Industrial_Stone, Clay, and Glass_New_Process_Natural Gas_Process - Insulate Heated Process Fluids_A_Achievable Economic UCT Potential | F5 | Industrial | Stone, Clay, and Glass | New | Process | Natural Gas | Process - Insulate Heated Process Fluids | A | Incremental Summer Peak Savings (MW) | Achievable Economic UCT Potential | 0 | 0 | 0 | 0 | 0 | 0 | 0 | 0 | 0 | 0 | 0 | 0 | 0 | 0 | 0 | 0 | 0 | 0 | 0 | 0 | 0 | 0 | 0 | 0 | 0 | 0 | 0 | 0 | 0 | 0 | 0
F6_Industrial_Stone, Clay, and Glass_New_Process_Natural Gas_Process - Insulate Heated Process Fluids_A_Achievable Economic UCT Potential | F6 | Industrial | Stone, Clay, and Glass | New | Process | Natural Gas | Process - Insulate Heated Process Fluids | A | Incremental Winter Peak Savings (MW) | Achievable Economic UCT Potential | 0 | 0 | 0 | 0 | 0 | 0 | 0 | 0 | 0 | 0 | 0 | 0 | 0 | 0 | 0 | 0 | 0 | 0 | 0 | 0 | 0 | 0 | 0 | 0 | 0 | 0 | 0 | 0 | 0 | 0 | 0
F7_Industrial_Stone, Clay, and Glass_New_Process_Natural Gas_Process - Insulate Heated Process Fluids_A_Achievable Economic UCT Potential | F7 | Industrial | Stone, Clay, and Glass | New | Process | Natural Gas | Process - Insulate Heated Process Fluids | A | Cumulative Energy Savings (MWh or mTherms) | Achievable Economic UCT Potential | 0 | 0 | 0 | 0 | 0 | 0.18027 | 0.39382 | 0.64064 | 0.92053 | 1.2335 | 1.545 | 1.8177 | 2.0547 | 2.2593 | 2.4348 | 2.5846 | 2.712 | 2.82 | 2.9111 | 2.9879 | 3.0523 | 3.0528 | 3.053 | 3.053 | 3.0531 | 3.0531 | 3.0531 | 3.0531 | 0 | 0 | 0
F8_Industrial_Stone, Clay, and Glass_New_Process_Natural Gas_Process - Insulate Heated Process Fluids_A_Achievable Economic UCT Potential | F8 | Industrial | Stone, Clay, and Glass | New | Process | Natural Gas | Process - Insulate Heated Process Fluids | A | Cumulative Summer Peak Savings (MW) | Achievable Economic UCT Potential | 0 | 0 | 0 | 0 | 0 | 0 | 0 | 0 | 0 | 0 | 0 | 0 | 0 | 0 | 0 | 0 | 0 | 0 | 0 | 0 | 0 | 0 | 0 | 0 | 0 | 0 | 0 | 0 | 0 | 0 | 0
F9_Industrial_Stone, Clay, and Glass_New_Process_Natural Gas_Process - Insulate Heated Process Fluids_A_Achievable Economic UCT Potential | F9 | Industrial | Stone, Clay, and Glass | New | Process | Natural Gas | Process - Insulate Heated Process Fluids | A | Cumulative Winter Peak Savings (MW) | Achievable Economic UCT Potential | 0 | 0 | 0 | 0 | 0 | 0 | 0 | 0 | 0 | 0 | 0 | 0 | 0 | 0 | 0 | 0 | 0 | 0 | 0 | 0 | 0 | 0 | 0 | 0 | 0 | 0 | 0 | 0 | 0 | 0 | 0
F10_Industrial_Stone, Clay, and Glass_New_Process_Natural Gas_Process - Insulate Heated Process Fluids_A_Achievable Economic UCT Potential | F10 | Industrial | Stone, Clay, and Glass | New | Process | Natural Gas | Process - Insulate Heated Process Fluids | A | Purchases (Incremental) | Achievable Economic UCT Potential | 0 | 0 | 0 | 0 | 0 | 0.14074 | 0.16674 | 0.19272 | 0.21855 | 0.2444 | 0.24323 | 0.21297 | 0.18505 | 0.15975 | 0.13702 | 0.11702 | 0.099485 | 0.084282 | 0.071162 | 0.059892 | 0.050287 | 0.00035911 | 0.00013399 | 4.7626e-05 | 1.6163e-05 | 0.14074 | 0.16674 | 0.19272 | 0.21855 | 0.2444 | 0.24323
F11_Industrial_Stone, Clay, and Glass_New_Process_Natural Gas_Process - Insulate Heated Process Fluids_A_Achievable Economic UCT Potential | F11 | Industrial | Stone, Clay, and Glass | New | Process | Natural Gas | Process - Insulate Heated Process Fluids | A | Purchases (Cumulative) | Achievable Economic UCT Potential | 0 | 0 | 0 | 0 | 0 | 0.14074 | 0.30747 | 0.50019 | 0.71874 | 0.96314 | 1.2064 | 1.4193 | 1.6044 | 1.7641 | 1.9012 | 2.0182 | 2.1177 | 2.202 | 2.2731 | 2.333 | 2.3833 | 2.3837 | 2.3838 | 2.3838 | 2.3839 | 2.3839 | 2.3839 | 2.3839 | 2.3839 | 2.3839 | 2.3839
F1_Industrial_Stone, Clay, and Glass_New_Process_Natural Gas_Process Heat Recovery_A_Achievable Economic UCT Potential | F1 | Industrial | Stone, Clay, and Glass | New | Process | Natural Gas | Process Heat Recovery | A | Integrated Unit Energy Savings (kWh or therms) | Achievable Economic UCT Potential | 0 | 0 | 0 | 0 | 0 | 73.2453 | 73.1233 | 73.0146 | 72.9144 | 72.8201 | 72.769 | 72.7337 | 72.7105 | 72.6963 | 72.6883 | 72.6857 | 72.6868 | 72.6907 | 72.6964 | 72.7032 | 72.7111 | 72.7252 | 72.738 | 72.7495 | 72.76 | 72.7836 | 72.8055 | 72.8258 | 0 | 0 | 0
F2_Industrial_Stone, Clay, and Glass_New_Process_Natural Gas_Process Heat Recovery_A_Achievable Economic UCT Potential | F2 | Industrial | Stone, Clay, and Glass | New | Process | Natural Gas | Process Heat Recovery | A | Integrated Unit Summer Peak Savings (kW) | Achievable Economic UCT Potential | 0 | 0 | 0 | 0 | 0 | 0 | 0 | 0 | 0 | 0 | 0 | 0 | 0 | 0 | 0 | 0 | 0 | 0 | 0 | 0 | 0 | 0 | 0 | 0 | 0 | 0 | 0 | 0 | 0 | 0 | 0
F3_Industrial_Stone, Clay, and Glass_New_Process_Natural Gas_Process Heat Recovery_A_Achievable Economic UCT Potential | F3 | Industrial | Stone, Clay, and Glass | New | Process | Natural Gas | Process Heat Recovery | A | Integrated Unit Winter Peak Savings (kW) | Achievable Economic UCT Potential | 0 | 0 | 0 | 0 | 0 | 0 | 0 | 0 | 0 | 0 | 0 | 0 | 0 | 0 | 0 | 0 | 0 | 0 | 0 | 0 | 0 | 0 | 0 | 0 | 0 | 0 | 0 | 0 | 0 | 0 | 0
F4_Industrial_Stone, Clay, and Glass_New_Process_Natural Gas_Process Heat Recovery_A_Achievable Economic UCT Potential | F4 | Industrial | Stone, Clay, and Glass | New | Process | Natural Gas | Process Heat Recovery | A | Incremental Energy Savings (MWh or mTherms) | Achievable Economic UCT Potential | 0 | 0 | 0 | 0 | 0 | 0.3711 | 0.43892 | 0.50657 | 0.57368 | 0.64069 | 0.6372 | 0.55766 | 0.48438 | 0.41808 | 0.35855 | 0.30621 | 0.26032 | 0.22055 | 0.18624 | 0.15676 | 0.3684 | 0.43653 | 0.50465 | 0.57238 | 0.64016 | 0.63733 | 0.55821 | 0.48515 | 0 | 0 | 0
F5_Industrial_Stone, Clay, and Glass_New_Process_Natural Gas_Process Heat Recovery_A_Achievable Economic UCT Potential | F5 | Industrial | Stone, Clay, and Glass | New | Process | Natural Gas | Process Heat Recovery | A | Incremental Summer Peak Savings (MW) | Achievable Economic UCT Potential | 0 | 0 | 0 | 0 | 0 | 0 | 0 | 0 | 0 | 0 | 0 | 0 | 0 | 0 | 0 | 0 | 0 | 0 | 0 | 0 | 0 | 0 | 0 | 0 | 0 | 0 | 0 | 0 | 0 | 0 | 0
F6_Industrial_Stone, Clay, and Glass_New_Process_Natural Gas_Process Heat Recovery_A_Achievable Economic UCT Potential | F6 | Industrial | Stone, Clay, and Glass | New | Process | Natural Gas | Process Heat Recovery | A | Incremental Winter Peak Savings (MW) | Achievable Economic UCT Potential | 0 | 0 | 0 | 0 | 0 | 0 | 0 | 0 | 0 | 0 | 0 | 0 | 0 | 0 | 0 | 0 | 0 | 0 | 0 | 0 | 0 | 0 | 0 | 0 | 0 | 0 | 0 | 0 | 0 | 0 | 0
F7_Industrial_Stone, Clay, and Glass_New_Process_Natural Gas_Process Heat Recovery_A_Achievable Economic UCT Potential | F7 | Industrial | Stone, Clay, and Glass | New | Process | Natural Gas | Process Heat Recovery | A | Cumulative Energy Savings (MWh or mTherms) | Achievable Economic UCT Potential | 0 | 0 | 0 | 0 | 0 | 0.3711 | 0.80941 | 1.3148 | 1.8866 | 2.5249 | 3.1603 | 3.7164 | 4.1996 | 4.6169 | 4.9749 | 5.281 | 5.5414 | 5.7622 | 5.9489 | 6.1062 | 6.1069 | 6.1081 | 6.1092 | 6.1101 | 6.111 | 6.113 | 6.1148 | 6.1165 | 0 | 0 | 0
F8_Industrial_Stone, Clay, and Glass_New_Process_Natural Gas_Process Heat Recovery_A_Achievable Economic UCT Potential | F8 | Industrial | Stone, Clay, and Glass | New | Process | Natural Gas | Process Heat Recovery | A | Cumulative Summer Peak Savings (MW) | Achievable Economic UCT Potential | 0 | 0 | 0 | 0 | 0 | 0 | 0 | 0 | 0 | 0 | 0 | 0 | 0 | 0 | 0 | 0 | 0 | 0 | 0 | 0 | 0 | 0 | 0 | 0 | 0 | 0 | 0 | 0 | 0 | 0 | 0
F9_Industrial_Stone, Clay, and Glass_New_Process_Natural Gas_Process Heat Recovery_A_Achievable Economic UCT Potential | F9 | Industrial | Stone, Clay, and Glass | New | Process | Natural Gas | Process Heat Recovery | A | Cumulative Winter Peak Savings (MW) | Achievable Economic UCT Potential | 0 | 0 | 0 | 0 | 0 | 0 | 0 | 0 | 0 | 0 | 0 | 0 | 0 | 0 | 0 | 0 | 0 | 0 | 0 | 0 | 0 | 0 | 0 | 0 | 0 | 0 | 0 | 0 | 0 | 0 | 0
F10_Industrial_Stone, Clay, and Glass_New_Process_Natural Gas_Process Heat Recovery_A_Achievable Economic UCT Potential | F10 | Industrial | Stone, Clay, and Glass | New | Process | Natural Gas | Process Heat Recovery | A | Purchases (Incremental) | Achievable Economic UCT Potential | 0 | 0 | 0 | 0 | 0 | 5.0666 | 6.0025 | 6.9379 | 7.8678 | 8.7982 | 8.7565 | 7.6671 | 6.6618 | 5.751 | 4.9328 | 4.2128 | 3.5814 | 3.0342 | 2.5618 | 2.1561 | 5.0666 | 6.0025 | 6.9379 | 7.8678 | 8.7982 | 8.7565 | 7.6671 | 6.6618 | 5.751 | 4.9328 | 4.2128
F11_Industrial_Stone, Clay, and Glass_New_Process_Natural Gas_Process Heat Recovery_A_Achievable Economic UCT Potential | F11 | Industrial | Stone, Clay, and Glass | New | Process | Natural Gas | Process Heat Recovery | A | Purchases (Cumulative) | Achievable Economic UCT Potential | 0 | 0 | 0 | 0 | 0 | 5.0666 | 11.0691 | 18.007 | 25.8748 | 34.673 | 43.4295 | 51.0966 | 57.7583 | 63.5094 | 68.4421 | 72.6549 | 76.2364 | 79.2705 | 81.8324 | 83.9885 | 83.9885 | 83.9885 | 83.9885 | 83.9885 | 83.9885 | 83.9885 | 83.9885 | 83.9885 | 83.9885 | 83.9885 | 83.9885
F1_Industrial_Stone, Clay, and Glass_New_Space Heating_Natural Gas_Building Automation System_A_Achievable Economic UCT Potential | F1 | Industrial | Stone, Clay, and Glass | New | Space Heating | Natural Gas | Building Automation System | A | Integrated Unit Energy Savings (kWh or therms) | Achievable Economic UCT Potential | 0 | 0 | 0 | 0 | 0 | 0.01454 | 0.014297 | 0.014095 | 0.013921 | 0.013766 | 0.013629 | 0.013465 | 0.013289 | 0.013111 | 0.012935 | 0.012777 | 0.012635 | 0.012515 | 0.012355 | 0.012231 | 0.012138 | 0.012063 | 0.012022 | 0.011994 | 0.011978 | 0.011969 | 0.011965 | 0.011965 | 0 | 0 | 0
F2_Industrial_Stone, Clay, and Glass_New_Space Heating_Natural Gas_Building Automation System_A_Achievable Economic UCT Potential | F2 | Industrial | Stone, Clay, and Glass | New | Space Heating | Natural Gas | Building Automation System | A | Integrated Unit Summer Peak Savings (kW) | Achievable Economic UCT Potential | 0 | 0 | 0 | 0 | 0 | 0 | 0 | 0 | 0 | 0 | 0 | 0 | 0 | 0 | 0 | 0 | 0 | 0 | 0 | 0 | 0 | 0 | 0 | 0 | 0 | 0 | 0 | 0 | 0 | 0 | 0
F3_Industrial_Stone, Clay, and Glass_New_Space Heating_Natural Gas_Building Automation System_A_Achievable Economic UCT Potential | F3 | Industrial | Stone, Clay, and Glass | New | Space Heating | Natural Gas | Building Automation System | A | Integrated Unit Winter Peak Savings (kW) | Achievable Economic UCT Potential | 0 | 0 | 0 | 0 | 0 | 0 | 0 | 0 | 0 | 0 | 0 | 0 | 0 | 0 | 0 | 0 | 0 | 0 | 0 | 0 | 0 | 0 | 0 | 0 | 0 | 0 | 0 | 0 | 0 | 0 | 0
F4_Industrial_Stone, Clay, and Glass_New_Space Heating_Natural Gas_Building Automation System_A_Achievable Economic UCT Potential | F4 | Industrial | Stone, Clay, and Glass | New | Space Heating | Natural Gas | Building Automation System | A | Incremental Energy Savings (MWh or mTherms) | Achievable Economic UCT Potential | 0 | 0 | 0 | 0 | 0 | 8.4802e-05 | 0.00019746 | 0.00039953 | 0.00072791 | 0.0012217 | 0.0019157 | 0.0028178 | 0.0039156 | 0.005156 | 0.0064316 | 0.007609 | 0.0085059 | 0.0089596 | 0.0087997 | 0.0080582 | 0.0069405 | 0.0055227 | 0.0039807 | 0.0026456 | 0.0017932 | 0.0016825 | 0.002504 | 0.0035255 | 0 | 0 | 0
F5_Industrial_Stone, Clay, and Glass_New_Space Heating_Natural Gas_Building Automation System_A_Achievable Economic UCT Potential | F5 | Industrial | Stone, Clay, and Glass | New | Space Heating | Natural Gas | Building Automation System | A | Incremental Summer Peak Savings (MW) | Achievable Economic UCT Potential | 0 | 0 | 0 | 0 | 0 | 0 | 0 | 0 | 0 | 0 | 0 | 0 | 0 | 0 | 0 | 0 | 0 | 0 | 0 | 0 | 0 | 0 | 0 | 0 | 0 | 0 | 0 | 0 | 0 | 0 | 0
F6_Industrial_Stone, Clay, and Glass_New_Space Heating_Natural Gas_Building Automation System_A_Achievable Economic UCT Potential | F6 | Industrial | Stone, Clay, and Glass | New | Space Heating | Natural Gas | Building Automation System | A | Incremental Winter Peak Savings (MW) | Achievable Economic UCT Potential | 0 | 0 | 0 | 0 | 0 | 0 | 0 | 0 | 0 | 0 | 0 | 0 | 0 | 0 | 0 | 0 | 0 | 0 | 0 | 0 | 0 | 0 | 0 | 0 | 0 | 0 | 0 | 0 | 0 | 0 | 0
F7_Industrial_Stone, Clay, and Glass_New_Space Heating_Natural Gas_Building Automation System_A_Achievable Economic UCT Potential | F7 | Industrial | Stone, Clay, and Glass | New | Space Heating | Natural Gas | Building Automation System | A | Cumulative Energy Savings (MWh or mTherms) | Achievable Economic UCT Potential | 0 | 0 | 0 | 0 | 0 | 8.4802e-05 | 0.00028085 | 0.00067642 | 0.001396 | 0.0026021 | 0.0044918 | 0.0072558 | 0.011076 | 0.016084 | 0.0223 | 0.029637 | 0.037812 | 0.046414 | 0.054618 | 0.062131 | 0.068525 | 0.073459 | 0.076848 | 0.078692 | 0.079313 | 0.079258 | 0.07923 | 0.079229 | 0 | 0 | 0
F8_Industrial_Stone, Clay, and Glass_New_Space Heating_Natural Gas_Building Automation System_A_Achievable Economic UCT Potential | F8 | Industrial | Stone, Clay, and Glass | New | Space Heating | Natural Gas | Building Automation System | A | Cumulative Summer Peak Savings (MW) | Achievable Economic UCT Potential | 0 | 0 | 0 | 0 | 0 | 0 | 0 | 0 | 0 | 0 | 0 | 0 | 0 | 0 | 0 | 0 | 0 | 0 | 0 | 0 | 0 | 0 | 0 | 0 | 0 | 0 | 0 | 0 | 0 | 0 | 0
F9_Industrial_Stone, Clay, and Glass_New_Space Heating_Natural Gas_Building Automation System_A_Achievable Economic UCT Potential | F9 | Industrial | Stone, Clay, and Glass | New | Space Heating | Natural Gas | Building Automation System | A | Cumulative Winter Peak Savings (MW) | Achievable Economic UCT Potential | 0 | 0 | 0 | 0 | 0 | 0 | 0 | 0 | 0 | 0 | 0 | 0 | 0 | 0 | 0 | 0 | 0 | 0 | 0 | 0 | 0 | 0 | 0 | 0 | 0 | 0 | 0 | 0 | 0 | 0 | 0
F10_Industrial_Stone, Clay, and Glass_New_Space Heating_Natural Gas_Building Automation System_A_Achievable Economic UCT Potential | F10 | Industrial | Stone, Clay, and Glass | New | Space Heating | Natural Gas | Building Automation System | A | Purchases (Incremental) | Achievable Economic UCT Potential | 0 | 0 | 0 | 0 | 0 | 5.8323 | 13.8119 | 28.3454 | 52.2875 | 88.7504 | 140.5624 | 209.2707 | 294.648 | 393.2594 | 497.2046 | 595.5126 | 673.2169 | 715.9021 | 712.2577 | 658.8229 | 571.822 | 457.8241 | 331.1257 | 220.573 | 149.7148 | 140.5624 | 209.2707 | 294.648 | 393.2594 | 497.2046 | 595.5126
F11_Industrial_Stone, Clay, and Glass_New_Space Heating_Natural Gas_Building Automation System_A_Achievable Economic UCT Potential | F11 | Industrial | Stone, Clay, and Glass | New | Space Heating | Natural Gas | Building Automation System | A | Purchases (Cumulative) | Achievable Economic UCT Potential | 0 | 0 | 0 | 0 | 0 | 5.8323 | 19.6442 | 47.9895 | 100.277 | 189.0275 | 329.5899 | 538.8606 | 833.5086 | 1226.768 | 1723.9727 | 2319.4853 | 2992.7022 | 3708.6043 | 4420.8621 | 5079.685 | 5645.6747 | 6089.6869 | 6392.4673 | 6560.7527 | 6621.7171 | 6621.7171 | 6621.7171 | 6621.7171 | 6621.7171 | 6621.7171 | 6621.7171
F1_Industrial_Stone, Clay, and Glass_New_Space Heating_Natural Gas_Steam System Efficiency Improvements_A_Achievable Economic UCT Potential | F1 | Industrial | Stone, Clay, and Glass | New | Space Heating | Natural Gas | Steam System Efficiency Improvements | A | Integrated Unit Energy Savings (kWh or therms) | Achievable Economic UCT Potential | 0 | 0 | 0 | 0 | 0 | 0 | 0 | 0 | 0 | 0 | 0 | 0 | 0 | 0 | 0 | 0 | 0 | 0 | 0 | 0 | 0 | 0 | 0 | 0 | 0 | 0 | 0 | 0 | 0 | 0 | 0
F2_Industrial_Stone, Clay, and Glass_New_Space Heating_Natural Gas_Steam System Efficiency Improvements_A_Achievable Economic UCT Potential | F2 | Industrial | Stone, Clay, and Glass | New | Space Heating | Natural Gas | Steam System Efficiency Improvements | A | Integrated Unit Summer Peak Savings (kW) | Achievable Economic UCT Potential | 0 | 0 | 0 | 0 | 0 | 0 | 0 | 0 | 0 | 0 | 0 | 0 | 0 | 0 | 0 | 0 | 0 | 0 | 0 | 0 | 0 | 0 | 0 | 0 | 0 | 0 | 0 | 0 | 0 | 0 | 0
F3_Industrial_Stone, Clay, and Glass_New_Space Heating_Natural Gas_Steam System Efficiency Improvements_A_Achievable Economic UCT Potential | F3 | Industrial | Stone, Clay, and Glass | New | Space Heating | Natural Gas | Steam System Efficiency Improvements | A | Integrated Unit Winter Peak Savings (kW) | Achievable Economic UCT Potential | 0 | 0 | 0 | 0 | 0 | 0 | 0 | 0 | 0 | 0 | 0 | 0 | 0 | 0 | 0 | 0 | 0 | 0 | 0 | 0 | 0 | 0 | 0 | 0 | 0 | 0 | 0 | 0 | 0 | 0 | 0
F4_Industrial_Stone, Clay, and Glass_New_Space Heating_Natural Gas_Steam System Efficiency Improvements_A_Achievable Economic UCT Potential | F4 | Industrial | Stone, Clay, and Glass | New | Space Heating | Natural Gas | Steam System Efficiency Improvements | A | Incremental Energy Savings (MWh or mTherms) | Achievable Economic UCT Potential | 0 | 0 | 0 | 0 | 0 | 0 | 0 | 0 | 0 | 0 | 0 | 0 | 0 | 0 | 0 | 0 | 0 | 0 | 0 | 0 | 0 | 0 | 0 | 0 | 0 | 0 | 0 | 0 | 0 | 0 | 0
F5_Industrial_Stone, Clay, and Glass_New_Space Heating_Natural Gas_Steam System Efficiency Improvements_A_Achievable Economic UCT Potential | F5 | Industrial | Stone, Clay, and Glass | New | Space Heating | Natural Gas | Steam System Efficiency Improvements | A | Incremental Summer Peak Savings (MW) | Achievable Economic UCT Potential | 0 | 0 | 0 | 0 | 0 | 0 | 0 | 0 | 0 | 0 | 0 | 0 | 0 | 0 | 0 | 0 | 0 | 0 | 0 | 0 | 0 | 0 | 0 | 0 | 0 | 0 | 0 | 0 | 0 | 0 | 0
F6_Industrial_Stone, Clay, and Glass_New_Space Heating_Natural Gas_Steam System Efficiency Improvements_A_Achievable Economic UCT Potential | F6 | Industrial | Stone, Clay, and Glass | New | Space Heating | Natural Gas | Steam System Efficiency Improvements | A | Incremental Winter Peak Savings (MW) | Achievable Economic UCT Potential | 0 | 0 | 0 | 0 | 0 | 0 | 0 | 0 | 0 | 0 | 0 | 0 | 0 | 0 | 0 | 0 | 0 | 0 | 0 | 0 | 0 | 0 | 0 | 0 | 0 | 0 | 0 | 0 | 0 | 0 | 0
F7_Industrial_Stone, Clay, and Glass_New_Space Heating_Natural Gas_Steam System Efficiency Improvements_A_Achievable Economic UCT Potential | F7 | Industrial | Stone, Clay, and Glass | New | Space Heating | Natural Gas | Steam System Efficiency Improvements | A | Cumulative Energy Savings (MWh or mTherms) | Achievable Economic UCT Potential | 0 | 0 | 0 | 0 | 0 | 0 | 0 | 0 | 0 | 0 | 0 | 0 | 0 | 0 | 0 | 0 | 0 | 0 | 0 | 0 | 0 | 0 | 0 | 0 | 0 | 0 | 0 | 0 | 0 | 0 | 0
F8_Industrial_Stone, Clay, and Glass_New_Space Heating_Natural Gas_Steam System Efficiency Improvements_A_Achievable Economic UCT Potential | F8 | Industrial | Stone, Clay, and Glass | New | Space Heating | Natural Gas | Steam System Efficiency Improvements | A | Cumulative Summer Peak Savings (MW) | Achievable Economic UCT Potential | 0 | 0 | 0 | 0 | 0 | 0 | 0 | 0 | 0 | 0 | 0 | 0 | 0 | 0 | 0 | 0 | 0 | 0 | 0 | 0 | 0 | 0 | 0 | 0 | 0 | 0 | 0 | 0 | 0 | 0 | 0
F9_Industrial_Stone, Clay, and Glass_New_Space Heating_Natural Gas_Steam System Efficiency Improvements_A_Achievable Economic UCT Potential | F9 | Industrial | Stone, Clay, and Glass | New | Space Heating | Natural Gas | Steam System Efficiency Improvements | A | Cumulative Winter Peak Savings (MW) | Achievable Economic UCT Potential | 0 | 0 | 0 | 0 | 0 | 0 | 0 | 0 | 0 | 0 | 0 | 0 | 0 | 0 | 0 | 0 | 0 | 0 | 0 | 0 | 0 | 0 | 0 | 0 | 0 | 0 | 0 | 0 | 0 | 0 | 0
F10_Industrial_Stone, Clay, and Glass_New_Space Heating_Natural Gas_Steam System Efficiency Improvements_A_Achievable Economic UCT Potential | F10 | Industrial | Stone, Clay, and Glass | New | Space Heating | Natural Gas | Steam System Efficiency Improvements | A | Purchases (Incremental) | Achievable Economic UCT Potential | 0 | 0 | 0 | 0 | 0 | 0 | 0 | 0 | 0 | 0 | 0 | 0 | 0 | 0 | 0 | 0 | 0 | 0 | 0 | 0 | 0 | 0 | 0 | 0 | 0 | 0 | 0 | 0 | 0 | 0 | 0
F11_Industrial_Stone, Clay, and Glass_New_Space Heating_Natural Gas_Steam System Efficiency Improvements_A_Achievable Economic UCT Potential | F11 | Industrial | Stone, Clay, and Glass | New | Space Heating | Natural Gas | Steam System Efficiency Improvements | A | Purchases (Cumulative) | Achievable Economic UCT Potential | 0 | 0 | 0 | 0 | 0 | 0 | 0 | 0 | 0 | 0 | 0 | 0 | 0 | 0 | 0 | 0 | 0 | 0 | 0 | 0 | 0 | 0 | 0 | 0 | 0 | 0 | 0 | 0 | 0 | 0 | 0
F1_Industrial_Stone, Clay, and Glass_New_Process_Natural Gas_Steam System Efficiency Improvements_A_Achievable Economic UCT Potential | F1 | Industrial | Stone, Clay, and Glass | New | Process | Natural Gas | Steam System Efficiency Improvements | A | Integrated Unit Energy Savings (kWh or therms) | Achievable Economic UCT Potential | 0 | 0 | 0 | 0 | 0 | 0.082336 | 0.082047 | 0.08179 | 0.081554 | 0.081331 | 0.081181 | 0.081082 | 0.081021 | 0.080988 | 0.080975 | 0.080977 | 0.080989 | 0.08101 | 0.081036 | 0.081064 | 0.081113 | 0.081164 | 0.081211 | 0.081254 | 0.081294 | 0.081345 | 0.081393 | 0.081438 | 0.082679 | 0.082679 | 0.082679
F2_Industrial_Stone, Clay, and Glass_New_Process_Natural Gas_Steam System Efficiency Improvements_A_Achievable Economic UCT Potential | F2 | Industrial | Stone, Clay, and Glass | New | Process | Natural Gas | Steam System Efficiency Improvements | A | Integrated Unit Summer Peak Savings (kW) | Achievable Economic UCT Potential | 0 | 0 | 0 | 0 | 0 | 0 | 0 | 0 | 0 | 0 | 0 | 0 | 0 | 0 | 0 | 0 | 0 | 0 | 0 | 0 | 0 | 0 | 0 | 0 | 0 | 0 | 0 | 0 | 0 | 0 | 0
F3_Industrial_Stone, Clay, and Glass_New_Process_Natural Gas_Steam System Efficiency Improvements_A_Achievable Economic UCT Potential | F3 | Industrial | Stone, Clay, and Glass | New | Process | Natural Gas | Steam System Efficiency Improvements | A | Integrated Unit Winter Peak Savings (kW) | Achievable Economic UCT Potential | 0 | 0 | 0 | 0 | 0 | 0 | 0 | 0 | 0 | 0 | 0 | 0 | 0 | 0 | 0 | 0 | 0 | 0 | 0 | 0 | 0 | 0 | 0 | 0 | 0 | 0 | 0 | 0 | 0 | 0 | 0
F4_Industrial_Stone, Clay, and Glass_New_Process_Natural Gas_Steam System Efficiency Improvements_A_Achievable Economic UCT Potential | F4 | Industrial | Stone, Clay, and Glass | New | Process | Natural Gas | Steam System Efficiency Improvements | A | Incremental Energy Savings (MWh or mTherms) | Achievable Economic UCT Potential | 0 | 0 | 0 | 0 | 0 | 0 | 0 | 0 | 0 | 0 | 0 | 0 | 0 | 0 | 0 | 0 | 0 | 0 | 0 | 0 | 0 | 0 | 0 | 0 | 0 | 0 | 0 | 0 | 0 | 0 | 0
F5_Industrial_Stone, Clay, and Glass_New_Process_Natural Gas_Steam System Efficiency Improvements_A_Achievable Economic UCT Potential | F5 | Industrial | Stone, Clay, and Glass | New | Process | Natural Gas | Steam System Efficiency Improvements | A | Incremental Summer Peak Savings (MW) | Achievable Economic UCT Potential | 0 | 0 | 0 | 0 | 0 | 0 | 0 | 0 | 0 | 0 | 0 | 0 | 0 | 0 | 0 | 0 | 0 | 0 | 0 | 0 | 0 | 0 | 0 | 0 | 0 | 0 | 0 | 0 | 0 | 0 | 0
F6_Industrial_Stone, Clay, and Glass_New_Process_Natural Gas_Steam System Efficiency Improvements_A_Achievable Economic UCT Potential | F6 | Industrial | Stone, Clay, and Glass | New | Process | Natural Gas | Steam System Efficiency Improvements | A | Incremental Winter Peak Savings (MW) | Achievable Economic UCT Potential | 0 | 0 | 0 | 0 | 0 | 0 | 0 | 0 | 0 | 0 | 0 | 0 | 0 | 0 | 0 | 0 | 0 | 0 | 0 | 0 | 0 | 0 | 0 | 0 | 0 | 0 | 0 | 0 | 0 | 0 | 0
F7_Industrial_Stone, Clay, and Glass_New_Process_Natural Gas_Steam System Efficiency Improvements_A_Achievable Economic UCT Potential | F7 | Industrial | Stone, Clay, and Glass | New | Process | Natural Gas | Steam System Efficiency Improvements | A | Cumulative Energy Savings (MWh or mTherms) | Achievable Economic UCT Potential | 0 | 0 | 0 | 0 | 0 | 0 | 0 | 0 | 0 | 0 | 0 | 0 | 0 | 0 | 0 | 0 | 0 | 0 | 0 | 0 | 0 | 0 | 0 | 0 | 0 | 0 | 0 | 0 | 0 | 0 | 0
F8_Industrial_Stone, Clay, and Glass_New_Process_Natural Gas_Steam System Efficiency Improvements_A_Achievable Economic UCT Potential | F8 | Industrial | Stone, Clay, and Glass | New | Process | Natural Gas | Steam System Efficiency Improvements | A | Cumulative Summer Peak Savings (MW) | Achievable Economic UCT Potential | 0 | 0 | 0 | 0 | 0 | 0 | 0 | 0 | 0 | 0 | 0 | 0 | 0 | 0 | 0 | 0 | 0 | 0 | 0 | 0 | 0 | 0 | 0 | 0 | 0 | 0 | 0 | 0 | 0 | 0 | 0
F9_Industrial_Stone, Clay, and Glass_New_Process_Natural Gas_Steam System Efficiency Improvements_A_Achievable Economic UCT Potential | F9 | Industrial | Stone, Clay, and Glass | New | Process | Natural Gas | Steam System Efficiency Improvements | A | Cumulative Winter Peak Savings (MW) | Achievable Economic UCT Potential | 0 | 0 | 0 | 0 | 0 | 0 | 0 | 0 | 0 | 0 | 0 | 0 | 0 | 0 | 0 | 0 | 0 | 0 | 0 | 0 | 0 | 0 | 0 | 0 | 0 | 0 | 0 | 0 | 0 | 0 | 0
F10_Industrial_Stone, Clay, and Glass_New_Process_Natural Gas_Steam System Efficiency Improvements_A_Achievable Economic UCT Potential | F10 | Industrial | Stone, Clay, and Glass | New | Process | Natural Gas | Steam System Efficiency Improvements | A | Purchases (Incremental) | Achievable Economic UCT Potential | 0 | 0 | 0 | 0 | 0 | 0 | 0 | 0 | 0 | 0 | 0 | 0 | 0 | 0 | 0 | 0 | 0 | 0 | 0 | 0 | 0 | 0 | 0 | 0 | 0 | 0 | 0 | 0 | 0 | 0 | 0
F11_Industrial_Stone, Clay, and Glass_New_Process_Natural Gas_Steam System Efficiency Improvements_A_Achievable Economic UCT Potential | F11 | Industrial | Stone, Clay, and Glass | New | Process | Natural Gas | Steam System Efficiency Improvements | A | Purchases (Cumulative) | Achievable Economic UCT Potential | 0 | 0 | 0 | 0 | 0 | 0 | 0 | 0 | 0 | 0 | 0 | 0 | 0 | 0 | 0 | 0 | 0 | 0 | 0 | 0 | 0 | 0 | 0 | 0 | 0 | 0 | 0 | 0 | 0 | 0 | 0
F1_Industrial_Stone, Clay, and Glass_New_Space Heating_Natural Gas_Strategic Energy Management_A_Achievable Economic UCT Potential | F1 | Industrial | Stone, Clay, and Glass | New | Space Heating | Natural Gas | Strategic Energy Management | A | Integrated Unit Energy Savings (kWh or therms) | Achievable Economic UCT Potential | 0 | 0 | 0 | 0 | 0 | 18.2796 | 17.9827 | 17.7373 | 17.5261 | 17.3369 | 17.1654 | 16.9603 | 16.7392 | 16.5155 | 16.2951 | 16.0963 | 15.9172 | 15.7668 | 15.5649 | 15.4096 | 15.2919 | 15.1981 | 15.1462 | 15.1121 | 15.0912 | 15.0793 | 15.0724 | 15.0708 | 0 | 0 | 0
F2_Industrial_Stone, Clay, and Glass_New_Space Heating_Natural Gas_Strategic Energy Management_A_Achievable Economic UCT Potential | F2 | Industrial | Stone, Clay, and Glass | New | Space Heating | Natural Gas | Strategic Energy Management | A | Integrated Unit Summer Peak Savings (kW) | Achievable Economic UCT Potential | 0 | 0 | 0 | 0 | 0 | 0 | 0 | 0 | 0 | 0 | 0 | 0 | 0 | 0 | 0 | 0 | 0 | 0 | 0 | 0 | 0 | 0 | 0 | 0 | 0 | 0 | 0 | 0 | 0 | 0 | 0
F3_Industrial_Stone, Clay, and Glass_New_Space Heating_Natural Gas_Strategic Energy Management_A_Achievable Economic UCT Potential | F3 | Industrial | Stone, Clay, and Glass | New | Space Heating | Natural Gas | Strategic Energy Management | A | Integrated Unit Winter Peak Savings (kW) | Achievable Economic UCT Potential | 0 | 0 | 0 | 0 | 0 | 0 | 0 | 0 | 0 | 0 | 0 | 0 | 0 | 0 | 0 | 0 | 0 | 0 | 0 | 0 | 0 | 0 | 0 | 0 | 0 | 0 | 0 | 0 | 0 | 0 | 0
F4_Industrial_Stone, Clay, and Glass_New_Space Heating_Natural Gas_Strategic Energy Management_A_Achievable Economic UCT Potential | F4 | Industrial | Stone, Clay, and Glass | New | Space Heating | Natural Gas | Strategic Energy Management | A | Incremental Energy Savings (MWh or mTherms) | Achievable Economic UCT Potential | 0 | 0 | 0 | 0 | 0 | 0.00053356 | 0.00062186 | 0.00070896 | 0.00079441 | 0.00087876 | 0.00096215 | 0.0010405 | 0.0011153 | 0.0011875 | 0.0012562 | 0.0013247 | 0.001392 | 0.0014602 | 0.0015214 | 0.0015846 | 0.0016504 | 0.0017173 | 0.001788 | 0.00186 | 0.0019331 | 0.0016274 | 0.0017031 | 0.0017791 | 0 | 0 | 0
F5_Industrial_Stone, Clay, and Glass_New_Space Heating_Natural Gas_Strategic Energy Management_A_Achievable Economic UCT Potential | F5 | Industrial | Stone, Clay, and Glass | New | Space Heating | Natural Gas | Strategic Energy Management | A | Incremental Summer Peak Savings (MW) | Achievable Economic UCT Potential | 0 | 0 | 0 | 0 | 0 | 0 | 0 | 0 | 0 | 0 | 0 | 0 | 0 | 0 | 0 | 0 | 0 | 0 | 0 | 0 | 0 | 0 | 0 | 0 | 0 | 0 | 0 | 0 | 0 | 0 | 0
F6_Industrial_Stone, Clay, and Glass_New_Space Heating_Natural Gas_Strategic Energy Management_A_Achievable Economic UCT Potential | F6 | Industrial | Stone, Clay, and Glass | New | Space Heating | Natural Gas | Strategic Energy Management | A | Incremental Winter Peak Savings (MW) | Achievable Economic UCT Potential | 0 | 0 | 0 | 0 | 0 | 0 | 0 | 0 | 0 | 0 | 0 | 0 | 0 | 0 | 0 | 0 | 0 | 0 | 0 | 0 | 0 | 0 | 0 | 0 | 0 | 0 | 0 | 0 | 0 | 0 | 0
F7_Industrial_Stone, Clay, and Glass_New_Space Heating_Natural Gas_Strategic Energy Management_A_Achievable Economic UCT Potential | F7 | Industrial | Stone, Clay, and Glass | New | Space Heating | Natural Gas | Strategic Energy Management | A | Cumulative Energy Savings (MWh or mTherms) | Achievable Economic UCT Potential | 0 | 0 | 0 | 0 | 0 | 0.00053356 | 0.0011468 | 0.0018401 | 0.0026126 | 0.0034631 | 0.00389 | 0.0042975 | 0.0046877 | 0.005064 | 0.0054266 | 0.0057829 | 0.006134 | 0.0064857 | 0.0068049 | 0.0071337 | 0.0074711 | 0.0078135 | 0.008172 | 0.0085365 | 0.008906 | 0.008899 | 0.0088949 | 0.0088939 | 0 | 0 | 0
F8_Industrial_Stone, Clay, and Glass_New_Space Heating_Natural Gas_Strategic Energy Management_A_Achievable Economic UCT Potential | F8 | Industrial | Stone, Clay, and Glass | New | Space Heating | Natural Gas | Strategic Energy Management | A | Cumulative Summer Peak Savings (MW) | Achievable Economic UCT Potential | 0 | 0 | 0 | 0 | 0 | 0 | 0 | 0 | 0 | 0 | 0 | 0 | 0 | 0 | 0 | 0 | 0 | 0 | 0 | 0 | 0 | 0 | 0 | 0 | 0 | 0 | 0 | 0 | 0 | 0 | 0
F9_Industrial_Stone, Clay, and Glass_New_Space Heating_Natural Gas_Strategic Energy Management_A_Achievable Economic UCT Potential | F9 | Industrial | Stone, Clay, and Glass | New | Space Heating | Natural Gas | Strategic Energy Management | A | Cumulative Winter Peak Savings (MW) | Achievable Economic UCT Potential | 0 | 0 | 0 | 0 | 0 | 0 | 0 | 0 | 0 | 0 | 0 | 0 | 0 | 0 | 0 | 0 | 0 | 0 | 0 | 0 | 0 | 0 | 0 | 0 | 0 | 0 | 0 | 0 | 0 | 0 | 0
F10_Industrial_Stone, Clay, and Glass_New_Space Heating_Natural Gas_Strategic Energy Management_A_Achievable Economic UCT Potential | F10 | Industrial | Stone, Clay, and Glass | New | Space Heating | Natural Gas | Strategic Energy Management | A | Purchases (Incremental) | Achievable Economic UCT Potential | 0 | 0 | 0 | 0 | 0 | 0.029189 | 0.034581 | 0.03997 | 0.045327 | 0.050687 | 0.056052 | 0.061348 | 0.06663 | 0.071901 | 0.077089 | 0.082296 | 0.087454 | 0.092612 | 0.097745 | 0.10283 | 0.10792 | 0.113 | 0.11805 | 0.12308 | 0.1281 | 0.10792 | 0.113 | 0.11805 | 0.12308 | 0.1281 | 0.10792
F11_Industrial_Stone, Clay, and Glass_New_Space Heating_Natural Gas_Strategic Energy Management_A_Achievable Economic UCT Potential | F11 | Industrial | Stone, Clay, and Glass | New | Space Heating | Natural Gas | Strategic Energy Management | A | Purchases (Cumulative) | Achievable Economic UCT Potential | 0 | 0 | 0 | 0 | 0 | 0.029189 | 0.06377 | 0.10374 | 0.14907 | 0.19975 | 0.22662 | 0.25338 | 0.28004 | 0.30662 | 0.33302 | 0.35927 | 0.38537 | 0.41135 | 0.4372 | 0.46294 | 0.48857 | 0.51411 | 0.53954 | 0.56488 | 0.59015 | 0.59015 | 0.59015 | 0.59015 | 0.59015 | 0.59015 | 0.59015
F1_Industrial_Stone, Clay, and Glass_New_Process_Natural Gas_Strategic Energy Management_A_Achievable Economic UCT Potential | F1 | Industrial | Stone, Clay, and Glass | New | Process | Natural Gas | Strategic Energy Management | A | Integrated Unit Energy Savings (kWh or therms) | Achievable Economic UCT Potential | 0 | 0 | 0 | 0 | 0 | 60.4675 | 60.4114 | 60.3616 | 60.3158 | 60.2727 | 60.2381 | 60.216 | 60.2031 | 60.1969 | 60.1952 | 60.1971 | 60.2014 | 60.2074 | 60.2146 | 60.2224 | 60.2309 | 60.2445 | 60.2569 | 60.2682 | 60.2786 | 60.2882 | 60.2971 | 60.3053 | 0 | 0 | 0
F2_Industrial_Stone, Clay, and Glass_New_Process_Natural Gas_Strategic Energy Management_A_Achievable Economic UCT Potential | F2 | Industrial | Stone, Clay, and Glass | New | Process | Natural Gas | Strategic Energy Management | A | Integrated Unit Summer Peak Savings (kW) | Achievable Economic UCT Potential | 0 | 0 | 0 | 0 | 0 | 0 | 0 | 0 | 0 | 0 | 0 | 0 | 0 | 0 | 0 | 0 | 0 | 0 | 0 | 0 | 0 | 0 | 0 | 0 | 0 | 0 | 0 | 0 | 0 | 0 | 0
F3_Industrial_Stone, Clay, and Glass_New_Process_Natural Gas_Strategic Energy Management_A_Achievable Economic UCT Potential | F3 | Industrial | Stone, Clay, and Glass | New | Process | Natural Gas | Strategic Energy Management | A | Integrated Unit Winter Peak Savings (kW) | Achievable Economic UCT Potential | 0 | 0 | 0 | 0 | 0 | 0 | 0 | 0 | 0 | 0 | 0 | 0 | 0 | 0 | 0 | 0 | 0 | 0 | 0 | 0 | 0 | 0 | 0 | 0 | 0 | 0 | 0 | 0 | 0 | 0 | 0
F4_Industrial_Stone, Clay, and Glass_New_Process_Natural Gas_Strategic Energy Management_A_Achievable Economic UCT Potential | F4 | Industrial | Stone, Clay, and Glass | New | Process | Natural Gas | Strategic Energy Management | A | Incremental Energy Savings (MWh or mTherms) | Achievable Economic UCT Potential | 0 | 0 | 0 | 0 | 0 | 0.14005 | 0.16577 | 0.19144 | 0.21694 | 0.24242 | 0.26792 | 0.29313 | 0.3183 | 0.34345 | 0.36822 | 0.3931 | 0.41777 | 0.44245 | 0.46703 | 0.4914 | 0.51581 | 0.54017 | 0.56443 | 0.58861 | 0.61271 | 0.5163 | 0.54064 | 0.56489 | 0 | 0 | 0
F5_Industrial_Stone, Clay, and Glass_New_Process_Natural Gas_Strategic Energy Management_A_Achievable Economic UCT Potential | F5 | Industrial | Stone, Clay, and Glass | New | Process | Natural Gas | Strategic Energy Management | A | Incremental Summer Peak Savings (MW) | Achievable Economic UCT Potential | 0 | 0 | 0 | 0 | 0 | 0 | 0 | 0 | 0 | 0 | 0 | 0 | 0 | 0 | 0 | 0 | 0 | 0 | 0 | 0 | 0 | 0 | 0 | 0 | 0 | 0 | 0 | 0 | 0 | 0 | 0
F6_Industrial_Stone, Clay, and Glass_New_Process_Natural Gas_Strategic Energy Management_A_Achievable Economic UCT Potential | F6 | Industrial | Stone, Clay, and Glass | New | Process | Natural Gas | Strategic Energy Management | A | Incremental Winter Peak Savings (MW) | Achievable Economic UCT Potential | 0 | 0 | 0 | 0 | 0 | 0 | 0 | 0 | 0 | 0 | 0 | 0 | 0 | 0 | 0 | 0 | 0 | 0 | 0 | 0 | 0 | 0 | 0 | 0 | 0 | 0 | 0 | 0 | 0 | 0 | 0
F7_Industrial_Stone, Clay, and Glass_New_Process_Natural Gas_Strategic Energy Management_A_Achievable Economic UCT Potential | F7 | Industrial | Stone, Clay, and Glass | New | Process | Natural Gas | Strategic Energy Management | A | Cumulative Energy Savings (MWh or mTherms) | Achievable Economic UCT Potential | 0 | 0 | 0 | 0 | 0 | 0.14005 | 0.30569 | 0.49688 | 0.71345 | 0.95536 | 1.0832 | 1.2107 | 1.3378 | 1.4646 | 1.5907 | 1.7161 | 1.8409 | 1.9652 | 2.089 | 2.2122 | 2.335 | 2.4577 | 2.5798 | 2.7014 | 2.8227 | 2.8232 | 2.8236 | 2.824 | 0 | 0 | 0
F8_Industrial_Stone, Clay, and Glass_New_Process_Natural Gas_Strategic Energy Management_A_Achievable Economic UCT Potential | F8 | Industrial | Stone, Clay, and Glass | New | Process | Natural Gas | Strategic Energy Management | A | Cumulative Summer Peak Savings (MW) | Achievable Economic UCT Potential | 0 | 0 | 0 | 0 | 0 | 0 | 0 | 0 | 0 | 0 | 0 | 0 | 0 | 0 | 0 | 0 | 0 | 0 | 0 | 0 | 0 | 0 | 0 | 0 | 0 | 0 | 0 | 0 | 0 | 0 | 0
F9_Industrial_Stone, Clay, and Glass_New_Process_Natural Gas_Strategic Energy Management_A_Achievable Economic UCT Potential | F9 | Industrial | Stone, Clay, and Glass | New | Process | Natural Gas | Strategic Energy Management | A | Cumulative Winter Peak Savings (MW) | Achievable Economic UCT Potential | 0 | 0 | 0 | 0 | 0 | 0 | 0 | 0 | 0 | 0 | 0 | 0 | 0 | 0 | 0 | 0 | 0 | 0 | 0 | 0 | 0 | 0 | 0 | 0 | 0 | 0 | 0 | 0 | 0 | 0 | 0
F10_Industrial_Stone, Clay, and Glass_New_Process_Natural Gas_Strategic Energy Management_A_Achievable Economic UCT Potential | F10 | Industrial | Stone, Clay, and Glass | New | Process | Natural Gas | Strategic Energy Management | A | Purchases (Incremental) | Achievable Economic UCT Potential | 0 | 0 | 0 | 0 | 0 | 2.3162 | 2.744 | 3.1716 | 3.5967 | 4.0221 | 4.4477 | 4.868 | 5.2871 | 5.7054 | 6.1171 | 6.5303 | 6.9395 | 7.3488 | 7.7561 | 8.1597 | 8.5638 | 8.9663 | 9.3671 | 9.7665 | 10.1646 | 8.5638 | 8.9663 | 9.3671 | 9.7665 | 10.1646 | 8.5638
F11_Industrial_Stone, Clay, and Glass_New_Process_Natural Gas_Strategic Energy Management_A_Achievable Economic UCT Potential | F11 | Industrial | Stone, Clay, and Glass | New | Process | Natural Gas | Strategic Energy Management | A | Purchases (Cumulative) | Achievable Economic UCT Potential | 0 | 0 | 0 | 0 | 0 | 2.3162 | 5.0602 | 8.2318 | 11.8285 | 15.8506 | 17.9822 | 20.1062 | 22.2217 | 24.3304 | 26.4254 | 28.5079 | 30.5794 | 32.6411 | 34.6918 | 36.7344 | 38.768 | 40.7947 | 42.813 | 44.8235 | 46.8283 | 46.8283 | 46.8283 | 46.8283 | 46.8283 | 46.8283 | 46.8283
F1_Industrial_Stone, Clay, and Glass_New_Miscellaneous_Natural Gas_Strategic Energy Management_A_Achievable Economic UCT Potential | F1 | Industrial | Stone, Clay, and Glass | New | Miscellaneous | Natural Gas | Strategic Energy Management | A | Integrated Unit Energy Savings (kWh or therms) | Achievable Economic UCT Potential | 0 | 0 | 0 | 0 | 0 | 16.2609 | 16.2609 | 16.2609 | 16.2609 | 16.2609 | 16.2609 | 16.2609 | 16.2609 | 16.2609 | 16.2609 | 16.2609 | 16.2609 | 16.2609 | 16.2609 | 16.2609 | 16.2609 | 16.2609 | 16.2609 | 16.2609 | 16.2609 | 16.2609 | 16.2609 | 16.2609 | 0 | 0 | 0
F2_Industrial_Stone, Clay, and Glass_New_Miscellaneous_Natural Gas_Strategic Energy Management_A_Achievable Economic UCT Potential | F2 | Industrial | Stone, Clay, and Glass | New | Miscellaneous | Natural Gas | Strategic Energy Management | A | Integrated Unit Summer Peak Savings (kW) | Achievable Economic UCT Potential | 0 | 0 | 0 | 0 | 0 | 0 | 0 | 0 | 0 | 0 | 0 | 0 | 0 | 0 | 0 | 0 | 0 | 0 | 0 | 0 | 0 | 0 | 0 | 0 | 0 | 0 | 0 | 0 | 0 | 0 | 0
F3_Industrial_Stone, Clay, and Glass_New_Miscellaneous_Natural Gas_Strategic Energy Management_A_Achievable Economic UCT Potential | F3 | Industrial | Stone, Clay, and Glass | New | Miscellaneous | Natural Gas | Strategic Energy Management | A | Integrated Unit Winter Peak Savings (kW) | Achievable Economic UCT Potential | 0 | 0 | 0 | 0 | 0 | 0 | 0 | 0 | 0 | 0 | 0 | 0 | 0 | 0 | 0 | 0 | 0 | 0 | 0 | 0 | 0 | 0 | 0 | 0 | 0 | 0 | 0 | 0 | 0 | 0 | 0
F4_Industrial_Stone, Clay, and Glass_New_Miscellaneous_Natural Gas_Strategic Energy Management_A_Achievable Economic UCT Potential | F4 | Industrial | Stone, Clay, and Glass | New | Miscellaneous | Natural Gas | Strategic Energy Management | A | Incremental Energy Savings (MWh or mTherms) | Achievable Economic UCT Potential | 0 | 0 | 0 | 0 | 0 | 0.0094157 | 0.011155 | 0.012893 | 0.014622 | 0.016351 | 0.018081 | 0.01979 | 0.021493 | 0.023194 | 0.024867 | 0.026547 | 0.028211 | 0.029875 | 0.03153 | 0.033171 | 0.034814 | 0.03645 | 0.038079 | 0.039703 | 0.041321 | 0.034814 | 0.03645 | 0.038079 | 0 | 0 | 0
F5_Industrial_Stone, Clay, and Glass_New_Miscellaneous_Natural Gas_Strategic Energy Management_A_Achievable Economic UCT Potential | F5 | Industrial | Stone, Clay, and Glass | New | Miscellaneous | Natural Gas | Strategic Energy Management | A | Incremental Summer Peak Savings (MW) | Achievable Economic UCT Potential | 0 | 0 | 0 | 0 | 0 | 0 | 0 | 0 | 0 | 0 | 0 | 0 | 0 | 0 | 0 | 0 | 0 | 0 | 0 | 0 | 0 | 0 | 0 | 0 | 0 | 0 | 0 | 0 | 0 | 0 | 0
F6_Industrial_Stone, Clay, and Glass_New_Miscellaneous_Natural Gas_Strategic Energy Management_A_Achievable Economic UCT Potential | F6 | Industrial | Stone, Clay, and Glass | New | Miscellaneous | Natural Gas | Strategic Energy Management | A | Incremental Winter Peak Savings (MW) | Achievable Economic UCT Potential | 0 | 0 | 0 | 0 | 0 | 0 | 0 | 0 | 0 | 0 | 0 | 0 | 0 | 0 | 0 | 0 | 0 | 0 | 0 | 0 | 0 | 0 | 0 | 0 | 0 | 0 | 0 | 0 | 0 | 0 | 0
F7_Industrial_Stone, Clay, and Glass_New_Miscellaneous_Natural Gas_Strategic Energy Management_A_Achievable Economic UCT Potential | F7 | Industrial | Stone, Clay, and Glass | New | Miscellaneous | Natural Gas | Strategic Energy Management | A | Cumulative Energy Savings (MWh or mTherms) | Achievable Economic UCT Potential | 0 | 0 | 0 | 0 | 0 | 0.0094157 | 0.020571 | 0.033464 | 0.048086 | 0.064436 | 0.073102 | 0.081736 | 0.090336 | 0.098908 | 0.10743 | 0.11589 | 0.12431 | 0.13269 | 0.14103 | 0.14933 | 0.1576 | 0.16584 | 0.17404 | 0.18222 | 0.19037 | 0.19037 | 0.19037 | 0.19037 | 0 | 0 | 0
F8_Industrial_Stone, Clay, and Glass_New_Miscellaneous_Natural Gas_Strategic Energy Management_A_Achievable Economic UCT Potential | F8 | Industrial | Stone, Clay, and Glass | New | Miscellaneous | Natural Gas | Strategic Energy Management | A | Cumulative Summer Peak Savings (MW) | Achievable Economic UCT Potential | 0 | 0 | 0 | 0 | 0 | 0 | 0 | 0 | 0 | 0 | 0 | 0 | 0 | 0 | 0 | 0 | 0 | 0 | 0 | 0 | 0 | 0 | 0 | 0 | 0 | 0 | 0 | 0 | 0 | 0 | 0
F9_Industrial_Stone, Clay, and Glass_New_Miscellaneous_Natural Gas_Strategic Energy Management_A_Achievable Economic UCT Potential | F9 | Industrial | Stone, Clay, and Glass | New | Miscellaneous | Natural Gas | Strategic Energy Management | A | Cumulative Winter Peak Savings (MW) | Achievable Economic UCT Potential | 0 | 0 | 0 | 0 | 0 | 0 | 0 | 0 | 0 | 0 | 0 | 0 | 0 | 0 | 0 | 0 | 0 | 0 | 0 | 0 | 0 | 0 | 0 | 0 | 0 | 0 | 0 | 0 | 0 | 0 | 0
F10_Industrial_Stone, Clay, and Glass_New_Miscellaneous_Natural Gas_Strategic Energy Management_A_Achievable Economic UCT Potential | F10 | Industrial | Stone, Clay, and Glass | New | Miscellaneous | Natural Gas | Strategic Energy Management | A | Purchases (Incremental) | Achievable Economic UCT Potential | 0 | 0 | 0 | 0 | 0 | 0.57904 | 0.686 | 0.79291 | 0.89918 | 1.0055 | 1.1119 | 1.217 | 1.3218 | 1.4264 | 1.5293 | 1.6326 | 1.7349 | 1.8372 | 1.939 | 2.0399 | 2.141 | 2.2416 | 2.3418 | 2.4416 | 2.5411 | 2.141 | 2.2416 | 2.3418 | 2.4416 | 2.5411 | 2.141
F11_Industrial_Stone, Clay, and Glass_New_Miscellaneous_Natural Gas_Strategic Energy Management_A_Achievable Economic UCT Potential | F11 | Industrial | Stone, Clay, and Glass | New | Miscellaneous | Natural Gas | Strategic Energy Management | A | Purchases (Cumulative) | Achievable Economic UCT Potential | 0 | 0 | 0 | 0 | 0 | 0.57904 | 1.265 | 2.0579 | 2.9571 | 3.9626 | 4.4955 | 5.0265 | 5.5554 | 6.0826 | 6.6063 | 7.127 | 7.6448 | 8.1603 | 8.6729 | 9.1836 | 9.692 | 10.1987 | 10.7033 | 11.2059 | 11.7071 | 11.7071 | 11.7071 | 11.7071 | 11.7071 | 11.7071 | 11.7071
F1_Industrial_Stone, Clay, and Glass_New_Space Heating_Natural Gas_Commissioning_A_Achievable Economic UCT Potential | F1 | Industrial | Stone, Clay, and Glass | New | Space Heating | Natural Gas | Commissioning | A | Integrated Unit Energy Savings (kWh or therms) | Achievable Economic UCT Potential | 0 | 0 | 0 | 0 | 0 | 16.0695 | 15.8086 | 15.5928 | 15.4071 | 15.2408 | 15.09 | 14.9097 | 14.7154 | 14.5187 | 14.325 | 14.1502 | 13.9927 | 13.8606 | 13.683 | 13.5466 | 13.4431 | 13.3606 | 13.315 | 13.285 | 13.2666 | 13.2562 | 13.2501 | 13.2487 | 0 | 0 | 0
F2_Industrial_Stone, Clay, and Glass_New_Space Heating_Natural Gas_Commissioning_A_Achievable Economic UCT Potential | F2 | Industrial | Stone, Clay, and Glass | New | Space Heating | Natural Gas | Commissioning | A | Integrated Unit Summer Peak Savings (kW) | Achievable Economic UCT Potential | 0 | 0 | 0 | 0 | 0 | 0 | 0 | 0 | 0 | 0 | 0 | 0 | 0 | 0 | 0 | 0 | 0 | 0 | 0 | 0 | 0 | 0 | 0 | 0 | 0 | 0 | 0 | 0 | 0 | 0 | 0
F3_Industrial_Stone, Clay, and Glass_New_Space Heating_Natural Gas_Commissioning_A_Achievable Economic UCT Potential | F3 | Industrial | Stone, Clay, and Glass | New | Space Heating | Natural Gas | Commissioning | A | Integrated Unit Winter Peak Savings (kW) | Achievable Economic UCT Potential | 0 | 0 | 0 | 0 | 0 | 0 | 0 | 0 | 0 | 0 | 0 | 0 | 0 | 0 | 0 | 0 | 0 | 0 | 0 | 0 | 0 | 0 | 0 | 0 | 0 | 0 | 0 | 0 | 0 | 0 | 0
F4_Industrial_Stone, Clay, and Glass_New_Space Heating_Natural Gas_Commissioning_A_Achievable Economic UCT Potential | F4 | Industrial | Stone, Clay, and Glass | New | Space Heating | Natural Gas | Commissioning | A | Incremental Energy Savings (MWh or mTherms) | Achievable Economic UCT Potential | 0 | 0 | 0 | 0 | 0 | 0 | 0 | 0 | 0 | 0 | 0 | 0 | 0 | 0 | 0 | 0 | 0 | 0 | 0 | 0 | 0 | 0 | 0 | 0 | 0 | 0 | 0 | 0 | 0 | 0 | 0
F5_Industrial_Stone, Clay, and Glass_New_Space Heating_Natural Gas_Commissioning_A_Achievable Economic UCT Potential | F5 | Industrial | Stone, Clay, and Glass | New | Space Heating | Natural Gas | Commissioning | A | Incremental Summer Peak Savings (MW) | Achievable Economic UCT Potential | 0 | 0 | 0 | 0 | 0 | 0 | 0 | 0 | 0 | 0 | 0 | 0 | 0 | 0 | 0 | 0 | 0 | 0 | 0 | 0 | 0 | 0 | 0 | 0 | 0 | 0 | 0 | 0 | 0 | 0 | 0
F6_Industrial_Stone, Clay, and Glass_New_Space Heating_Natural Gas_Commissioning_A_Achievable Economic UCT Potential | F6 | Industrial | Stone, Clay, and Glass | New | Space Heating | Natural Gas | Commissioning | A | Incremental Winter Peak Savings (MW) | Achievable Economic UCT Potential | 0 | 0 | 0 | 0 | 0 | 0 | 0 | 0 | 0 | 0 | 0 | 0 | 0 | 0 | 0 | 0 | 0 | 0 | 0 | 0 | 0 | 0 | 0 | 0 | 0 | 0 | 0 | 0 | 0 | 0 | 0
F7_Industrial_Stone, Clay, and Glass_New_Space Heating_Natural Gas_Commissioning_A_Achievable Economic UCT Potential | F7 | Industrial | Stone, Clay, and Glass | New | Space Heating | Natural Gas | Commissioning | A | Cumulative Energy Savings (MWh or mTherms) | Achievable Economic UCT Potential | 0 | 0 | 0 | 0 | 0 | 0 | 0 | 0 | 0 | 0 | 0 | 0 | 0 | 0 | 0 | 0 | 0 | 0 | 0 | 0 | 0 | 0 | 0 | 0 | 0 | 0 | 0 | 0 | 0 | 0 | 0
F8_Industrial_Stone, Clay, and Glass_New_Space Heating_Natural Gas_Commissioning_A_Achievable Economic UCT Potential | F8 | Industrial | Stone, Clay, and Glass | New | Space Heating | Natural Gas | Commissioning | A | Cumulative Summer Peak Savings (MW) | Achievable Economic UCT Potential | 0 | 0 | 0 | 0 | 0 | 0 | 0 | 0 | 0 | 0 | 0 | 0 | 0 | 0 | 0 | 0 | 0 | 0 | 0 | 0 | 0 | 0 | 0 | 0 | 0 | 0 | 0 | 0 | 0 | 0 | 0
F9_Industrial_Stone, Clay, and Glass_New_Space Heating_Natural Gas_Commissioning_A_Achievable Economic UCT Potential | F9 | Industrial | Stone, Clay, and Glass | New | Space Heating | Natural Gas | Commissioning | A | Cumulative Winter Peak Savings (MW) | Achievable Economic UCT Potential | 0 | 0 | 0 | 0 | 0 | 0 | 0 | 0 | 0 | 0 | 0 | 0 | 0 | 0 | 0 | 0 | 0 | 0 | 0 | 0 | 0 | 0 | 0 | 0 | 0 | 0 | 0 | 0 | 0 | 0 | 0
F10_Industrial_Stone, Clay, and Glass_New_Space Heating_Natural Gas_Commissioning_A_Achievable Economic UCT Potential | F10 | Industrial | Stone, Clay, and Glass | New | Space Heating | Natural Gas | Commissioning | A | Purchases (Incremental) | Achievable Economic UCT Potential | 0 | 0 | 0 | 0 | 0 | 0 | 0 | 0 | 0 | 0 | 0 | 0 | 0 | 0 | 0 | 0 | 0 | 0 | 0 | 0 | 0 | 0 | 0 | 0 | 0 | 0 | 0 | 0 | 0 | 0 | 0
F11_Industrial_Stone, Clay, and Glass_New_Space Heating_Natural Gas_Commissioning_A_Achievable Economic UCT Potential | F11 | Industrial | Stone, Clay, and Glass | New | Space Heating | Natural Gas | Commissioning | A | Purchases (Cumulative) | Achievable Economic UCT Potential | 0 | 0 | 0 | 0 | 0 | 0 | 0 | 0 | 0 | 0 | 0 | 0 | 0 | 0 | 0 | 0 | 0 | 0 | 0 | 0 | 0 | 0 | 0 | 0 | 0 | 0 | 0 | 0 | 0 | 0 | 0
F1_Industrial_Stone, Clay, and Glass_New_Process_Natural Gas_Commissioning_A_Achievable Economic UCT Potential | F1 | Industrial | Stone, Clay, and Glass | New | Process | Natural Gas | Commissioning | A | Integrated Unit Energy Savings (kWh or therms) | Achievable Economic UCT Potential | 0 | 0 | 0 | 0 | 0 | 337.8652 | 337.8652 | 337.8652 | 337.8652 | 337.8652 | 337.8652 | 337.8652 | 337.8652 | 337.8652 | 337.8652 | 337.8652 | 337.8652 | 337.8652 | 337.8652 | 337.8652 | 337.8652 | 337.8652 | 337.8652 | 337.8652 | 337.8652 | 337.8652 | 337.8652 | 337.8652 | 0 | 0 | 0
F2_Industrial_Stone, Clay, and Glass_New_Process_Natural Gas_Commissioning_A_Achievable Economic UCT Potential | F2 | Industrial | Stone, Clay, and Glass | New | Process | Natural Gas | Commissioning | A | Integrated Unit Summer Peak Savings (kW) | Achievable Economic UCT Potential | 0 | 0 | 0 | 0 | 0 | 0 | 0 | 0 | 0 | 0 | 0 | 0 | 0 | 0 | 0 | 0 | 0 | 0 | 0 | 0 | 0 | 0 | 0 | 0 | 0 | 0 | 0 | 0 | 0 | 0 | 0
F3_Industrial_Stone, Clay, and Glass_New_Process_Natural Gas_Commissioning_A_Achievable Economic UCT Potential | F3 | Industrial | Stone, Clay, and Glass | New | Process | Natural Gas | Commissioning | A | Integrated Unit Winter Peak Savings (kW) | Achievable Economic UCT Potential | 0 | 0 | 0 | 0 | 0 | 0 | 0 | 0 | 0 | 0 | 0 | 0 | 0 | 0 | 0 | 0 | 0 | 0 | 0 | 0 | 0 | 0 | 0 | 0 | 0 | 0 | 0 | 0 | 0 | 0 | 0
F4_Industrial_Stone, Clay, and Glass_New_Process_Natural Gas_Commissioning_A_Achievable Economic UCT Potential | F4 | Industrial | Stone, Clay, and Glass | New | Process | Natural Gas | Commissioning | A | Incremental Energy Savings (MWh or mTherms) | Achievable Economic UCT Potential | 0 | 0 | 0 | 0 | 0 | 0 | 0 | 0 | 0 | 0 | 0 | 0 | 0 | 0 | 0 | 0 | 0 | 0 | 0 | 0 | 0 | 0 | 0 | 0 | 0 | 0 | 0 | 0 | 0 | 0 | 0
F5_Industrial_Stone, Clay, and Glass_New_Process_Natural Gas_Commissioning_A_Achievable Economic UCT Potential | F5 | Industrial | Stone, Clay, and Glass | New | Process | Natural Gas | Commissioning | A | Incremental Summer Peak Savings (MW) | Achievable Economic UCT Potential | 0 | 0 | 0 | 0 | 0 | 0 | 0 | 0 | 0 | 0 | 0 | 0 | 0 | 0 | 0 | 0 | 0 | 0 | 0 | 0 | 0 | 0 | 0 | 0 | 0 | 0 | 0 | 0 | 0 | 0 | 0
F6_Industrial_Stone, Clay, and Glass_New_Process_Natural Gas_Commissioning_A_Achievable Economic UCT Potential | F6 | Industrial | Stone, Clay, and Glass | New | Process | Natural Gas | Commissioning | A | Incremental Winter Peak Savings (MW) | Achievable Economic UCT Potential | 0 | 0 | 0 | 0 | 0 | 0 | 0 | 0 | 0 | 0 | 0 | 0 | 0 | 0 | 0 | 0 | 0 | 0 | 0 | 0 | 0 | 0 | 0 | 0 | 0 | 0 | 0 | 0 | 0 | 0 | 0
F7_Industrial_Stone, Clay, and Glass_New_Process_Natural Gas_Commissioning_A_Achievable Economic UCT Potential | F7 | Industrial | Stone, Clay, and Glass | New | Process | Natural Gas | Commissioning | A | Cumulative Energy Savings (MWh or mTherms) | Achievable Economic UCT Potential | 0 | 0 | 0 | 0 | 0 | 0 | 0 | 0 | 0 | 0 | 0 | 0 | 0 | 0 | 0 | 0 | 0 | 0 | 0 | 0 | 0 | 0 | 0 | 0 | 0 | 0 | 0 | 0 | 0 | 0 | 0
F8_Industrial_Stone, Clay, and Glass_New_Process_Natural Gas_Commissioning_A_Achievable Economic UCT Potential | F8 | Industrial | Stone, Clay, and Glass | New | Process | Natural Gas | Commissioning | A | Cumulative Summer Peak Savings (MW) | Achievable Economic UCT Potential | 0 | 0 | 0 | 0 | 0 | 0 | 0 | 0 | 0 | 0 | 0 | 0 | 0 | 0 | 0 | 0 | 0 | 0 | 0 | 0 | 0 | 0 | 0 | 0 | 0 | 0 | 0 | 0 | 0 | 0 | 0
F9_Industrial_Stone, Clay, and Glass_New_Process_Natural Gas_Commissioning_A_Achievable Economic UCT Potential | F9 | Industrial | Stone, Clay, and Glass | New | Process | Natural Gas | Commissioning | A | Cumulative Winter Peak Savings (MW) | Achievable Economic UCT Potential | 0 | 0 | 0 | 0 | 0 | 0 | 0 | 0 | 0 | 0 | 0 | 0 | 0 | 0 | 0 | 0 | 0 | 0 | 0 | 0 | 0 | 0 | 0 | 0 | 0 | 0 | 0 | 0 | 0 | 0 | 0
F10_Industrial_Stone, Clay, and Glass_New_Process_Natural Gas_Commissioning_A_Achievable Economic UCT Potential | F10 | Industrial | Stone, Clay, and Glass | New | Process | Natural Gas | Commissioning | A | Purchases (Incremental) | Achievable Economic UCT Potential | 0 | 0 | 0 | 0 | 0 | 0 | 0 | 0 | 0 | 0 | 0 | 0 | 0 | 0 | 0 | 0 | 0 | 0 | 0 | 0 | 0 | 0 | 0 | 0 | 0 | 0 | 0 | 0 | 0 | 0 | 0
F11_Industrial_Stone, Clay, and Glass_New_Process_Natural Gas_Commissioning_A_Achievable Economic UCT Potential | F11 | Industrial | Stone, Clay, and Glass | New | Process | Natural Gas | Commissioning | A | Purchases (Cumulative) | Achievable Economic UCT Potential | 0 | 0 | 0 | 0 | 0 | 0 | 0 | 0 | 0 | 0 | 0 | 0 | 0 | 0 | 0 | 0 | 0 | 0 | 0 | 0 | 0 | 0 | 0 | 0 | 0 | 0 | 0 | 0 | 0 | 0 | 0
F1_Industrial_Stone, Clay, and Glass_New_Space Heating_Natural Gas_Retrocommissioning_A_Achievable Economic UCT Potential | F1 | Industrial | Stone, Clay, and Glass | New | Space Heating | Natural Gas | Retrocommissioning | A | Integrated Unit Energy Savings (kWh or therms) | Achievable Economic UCT Potential | 0 | 0 | 0 | 0 | 0 | 0 | 0 | 0 | 0 | 0 | 0 | 0 | 0 | 0 | 0 | 0 | 0 | 0 | 0 | 0 | 0 | 0 | 0 | 0 | 0 | 0 | 0 | 0 | 0 | 0 | 0
F2_Industrial_Stone, Clay, and Glass_New_Space Heating_Natural Gas_Retrocommissioning_A_Achievable Economic UCT Potential | F2 | Industrial | Stone, Clay, and Glass | New | Space Heating | Natural Gas | Retrocommissioning | A | Integrated Unit Summer Peak Savings (kW) | Achievable Economic UCT Potential | 0 | 0 | 0 | 0 | 0 | 0 | 0 | 0 | 0 | 0 | 0 | 0 | 0 | 0 | 0 | 0 | 0 | 0 | 0 | 0 | 0 | 0 | 0 | 0 | 0 | 0 | 0 | 0 | 0 | 0 | 0
F3_Industrial_Stone, Clay, and Glass_New_Space Heating_Natural Gas_Retrocommissioning_A_Achievable Economic UCT Potential | F3 | Industrial | Stone, Clay, and Glass | New | Space Heating | Natural Gas | Retrocommissioning | A | Integrated Unit Winter Peak Savings (kW) | Achievable Economic UCT Potential | 0 | 0 | 0 | 0 | 0 | 0 | 0 | 0 | 0 | 0 | 0 | 0 | 0 | 0 | 0 | 0 | 0 | 0 | 0 | 0 | 0 | 0 | 0 | 0 | 0 | 0 | 0 | 0 | 0 | 0 | 0
F4_Industrial_Stone, Clay, and Glass_New_Space Heating_Natural Gas_Retrocommissioning_A_Achievable Economic UCT Potential | F4 | Industrial | Stone, Clay, and Glass | New | Space Heating | Natural Gas | Retrocommissioning | A | Incremental Energy Savings (MWh or mTherms) | Achievable Economic UCT Potential | 0 | 0 | 0 | 0 | 0 | 0 | 0 | 0 | 0 | 0 | 0 | 0 | 0 | 0 | 0 | 0 | 0 | 0 | 0 | 0 | 0 | 0 | 0 | 0 | 0 | 0 | 0 | 0 | 0 | 0 | 0
F5_Industrial_Stone, Clay, and Glass_New_Space Heating_Natural Gas_Retrocommissioning_A_Achievable Economic UCT Potential | F5 | Industrial | Stone, Clay, and Glass | New | Space Heating | Natural Gas | Retrocommissioning | A | Incremental Summer Peak Savings (MW) | Achievable Economic UCT Potential | 0 | 0 | 0 | 0 | 0 | 0 | 0 | 0 | 0 | 0 | 0 | 0 | 0 | 0 | 0 | 0 | 0 | 0 | 0 | 0 | 0 | 0 | 0 | 0 | 0 | 0 | 0 | 0 | 0 | 0 | 0
F6_Industrial_Stone, Clay, and Glass_New_Space Heating_Natural Gas_Retrocommissioning_A_Achievable Economic UCT Potential | F6 | Industrial | Stone, Clay, and Glass | New | Space Heating | Natural Gas | Retrocommissioning | A | Incremental Winter Peak Savings (MW) | Achievable Economic UCT Potential | 0 | 0 | 0 | 0 | 0 | 0 | 0 | 0 | 0 | 0 | 0 | 0 | 0 | 0 | 0 | 0 | 0 | 0 | 0 | 0 | 0 | 0 | 0 | 0 | 0 | 0 | 0 | 0 | 0 | 0 | 0
F7_Industrial_Stone, Clay, and Glass_New_Space Heating_Natural Gas_Retrocommissioning_A_Achievable Economic UCT Potential | F7 | Industrial | Stone, Clay, and Glass | New | Space Heating | Natural Gas | Retrocommissioning | A | Cumulative Energy Savings (MWh or mTherms) | Achievable Economic UCT Potential | 0 | 0 | 0 | 0 | 0 | 0 | 0 | 0 | 0 | 0 | 0 | 0 | 0 | 0 | 0 | 0 | 0 | 0 | 0 | 0 | 0 | 0 | 0 | 0 | 0 | 0 | 0 | 0 | 0 | 0 | 0
F8_Industrial_Stone, Clay, and Glass_New_Space Heating_Natural Gas_Retrocommissioning_A_Achievable Economic UCT Potential | F8 | Industrial | Stone, Clay, and Glass | New | Space Heating | Natural Gas | Retrocommissioning | A | Cumulative Summer Peak Savings (MW) | Achievable Economic UCT Potential | 0 | 0 | 0 | 0 | 0 | 0 | 0 | 0 | 0 | 0 | 0 | 0 | 0 | 0 | 0 | 0 | 0 | 0 | 0 | 0 | 0 | 0 | 0 | 0 | 0 | 0 | 0 | 0 | 0 | 0 | 0
F9_Industrial_Stone, Clay, and Glass_New_Space Heating_Natural Gas_Retrocommissioning_A_Achievable Economic UCT Potential | F9 | Industrial | Stone, Clay, and Glass | New | Space Heating | Natural Gas | Retrocommissioning | A | Cumulative Winter Peak Savings (MW) | Achievable Economic UCT Potential | 0 | 0 | 0 | 0 | 0 | 0 | 0 | 0 | 0 | 0 | 0 | 0 | 0 | 0 | 0 | 0 | 0 | 0 | 0 | 0 | 0 | 0 | 0 | 0 | 0 | 0 | 0 | 0 | 0 | 0 | 0
F10_Industrial_Stone, Clay, and Glass_New_Space Heating_Natural Gas_Retrocommissioning_A_Achievable Economic UCT Potential | F10 | Industrial | Stone, Clay, and Glass | New | Space Heating | Natural Gas | Retrocommissioning | A | Purchases (Incremental) | Achievable Economic UCT Potential | 0 | 0 | 0 | 0 | 0 | 0 | 0 | 0 | 0 | 0 | 0 | 0 | 0 | 0 | 0 | 0 | 0 | 0 | 0 | 0 | 0 | 0 | 0 | 0 | 0 | 0 | 0 | 0 | 0 | 0 | 0
F11_Industrial_Stone, Clay, and Glass_New_Space Heating_Natural Gas_Retrocommissioning_A_Achievable Economic UCT Potential | F11 | Industrial | Stone, Clay, and Glass | New | Space Heating | Natural Gas | Retrocommissioning | A | Purchases (Cumulative) | Achievable Economic UCT Potential | 0 | 0 | 0 | 0 | 0 | 0 | 0 | 0 | 0 | 0 | 0 | 0 | 0 | 0 | 0 | 0 | 0 | 0 | 0 | 0 | 0 | 0 | 0 | 0 | 0 | 0 | 0 | 0 | 0 | 0 | 0
F1_Industrial_Stone, Clay, and Glass_New_Process_Natural Gas_Retrocommissioning_A_Achievable Economic UCT Potential | F1 | Industrial | Stone, Clay, and Glass | New | Process | Natural Gas | Retrocommissioning | A | Integrated Unit Energy Savings (kWh or therms) | Achievable Economic UCT Potential | 0 | 0 | 0 | 0 | 0 | 0 | 0 | 0 | 0 | 0 | 0 | 0 | 0 | 0 | 0 | 0 | 0 | 0 | 0 | 0 | 0 | 0 | 0 | 0 | 0 | 0 | 0 | 0 | 0 | 0 | 0
F2_Industrial_Stone, Clay, and Glass_New_Process_Natural Gas_Retrocommissioning_A_Achievable Economic UCT Potential | F2 | Industrial | Stone, Clay, and Glass | New | Process | Natural Gas | Retrocommissioning | A | Integrated Unit Summer Peak Savings (kW) | Achievable Economic UCT Potential | 0 | 0 | 0 | 0 | 0 | 0 | 0 | 0 | 0 | 0 | 0 | 0 | 0 | 0 | 0 | 0 | 0 | 0 | 0 | 0 | 0 | 0 | 0 | 0 | 0 | 0 | 0 | 0 | 0 | 0 | 0
F3_Industrial_Stone, Clay, and Glass_New_Process_Natural Gas_Retrocommissioning_A_Achievable Economic UCT Potential | F3 | Industrial | Stone, Clay, and Glass | New | Process | Natural Gas | Retrocommissioning | A | Integrated Unit Winter Peak Savings (kW) | Achievable Economic UCT Potential | 0 | 0 | 0 | 0 | 0 | 0 | 0 | 0 | 0 | 0 | 0 | 0 | 0 | 0 | 0 | 0 | 0 | 0 | 0 | 0 | 0 | 0 | 0 | 0 | 0 | 0 | 0 | 0 | 0 | 0 | 0
F4_Industrial_Stone, Clay, and Glass_New_Process_Natural Gas_Retrocommissioning_A_Achievable Economic UCT Potential | F4 | Industrial | Stone, Clay, and Glass | New | Process | Natural Gas | Retrocommissioning | A | Incremental Energy Savings (MWh or mTherms) | Achievable Economic UCT Potential | 0 | 0 | 0 | 0 | 0 | 0 | 0 | 0 | 0 | 0 | 0 | 0 | 0 | 0 | 0 | 0 | 0 | 0 | 0 | 0 | 0 | 0 | 0 | 0 | 0 | 0 | 0 | 0 | 0 | 0 | 0
F5_Industrial_Stone, Clay, and Glass_New_Process_Natural Gas_Retrocommissioning_A_Achievable Economic UCT Potential | F5 | Industrial | Stone, Clay, and Glass | New | Process | Natural Gas | Retrocommissioning | A | Incremental Summer Peak Savings (MW) | Achievable Economic UCT Potential | 0 | 0 | 0 | 0 | 0 | 0 | 0 | 0 | 0 | 0 | 0 | 0 | 0 | 0 | 0 | 0 | 0 | 0 | 0 | 0 | 0 | 0 | 0 | 0 | 0 | 0 | 0 | 0 | 0 | 0 | 0
F6_Industrial_Stone, Clay, and Glass_New_Process_Natural Gas_Retrocommissioning_A_Achievable Economic UCT Potential | F6 | Industrial | Stone, Clay, and Glass | New | Process | Natural Gas | Retrocommissioning | A | Incremental Winter Peak Savings (MW) | Achievable Economic UCT Potential | 0 | 0 | 0 | 0 | 0 | 0 | 0 | 0 | 0 | 0 | 0 | 0 | 0 | 0 | 0 | 0 | 0 | 0 | 0 | 0 | 0 | 0 | 0 | 0 | 0 | 0 | 0 | 0 | 0 | 0 | 0
F7_Industrial_Stone, Clay, and Glass_New_Process_Natural Gas_Retrocommissioning_A_Achievable Economic UCT Potential | F7 | Industrial | Stone, Clay, and Glass | New | Process | Natural Gas | Retrocommissioning | A | Cumulative Energy Savings (MWh or mTherms) | Achievable Economic UCT Potential | 0 | 0 | 0 | 0 | 0 | 0 | 0 | 0 | 0 | 0 | 0 | 0 | 0 | 0 | 0 | 0 | 0 | 0 | 0 | 0 | 0 | 0 | 0 | 0 | 0 | 0 | 0 | 0 | 0 | 0 | 0
F8_Industrial_Stone, Clay, and Glass_New_Process_Natural Gas_Retrocommissioning_A_Achievable Economic UCT Potential | F8 | Industrial | Stone, Clay, and Glass | New | Process | Natural Gas | Retrocommissioning | A | Cumulative Summer Peak Savings (MW) | Achievable Economic UCT Potential | 0 | 0 | 0 | 0 | 0 | 0 | 0 | 0 | 0 | 0 | 0 | 0 | 0 | 0 | 0 | 0 | 0 | 0 | 0 | 0 | 0 | 0 | 0 | 0 | 0 | 0 | 0 | 0 | 0 | 0 | 0
F9_Industrial_Stone, Clay, and Glass_New_Process_Natural Gas_Retrocommissioning_A_Achievable Economic UCT Potential | F9 | Industrial | Stone, Clay, and Glass | New | Process | Natural Gas | Retrocommissioning | A | Cumulative Winter Peak Savings (MW) | Achievable Economic UCT Potential | 0 | 0 | 0 | 0 | 0 | 0 | 0 | 0 | 0 | 0 | 0 | 0 | 0 | 0 | 0 | 0 | 0 | 0 | 0 | 0 | 0 | 0 | 0 | 0 | 0 | 0 | 0 | 0 | 0 | 0 | 0
F10_Industrial_Stone, Clay, and Glass_New_Process_Natural Gas_Retrocommissioning_A_Achievable Economic UCT Potential | F10 | Industrial | Stone, Clay, and Glass | New | Process | Natural Gas | Retrocommissioning | A | Purchases (Incremental) | Achievable Economic UCT Potential | 0 | 0 | 0 | 0 | 0 | 0 | 0 | 0 | 0 | 0 | 0 | 0 | 0 | 0 | 0 | 0 | 0 | 0 | 0 | 0 | 0 | 0 | 0 | 0 | 0 | 0 | 0 | 0 | 0 | 0 | 0
F11_Industrial_Stone, Clay, and Glass_New_Process_Natural Gas_Retrocommissioning_A_Achievable Economic UCT Potential | F11 | Industrial | Stone, Clay, and Glass | New | Process | Natural Gas | Retrocommissioning | A | Purchases (Cumulative) | Achievable Economic UCT Potential | 0 | 0 | 0 | 0 | 0 | 0 | 0 | 0 | 0 | 0 | 0 | 0 | 0 | 0 | 0 | 0 | 0 | 0 | 0 | 0 | 0 | 0 | 0 | 0 | 0 | 0 | 0 | 0 | 0 | 0 | 0
F1_Industrial_Petroleum_Existing_Space Heating_Natural Gas_Insulation - Roof/Ceiling_A_Achievable Economic UCT Potential | F1 | Industrial | Petroleum | Existing | Space Heating | Natural Gas | Insulation - Roof/Ceiling | A | Integrated Unit Energy Savings (kWh or therms) | Achievable Economic UCT Potential | 0 | 0 | 0 | 0 | 0 | 0.097899 | 0.096732 | 0.095338 | 0.093896 | 0.09241 | 0.090883 | 0.089334 | 0.087791 | 0.086206 | 0.084625 | 0.083084 | 0.081623 | 0.080192 | 0.078809 | 0.077545 | 0.076335 | 0.075192 | 0.074112 | 0.073219 | 0.072382 | 0.071746 | 0.071188 | 0.070666 | 0 | 0 | 0
F2_Industrial_Petroleum_Existing_Space Heating_Natural Gas_Insulation - Roof/Ceiling_A_Achievable Economic UCT Potential | F2 | Industrial | Petroleum | Existing | Space Heating | Natural Gas | Insulation - Roof/Ceiling | A | Integrated Unit Summer Peak Savings (kW) | Achievable Economic UCT Potential | 0 | 0 | 0 | 0 | 0 | 0 | 0 | 0 | 0 | 0 | 0 | 0 | 0 | 0 | 0 | 0 | 0 | 0 | 0 | 0 | 0 | 0 | 0 | 0 | 0 | 0 | 0 | 0 | 0 | 0 | 0
F3_Industrial_Petroleum_Existing_Space Heating_Natural Gas_Insulation - Roof/Ceiling_A_Achievable Economic UCT Potential | F3 | Industrial | Petroleum | Existing | Space Heating | Natural Gas | Insulation - Roof/Ceiling | A | Integrated Unit Winter Peak Savings (kW) | Achievable Economic UCT Potential | 0 | 0 | 0 | 0 | 0 | 0 | 0 | 0 | 0 | 0 | 0 | 0 | 0 | 0 | 0 | 0 | 0 | 0 | 0 | 0 | 0 | 0 | 0 | 0 | 0 | 0 | 0 | 0 | 0 | 0 | 0
F4_Industrial_Petroleum_Existing_Space Heating_Natural Gas_Insulation - Roof/Ceiling_A_Achievable Economic UCT Potential | F4 | Industrial | Petroleum | Existing | Space Heating | Natural Gas | Insulation - Roof/Ceiling | A | Incremental Energy Savings (MWh or mTherms) | Achievable Economic UCT Potential | 0 | 0 | 0 | 0 | 0 | 0.016586 | 0.028664 | 0.043687 | 0.06027 | 0.075556 | 0.08559 | 0.090356 | 0.088615 | 0.079924 | 0.068913 | 0.055187 | 0.042174 | 0.030377 | 0.020711 | 0.013602 | 0.0084855 | 0.005068 | 0.0033698 | 0 | 0 | 0 | 0 | 0 | 0 | 0 | 0
F5_Industrial_Petroleum_Existing_Space Heating_Natural Gas_Insulation - Roof/Ceiling_A_Achievable Economic UCT Potential | F5 | Industrial | Petroleum | Existing | Space Heating | Natural Gas | Insulation - Roof/Ceiling | A | Incremental Summer Peak Savings (MW) | Achievable Economic UCT Potential | 0 | 0 | 0 | 0 | 0 | 0 | 0 | 0 | 0 | 0 | 0 | 0 | 0 | 0 | 0 | 0 | 0 | 0 | 0 | 0 | 0 | 0 | 0 | 0 | 0 | 0 | 0 | 0 | 0 | 0 | 0
F6_Industrial_Petroleum_Existing_Space Heating_Natural Gas_Insulation - Roof/Ceiling_A_Achievable Economic UCT Potential | F6 | Industrial | Petroleum | Existing | Space Heating | Natural Gas | Insulation - Roof/Ceiling | A | Incremental Winter Peak Savings (MW) | Achievable Economic UCT Potential | 0 | 0 | 0 | 0 | 0 | 0 | 0 | 0 | 0 | 0 | 0 | 0 | 0 | 0 | 0 | 0 | 0 | 0 | 0 | 0 | 0 | 0 | 0 | 0 | 0 | 0 | 0 | 0 | 0 | 0 | 0
F7_Industrial_Petroleum_Existing_Space Heating_Natural Gas_Insulation - Roof/Ceiling_A_Achievable Economic UCT Potential | F7 | Industrial | Petroleum | Existing | Space Heating | Natural Gas | Insulation - Roof/Ceiling | A | Cumulative Energy Savings (MWh or mTherms) | Achievable Economic UCT Potential | 0 | 0 | 0 | 0 | 0 | 0.016586 | 0.045053 | 0.088091 | 0.14703 | 0.22026 | 0.30221 | 0.38741 | 0.46934 | 0.54079 | 0.59978 | 0.64405 | 0.6749 | 0.69344 | 0.70219 | 0.70453 | 0.70203 | 0.69658 | 0.68995 | 0.68164 | 0.67384 | 0.66792 | 0.66272 | 0.65787 | 0 | 0 | 0
F8_Industrial_Petroleum_Existing_Space Heating_Natural Gas_Insulation - Roof/Ceiling_A_Achievable Economic UCT Potential | F8 | Industrial | Petroleum | Existing | Space Heating | Natural Gas | Insulation - Roof/Ceiling | A | Cumulative Summer Peak Savings (MW) | Achievable Economic UCT Potential | 0 | 0 | 0 | 0 | 0 | 0 | 0 | 0 | 0 | 0 | 0 | 0 | 0 | 0 | 0 | 0 | 0 | 0 | 0 | 0 | 0 | 0 | 0 | 0 | 0 | 0 | 0 | 0 | 0 | 0 | 0
F9_Industrial_Petroleum_Existing_Space Heating_Natural Gas_Insulation - Roof/Ceiling_A_Achievable Economic UCT Potential | F9 | Industrial | Petroleum | Existing | Space Heating | Natural Gas | Insulation - Roof/Ceiling | A | Cumulative Winter Peak Savings (MW) | Achievable Economic UCT Potential | 0 | 0 | 0 | 0 | 0 | 0 | 0 | 0 | 0 | 0 | 0 | 0 | 0 | 0 | 0 | 0 | 0 | 0 | 0 | 0 | 0 | 0 | 0 | 0 | 0 | 0 | 0 | 0 | 0 | 0 | 0
F10_Industrial_Petroleum_Existing_Space Heating_Natural Gas_Insulation - Roof/Ceiling_A_Achievable Economic UCT Potential | F10 | Industrial | Petroleum | Existing | Space Heating | Natural Gas | Insulation - Roof/Ceiling | A | Purchases (Incremental) | Achievable Economic UCT Potential | 0 | 0 | 0 | 0 | 0 | 169.4236 | 296.3286 | 458.2372 | 641.879 | 817.6124 | 941.7678 | 1011.44 | 1009.3863 | 927.1338 | 814.3394 | 664.2371 | 516.6959 | 378.8071 | 262.7997 | 175.4073 | 111.1613 | 67.4002 | 45.4693 | 0 | 0 | 0 | 0 | 0 | 0 | 0 | 0
F11_Industrial_Petroleum_Existing_Space Heating_Natural Gas_Insulation - Roof/Ceiling_A_Achievable Economic UCT Potential | F11 | Industrial | Petroleum | Existing | Space Heating | Natural Gas | Insulation - Roof/Ceiling | A | Purchases (Cumulative) | Achievable Economic UCT Potential | 0 | 0 | 0 | 0 | 0 | 169.4236 | 465.7523 | 923.9895 | 1565.8685 | 2383.4809 | 3325.2488 | 4336.6888 | 5346.0751 | 6273.2089 | 7087.5483 | 7751.7854 | 8268.4813 | 8647.2884 | 8910.0881 | 9085.4955 | 9196.6567 | 9264.057 | 9309.5263 | 9309.5263 | 9309.5263 | 9309.5263 | 9309.5263 | 9309.5263 | 9309.5263 | 9309.5263 | 9309.5263
F1_Industrial_Petroleum_Existing_Space Heating_Natural Gas_Insulation - Wall Cavity_A_Achievable Economic UCT Potential | F1 | Industrial | Petroleum | Existing | Space Heating | Natural Gas | Insulation - Wall Cavity | A | Integrated Unit Energy Savings (kWh or therms) | Achievable Economic UCT Potential | 0 | 0 | 0 | 0 | 0 | 0.017562 | 0.017235 | 0.016806 | 0.016304 | 0.015737 | 0.01511 | 0.014474 | 0.013852 | 0.013232 | 0.012708 | 0.012217 | 0.011823 | 0.011471 | 0.011157 | 0.010923 | 0.010703 | 0.010509 | 0.010333 | 0.010198 | 0.010072 | 0.0099747 | 0.0098893 | 0.0098097 | 0 | 0 | 0
F2_Industrial_Petroleum_Existing_Space Heating_Natural Gas_Insulation - Wall Cavity_A_Achievable Economic UCT Potential | F2 | Industrial | Petroleum | Existing | Space Heating | Natural Gas | Insulation - Wall Cavity | A | Integrated Unit Summer Peak Savings (kW) | Achievable Economic UCT Potential | 0 | 0 | 0 | 0 | 0 | 0 | 0 | 0 | 0 | 0 | 0 | 0 | 0 | 0 | 0 | 0 | 0 | 0 | 0 | 0 | 0 | 0 | 0 | 0 | 0 | 0 | 0 | 0 | 0 | 0 | 0
F3_Industrial_Petroleum_Existing_Space Heating_Natural Gas_Insulation - Wall Cavity_A_Achievable Economic UCT Potential | F3 | Industrial | Petroleum | Existing | Space Heating | Natural Gas | Insulation - Wall Cavity | A | Integrated Unit Winter Peak Savings (kW) | Achievable Economic UCT Potential | 0 | 0 | 0 | 0 | 0 | 0 | 0 | 0 | 0 | 0 | 0 | 0 | 0 | 0 | 0 | 0 | 0 | 0 | 0 | 0 | 0 | 0 | 0 | 0 | 0 | 0 | 0 | 0 | 0 | 0 | 0
F4_Industrial_Petroleum_Existing_Space Heating_Natural Gas_Insulation - Wall Cavity_A_Achievable Economic UCT Potential | F4 | Industrial | Petroleum | Existing | Space Heating | Natural Gas | Insulation - Wall Cavity | A | Incremental Energy Savings (MWh or mTherms) | Achievable Economic UCT Potential | 0 | 0 | 0 | 0 | 0 | 0 | 0 | 0 | 0 | 0 | 0 | 0 | 0 | 0 | 0 | 0 | 0 | 0 | 0 | 0 | 0 | 0 | 0 | 0 | 0 | 0 | 0 | 0 | 0 | 0 | 0
F5_Industrial_Petroleum_Existing_Space Heating_Natural Gas_Insulation - Wall Cavity_A_Achievable Economic UCT Potential | F5 | Industrial | Petroleum | Existing | Space Heating | Natural Gas | Insulation - Wall Cavity | A | Incremental Summer Peak Savings (MW) | Achievable Economic UCT Potential | 0 | 0 | 0 | 0 | 0 | 0 | 0 | 0 | 0 | 0 | 0 | 0 | 0 | 0 | 0 | 0 | 0 | 0 | 0 | 0 | 0 | 0 | 0 | 0 | 0 | 0 | 0 | 0 | 0 | 0 | 0
F6_Industrial_Petroleum_Existing_Space Heating_Natural Gas_Insulation - Wall Cavity_A_Achievable Economic UCT Potential | F6 | Industrial | Petroleum | Existing | Space Heating | Natural Gas | Insulation - Wall Cavity | A | Incremental Winter Peak Savings (MW) | Achievable Economic UCT Potential | 0 | 0 | 0 | 0 | 0 | 0 | 0 | 0 | 0 | 0 | 0 | 0 | 0 | 0 | 0 | 0 | 0 | 0 | 0 | 0 | 0 | 0 | 0 | 0 | 0 | 0 | 0 | 0 | 0 | 0 | 0
F7_Industrial_Petroleum_Existing_Space Heating_Natural Gas_Insulation - Wall Cavity_A_Achievable Economic UCT Potential | F7 | Industrial | Petroleum | Existing | Space Heating | Natural Gas | Insulation - Wall Cavity | A | Cumulative Energy Savings (MWh or mTherms) | Achievable Economic UCT Potential | 0 | 0 | 0 | 0 | 0 | 0 | 0 | 0 | 0 | 0 | 0 | 0 | 0 | 0 | 0 | 0 | 0 | 0 | 0 | 0 | 0 | 0 | 0 | 0 | 0 | 0 | 0 | 0 | 0 | 0 | 0
F8_Industrial_Petroleum_Existing_Space Heating_Natural Gas_Insulation - Wall Cavity_A_Achievable Economic UCT Potential | F8 | Industrial | Petroleum | Existing | Space Heating | Natural Gas | Insulation - Wall Cavity | A | Cumulative Summer Peak Savings (MW) | Achievable Economic UCT Potential | 0 | 0 | 0 | 0 | 0 | 0 | 0 | 0 | 0 | 0 | 0 | 0 | 0 | 0 | 0 | 0 | 0 | 0 | 0 | 0 | 0 | 0 | 0 | 0 | 0 | 0 | 0 | 0 | 0 | 0 | 0
F9_Industrial_Petroleum_Existing_Space Heating_Natural Gas_Insulation - Wall Cavity_A_Achievable Economic UCT Potential | F9 | Industrial | Petroleum | Existing | Space Heating | Natural Gas | Insulation - Wall Cavity | A | Cumulative Winter Peak Savings (MW) | Achievable Economic UCT Potential | 0 | 0 | 0 | 0 | 0 | 0 | 0 | 0 | 0 | 0 | 0 | 0 | 0 | 0 | 0 | 0 | 0 | 0 | 0 | 0 | 0 | 0 | 0 | 0 | 0 | 0 | 0 | 0 | 0 | 0 | 0
F10_Industrial_Petroleum_Existing_Space Heating_Natural Gas_Insulation - Wall Cavity_A_Achievable Economic UCT Potential | F10 | Industrial | Petroleum | Existing | Space Heating | Natural Gas | Insulation - Wall Cavity | A | Purchases (Incremental) | Achievable Economic UCT Potential | 0 | 0 | 0 | 0 | 0 | 0 | 0 | 0 | 0 | 0 | 0 | 0 | 0 | 0 | 0 | 0 | 0 | 0 | 0 | 0 | 0 | 0 | 0 | 0 | 0 | 0 | 0 | 0 | 0 | 0 | 0
F11_Industrial_Petroleum_Existing_Space Heating_Natural Gas_Insulation - Wall Cavity_A_Achievable Economic UCT Potential | F11 | Industrial | Petroleum | Existing | Space Heating | Natural Gas | Insulation - Wall Cavity | A | Purchases (Cumulative) | Achievable Economic UCT Potential | 0 | 0 | 0 | 0 | 0 | 0 | 0 | 0 | 0 | 0 | 0 | 0 | 0 | 0 | 0 | 0 | 0 | 0 | 0 | 0 | 0 | 0 | 0 | 0 | 0 | 0 | 0 | 0 | 0 | 0 | 0
F1_Industrial_Petroleum_Existing_Space Heating_Natural Gas_Insulation - Ducting_A_Achievable Economic UCT Potential | F1 | Industrial | Petroleum | Existing | Space Heating | Natural Gas | Insulation - Ducting | A | Integrated Unit Energy Savings (kWh or therms) | Achievable Economic UCT Potential | 0 | 0 | 0 | 0 | 0 | 0.0016206 | 0.0015896 | 0.0015484 | 0.0015006 | 0.0014468 | 0.0013877 | 0.0013277 | 0.0012693 | 0.0012114 | 0.0011623 | 0.0011167 | 0.00108 | 0.0010473 | 0.0010182 | 0.00099634 | 0.00097584 | 0.00095775 | 0.00094116 | 0.00092842 | 0.00091656 | 0.00090732 | 0.00089914 | 0.0008915 | 0.00131 | 0.0013019 | 0.0012943
F2_Industrial_Petroleum_Existing_Space Heating_Natural Gas_Insulation - Ducting_A_Achievable Economic UCT Potential | F2 | Industrial | Petroleum | Existing | Space Heating | Natural Gas | Insulation - Ducting | A | Integrated Unit Summer Peak Savings (kW) | Achievable Economic UCT Potential | 0 | 0 | 0 | 0 | 0 | 0 | 0 | 0 | 0 | 0 | 0 | 0 | 0 | 0 | 0 | 0 | 0 | 0 | 0 | 0 | 0 | 0 | 0 | 0 | 0 | 0 | 0 | 0 | 0 | 0 | 0
F3_Industrial_Petroleum_Existing_Space Heating_Natural Gas_Insulation - Ducting_A_Achievable Economic UCT Potential | F3 | Industrial | Petroleum | Existing | Space Heating | Natural Gas | Insulation - Ducting | A | Integrated Unit Winter Peak Savings (kW) | Achievable Economic UCT Potential | 0 | 0 | 0 | 0 | 0 | 0 | 0 | 0 | 0 | 0 | 0 | 0 | 0 | 0 | 0 | 0 | 0 | 0 | 0 | 0 | 0 | 0 | 0 | 0 | 0 | 0 | 0 | 0 | 0 | 0 | 0
F4_Industrial_Petroleum_Existing_Space Heating_Natural Gas_Insulation - Ducting_A_Achievable Economic UCT Potential | F4 | Industrial | Petroleum | Existing | Space Heating | Natural Gas | Insulation - Ducting | A | Incremental Energy Savings (MWh or mTherms) | Achievable Economic UCT Potential | 0 | 0 | 0 | 0 | 0 | 0 | 0 | 0 | 0 | 0 | 0 | 0 | 0 | 0 | 0 | 0 | 0 | 0 | 0 | 0 | 0 | 0 | 0 | 0 | 0 | 0 | 0 | 0 | 0 | 0 | 0
F5_Industrial_Petroleum_Existing_Space Heating_Natural Gas_Insulation - Ducting_A_Achievable Economic UCT Potential | F5 | Industrial | Petroleum | Existing | Space Heating | Natural Gas | Insulation - Ducting | A | Incremental Summer Peak Savings (MW) | Achievable Economic UCT Potential | 0 | 0 | 0 | 0 | 0 | 0 | 0 | 0 | 0 | 0 | 0 | 0 | 0 | 0 | 0 | 0 | 0 | 0 | 0 | 0 | 0 | 0 | 0 | 0 | 0 | 0 | 0 | 0 | 0 | 0 | 0
F6_Industrial_Petroleum_Existing_Space Heating_Natural Gas_Insulation - Ducting_A_Achievable Economic UCT Potential | F6 | Industrial | Petroleum | Existing | Space Heating | Natural Gas | Insulation - Ducting | A | Incremental Winter Peak Savings (MW) | Achievable Economic UCT Potential | 0 | 0 | 0 | 0 | 0 | 0 | 0 | 0 | 0 | 0 | 0 | 0 | 0 | 0 | 0 | 0 | 0 | 0 | 0 | 0 | 0 | 0 | 0 | 0 | 0 | 0 | 0 | 0 | 0 | 0 | 0
F7_Industrial_Petroleum_Existing_Space Heating_Natural Gas_Insulation - Ducting_A_Achievable Economic UCT Potential | F7 | Industrial | Petroleum | Existing | Space Heating | Natural Gas | Insulation - Ducting | A | Cumulative Energy Savings (MWh or mTherms) | Achievable Economic UCT Potential | 0 | 0 | 0 | 0 | 0 | 0 | 0 | 0 | 0 | 0 | 0 | 0 | 0 | 0 | 0 | 0 | 0 | 0 | 0 | 0 | 0 | 0 | 0 | 0 | 0 | 0 | 0 | 0 | 0 | 0 | 0
F8_Industrial_Petroleum_Existing_Space Heating_Natural Gas_Insulation - Ducting_A_Achievable Economic UCT Potential | F8 | Industrial | Petroleum | Existing | Space Heating | Natural Gas | Insulation - Ducting | A | Cumulative Summer Peak Savings (MW) | Achievable Economic UCT Potential | 0 | 0 | 0 | 0 | 0 | 0 | 0 | 0 | 0 | 0 | 0 | 0 | 0 | 0 | 0 | 0 | 0 | 0 | 0 | 0 | 0 | 0 | 0 | 0 | 0 | 0 | 0 | 0 | 0 | 0 | 0
F9_Industrial_Petroleum_Existing_Space Heating_Natural Gas_Insulation - Ducting_A_Achievable Economic UCT Potential | F9 | Industrial | Petroleum | Existing | Space Heating | Natural Gas | Insulation - Ducting | A | Cumulative Winter Peak Savings (MW) | Achievable Economic UCT Potential | 0 | 0 | 0 | 0 | 0 | 0 | 0 | 0 | 0 | 0 | 0 | 0 | 0 | 0 | 0 | 0 | 0 | 0 | 0 | 0 | 0 | 0 | 0 | 0 | 0 | 0 | 0 | 0 | 0 | 0 | 0
F10_Industrial_Petroleum_Existing_Space Heating_Natural Gas_Insulation - Ducting_A_Achievable Economic UCT Potential | F10 | Industrial | Petroleum | Existing | Space Heating | Natural Gas | Insulation - Ducting | A | Purchases (Incremental) | Achievable Economic UCT Potential | 0 | 0 | 0 | 0 | 0 | 0 | 0 | 0 | 0 | 0 | 0 | 0 | 0 | 0 | 0 | 0 | 0 | 0 | 0 | 0 | 0 | 0 | 0 | 0 | 0 | 0 | 0 | 0 | 0 | 0 | 0
F11_Industrial_Petroleum_Existing_Space Heating_Natural Gas_Insulation - Ducting_A_Achievable Economic UCT Potential | F11 | Industrial | Petroleum | Existing | Space Heating | Natural Gas | Insulation - Ducting | A | Purchases (Cumulative) | Achievable Economic UCT Potential | 0 | 0 | 0 | 0 | 0 | 0 | 0 | 0 | 0 | 0 | 0 | 0 | 0 | 0 | 0 | 0 | 0 | 0 | 0 | 0 | 0 | 0 | 0 | 0 | 0 | 0 | 0 | 0 | 0 | 0 | 0
F1_Industrial_Petroleum_Existing_Space Heating_Natural Gas_HVAC - Duct Repair and Sealing_A_Achievable Economic UCT Potential | F1 | Industrial | Petroleum | Existing | Space Heating | Natural Gas | HVAC - Duct Repair and Sealing | A | Integrated Unit Energy Savings (kWh or therms) | Achievable Economic UCT Potential | 0 | 0 | 0 | 0 | 0 | 0.0038152 | 0.0037423 | 0.0036453 | 0.0035328 | 0.0034061 | 0.0032668 | 0.0031256 | 0.0029882 | 0.0028519 | 0.0027364 | 0.0026289 | 0.0025425 | 0.0024655 | 0.002397 | 0.0023456 | 0.0022973 | 0.0022547 | 0.0022157 | 0.0021857 | 0.0021577 | 0.002136 | 0.0021168 | 0.0020988 | 0.0030839 | 0.0030649 | 0.0030471
F2_Industrial_Petroleum_Existing_Space Heating_Natural Gas_HVAC - Duct Repair and Sealing_A_Achievable Economic UCT Potential | F2 | Industrial | Petroleum | Existing | Space Heating | Natural Gas | HVAC - Duct Repair and Sealing | A | Integrated Unit Summer Peak Savings (kW) | Achievable Economic UCT Potential | 0 | 0 | 0 | 0 | 0 | 0 | 0 | 0 | 0 | 0 | 0 | 0 | 0 | 0 | 0 | 0 | 0 | 0 | 0 | 0 | 0 | 0 | 0 | 0 | 0 | 0 | 0 | 0 | 0 | 0 | 0
F3_Industrial_Petroleum_Existing_Space Heating_Natural Gas_HVAC - Duct Repair and Sealing_A_Achievable Economic UCT Potential | F3 | Industrial | Petroleum | Existing | Space Heating | Natural Gas | HVAC - Duct Repair and Sealing | A | Integrated Unit Winter Peak Savings (kW) | Achievable Economic UCT Potential | 0 | 0 | 0 | 0 | 0 | 0 | 0 | 0 | 0 | 0 | 0 | 0 | 0 | 0 | 0 | 0 | 0 | 0 | 0 | 0 | 0 | 0 | 0 | 0 | 0 | 0 | 0 | 0 | 0 | 0 | 0
F4_Industrial_Petroleum_Existing_Space Heating_Natural Gas_HVAC - Duct Repair and Sealing_A_Achievable Economic UCT Potential | F4 | Industrial | Petroleum | Existing | Space Heating | Natural Gas | HVAC - Duct Repair and Sealing | A | Incremental Energy Savings (MWh or mTherms) | Achievable Economic UCT Potential | 0 | 0 | 0 | 0 | 0 | 0 | 0 | 0 | 0 | 0 | 0 | 0 | 0 | 0 | 0 | 0 | 0 | 0 | 0 | 0 | 0 | 0 | 0 | 0 | 0 | 0 | 0 | 0 | 0 | 0 | 0
F5_Industrial_Petroleum_Existing_Space Heating_Natural Gas_HVAC - Duct Repair and Sealing_A_Achievable Economic UCT Potential | F5 | Industrial | Petroleum | Existing | Space Heating | Natural Gas | HVAC - Duct Repair and Sealing | A | Incremental Summer Peak Savings (MW) | Achievable Economic UCT Potential | 0 | 0 | 0 | 0 | 0 | 0 | 0 | 0 | 0 | 0 | 0 | 0 | 0 | 0 | 0 | 0 | 0 | 0 | 0 | 0 | 0 | 0 | 0 | 0 | 0 | 0 | 0 | 0 | 0 | 0 | 0
F6_Industrial_Petroleum_Existing_Space Heating_Natural Gas_HVAC - Duct Repair and Sealing_A_Achievable Economic UCT Potential | F6 | Industrial | Petroleum | Existing | Space Heating | Natural Gas | HVAC - Duct Repair and Sealing | A | Incremental Winter Peak Savings (MW) | Achievable Economic UCT Potential | 0 | 0 | 0 | 0 | 0 | 0 | 0 | 0 | 0 | 0 | 0 | 0 | 0 | 0 | 0 | 0 | 0 | 0 | 0 | 0 | 0 | 0 | 0 | 0 | 0 | 0 | 0 | 0 | 0 | 0 | 0
F7_Industrial_Petroleum_Existing_Space Heating_Natural Gas_HVAC - Duct Repair and Sealing_A_Achievable Economic UCT Potential | F7 | Industrial | Petroleum | Existing | Space Heating | Natural Gas | HVAC - Duct Repair and Sealing | A | Cumulative Energy Savings (MWh or mTherms) | Achievable Economic UCT Potential | 0 | 0 | 0 | 0 | 0 | 0 | 0 | 0 | 0 | 0 | 0 | 0 | 0 | 0 | 0 | 0 | 0 | 0 | 0 | 0 | 0 | 0 | 0 | 0 | 0 | 0 | 0 | 0 | 0 | 0 | 0
F8_Industrial_Petroleum_Existing_Space Heating_Natural Gas_HVAC - Duct Repair and Sealing_A_Achievable Economic UCT Potential | F8 | Industrial | Petroleum | Existing | Space Heating | Natural Gas | HVAC - Duct Repair and Sealing | A | Cumulative Summer Peak Savings (MW) | Achievable Economic UCT Potential | 0 | 0 | 0 | 0 | 0 | 0 | 0 | 0 | 0 | 0 | 0 | 0 | 0 | 0 | 0 | 0 | 0 | 0 | 0 | 0 | 0 | 0 | 0 | 0 | 0 | 0 | 0 | 0 | 0 | 0 | 0
F9_Industrial_Petroleum_Existing_Space Heating_Natural Gas_HVAC - Duct Repair and Sealing_A_Achievable Economic UCT Potential | F9 | Industrial | Petroleum | Existing | Space Heating | Natural Gas | HVAC - Duct Repair and Sealing | A | Cumulative Winter Peak Savings (MW) | Achievable Economic UCT Potential | 0 | 0 | 0 | 0 | 0 | 0 | 0 | 0 | 0 | 0 | 0 | 0 | 0 | 0 | 0 | 0 | 0 | 0 | 0 | 0 | 0 | 0 | 0 | 0 | 0 | 0 | 0 | 0 | 0 | 0 | 0
F10_Industrial_Petroleum_Existing_Space Heating_Natural Gas_HVAC - Duct Repair and Sealing_A_Achievable Economic UCT Potential | F10 | Industrial | Petroleum | Existing | Space Heating | Natural Gas | HVAC - Duct Repair and Sealing | A | Purchases (Incremental) | Achievable Economic UCT Potential | 0 | 0 | 0 | 0 | 0 | 0 | 0 | 0 | 0 | 0 | 0 | 0 | 0 | 0 | 0 | 0 | 0 | 0 | 0 | 0 | 0 | 0 | 0 | 0 | 0 | 0 | 0 | 0 | 0 | 0 | 0
F11_Industrial_Petroleum_Existing_Space Heating_Natural Gas_HVAC - Duct Repair and Sealing_A_Achievable Economic UCT Potential | F11 | Industrial | Petroleum | Existing | Space Heating | Natural Gas | HVAC - Duct Repair and Sealing | A | Purchases (Cumulative) | Achievable Economic UCT Potential | 0 | 0 | 0 | 0 | 0 | 0 | 0 | 0 | 0 | 0 | 0 | 0 | 0 | 0 | 0 | 0 | 0 | 0 | 0 | 0 | 0 | 0 | 0 | 0 | 0 | 0 | 0 | 0 | 0 | 0 | 0
F1_Industrial_Petroleum_Existing_Space Heating_Natural Gas_Windows - High Efficiency_A_Achievable Economic UCT Potential | F1 | Industrial | Petroleum | Existing | Space Heating | Natural Gas | Windows - High Efficiency | A | Integrated Unit Energy Savings (kWh or therms) | Achievable Economic UCT Potential | 0 | 0 | 0 | 0 | 0 | 0.0055735 | 0.0054697 | 0.0053335 | 0.0051744 | 0.0049944 | 0.0047955 | 0.0045935 | 0.0043961 | 0.0041995 | 0.0040329 | 0.0038773 | 0.0037522 | 0.0036405 | 0.003541 | 0.0034666 | 0.0033969 | 0.0033352 | 0.0032792 | 0.0032364 | 0.0031964 | 0.0031656 | 0.0031385 | 0.0031133 | 0 | 0 | 0
F2_Industrial_Petroleum_Existing_Space Heating_Natural Gas_Windows - High Efficiency_A_Achievable Economic UCT Potential | F2 | Industrial | Petroleum | Existing | Space Heating | Natural Gas | Windows - High Efficiency | A | Integrated Unit Summer Peak Savings (kW) | Achievable Economic UCT Potential | 0 | 0 | 0 | 0 | 0 | 0 | 0 | 0 | 0 | 0 | 0 | 0 | 0 | 0 | 0 | 0 | 0 | 0 | 0 | 0 | 0 | 0 | 0 | 0 | 0 | 0 | 0 | 0 | 0 | 0 | 0
F3_Industrial_Petroleum_Existing_Space Heating_Natural Gas_Windows - High Efficiency_A_Achievable Economic UCT Potential | F3 | Industrial | Petroleum | Existing | Space Heating | Natural Gas | Windows - High Efficiency | A | Integrated Unit Winter Peak Savings (kW) | Achievable Economic UCT Potential | 0 | 0 | 0 | 0 | 0 | 0 | 0 | 0 | 0 | 0 | 0 | 0 | 0 | 0 | 0 | 0 | 0 | 0 | 0 | 0 | 0 | 0 | 0 | 0 | 0 | 0 | 0 | 0 | 0 | 0 | 0
F4_Industrial_Petroleum_Existing_Space Heating_Natural Gas_Windows - High Efficiency_A_Achievable Economic UCT Potential | F4 | Industrial | Petroleum | Existing | Space Heating | Natural Gas | Windows - High Efficiency | A | Incremental Energy Savings (MWh or mTherms) | Achievable Economic UCT Potential | 0 | 0 | 0 | 0 | 0 | 0 | 0 | 0 | 0 | 0 | 0 | 0 | 0 | 0 | 0 | 0 | 0 | 0 | 0 | 0 | 0 | 0 | 0 | 0 | 0 | 0 | 0 | 0 | 0 | 0 | 0
F5_Industrial_Petroleum_Existing_Space Heating_Natural Gas_Windows - High Efficiency_A_Achievable Economic UCT Potential | F5 | Industrial | Petroleum | Existing | Space Heating | Natural Gas | Windows - High Efficiency | A | Incremental Summer Peak Savings (MW) | Achievable Economic UCT Potential | 0 | 0 | 0 | 0 | 0 | 0 | 0 | 0 | 0 | 0 | 0 | 0 | 0 | 0 | 0 | 0 | 0 | 0 | 0 | 0 | 0 | 0 | 0 | 0 | 0 | 0 | 0 | 0 | 0 | 0 | 0
F6_Industrial_Petroleum_Existing_Space Heating_Natural Gas_Windows - High Efficiency_A_Achievable Economic UCT Potential | F6 | Industrial | Petroleum | Existing | Space Heating | Natural Gas | Windows - High Efficiency | A | Incremental Winter Peak Savings (MW) | Achievable Economic UCT Potential | 0 | 0 | 0 | 0 | 0 | 0 | 0 | 0 | 0 | 0 | 0 | 0 | 0 | 0 | 0 | 0 | 0 | 0 | 0 | 0 | 0 | 0 | 0 | 0 | 0 | 0 | 0 | 0 | 0 | 0 | 0
F7_Industrial_Petroleum_Existing_Space Heating_Natural Gas_Windows - High Efficiency_A_Achievable Economic UCT Potential | F7 | Industrial | Petroleum | Existing | Space Heating | Natural Gas | Windows - High Efficiency | A | Cumulative Energy Savings (MWh or mTherms) | Achievable Economic UCT Potential | 0 | 0 | 0 | 0 | 0 | 0 | 0 | 0 | 0 | 0 | 0 | 0 | 0 | 0 | 0 | 0 | 0 | 0 | 0 | 0 | 0 | 0 | 0 | 0 | 0 | 0 | 0 | 0 | 0 | 0 | 0
F8_Industrial_Petroleum_Existing_Space Heating_Natural Gas_Windows - High Efficiency_A_Achievable Economic UCT Potential | F8 | Industrial | Petroleum | Existing | Space Heating | Natural Gas | Windows - High Efficiency | A | Cumulative Summer Peak Savings (MW) | Achievable Economic UCT Potential | 0 | 0 | 0 | 0 | 0 | 0 | 0 | 0 | 0 | 0 | 0 | 0 | 0 | 0 | 0 | 0 | 0 | 0 | 0 | 0 | 0 | 0 | 0 | 0 | 0 | 0 | 0 | 0 | 0 | 0 | 0
F9_Industrial_Petroleum_Existing_Space Heating_Natural Gas_Windows - High Efficiency_A_Achievable Economic UCT Potential | F9 | Industrial | Petroleum | Existing | Space Heating | Natural Gas | Windows - High Efficiency | A | Cumulative Winter Peak Savings (MW) | Achievable Economic UCT Potential | 0 | 0 | 0 | 0 | 0 | 0 | 0 | 0 | 0 | 0 | 0 | 0 | 0 | 0 | 0 | 0 | 0 | 0 | 0 | 0 | 0 | 0 | 0 | 0 | 0 | 0 | 0 | 0 | 0 | 0 | 0
F10_Industrial_Petroleum_Existing_Space Heating_Natural Gas_Windows - High Efficiency_A_Achievable Economic UCT Potential | F10 | Industrial | Petroleum | Existing | Space Heating | Natural Gas | Windows - High Efficiency | A | Purchases (Incremental) | Achievable Economic UCT Potential | 0 | 0 | 0 | 0 | 0 | 0 | 0 | 0 | 0 | 0 | 0 | 0 | 0 | 0 | 0 | 0 | 0 | 0 | 0 | 0 | 0 | 0 | 0 | 0 | 0 | 0 | 0 | 0 | 0 | 0 | 0
F11_Industrial_Petroleum_Existing_Space Heating_Natural Gas_Windows - High Efficiency_A_Achievable Economic UCT Potential | F11 | Industrial | Petroleum | Existing | Space Heating | Natural Gas | Windows - High Efficiency | A | Purchases (Cumulative) | Achievable Economic UCT Potential | 0 | 0 | 0 | 0 | 0 | 0 | 0 | 0 | 0 | 0 | 0 | 0 | 0 | 0 | 0 | 0 | 0 | 0 | 0 | 0 | 0 | 0 | 0 | 0 | 0 | 0 | 0 | 0 | 0 | 0 | 0
F1_Industrial_Petroleum_Existing_Space Heating_Natural Gas_Gas Boiler - Maintenance_A_Achievable Economic UCT Potential | F1 | Industrial | Petroleum | Existing | Space Heating | Natural Gas | Gas Boiler - Maintenance | A | Integrated Unit Energy Savings (kWh or therms) | Achievable Economic UCT Potential | 0 | 0 | 0 | 0 | 0 | 105.1971 | 104.3942 | 103.5748 | 102.7362 | 101.8881 | 101.0497 | 100.219 | 99.3936 | 98.5606 | 97.6905 | 96.8788 | 96.0862 | 95.2963 | 94.5079 | 93.7299 | 92.967 | 92.1689 | 91.3941 | 90.7672 | 90.137 | 89.5589 | 89.0284 | 88.5415 | 90.9187 | 90.5453 | 90.2044
F2_Industrial_Petroleum_Existing_Space Heating_Natural Gas_Gas Boiler - Maintenance_A_Achievable Economic UCT Potential | F2 | Industrial | Petroleum | Existing | Space Heating | Natural Gas | Gas Boiler - Maintenance | A | Integrated Unit Summer Peak Savings (kW) | Achievable Economic UCT Potential | 0 | 0 | 0 | 0 | 0 | 0 | 0 | 0 | 0 | 0 | 0 | 0 | 0 | 0 | 0 | 0 | 0 | 0 | 0 | 0 | 0 | 0 | 0 | 0 | 0 | 0 | 0 | 0 | 0 | 0 | 0
F3_Industrial_Petroleum_Existing_Space Heating_Natural Gas_Gas Boiler - Maintenance_A_Achievable Economic UCT Potential | F3 | Industrial | Petroleum | Existing | Space Heating | Natural Gas | Gas Boiler - Maintenance | A | Integrated Unit Winter Peak Savings (kW) | Achievable Economic UCT Potential | 0 | 0 | 0 | 0 | 0 | 0 | 0 | 0 | 0 | 0 | 0 | 0 | 0 | 0 | 0 | 0 | 0 | 0 | 0 | 0 | 0 | 0 | 0 | 0 | 0 | 0 | 0 | 0 | 0 | 0 | 0
F4_Industrial_Petroleum_Existing_Space Heating_Natural Gas_Gas Boiler - Maintenance_A_Achievable Economic UCT Potential | F4 | Industrial | Petroleum | Existing | Space Heating | Natural Gas | Gas Boiler - Maintenance | A | Incremental Energy Savings (MWh or mTherms) | Achievable Economic UCT Potential | 0 | 0 | 0 | 0 | 0 | 0.00037955 | 0.00026386 | 0.00018016 | 0.00013925 | 0.00012109 | 0.00010261 | 8.6939e-05 | 7.3107e-05 | 6.0192e-05 | 5.0229e-05 | 4.1168e-05 | 3.1803e-05 | 2.4441e-05 | 1.8709e-05 | 1.4468e-05 | 1.3122e-05 | 1.0142e-05 | 8.628e-06 | 7.1623e-06 | 5.7267e-06 | 0 | 0 | 0 | 0 | 0 | 0
F5_Industrial_Petroleum_Existing_Space Heating_Natural Gas_Gas Boiler - Maintenance_A_Achievable Economic UCT Potential | F5 | Industrial | Petroleum | Existing | Space Heating | Natural Gas | Gas Boiler - Maintenance | A | Incremental Summer Peak Savings (MW) | Achievable Economic UCT Potential | 0 | 0 | 0 | 0 | 0 | 0 | 0 | 0 | 0 | 0 | 0 | 0 | 0 | 0 | 0 | 0 | 0 | 0 | 0 | 0 | 0 | 0 | 0 | 0 | 0 | 0 | 0 | 0 | 0 | 0 | 0
F6_Industrial_Petroleum_Existing_Space Heating_Natural Gas_Gas Boiler - Maintenance_A_Achievable Economic UCT Potential | F6 | Industrial | Petroleum | Existing | Space Heating | Natural Gas | Gas Boiler - Maintenance | A | Incremental Winter Peak Savings (MW) | Achievable Economic UCT Potential | 0 | 0 | 0 | 0 | 0 | 0 | 0 | 0 | 0 | 0 | 0 | 0 | 0 | 0 | 0 | 0 | 0 | 0 | 0 | 0 | 0 | 0 | 0 | 0 | 0 | 0 | 0 | 0 | 0 | 0 | 0
F7_Industrial_Petroleum_Existing_Space Heating_Natural Gas_Gas Boiler - Maintenance_A_Achievable Economic UCT Potential | F7 | Industrial | Petroleum | Existing | Space Heating | Natural Gas | Gas Boiler - Maintenance | A | Cumulative Energy Savings (MWh or mTherms) | Achievable Economic UCT Potential | 0 | 0 | 0 | 0 | 0 | 0.00037955 | 0.00064052 | 0.00081565 | 0.00094829 | 0.0010616 | 0.0011554 | 0.0012329 | 0.0012958 | 0.0013452 | 0.0013835 | 0.0014132 | 0.0014334 | 0.0014461 | 0.0014528 | 0.0014553 | 0.0014566 | 0.0014542 | 0.0014507 | 0.0014479 | 0.0014435 | 0.0014343 | 0.0014258 | 0.001418 | 0 | 0 | 0
F8_Industrial_Petroleum_Existing_Space Heating_Natural Gas_Gas Boiler - Maintenance_A_Achievable Economic UCT Potential | F8 | Industrial | Petroleum | Existing | Space Heating | Natural Gas | Gas Boiler - Maintenance | A | Cumulative Summer Peak Savings (MW) | Achievable Economic UCT Potential | 0 | 0 | 0 | 0 | 0 | 0 | 0 | 0 | 0 | 0 | 0 | 0 | 0 | 0 | 0 | 0 | 0 | 0 | 0 | 0 | 0 | 0 | 0 | 0 | 0 | 0 | 0 | 0 | 0 | 0 | 0
F9_Industrial_Petroleum_Existing_Space Heating_Natural Gas_Gas Boiler - Maintenance_A_Achievable Economic UCT Potential | F9 | Industrial | Petroleum | Existing | Space Heating | Natural Gas | Gas Boiler - Maintenance | A | Cumulative Winter Peak Savings (MW) | Achievable Economic UCT Potential | 0 | 0 | 0 | 0 | 0 | 0 | 0 | 0 | 0 | 0 | 0 | 0 | 0 | 0 | 0 | 0 | 0 | 0 | 0 | 0 | 0 | 0 | 0 | 0 | 0 | 0 | 0 | 0 | 0 | 0 | 0
F10_Industrial_Petroleum_Existing_Space Heating_Natural Gas_Gas Boiler - Maintenance_A_Achievable Economic UCT Potential | F10 | Industrial | Petroleum | Existing | Space Heating | Natural Gas | Gas Boiler - Maintenance | A | Purchases (Incremental) | Achievable Economic UCT Potential | 0 | 0 | 0 | 0 | 0 | 0.003608 | 0.0025275 | 0.0017394 | 0.0013554 | 0.0011885 | 0.0010154 | 0.00086749 | 0.00073553 | 0.00061071 | 0.00051416 | 0.00042494 | 0.00033099 | 0.00025648 | 0.00019796 | 0.00015436 | 0.00014115 | 0.00011003 | 9.4405e-05 | 7.8909e-05 | 6.3533e-05 | 0 | 0 | 0 | 0 | 0 | 0
F11_Industrial_Petroleum_Existing_Space Heating_Natural Gas_Gas Boiler - Maintenance_A_Achievable Economic UCT Potential | F11 | Industrial | Petroleum | Existing | Space Heating | Natural Gas | Gas Boiler - Maintenance | A | Purchases (Cumulative) | Achievable Economic UCT Potential | 0 | 0 | 0 | 0 | 0 | 0.003608 | 0.0061356 | 0.007875 | 0.0092304 | 0.010419 | 0.011434 | 0.012302 | 0.013037 | 0.013648 | 0.014162 | 0.014587 | 0.014918 | 0.015175 | 0.015373 | 0.015527 | 0.015668 | 0.015778 | 0.015872 | 0.015951 | 0.016015 | 0.016015 | 0.016015 | 0.016015 | 0.016015 | 0.016015 | 0.016015
F1_Industrial_Petroleum_Existing_Process_Natural Gas_Gas Boiler - Maintenance_A_Achievable Economic UCT Potential | F1 | Industrial | Petroleum | Existing | Process | Natural Gas | Gas Boiler - Maintenance | A | Integrated Unit Energy Savings (kWh or therms) | Achievable Economic UCT Potential | 0 | 0 | 0 | 0 | 0 | 536.7637 | 536.7637 | 536.7637 | 536.7637 | 536.7637 | 536.7637 | 536.7637 | 536.7637 | 536.7637 | 536.7637 | 536.7637 | 536.7637 | 536.7637 | 536.7637 | 536.7637 | 536.7637 | 536.7637 | 536.7637 | 536.7637 | 536.7637 | 536.7637 | 536.7637 | 536.7637 | 536.7637 | 536.7637 | 536.7637
F2_Industrial_Petroleum_Existing_Process_Natural Gas_Gas Boiler - Maintenance_A_Achievable Economic UCT Potential | F2 | Industrial | Petroleum | Existing | Process | Natural Gas | Gas Boiler - Maintenance | A | Integrated Unit Summer Peak Savings (kW) | Achievable Economic UCT Potential | 0 | 0 | 0 | 0 | 0 | 0 | 0 | 0 | 0 | 0 | 0 | 0 | 0 | 0 | 0 | 0 | 0 | 0 | 0 | 0 | 0 | 0 | 0 | 0 | 0 | 0 | 0 | 0 | 0 | 0 | 0
F3_Industrial_Petroleum_Existing_Process_Natural Gas_Gas Boiler - Maintenance_A_Achievable Economic UCT Potential | F3 | Industrial | Petroleum | Existing | Process | Natural Gas | Gas Boiler - Maintenance | A | Integrated Unit Winter Peak Savings (kW) | Achievable Economic UCT Potential | 0 | 0 | 0 | 0 | 0 | 0 | 0 | 0 | 0 | 0 | 0 | 0 | 0 | 0 | 0 | 0 | 0 | 0 | 0 | 0 | 0 | 0 | 0 | 0 | 0 | 0 | 0 | 0 | 0 | 0 | 0
F4_Industrial_Petroleum_Existing_Process_Natural Gas_Gas Boiler - Maintenance_A_Achievable Economic UCT Potential | F4 | Industrial | Petroleum | Existing | Process | Natural Gas | Gas Boiler - Maintenance | A | Incremental Energy Savings (MWh or mTherms) | Achievable Economic UCT Potential | 0 | 0 | 0 | 0 | 0 | 0.1538 | 0.10774 | 0.074144 | 0.057775 | 0.050661 | 0.043282 | 0.036978 | 0.031353 | 0.026032 | 0.021917 | 0.018114 | 0.014109 | 0.010933 | 0.0084383 | 0.0065796 | 0.0060165 | 0.0046902 | 0.0040241 | 0.0033636 | 0.0027082 | 0 | 0 | 0 | 0 | 0 | 0
F5_Industrial_Petroleum_Existing_Process_Natural Gas_Gas Boiler - Maintenance_A_Achievable Economic UCT Potential | F5 | Industrial | Petroleum | Existing | Process | Natural Gas | Gas Boiler - Maintenance | A | Incremental Summer Peak Savings (MW) | Achievable Economic UCT Potential | 0 | 0 | 0 | 0 | 0 | 0 | 0 | 0 | 0 | 0 | 0 | 0 | 0 | 0 | 0 | 0 | 0 | 0 | 0 | 0 | 0 | 0 | 0 | 0 | 0 | 0 | 0 | 0 | 0 | 0 | 0
F6_Industrial_Petroleum_Existing_Process_Natural Gas_Gas Boiler - Maintenance_A_Achievable Economic UCT Potential | F6 | Industrial | Petroleum | Existing | Process | Natural Gas | Gas Boiler - Maintenance | A | Incremental Winter Peak Savings (MW) | Achievable Economic UCT Potential | 0 | 0 | 0 | 0 | 0 | 0 | 0 | 0 | 0 | 0 | 0 | 0 | 0 | 0 | 0 | 0 | 0 | 0 | 0 | 0 | 0 | 0 | 0 | 0 | 0 | 0 | 0 | 0 | 0 | 0 | 0
F7_Industrial_Petroleum_Existing_Process_Natural Gas_Gas Boiler - Maintenance_A_Achievable Economic UCT Potential | F7 | Industrial | Petroleum | Existing | Process | Natural Gas | Gas Boiler - Maintenance | A | Cumulative Energy Savings (MWh or mTherms) | Achievable Economic UCT Potential | 0 | 0 | 0 | 0 | 0 | 0.1538 | 0.26153 | 0.33568 | 0.39345 | 0.44411 | 0.4874 | 0.52437 | 0.55573 | 0.58176 | 0.60368 | 0.62179 | 0.6359 | 0.64683 | 0.65527 | 0.66185 | 0.66787 | 0.67256 | 0.67658 | 0.67994 | 0.68265 | 0.68265 | 0.68265 | 0.68265 | 0 | 0 | 0
F8_Industrial_Petroleum_Existing_Process_Natural Gas_Gas Boiler - Maintenance_A_Achievable Economic UCT Potential | F8 | Industrial | Petroleum | Existing | Process | Natural Gas | Gas Boiler - Maintenance | A | Cumulative Summer Peak Savings (MW) | Achievable Economic UCT Potential | 0 | 0 | 0 | 0 | 0 | 0 | 0 | 0 | 0 | 0 | 0 | 0 | 0 | 0 | 0 | 0 | 0 | 0 | 0 | 0 | 0 | 0 | 0 | 0 | 0 | 0 | 0 | 0 | 0 | 0 | 0
F9_Industrial_Petroleum_Existing_Process_Natural Gas_Gas Boiler - Maintenance_A_Achievable Economic UCT Potential | F9 | Industrial | Petroleum | Existing | Process | Natural Gas | Gas Boiler - Maintenance | A | Cumulative Winter Peak Savings (MW) | Achievable Economic UCT Potential | 0 | 0 | 0 | 0 | 0 | 0 | 0 | 0 | 0 | 0 | 0 | 0 | 0 | 0 | 0 | 0 | 0 | 0 | 0 | 0 | 0 | 0 | 0 | 0 | 0 | 0 | 0 | 0 | 0 | 0 | 0
F10_Industrial_Petroleum_Existing_Process_Natural Gas_Gas Boiler - Maintenance_A_Achievable Economic UCT Potential | F10 | Industrial | Petroleum | Existing | Process | Natural Gas | Gas Boiler - Maintenance | A | Purchases (Incremental) | Achievable Economic UCT Potential | 0 | 0 | 0 | 0 | 0 | 0.28652 | 0.20072 | 0.13813 | 0.10764 | 0.094383 | 0.080636 | 0.06889 | 0.05841 | 0.048498 | 0.040831 | 0.033746 | 0.026285 | 0.020368 | 0.015721 | 0.012258 | 0.011209 | 0.008738 | 0.0074969 | 0.0062664 | 0.0050454 | 0 | 0 | 0 | 0 | 0 | 0
F11_Industrial_Petroleum_Existing_Process_Natural Gas_Gas Boiler - Maintenance_A_Achievable Economic UCT Potential | F11 | Industrial | Petroleum | Existing | Process | Natural Gas | Gas Boiler - Maintenance | A | Purchases (Cumulative) | Achievable Economic UCT Potential | 0 | 0 | 0 | 0 | 0 | 0.28652 | 0.48724 | 0.62537 | 0.73301 | 0.82739 | 0.90803 | 0.97692 | 1.0353 | 1.0838 | 1.1247 | 1.1584 | 1.1847 | 1.2051 | 1.2208 | 1.233 | 1.2442 | 1.253 | 1.2605 | 1.2667 | 1.2718 | 1.2718 | 1.2718 | 1.2718 | 1.2718 | 1.2718 | 1.2718
F1_Industrial_Petroleum_Existing_Space Heating_Natural Gas_Gas Furnace - Maintenance_A_Achievable Economic UCT Potential | F1 | Industrial | Petroleum | Existing | Space Heating | Natural Gas | Gas Furnace - Maintenance | A | Integrated Unit Energy Savings (kWh or therms) | Achievable Economic UCT Potential | 0 | 0 | 0 | 0 | 0 | 0.0091357 | 0.0089612 | 0.0087291 | 0.0084596 | 0.0081562 | 0.0078226 | 0.0074846 | 0.0071554 | 0.0068291 | 0.0065525 | 0.0062951 | 0.0060882 | 0.0059039 | 0.0057399 | 0.0056167 | 0.0055011 | 0.0053991 | 0.0053056 | 0.0052338 | 0.0051669 | 0.0051149 | 0.0050688 | 0.0050257 | 0.0073847 | 0.0073392 | 0.0072965
F2_Industrial_Petroleum_Existing_Space Heating_Natural Gas_Gas Furnace - Maintenance_A_Achievable Economic UCT Potential | F2 | Industrial | Petroleum | Existing | Space Heating | Natural Gas | Gas Furnace - Maintenance | A | Integrated Unit Summer Peak Savings (kW) | Achievable Economic UCT Potential | 0 | 0 | 0 | 0 | 0 | 0 | 0 | 0 | 0 | 0 | 0 | 0 | 0 | 0 | 0 | 0 | 0 | 0 | 0 | 0 | 0 | 0 | 0 | 0 | 0 | 0 | 0 | 0 | 0 | 0 | 0
F3_Industrial_Petroleum_Existing_Space Heating_Natural Gas_Gas Furnace - Maintenance_A_Achievable Economic UCT Potential | F3 | Industrial | Petroleum | Existing | Space Heating | Natural Gas | Gas Furnace - Maintenance | A | Integrated Unit Winter Peak Savings (kW) | Achievable Economic UCT Potential | 0 | 0 | 0 | 0 | 0 | 0 | 0 | 0 | 0 | 0 | 0 | 0 | 0 | 0 | 0 | 0 | 0 | 0 | 0 | 0 | 0 | 0 | 0 | 0 | 0 | 0 | 0 | 0 | 0 | 0 | 0
F4_Industrial_Petroleum_Existing_Space Heating_Natural Gas_Gas Furnace - Maintenance_A_Achievable Economic UCT Potential | F4 | Industrial | Petroleum | Existing | Space Heating | Natural Gas | Gas Furnace - Maintenance | A | Incremental Energy Savings (MWh or mTherms) | Achievable Economic UCT Potential | 0 | 0 | 0 | 0 | 0 | 0 | 0 | 0 | 0 | 0 | 0 | 0 | 0 | 0 | 0 | 0 | 0 | 0 | 0 | 0 | 0 | 0 | 0 | 0 | 0 | 0 | 0 | 0 | 0 | 0 | 0
F5_Industrial_Petroleum_Existing_Space Heating_Natural Gas_Gas Furnace - Maintenance_A_Achievable Economic UCT Potential | F5 | Industrial | Petroleum | Existing | Space Heating | Natural Gas | Gas Furnace - Maintenance | A | Incremental Summer Peak Savings (MW) | Achievable Economic UCT Potential | 0 | 0 | 0 | 0 | 0 | 0 | 0 | 0 | 0 | 0 | 0 | 0 | 0 | 0 | 0 | 0 | 0 | 0 | 0 | 0 | 0 | 0 | 0 | 0 | 0 | 0 | 0 | 0 | 0 | 0 | 0
F6_Industrial_Petroleum_Existing_Space Heating_Natural Gas_Gas Furnace - Maintenance_A_Achievable Economic UCT Potential | F6 | Industrial | Petroleum | Existing | Space Heating | Natural Gas | Gas Furnace - Maintenance | A | Incremental Winter Peak Savings (MW) | Achievable Economic UCT Potential | 0 | 0 | 0 | 0 | 0 | 0 | 0 | 0 | 0 | 0 | 0 | 0 | 0 | 0 | 0 | 0 | 0 | 0 | 0 | 0 | 0 | 0 | 0 | 0 | 0 | 0 | 0 | 0 | 0 | 0 | 0
F7_Industrial_Petroleum_Existing_Space Heating_Natural Gas_Gas Furnace - Maintenance_A_Achievable Economic UCT Potential | F7 | Industrial | Petroleum | Existing | Space Heating | Natural Gas | Gas Furnace - Maintenance | A | Cumulative Energy Savings (MWh or mTherms) | Achievable Economic UCT Potential | 0 | 0 | 0 | 0 | 0 | 0 | 0 | 0 | 0 | 0 | 0 | 0 | 0 | 0 | 0 | 0 | 0 | 0 | 0 | 0 | 0 | 0 | 0 | 0 | 0 | 0 | 0 | 0 | 0 | 0 | 0
F8_Industrial_Petroleum_Existing_Space Heating_Natural Gas_Gas Furnace - Maintenance_A_Achievable Economic UCT Potential | F8 | Industrial | Petroleum | Existing | Space Heating | Natural Gas | Gas Furnace - Maintenance | A | Cumulative Summer Peak Savings (MW) | Achievable Economic UCT Potential | 0 | 0 | 0 | 0 | 0 | 0 | 0 | 0 | 0 | 0 | 0 | 0 | 0 | 0 | 0 | 0 | 0 | 0 | 0 | 0 | 0 | 0 | 0 | 0 | 0 | 0 | 0 | 0 | 0 | 0 | 0
F9_Industrial_Petroleum_Existing_Space Heating_Natural Gas_Gas Furnace - Maintenance_A_Achievable Economic UCT Potential | F9 | Industrial | Petroleum | Existing | Space Heating | Natural Gas | Gas Furnace - Maintenance | A | Cumulative Winter Peak Savings (MW) | Achievable Economic UCT Potential | 0 | 0 | 0 | 0 | 0 | 0 | 0 | 0 | 0 | 0 | 0 | 0 | 0 | 0 | 0 | 0 | 0 | 0 | 0 | 0 | 0 | 0 | 0 | 0 | 0 | 0 | 0 | 0 | 0 | 0 | 0
F10_Industrial_Petroleum_Existing_Space Heating_Natural Gas_Gas Furnace - Maintenance_A_Achievable Economic UCT Potential | F10 | Industrial | Petroleum | Existing | Space Heating | Natural Gas | Gas Furnace - Maintenance | A | Purchases (Incremental) | Achievable Economic UCT Potential | 0 | 0 | 0 | 0 | 0 | 0 | 0 | 0 | 0 | 0 | 0 | 0 | 0 | 0 | 0 | 0 | 0 | 0 | 0 | 0 | 0 | 0 | 0 | 0 | 0 | 0 | 0 | 0 | 0 | 0 | 0
F11_Industrial_Petroleum_Existing_Space Heating_Natural Gas_Gas Furnace - Maintenance_A_Achievable Economic UCT Potential | F11 | Industrial | Petroleum | Existing | Space Heating | Natural Gas | Gas Furnace - Maintenance | A | Purchases (Cumulative) | Achievable Economic UCT Potential | 0 | 0 | 0 | 0 | 0 | 0 | 0 | 0 | 0 | 0 | 0 | 0 | 0 | 0 | 0 | 0 | 0 | 0 | 0 | 0 | 0 | 0 | 0 | 0 | 0 | 0 | 0 | 0 | 0 | 0 | 0
F1_Industrial_Petroleum_Existing_Space Heating_Natural Gas_Gas Boiler - Hot Water Reset_A_Achievable Economic UCT Potential | F1 | Industrial | Petroleum | Existing | Space Heating | Natural Gas | Gas Boiler - Hot Water Reset | A | Integrated Unit Energy Savings (kWh or therms) | Achievable Economic UCT Potential | 0 | 0 | 0 | 0 | 0 | 382.3771 | 379.3118 | 376.1929 | 373.0115 | 369.7986 | 366.6213 | 363.4923 | 360.3953 | 357.2659 | 354.031 | 350.9992 | 348.0542 | 345.1168 | 342.1832 | 339.3051 | 336.476 | 333.5271 | 330.6635 | 328.336 | 325.9979 | 323.9007 | 321.9761 | 320.2092 | 330.6135 | 329.2555 | 328.016
F2_Industrial_Petroleum_Existing_Space Heating_Natural Gas_Gas Boiler - Hot Water Reset_A_Achievable Economic UCT Potential | F2 | Industrial | Petroleum | Existing | Space Heating | Natural Gas | Gas Boiler - Hot Water Reset | A | Integrated Unit Summer Peak Savings (kW) | Achievable Economic UCT Potential | 0 | 0 | 0 | 0 | 0 | 0 | 0 | 0 | 0 | 0 | 0 | 0 | 0 | 0 | 0 | 0 | 0 | 0 | 0 | 0 | 0 | 0 | 0 | 0 | 0 | 0 | 0 | 0 | 0 | 0 | 0
F3_Industrial_Petroleum_Existing_Space Heating_Natural Gas_Gas Boiler - Hot Water Reset_A_Achievable Economic UCT Potential | F3 | Industrial | Petroleum | Existing | Space Heating | Natural Gas | Gas Boiler - Hot Water Reset | A | Integrated Unit Winter Peak Savings (kW) | Achievable Economic UCT Potential | 0 | 0 | 0 | 0 | 0 | 0 | 0 | 0 | 0 | 0 | 0 | 0 | 0 | 0 | 0 | 0 | 0 | 0 | 0 | 0 | 0 | 0 | 0 | 0 | 0 | 0 | 0 | 0 | 0 | 0 | 0
F4_Industrial_Petroleum_Existing_Space Heating_Natural Gas_Gas Boiler - Hot Water Reset_A_Achievable Economic UCT Potential | F4 | Industrial | Petroleum | Existing | Space Heating | Natural Gas | Gas Boiler - Hot Water Reset | A | Incremental Energy Savings (MWh or mTherms) | Achievable Economic UCT Potential | 0 | 0 | 0 | 0 | 0 | 0.00067048 | 0.00081619 | 0.00098473 | 0.0011341 | 0.0012835 | 0.0014687 | 0.0015931 | 0.0016103 | 0.0014805 | 0.0012659 | 0.00096194 | 0.00063137 | 0.00036168 | 0.00017112 | 7.1874e-05 | 2.5811e-05 | 7.9604e-06 | 1.7138e-06 | 2.7878e-07 | 3.3119e-08 | 0 | 0 | 0 | 0 | 0 | 0
F5_Industrial_Petroleum_Existing_Space Heating_Natural Gas_Gas Boiler - Hot Water Reset_A_Achievable Economic UCT Potential | F5 | Industrial | Petroleum | Existing | Space Heating | Natural Gas | Gas Boiler - Hot Water Reset | A | Incremental Summer Peak Savings (MW) | Achievable Economic UCT Potential | 0 | 0 | 0 | 0 | 0 | 0 | 0 | 0 | 0 | 0 | 0 | 0 | 0 | 0 | 0 | 0 | 0 | 0 | 0 | 0 | 0 | 0 | 0 | 0 | 0 | 0 | 0 | 0 | 0 | 0 | 0
F6_Industrial_Petroleum_Existing_Space Heating_Natural Gas_Gas Boiler - Hot Water Reset_A_Achievable Economic UCT Potential | F6 | Industrial | Petroleum | Existing | Space Heating | Natural Gas | Gas Boiler - Hot Water Reset | A | Incremental Winter Peak Savings (MW) | Achievable Economic UCT Potential | 0 | 0 | 0 | 0 | 0 | 0 | 0 | 0 | 0 | 0 | 0 | 0 | 0 | 0 | 0 | 0 | 0 | 0 | 0 | 0 | 0 | 0 | 0 | 0 | 0 | 0 | 0 | 0 | 0 | 0 | 0
F7_Industrial_Petroleum_Existing_Space Heating_Natural Gas_Gas Boiler - Hot Water Reset_A_Achievable Economic UCT Potential | F7 | Industrial | Petroleum | Existing | Space Heating | Natural Gas | Gas Boiler - Hot Water Reset | A | Cumulative Energy Savings (MWh or mTherms) | Achievable Economic UCT Potential | 0 | 0 | 0 | 0 | 0 | 0.00067048 | 0.0014813 | 0.0024538 | 0.0035671 | 0.0048199 | 0.0062472 | 0.007787 | 0.009331 | 0.01073 | 0.011899 | 0.012759 | 0.013283 | 0.013533 | 0.013589 | 0.013547 | 0.01346 | 0.01335 | 0.013237 | 0.013144 | 0.01305 | 0.012966 | 0.012889 | 0.012819 | 0 | 0 | 0
F8_Industrial_Petroleum_Existing_Space Heating_Natural Gas_Gas Boiler - Hot Water Reset_A_Achievable Economic UCT Potential | F8 | Industrial | Petroleum | Existing | Space Heating | Natural Gas | Gas Boiler - Hot Water Reset | A | Cumulative Summer Peak Savings (MW) | Achievable Economic UCT Potential | 0 | 0 | 0 | 0 | 0 | 0 | 0 | 0 | 0 | 0 | 0 | 0 | 0 | 0 | 0 | 0 | 0 | 0 | 0 | 0 | 0 | 0 | 0 | 0 | 0 | 0 | 0 | 0 | 0 | 0 | 0
F9_Industrial_Petroleum_Existing_Space Heating_Natural Gas_Gas Boiler - Hot Water Reset_A_Achievable Economic UCT Potential | F9 | Industrial | Petroleum | Existing | Space Heating | Natural Gas | Gas Boiler - Hot Water Reset | A | Cumulative Winter Peak Savings (MW) | Achievable Economic UCT Potential | 0 | 0 | 0 | 0 | 0 | 0 | 0 | 0 | 0 | 0 | 0 | 0 | 0 | 0 | 0 | 0 | 0 | 0 | 0 | 0 | 0 | 0 | 0 | 0 | 0 | 0 | 0 | 0 | 0 | 0 | 0
F10_Industrial_Petroleum_Existing_Space Heating_Natural Gas_Gas Boiler - Hot Water Reset_A_Achievable Economic UCT Potential | F10 | Industrial | Petroleum | Existing | Space Heating | Natural Gas | Gas Boiler - Hot Water Reset | A | Purchases (Incremental) | Achievable Economic UCT Potential | 0 | 0 | 0 | 0 | 0 | 0.0017534 | 0.0021518 | 0.0026176 | 0.0030403 | 0.0034707 | 0.0040061 | 0.0043828 | 0.0044682 | 0.0041439 | 0.0035756 | 0.0027406 | 0.001814 | 0.001048 | 0.00050009 | 0.00021183 | 7.671e-05 | 2.3867e-05 | 5.1831e-06 | 8.4905e-07 | 1.0159e-07 | 0 | 0 | 0 | 0 | 0 | 0
F11_Industrial_Petroleum_Existing_Space Heating_Natural Gas_Gas Boiler - Hot Water Reset_A_Achievable Economic UCT Potential | F11 | Industrial | Petroleum | Existing | Space Heating | Natural Gas | Gas Boiler - Hot Water Reset | A | Purchases (Cumulative) | Achievable Economic UCT Potential | 0 | 0 | 0 | 0 | 0 | 0.0017534 | 0.0039052 | 0.0065228 | 0.0095631 | 0.013034 | 0.01704 | 0.021423 | 0.025891 | 0.030035 | 0.03361 | 0.036351 | 0.038165 | 0.039213 | 0.039713 | 0.039925 | 0.040002 | 0.040026 | 0.040031 | 0.040032 | 0.040032 | 0.040032 | 0.040032 | 0.040032 | 0.040032 | 0.040032 | 0.040032
F1_Industrial_Petroleum_Existing_Process_Natural Gas_Gas Boiler - Hot Water Reset_A_Achievable Economic UCT Potential | F1 | Industrial | Petroleum | Existing | Process | Natural Gas | Gas Boiler - Hot Water Reset | A | Integrated Unit Energy Savings (kWh or therms) | Achievable Economic UCT Potential | 0 | 0 | 0 | 0 | 0 | 974.691 | 973.4893 | 972.3042 | 971.1511 | 970.0071 | 968.8954 | 968.0363 | 967.3375 | 966.6424 | 966.2219 | 965.754 | 965.4466 | 965.1375 | 964.8264 | 964.6589 | 964.4575 | 964.3603 | 964.2666 | 964.1762 | 964.0891 | 964.0546 | 964.023 | 963.9941 | 975.934 | 975.934 | 975.934
F2_Industrial_Petroleum_Existing_Process_Natural Gas_Gas Boiler - Hot Water Reset_A_Achievable Economic UCT Potential | F2 | Industrial | Petroleum | Existing | Process | Natural Gas | Gas Boiler - Hot Water Reset | A | Integrated Unit Summer Peak Savings (kW) | Achievable Economic UCT Potential | 0 | 0 | 0 | 0 | 0 | 0 | 0 | 0 | 0 | 0 | 0 | 0 | 0 | 0 | 0 | 0 | 0 | 0 | 0 | 0 | 0 | 0 | 0 | 0 | 0 | 0 | 0 | 0 | 0 | 0 | 0
F3_Industrial_Petroleum_Existing_Process_Natural Gas_Gas Boiler - Hot Water Reset_A_Achievable Economic UCT Potential | F3 | Industrial | Petroleum | Existing | Process | Natural Gas | Gas Boiler - Hot Water Reset | A | Integrated Unit Winter Peak Savings (kW) | Achievable Economic UCT Potential | 0 | 0 | 0 | 0 | 0 | 0 | 0 | 0 | 0 | 0 | 0 | 0 | 0 | 0 | 0 | 0 | 0 | 0 | 0 | 0 | 0 | 0 | 0 | 0 | 0 | 0 | 0 | 0 | 0 | 0 | 0
F4_Industrial_Petroleum_Existing_Process_Natural Gas_Gas Boiler - Hot Water Reset_A_Achievable Economic UCT Potential | F4 | Industrial | Petroleum | Existing | Process | Natural Gas | Gas Boiler - Hot Water Reset | A | Incremental Energy Savings (MWh or mTherms) | Achievable Economic UCT Potential | 0 | 0 | 0 | 0 | 0 | 0.13572 | 0.16635 | 0.20212 | 0.23447 | 0.26735 | 0.30824 | 0.33692 | 0.34324 | 0.3181 | 0.27436 | 0.21018 | 0.13908 | 0.080323 | 0.038317 | 0.016227 | 0.0058752 | 0.0018278 | 0.00039689 | 6.501e-05 | 7.7782e-06 | 0 | 0 | 0 | 0 | 0 | 0
F5_Industrial_Petroleum_Existing_Process_Natural Gas_Gas Boiler - Hot Water Reset_A_Achievable Economic UCT Potential | F5 | Industrial | Petroleum | Existing | Process | Natural Gas | Gas Boiler - Hot Water Reset | A | Incremental Summer Peak Savings (MW) | Achievable Economic UCT Potential | 0 | 0 | 0 | 0 | 0 | 0 | 0 | 0 | 0 | 0 | 0 | 0 | 0 | 0 | 0 | 0 | 0 | 0 | 0 | 0 | 0 | 0 | 0 | 0 | 0 | 0 | 0 | 0 | 0 | 0 | 0
F6_Industrial_Petroleum_Existing_Process_Natural Gas_Gas Boiler - Hot Water Reset_A_Achievable Economic UCT Potential | F6 | Industrial | Petroleum | Existing | Process | Natural Gas | Gas Boiler - Hot Water Reset | A | Incremental Winter Peak Savings (MW) | Achievable Economic UCT Potential | 0 | 0 | 0 | 0 | 0 | 0 | 0 | 0 | 0 | 0 | 0 | 0 | 0 | 0 | 0 | 0 | 0 | 0 | 0 | 0 | 0 | 0 | 0 | 0 | 0 | 0 | 0 | 0 | 0 | 0 | 0
F7_Industrial_Petroleum_Existing_Process_Natural Gas_Gas Boiler - Hot Water Reset_A_Achievable Economic UCT Potential | F7 | Industrial | Petroleum | Existing | Process | Natural Gas | Gas Boiler - Hot Water Reset | A | Cumulative Energy Savings (MWh or mTherms) | Achievable Economic UCT Potential | 0 | 0 | 0 | 0 | 0 | 0.13572 | 0.3019 | 0.50365 | 0.73753 | 1.004 | 1.3111 | 1.6469 | 1.9889 | 2.3056 | 2.5789 | 2.7879 | 2.9261 | 3.0055 | 3.0428 | 3.0585 | 3.0637 | 3.0653 | 3.0654 | 3.0651 | 3.0649 | 3.0648 | 3.0647 | 3.0646 | 0 | 0 | 0
F8_Industrial_Petroleum_Existing_Process_Natural Gas_Gas Boiler - Hot Water Reset_A_Achievable Economic UCT Potential | F8 | Industrial | Petroleum | Existing | Process | Natural Gas | Gas Boiler - Hot Water Reset | A | Cumulative Summer Peak Savings (MW) | Achievable Economic UCT Potential | 0 | 0 | 0 | 0 | 0 | 0 | 0 | 0 | 0 | 0 | 0 | 0 | 0 | 0 | 0 | 0 | 0 | 0 | 0 | 0 | 0 | 0 | 0 | 0 | 0 | 0 | 0 | 0 | 0 | 0 | 0
F9_Industrial_Petroleum_Existing_Process_Natural Gas_Gas Boiler - Hot Water Reset_A_Achievable Economic UCT Potential | F9 | Industrial | Petroleum | Existing | Process | Natural Gas | Gas Boiler - Hot Water Reset | A | Cumulative Winter Peak Savings (MW) | Achievable Economic UCT Potential | 0 | 0 | 0 | 0 | 0 | 0 | 0 | 0 | 0 | 0 | 0 | 0 | 0 | 0 | 0 | 0 | 0 | 0 | 0 | 0 | 0 | 0 | 0 | 0 | 0 | 0 | 0 | 0 | 0 | 0 | 0
F10_Industrial_Petroleum_Existing_Process_Natural Gas_Gas Boiler - Hot Water Reset_A_Achievable Economic UCT Potential | F10 | Industrial | Petroleum | Existing | Process | Natural Gas | Gas Boiler - Hot Water Reset | A | Purchases (Incremental) | Achievable Economic UCT Potential | 0 | 0 | 0 | 0 | 0 | 0.13925 | 0.17088 | 0.20787 | 0.24144 | 0.27562 | 0.31814 | 0.34805 | 0.35483 | 0.32908 | 0.28395 | 0.21764 | 0.14406 | 0.083224 | 0.039714 | 0.016822 | 0.0060917 | 0.0018954 | 0.0004116 | 6.7426e-05 | 8.0679e-06 | 0 | 0 | 0 | 0 | 0 | 0
F11_Industrial_Petroleum_Existing_Process_Natural Gas_Gas Boiler - Hot Water Reset_A_Achievable Economic UCT Potential | F11 | Industrial | Petroleum | Existing | Process | Natural Gas | Gas Boiler - Hot Water Reset | A | Purchases (Cumulative) | Achievable Economic UCT Potential | 0 | 0 | 0 | 0 | 0 | 0.13925 | 0.31013 | 0.518 | 0.75943 | 1.0351 | 1.3532 | 1.7012 | 2.0561 | 2.3852 | 2.6691 | 2.8867 | 3.0308 | 3.114 | 3.1537 | 3.1706 | 3.1766 | 3.1785 | 3.179 | 3.179 | 3.179 | 3.179 | 3.179 | 3.179 | 3.179 | 3.179 | 3.179
F1_Industrial_Petroleum_Existing_Space Heating_Natural Gas_Steam Trap Maintenance_A_Achievable Economic UCT Potential | F1 | Industrial | Petroleum | Existing | Space Heating | Natural Gas | Steam Trap Maintenance | A | Integrated Unit Energy Savings (kWh or therms) | Achievable Economic UCT Potential | 0 | 0 | 0 | 0 | 0 | 135.0899 | 134.011 | 132.9133 | 131.7933 | 130.6622 | 129.5439 | 128.4424 | 127.3522 | 126.2509 | 125.1117 | 124.0446 | 123.0078 | 121.9739 | 120.9414 | 119.928 | 118.9322 | 117.8939 | 116.8858 | 116.0671 | 115.2446 | 114.5035 | 113.8235 | 113.1991 | 116.7988 | 116.319 | 115.8812
F2_Industrial_Petroleum_Existing_Space Heating_Natural Gas_Steam Trap Maintenance_A_Achievable Economic UCT Potential | F2 | Industrial | Petroleum | Existing | Space Heating | Natural Gas | Steam Trap Maintenance | A | Integrated Unit Summer Peak Savings (kW) | Achievable Economic UCT Potential | 0 | 0 | 0 | 0 | 0 | 0 | 0 | 0 | 0 | 0 | 0 | 0 | 0 | 0 | 0 | 0 | 0 | 0 | 0 | 0 | 0 | 0 | 0 | 0 | 0 | 0 | 0 | 0 | 0 | 0 | 0
F3_Industrial_Petroleum_Existing_Space Heating_Natural Gas_Steam Trap Maintenance_A_Achievable Economic UCT Potential | F3 | Industrial | Petroleum | Existing | Space Heating | Natural Gas | Steam Trap Maintenance | A | Integrated Unit Winter Peak Savings (kW) | Achievable Economic UCT Potential | 0 | 0 | 0 | 0 | 0 | 0 | 0 | 0 | 0 | 0 | 0 | 0 | 0 | 0 | 0 | 0 | 0 | 0 | 0 | 0 | 0 | 0 | 0 | 0 | 0 | 0 | 0 | 0 | 0 | 0 | 0
F4_Industrial_Petroleum_Existing_Space Heating_Natural Gas_Steam Trap Maintenance_A_Achievable Economic UCT Potential | F4 | Industrial | Petroleum | Existing | Space Heating | Natural Gas | Steam Trap Maintenance | A | Incremental Energy Savings (MWh or mTherms) | Achievable Economic UCT Potential | 0 | 0 | 0 | 0 | 0 | 0.00013221 | 0.00013108 | 0.00012924 | 0.00012822 | 0.00012722 | 0.00012453 | 0.00012314 | 0.00012184 | 0.00011887 | 0.00011825 | 0.00011612 | 0.00011517 | 0.00011363 | 0.00011166 | 0.00011085 | 0.00010948 | 0.0001081 | 0.00010679 | 0.00010568 | 0.0001046 | 0 | 0 | 0 | 0 | 0 | 0
F5_Industrial_Petroleum_Existing_Space Heating_Natural Gas_Steam Trap Maintenance_A_Achievable Economic UCT Potential | F5 | Industrial | Petroleum | Existing | Space Heating | Natural Gas | Steam Trap Maintenance | A | Incremental Summer Peak Savings (MW) | Achievable Economic UCT Potential | 0 | 0 | 0 | 0 | 0 | 0 | 0 | 0 | 0 | 0 | 0 | 0 | 0 | 0 | 0 | 0 | 0 | 0 | 0 | 0 | 0 | 0 | 0 | 0 | 0 | 0 | 0 | 0 | 0 | 0 | 0
F6_Industrial_Petroleum_Existing_Space Heating_Natural Gas_Steam Trap Maintenance_A_Achievable Economic UCT Potential | F6 | Industrial | Petroleum | Existing | Space Heating | Natural Gas | Steam Trap Maintenance | A | Incremental Winter Peak Savings (MW) | Achievable Economic UCT Potential | 0 | 0 | 0 | 0 | 0 | 0 | 0 | 0 | 0 | 0 | 0 | 0 | 0 | 0 | 0 | 0 | 0 | 0 | 0 | 0 | 0 | 0 | 0 | 0 | 0 | 0 | 0 | 0 | 0 | 0 | 0
F7_Industrial_Petroleum_Existing_Space Heating_Natural Gas_Steam Trap Maintenance_A_Achievable Economic UCT Potential | F7 | Industrial | Petroleum | Existing | Space Heating | Natural Gas | Steam Trap Maintenance | A | Cumulative Energy Savings (MWh or mTherms) | Achievable Economic UCT Potential | 0 | 0 | 0 | 0 | 0 | 0.00013221 | 0.00026223 | 0.00038932 | 0.00051426 | 0.00063708 | 0.00075616 | 0.00087287 | 0.0009873 | 0.0010976 | 0.001206 | 0.0013118 | 0.001416 | 0.0015177 | 0.0016166 | 0.0017139 | 0.0018091 | 0.0019014 | 0.0019919 | 0.0020837 | 0.0021735 | 0.0021595 | 0.0021467 | 0.0021349 | 0 | 0 | 0
F8_Industrial_Petroleum_Existing_Space Heating_Natural Gas_Steam Trap Maintenance_A_Achievable Economic UCT Potential | F8 | Industrial | Petroleum | Existing | Space Heating | Natural Gas | Steam Trap Maintenance | A | Cumulative Summer Peak Savings (MW) | Achievable Economic UCT Potential | 0 | 0 | 0 | 0 | 0 | 0 | 0 | 0 | 0 | 0 | 0 | 0 | 0 | 0 | 0 | 0 | 0 | 0 | 0 | 0 | 0 | 0 | 0 | 0 | 0 | 0 | 0 | 0 | 0 | 0 | 0
F9_Industrial_Petroleum_Existing_Space Heating_Natural Gas_Steam Trap Maintenance_A_Achievable Economic UCT Potential | F9 | Industrial | Petroleum | Existing | Space Heating | Natural Gas | Steam Trap Maintenance | A | Cumulative Winter Peak Savings (MW) | Achievable Economic UCT Potential | 0 | 0 | 0 | 0 | 0 | 0 | 0 | 0 | 0 | 0 | 0 | 0 | 0 | 0 | 0 | 0 | 0 | 0 | 0 | 0 | 0 | 0 | 0 | 0 | 0 | 0 | 0 | 0 | 0 | 0 | 0
F10_Industrial_Petroleum_Existing_Space Heating_Natural Gas_Steam Trap Maintenance_A_Achievable Economic UCT Potential | F10 | Industrial | Petroleum | Existing | Space Heating | Natural Gas | Steam Trap Maintenance | A | Purchases (Incremental) | Achievable Economic UCT Potential | 0 | 0 | 0 | 0 | 0 | 0.00097867 | 0.00097813 | 0.00097236 | 0.00097289 | 0.00097369 | 0.00096133 | 0.0009587 | 0.00095675 | 0.00094156 | 0.00094516 | 0.00093614 | 0.00093626 | 0.00093155 | 0.00092324 | 0.00092434 | 0.00092051 | 0.00091693 | 0.00091359 | 0.00091049 | 0.00090762 | 0 | 0 | 0 | 0 | 0 | 0
F11_Industrial_Petroleum_Existing_Space Heating_Natural Gas_Steam Trap Maintenance_A_Achievable Economic UCT Potential | F11 | Industrial | Petroleum | Existing | Space Heating | Natural Gas | Steam Trap Maintenance | A | Purchases (Cumulative) | Achievable Economic UCT Potential | 0 | 0 | 0 | 0 | 0 | 0.00097867 | 0.0019568 | 0.0029292 | 0.0039021 | 0.0048757 | 0.0058371 | 0.0067958 | 0.0077525 | 0.0086941 | 0.0096392 | 0.010575 | 0.011512 | 0.012443 | 0.013366 | 0.014291 | 0.015211 | 0.016128 | 0.017042 | 0.017952 | 0.01886 | 0.01886 | 0.01886 | 0.01886 | 0.01886 | 0.01886 | 0.01886
F1_Industrial_Petroleum_Existing_Process_Natural Gas_Steam Trap Maintenance_A_Achievable Economic UCT Potential | F1 | Industrial | Petroleum | Existing | Process | Natural Gas | Steam Trap Maintenance | A | Integrated Unit Energy Savings (kWh or therms) | Achievable Economic UCT Potential | 0 | 0 | 0 | 0 | 0 | 689.2048 | 688.8847 | 688.5818 | 688.2938 | 688.0109 | 687.7367 | 687.5266 | 687.3572 | 687.1888 | 687.0906 | 686.9808 | 686.9124 | 686.8443 | 686.7763 | 686.7448 | 686.7048 | 686.6903 | 686.6771 | 686.665 | 686.654 | 686.6455 | 686.6377 | 686.6307 | 689.554 | 689.554 | 689.554
F2_Industrial_Petroleum_Existing_Process_Natural Gas_Steam Trap Maintenance_A_Achievable Economic UCT Potential | F2 | Industrial | Petroleum | Existing | Process | Natural Gas | Steam Trap Maintenance | A | Integrated Unit Summer Peak Savings (kW) | Achievable Economic UCT Potential | 0 | 0 | 0 | 0 | 0 | 0 | 0 | 0 | 0 | 0 | 0 | 0 | 0 | 0 | 0 | 0 | 0 | 0 | 0 | 0 | 0 | 0 | 0 | 0 | 0 | 0 | 0 | 0 | 0 | 0 | 0
F3_Industrial_Petroleum_Existing_Process_Natural Gas_Steam Trap Maintenance_A_Achievable Economic UCT Potential | F3 | Industrial | Petroleum | Existing | Process | Natural Gas | Steam Trap Maintenance | A | Integrated Unit Winter Peak Savings (kW) | Achievable Economic UCT Potential | 0 | 0 | 0 | 0 | 0 | 0 | 0 | 0 | 0 | 0 | 0 | 0 | 0 | 0 | 0 | 0 | 0 | 0 | 0 | 0 | 0 | 0 | 0 | 0 | 0 | 0 | 0 | 0 | 0 | 0 | 0
F4_Industrial_Petroleum_Existing_Process_Natural Gas_Steam Trap Maintenance_A_Achievable Economic UCT Potential | F4 | Industrial | Petroleum | Existing | Process | Natural Gas | Steam Trap Maintenance | A | Incremental Energy Savings (MWh or mTherms) | Achievable Economic UCT Potential | 0 | 0 | 0 | 0 | 0 | 0.053564 | 0.05351 | 0.053171 | 0.053178 | 0.0532 | 0.052503 | 0.052344 | 0.052225 | 0.051383 | 0.051571 | 0.051071 | 0.051073 | 0.050811 | 0.050353 | 0.05041 | 0.050199 | 0.050002 | 0.049819 | 0.049649 | 0.049492 | 0 | 0 | 0 | 0 | 0 | 0
F5_Industrial_Petroleum_Existing_Process_Natural Gas_Steam Trap Maintenance_A_Achievable Economic UCT Potential | F5 | Industrial | Petroleum | Existing | Process | Natural Gas | Steam Trap Maintenance | A | Incremental Summer Peak Savings (MW) | Achievable Economic UCT Potential | 0 | 0 | 0 | 0 | 0 | 0 | 0 | 0 | 0 | 0 | 0 | 0 | 0 | 0 | 0 | 0 | 0 | 0 | 0 | 0 | 0 | 0 | 0 | 0 | 0 | 0 | 0 | 0 | 0 | 0 | 0
F6_Industrial_Petroleum_Existing_Process_Natural Gas_Steam Trap Maintenance_A_Achievable Economic UCT Potential | F6 | Industrial | Petroleum | Existing | Process | Natural Gas | Steam Trap Maintenance | A | Incremental Winter Peak Savings (MW) | Achievable Economic UCT Potential | 0 | 0 | 0 | 0 | 0 | 0 | 0 | 0 | 0 | 0 | 0 | 0 | 0 | 0 | 0 | 0 | 0 | 0 | 0 | 0 | 0 | 0 | 0 | 0 | 0 | 0 | 0 | 0 | 0 | 0 | 0
F7_Industrial_Petroleum_Existing_Process_Natural Gas_Steam Trap Maintenance_A_Achievable Economic UCT Potential | F7 | Industrial | Petroleum | Existing | Process | Natural Gas | Steam Trap Maintenance | A | Cumulative Energy Savings (MWh or mTherms) | Achievable Economic UCT Potential | 0 | 0 | 0 | 0 | 0 | 0.053564 | 0.10705 | 0.16017 | 0.21328 | 0.2664 | 0.31879 | 0.37104 | 0.42317 | 0.47445 | 0.52595 | 0.57694 | 0.62796 | 0.67871 | 0.72899 | 0.77937 | 0.82952 | 0.87951 | 0.92931 | 0.97894 | 1.0284 | 1.0284 | 1.0284 | 1.0284 | 0 | 0 | 0
F8_Industrial_Petroleum_Existing_Process_Natural Gas_Steam Trap Maintenance_A_Achievable Economic UCT Potential | F8 | Industrial | Petroleum | Existing | Process | Natural Gas | Steam Trap Maintenance | A | Cumulative Summer Peak Savings (MW) | Achievable Economic UCT Potential | 0 | 0 | 0 | 0 | 0 | 0 | 0 | 0 | 0 | 0 | 0 | 0 | 0 | 0 | 0 | 0 | 0 | 0 | 0 | 0 | 0 | 0 | 0 | 0 | 0 | 0 | 0 | 0 | 0 | 0 | 0
F9_Industrial_Petroleum_Existing_Process_Natural Gas_Steam Trap Maintenance_A_Achievable Economic UCT Potential | F9 | Industrial | Petroleum | Existing | Process | Natural Gas | Steam Trap Maintenance | A | Cumulative Winter Peak Savings (MW) | Achievable Economic UCT Potential | 0 | 0 | 0 | 0 | 0 | 0 | 0 | 0 | 0 | 0 | 0 | 0 | 0 | 0 | 0 | 0 | 0 | 0 | 0 | 0 | 0 | 0 | 0 | 0 | 0 | 0 | 0 | 0 | 0 | 0 | 0
F10_Industrial_Petroleum_Existing_Process_Natural Gas_Steam Trap Maintenance_A_Achievable Economic UCT Potential | F10 | Industrial | Petroleum | Existing | Process | Natural Gas | Steam Trap Maintenance | A | Purchases (Incremental) | Achievable Economic UCT Potential | 0 | 0 | 0 | 0 | 0 | 0.077719 | 0.077676 | 0.077218 | 0.07726 | 0.077324 | 0.076342 | 0.076133 | 0.075979 | 0.074772 | 0.075058 | 0.074342 | 0.074352 | 0.073977 | 0.073317 | 0.073404 | 0.073101 | 0.072816 | 0.072551 | 0.072305 | 0.072077 | 0 | 0 | 0 | 0 | 0 | 0
F11_Industrial_Petroleum_Existing_Process_Natural Gas_Steam Trap Maintenance_A_Achievable Economic UCT Potential | F11 | Industrial | Petroleum | Existing | Process | Natural Gas | Steam Trap Maintenance | A | Purchases (Cumulative) | Achievable Economic UCT Potential | 0 | 0 | 0 | 0 | 0 | 0.077719 | 0.1554 | 0.23261 | 0.30987 | 0.3872 | 0.46354 | 0.53967 | 0.61565 | 0.69042 | 0.76548 | 0.83982 | 0.91417 | 0.98815 | 1.0615 | 1.1349 | 1.208 | 1.2808 | 1.3533 | 1.4256 | 1.4977 | 1.4977 | 1.4977 | 1.4977 | 1.4977 | 1.4977 | 1.4977
F1_Industrial_Petroleum_Existing_Space Heating_Natural Gas_Gas Boiler - High Turndown_A_Achievable Economic UCT Potential | F1 | Industrial | Petroleum | Existing | Space Heating | Natural Gas | Gas Boiler - High Turndown | A | Integrated Unit Energy Savings (kWh or therms) | Achievable Economic UCT Potential | 0 | 0 | 0 | 0 | 0 | 142.6378 | 140.2447 | 137.292 | 133.7481 | 129.6496 | 125.0272 | 120.2863 | 115.5702 | 110.7946 | 106.7571 | 102.9202 | 99.8364 | 97.0612 | 94.5668 | 92.7419 | 91.0329 | 89.5148 | 88.1763 | 87.1823 | 86.2363 | 85.5382 | 84.9406 | 84.3934 | 123.9801 | 123.4708 | 123.006
F2_Industrial_Petroleum_Existing_Space Heating_Natural Gas_Gas Boiler - High Turndown_A_Achievable Economic UCT Potential | F2 | Industrial | Petroleum | Existing | Space Heating | Natural Gas | Gas Boiler - High Turndown | A | Integrated Unit Summer Peak Savings (kW) | Achievable Economic UCT Potential | 0 | 0 | 0 | 0 | 0 | 0 | 0 | 0 | 0 | 0 | 0 | 0 | 0 | 0 | 0 | 0 | 0 | 0 | 0 | 0 | 0 | 0 | 0 | 0 | 0 | 0 | 0 | 0 | 0 | 0 | 0
F3_Industrial_Petroleum_Existing_Space Heating_Natural Gas_Gas Boiler - High Turndown_A_Achievable Economic UCT Potential | F3 | Industrial | Petroleum | Existing | Space Heating | Natural Gas | Gas Boiler - High Turndown | A | Integrated Unit Winter Peak Savings (kW) | Achievable Economic UCT Potential | 0 | 0 | 0 | 0 | 0 | 0 | 0 | 0 | 0 | 0 | 0 | 0 | 0 | 0 | 0 | 0 | 0 | 0 | 0 | 0 | 0 | 0 | 0 | 0 | 0 | 0 | 0 | 0 | 0 | 0 | 0
F4_Industrial_Petroleum_Existing_Space Heating_Natural Gas_Gas Boiler - High Turndown_A_Achievable Economic UCT Potential | F4 | Industrial | Petroleum | Existing | Space Heating | Natural Gas | Gas Boiler - High Turndown | A | Incremental Energy Savings (MWh or mTherms) | Achievable Economic UCT Potential | 0 | 0 | 0 | 0 | 0 | 0.0003817 | 0.00037509 | 0.00036503 | 0.0003558 | 0.00034518 | 0.00029578 | 0.00022703 | 0.00017415 | 0.00013144 | 0.00010171 | 7.7695e-05 | 6.0301e-05 | 4.6664e-05 | 3.6047e-05 | 2.8315e-05 | 2.2143e-05 | 1.4793e-07 | 5.1854e-08 | 1.7419e-08 | 5.6007e-09 | 4.7083e-09 | 4.6629e-09 | 4.6217e-09 | 6.7748e-09 | 6.7338e-09 | 6.6971e-09
F5_Industrial_Petroleum_Existing_Space Heating_Natural Gas_Gas Boiler - High Turndown_A_Achievable Economic UCT Potential | F5 | Industrial | Petroleum | Existing | Space Heating | Natural Gas | Gas Boiler - High Turndown | A | Incremental Summer Peak Savings (MW) | Achievable Economic UCT Potential | 0 | 0 | 0 | 0 | 0 | 0 | 0 | 0 | 0 | 0 | 0 | 0 | 0 | 0 | 0 | 0 | 0 | 0 | 0 | 0 | 0 | 0 | 0 | 0 | 0 | 0 | 0 | 0 | 0 | 0 | 0
F6_Industrial_Petroleum_Existing_Space Heating_Natural Gas_Gas Boiler - High Turndown_A_Achievable Economic UCT Potential | F6 | Industrial | Petroleum | Existing | Space Heating | Natural Gas | Gas Boiler - High Turndown | A | Incremental Winter Peak Savings (MW) | Achievable Economic UCT Potential | 0 | 0 | 0 | 0 | 0 | 0 | 0 | 0 | 0 | 0 | 0 | 0 | 0 | 0 | 0 | 0 | 0 | 0 | 0 | 0 | 0 | 0 | 0 | 0 | 0 | 0 | 0 | 0 | 0 | 0 | 0
F7_Industrial_Petroleum_Existing_Space Heating_Natural Gas_Gas Boiler - High Turndown_A_Achievable Economic UCT Potential | F7 | Industrial | Petroleum | Existing | Space Heating | Natural Gas | Gas Boiler - High Turndown | A | Cumulative Energy Savings (MWh or mTherms) | Achievable Economic UCT Potential | 0 | 0 | 0 | 0 | 0 | 0.0003817 | 0.00075039 | 0.0010996 | 0.001427 | 0.0017285 | 0.0019627 | 0.0021153 | 0.0022065 | 0.0022467 | 0.0022666 | 0.0022628 | 0.0022553 | 0.0022393 | 0.0022178 | 0.0022033 | 0.0021848 | 0.0021486 | 0.0021165 | 0.0020926 | 0.0020699 | 0.0020532 | 0.0020388 | 0.0020257 | 0 | 0 | 0
F8_Industrial_Petroleum_Existing_Space Heating_Natural Gas_Gas Boiler - High Turndown_A_Achievable Economic UCT Potential | F8 | Industrial | Petroleum | Existing | Space Heating | Natural Gas | Gas Boiler - High Turndown | A | Cumulative Summer Peak Savings (MW) | Achievable Economic UCT Potential | 0 | 0 | 0 | 0 | 0 | 0 | 0 | 0 | 0 | 0 | 0 | 0 | 0 | 0 | 0 | 0 | 0 | 0 | 0 | 0 | 0 | 0 | 0 | 0 | 0 | 0 | 0 | 0 | 0 | 0 | 0
F9_Industrial_Petroleum_Existing_Space Heating_Natural Gas_Gas Boiler - High Turndown_A_Achievable Economic UCT Potential | F9 | Industrial | Petroleum | Existing | Space Heating | Natural Gas | Gas Boiler - High Turndown | A | Cumulative Winter Peak Savings (MW) | Achievable Economic UCT Potential | 0 | 0 | 0 | 0 | 0 | 0 | 0 | 0 | 0 | 0 | 0 | 0 | 0 | 0 | 0 | 0 | 0 | 0 | 0 | 0 | 0 | 0 | 0 | 0 | 0 | 0 | 0 | 0 | 0 | 0 | 0
F10_Industrial_Petroleum_Existing_Space Heating_Natural Gas_Gas Boiler - High Turndown_A_Achievable Economic UCT Potential | F10 | Industrial | Petroleum | Existing | Space Heating | Natural Gas | Gas Boiler - High Turndown | A | Purchases (Incremental) | Achievable Economic UCT Potential | 0 | 0 | 0 | 0 | 0 | 0.002676 | 0.0026746 | 0.0026588 | 0.0026602 | 0.0026624 | 0.0023658 | 0.0018874 | 0.0015069 | 0.0011864 | 0.00095271 | 0.0007549 | 0.000604 | 0.00048077 | 0.00038118 | 0.00030531 | 0.00024324 | 1.6526e-06 | 5.8807e-07 | 1.998e-07 | 6.4945e-08 | 5.5043e-08 | 5.4896e-08 | 5.4763e-08 | 5.4644e-08 | 5.4538e-08 | 5.4445e-08
F11_Industrial_Petroleum_Existing_Space Heating_Natural Gas_Gas Boiler - High Turndown_A_Achievable Economic UCT Potential | F11 | Industrial | Petroleum | Existing | Space Heating | Natural Gas | Gas Boiler - High Turndown | A | Purchases (Cumulative) | Achievable Economic UCT Potential | 0 | 0 | 0 | 0 | 0 | 0.002676 | 0.0053506 | 0.0080094 | 0.01067 | 0.013332 | 0.015698 | 0.017585 | 0.019092 | 0.020279 | 0.021231 | 0.021986 | 0.02259 | 0.023071 | 0.023452 | 0.023757 | 0.024001 | 0.024002 | 0.024003 | 0.024003 | 0.024003 | 0.024003 | 0.024003 | 0.024003 | 0.024003 | 0.024003 | 0.024003
F1_Industrial_Petroleum_Existing_Process_Natural Gas_Gas Boiler - High Turndown_A_Achievable Economic UCT Potential | F1 | Industrial | Petroleum | Existing | Process | Natural Gas | Gas Boiler - High Turndown | A | Integrated Unit Energy Savings (kWh or therms) | Achievable Economic UCT Potential | 0 | 0 | 0 | 0 | 0 | 729.9149 | 727.8927 | 725.8494 | 723.827 | 721.7952 | 719.6844 | 717.799 | 716.0333 | 714.1519 | 712.6999 | 711.1023 | 709.7902 | 708.4454 | 707.0639 | 705.9613 | 704.7508 | 703.6205 | 702.4956 | 701.3757 | 700.2609 | 700.17 | 700.0865 | 700.0105 | 731.9505 | 731.9505 | 731.9505
F2_Industrial_Petroleum_Existing_Process_Natural Gas_Gas Boiler - High Turndown_A_Achievable Economic UCT Potential | F2 | Industrial | Petroleum | Existing | Process | Natural Gas | Gas Boiler - High Turndown | A | Integrated Unit Summer Peak Savings (kW) | Achievable Economic UCT Potential | 0 | 0 | 0 | 0 | 0 | 0 | 0 | 0 | 0 | 0 | 0 | 0 | 0 | 0 | 0 | 0 | 0 | 0 | 0 | 0 | 0 | 0 | 0 | 0 | 0 | 0 | 0 | 0 | 0 | 0 | 0
F3_Industrial_Petroleum_Existing_Process_Natural Gas_Gas Boiler - High Turndown_A_Achievable Economic UCT Potential | F3 | Industrial | Petroleum | Existing | Process | Natural Gas | Gas Boiler - High Turndown | A | Integrated Unit Winter Peak Savings (kW) | Achievable Economic UCT Potential | 0 | 0 | 0 | 0 | 0 | 0 | 0 | 0 | 0 | 0 | 0 | 0 | 0 | 0 | 0 | 0 | 0 | 0 | 0 | 0 | 0 | 0 | 0 | 0 | 0 | 0 | 0 | 0 | 0 | 0 | 0
F4_Industrial_Petroleum_Existing_Process_Natural Gas_Gas Boiler - High Turndown_A_Achievable Economic UCT Potential | F4 | Industrial | Petroleum | Existing | Process | Natural Gas | Gas Boiler - High Turndown | A | Incremental Energy Savings (MWh or mTherms) | Achievable Economic UCT Potential | 0 | 0 | 0 | 0 | 0 | 0.15512 | 0.1546 | 0.15326 | 0.15291 | 0.15261 | 0.13521 | 0.10759 | 0.085685 | 0.067282 | 0.053921 | 0.04263 | 0.034045 | 0.027048 | 0.021404 | 0.017116 | 0.013613 | 9.2342e-05 | 3.2807e-05 | 1.1128e-05 | 3.6116e-06 | 3.0605e-06 | 3.052e-06 | 3.0443e-06 | 3.1762e-06 | 3.1701e-06 | 3.1647e-06
F5_Industrial_Petroleum_Existing_Process_Natural Gas_Gas Boiler - High Turndown_A_Achievable Economic UCT Potential | F5 | Industrial | Petroleum | Existing | Process | Natural Gas | Gas Boiler - High Turndown | A | Incremental Summer Peak Savings (MW) | Achievable Economic UCT Potential | 0 | 0 | 0 | 0 | 0 | 0 | 0 | 0 | 0 | 0 | 0 | 0 | 0 | 0 | 0 | 0 | 0 | 0 | 0 | 0 | 0 | 0 | 0 | 0 | 0 | 0 | 0 | 0 | 0 | 0 | 0
F6_Industrial_Petroleum_Existing_Process_Natural Gas_Gas Boiler - High Turndown_A_Achievable Economic UCT Potential | F6 | Industrial | Petroleum | Existing | Process | Natural Gas | Gas Boiler - High Turndown | A | Incremental Winter Peak Savings (MW) | Achievable Economic UCT Potential | 0 | 0 | 0 | 0 | 0 | 0 | 0 | 0 | 0 | 0 | 0 | 0 | 0 | 0 | 0 | 0 | 0 | 0 | 0 | 0 | 0 | 0 | 0 | 0 | 0 | 0 | 0 | 0 | 0 | 0 | 0
F7_Industrial_Petroleum_Existing_Process_Natural Gas_Gas Boiler - High Turndown_A_Achievable Economic UCT Potential | F7 | Industrial | Petroleum | Existing | Process | Natural Gas | Gas Boiler - High Turndown | A | Cumulative Energy Savings (MWh or mTherms) | Achievable Economic UCT Potential | 0 | 0 | 0 | 0 | 0 | 0.15512 | 0.30929 | 0.46168 | 0.6133 | 0.76419 | 0.89717 | 1.0024 | 1.0856 | 1.1501 | 1.2016 | 1.2416 | 1.2733 | 1.298 | 1.3168 | 1.3319 | 1.3432 | 1.3412 | 1.3391 | 1.3369 | 1.3348 | 1.3346 | 1.3345 | 1.3343 | 0 | 0 | 0
F8_Industrial_Petroleum_Existing_Process_Natural Gas_Gas Boiler - High Turndown_A_Achievable Economic UCT Potential | F8 | Industrial | Petroleum | Existing | Process | Natural Gas | Gas Boiler - High Turndown | A | Cumulative Summer Peak Savings (MW) | Achievable Economic UCT Potential | 0 | 0 | 0 | 0 | 0 | 0 | 0 | 0 | 0 | 0 | 0 | 0 | 0 | 0 | 0 | 0 | 0 | 0 | 0 | 0 | 0 | 0 | 0 | 0 | 0 | 0 | 0 | 0 | 0 | 0 | 0
F9_Industrial_Petroleum_Existing_Process_Natural Gas_Gas Boiler - High Turndown_A_Achievable Economic UCT Potential | F9 | Industrial | Petroleum | Existing | Process | Natural Gas | Gas Boiler - High Turndown | A | Cumulative Winter Peak Savings (MW) | Achievable Economic UCT Potential | 0 | 0 | 0 | 0 | 0 | 0 | 0 | 0 | 0 | 0 | 0 | 0 | 0 | 0 | 0 | 0 | 0 | 0 | 0 | 0 | 0 | 0 | 0 | 0 | 0 | 0 | 0 | 0 | 0 | 0 | 0
F10_Industrial_Petroleum_Existing_Process_Natural Gas_Gas Boiler - High Turndown_A_Achievable Economic UCT Potential | F10 | Industrial | Petroleum | Existing | Process | Natural Gas | Gas Boiler - High Turndown | A | Purchases (Incremental) | Achievable Economic UCT Potential | 0 | 0 | 0 | 0 | 0 | 0.21251 | 0.2124 | 0.21114 | 0.21126 | 0.21143 | 0.18787 | 0.14989 | 0.11967 | 0.094213 | 0.075658 | 0.059949 | 0.047965 | 0.038179 | 0.030271 | 0.024245 | 0.019316 | 0.00013124 | 4.67e-05 | 1.5866e-05 | 5.1575e-06 | 4.3711e-06 | 4.3595e-06 | 4.3489e-06 | 4.3394e-06 | 4.331e-06 | 4.3236e-06
F11_Industrial_Petroleum_Existing_Process_Natural Gas_Gas Boiler - High Turndown_A_Achievable Economic UCT Potential | F11 | Industrial | Petroleum | Existing | Process | Natural Gas | Gas Boiler - High Turndown | A | Purchases (Cumulative) | Achievable Economic UCT Potential | 0 | 0 | 0 | 0 | 0 | 0.21251 | 0.42491 | 0.63605 | 0.84731 | 1.0587 | 1.2466 | 1.3965 | 1.5162 | 1.6104 | 1.686 | 1.746 | 1.7939 | 1.8321 | 1.8624 | 1.8866 | 1.906 | 1.9061 | 1.9061 | 1.9062 | 1.9062 | 1.9062 | 1.9062 | 1.9062 | 1.9062 | 1.9062 | 1.9062
F1_Industrial_Petroleum_Existing_Space Heating_Natural Gas_Gas Boiler - Burner Control Optimization_A_Achievable Economic UCT Potential | F1 | Industrial | Petroleum | Existing | Space Heating | Natural Gas | Gas Boiler - Burner Control Optimization | A | Integrated Unit Energy Savings (kWh or therms) | Achievable Economic UCT Potential | 0 | 0 | 0 | 0 | 0 | 41.3613 | 40.6638 | 39.8041 | 38.7731 | 37.5816 | 36.2385 | 34.862 | 33.4933 | 32.1075 | 30.9364 | 29.8235 | 28.9292 | 28.1244 | 27.401 | 26.8719 | 26.3764 | 25.9364 | 25.5485 | 25.2604 | 24.9861 | 24.7838 | 24.6105 | 24.4519 | 35.9542 | 35.8065 | 35.6717
F2_Industrial_Petroleum_Existing_Space Heating_Natural Gas_Gas Boiler - Burner Control Optimization_A_Achievable Economic UCT Potential | F2 | Industrial | Petroleum | Existing | Space Heating | Natural Gas | Gas Boiler - Burner Control Optimization | A | Integrated Unit Summer Peak Savings (kW) | Achievable Economic UCT Potential | 0 | 0 | 0 | 0 | 0 | 0 | 0 | 0 | 0 | 0 | 0 | 0 | 0 | 0 | 0 | 0 | 0 | 0 | 0 | 0 | 0 | 0 | 0 | 0 | 0 | 0 | 0 | 0 | 0 | 0 | 0
F3_Industrial_Petroleum_Existing_Space Heating_Natural Gas_Gas Boiler - Burner Control Optimization_A_Achievable Economic UCT Potential | F3 | Industrial | Petroleum | Existing | Space Heating | Natural Gas | Gas Boiler - Burner Control Optimization | A | Integrated Unit Winter Peak Savings (kW) | Achievable Economic UCT Potential | 0 | 0 | 0 | 0 | 0 | 0 | 0 | 0 | 0 | 0 | 0 | 0 | 0 | 0 | 0 | 0 | 0 | 0 | 0 | 0 | 0 | 0 | 0 | 0 | 0 | 0 | 0 | 0 | 0 | 0 | 0
F4_Industrial_Petroleum_Existing_Space Heating_Natural Gas_Gas Boiler - Burner Control Optimization_A_Achievable Economic UCT Potential | F4 | Industrial | Petroleum | Existing | Space Heating | Natural Gas | Gas Boiler - Burner Control Optimization | A | Incremental Energy Savings (MWh or mTherms) | Achievable Economic UCT Potential | 0 | 0 | 0 | 0 | 0 | 2.9858e-05 | 4.6117e-05 | 8.9751e-05 | 0.00015308 | 0.00023099 | 0.00030788 | 0.00037593 | 0.00042051 | 0.00042722 | 0.00041321 | 0.00036825 | 0.00031259 | 0.00024901 | 0.00018701 | 0.0001353 | 9.2576e-05 | 6.0452e-05 | 3.7756e-05 | 2.2645e-05 | 1.5119e-05 | 0 | 0 | 0 | 0 | 0 | 0
F5_Industrial_Petroleum_Existing_Space Heating_Natural Gas_Gas Boiler - Burner Control Optimization_A_Achievable Economic UCT Potential | F5 | Industrial | Petroleum | Existing | Space Heating | Natural Gas | Gas Boiler - Burner Control Optimization | A | Incremental Summer Peak Savings (MW) | Achievable Economic UCT Potential | 0 | 0 | 0 | 0 | 0 | 0 | 0 | 0 | 0 | 0 | 0 | 0 | 0 | 0 | 0 | 0 | 0 | 0 | 0 | 0 | 0 | 0 | 0 | 0 | 0 | 0 | 0 | 0 | 0 | 0 | 0
F6_Industrial_Petroleum_Existing_Space Heating_Natural Gas_Gas Boiler - Burner Control Optimization_A_Achievable Economic UCT Potential | F6 | Industrial | Petroleum | Existing | Space Heating | Natural Gas | Gas Boiler - Burner Control Optimization | A | Incremental Winter Peak Savings (MW) | Achievable Economic UCT Potential | 0 | 0 | 0 | 0 | 0 | 0 | 0 | 0 | 0 | 0 | 0 | 0 | 0 | 0 | 0 | 0 | 0 | 0 | 0 | 0 | 0 | 0 | 0 | 0 | 0 | 0 | 0 | 0 | 0 | 0 | 0
F7_Industrial_Petroleum_Existing_Space Heating_Natural Gas_Gas Boiler - Burner Control Optimization_A_Achievable Economic UCT Potential | F7 | Industrial | Petroleum | Existing | Space Heating | Natural Gas | Gas Boiler - Burner Control Optimization | A | Cumulative Energy Savings (MWh or mTherms) | Achievable Economic UCT Potential | 0 | 0 | 0 | 0 | 0 | 2.9858e-05 | 7.5471e-05 | 0.00016363 | 0.00031247 | 0.00053386 | 0.00082266 | 0.0011673 | 0.001542 | 0.0019054 | 0.0022492 | 0.0025365 | 0.002773 | 0.0029449 | 0.0030561 | 0.0031324 | 0.0031672 | 0.0031749 | 0.0031651 | 0.0031521 | 0.003133 | 0.0031076 | 0.0030859 | 0.003066 | 0 | 0 | 0
F8_Industrial_Petroleum_Existing_Space Heating_Natural Gas_Gas Boiler - Burner Control Optimization_A_Achievable Economic UCT Potential | F8 | Industrial | Petroleum | Existing | Space Heating | Natural Gas | Gas Boiler - Burner Control Optimization | A | Cumulative Summer Peak Savings (MW) | Achievable Economic UCT Potential | 0 | 0 | 0 | 0 | 0 | 0 | 0 | 0 | 0 | 0 | 0 | 0 | 0 | 0 | 0 | 0 | 0 | 0 | 0 | 0 | 0 | 0 | 0 | 0 | 0 | 0 | 0 | 0 | 0 | 0 | 0
F9_Industrial_Petroleum_Existing_Space Heating_Natural Gas_Gas Boiler - Burner Control Optimization_A_Achievable Economic UCT Potential | F9 | Industrial | Petroleum | Existing | Space Heating | Natural Gas | Gas Boiler - Burner Control Optimization | A | Cumulative Winter Peak Savings (MW) | Achievable Economic UCT Potential | 0 | 0 | 0 | 0 | 0 | 0 | 0 | 0 | 0 | 0 | 0 | 0 | 0 | 0 | 0 | 0 | 0 | 0 | 0 | 0 | 0 | 0 | 0 | 0 | 0 | 0 | 0 | 0 | 0 | 0 | 0
F10_Industrial_Petroleum_Existing_Space Heating_Natural Gas_Gas Boiler - Burner Control Optimization_A_Achievable Economic UCT Potential | F10 | Industrial | Petroleum | Existing | Space Heating | Natural Gas | Gas Boiler - Burner Control Optimization | A | Purchases (Incremental) | Achievable Economic UCT Potential | 0 | 0 | 0 | 0 | 0 | 0.00072187 | 0.0011341 | 0.0022548 | 0.0039481 | 0.0061465 | 0.0084958 | 0.010783 | 0.012555 | 0.013306 | 0.013357 | 0.012348 | 0.010805 | 0.0088538 | 0.0068249 | 0.0050348 | 0.0035098 | 0.0023308 | 0.0014778 | 0.00089648 | 0.00060508 | 0 | 0 | 0 | 0 | 0 | 0
F11_Industrial_Petroleum_Existing_Space Heating_Natural Gas_Gas Boiler - Burner Control Optimization_A_Achievable Economic UCT Potential | F11 | Industrial | Petroleum | Existing | Space Heating | Natural Gas | Gas Boiler - Burner Control Optimization | A | Purchases (Cumulative) | Achievable Economic UCT Potential | 0 | 0 | 0 | 0 | 0 | 0.00072187 | 0.001856 | 0.0041108 | 0.0080588 | 0.014205 | 0.022701 | 0.033484 | 0.046039 | 0.059345 | 0.072702 | 0.08505 | 0.095855 | 0.10471 | 0.11153 | 0.11657 | 0.12008 | 0.12241 | 0.12389 | 0.12478 | 0.12539 | 0.12539 | 0.12539 | 0.12539 | 0.12539 | 0.12539 | 0.12539
F1_Industrial_Petroleum_Existing_Process_Natural Gas_Gas Boiler - Burner Control Optimization_A_Achievable Economic UCT Potential | F1 | Industrial | Petroleum | Existing | Process | Natural Gas | Gas Boiler - Burner Control Optimization | A | Integrated Unit Energy Savings (kWh or therms) | Achievable Economic UCT Potential | 0 | 0 | 0 | 0 | 0 | 211.6451 | 211.0286 | 210.4059 | 209.7897 | 209.1711 | 208.5306 | 207.9625 | 207.4335 | 206.8713 | 206.4407 | 205.9669 | 205.58 | 205.1837 | 204.7767 | 204.4542 | 204.0997 | 203.7712 | 203.4444 | 203.1191 | 202.7954 | 202.7683 | 202.7434 | 202.7206 | 212.2656 | 212.2656 | 212.2656
F2_Industrial_Petroleum_Existing_Process_Natural Gas_Gas Boiler - Burner Control Optimization_A_Achievable Economic UCT Potential | F2 | Industrial | Petroleum | Existing | Process | Natural Gas | Gas Boiler - Burner Control Optimization | A | Integrated Unit Summer Peak Savings (kW) | Achievable Economic UCT Potential | 0 | 0 | 0 | 0 | 0 | 0 | 0 | 0 | 0 | 0 | 0 | 0 | 0 | 0 | 0 | 0 | 0 | 0 | 0 | 0 | 0 | 0 | 0 | 0 | 0 | 0 | 0 | 0 | 0 | 0 | 0
F3_Industrial_Petroleum_Existing_Process_Natural Gas_Gas Boiler - Burner Control Optimization_A_Achievable Economic UCT Potential | F3 | Industrial | Petroleum | Existing | Process | Natural Gas | Gas Boiler - Burner Control Optimization | A | Integrated Unit Winter Peak Savings (kW) | Achievable Economic UCT Potential | 0 | 0 | 0 | 0 | 0 | 0 | 0 | 0 | 0 | 0 | 0 | 0 | 0 | 0 | 0 | 0 | 0 | 0 | 0 | 0 | 0 | 0 | 0 | 0 | 0 | 0 | 0 | 0 | 0 | 0 | 0
F4_Industrial_Petroleum_Existing_Process_Natural Gas_Gas Boiler - Burner Control Optimization_A_Achievable Economic UCT Potential | F4 | Industrial | Petroleum | Existing | Process | Natural Gas | Gas Boiler - Burner Control Optimization | A | Incremental Energy Savings (MWh or mTherms) | Achievable Economic UCT Potential | 0 | 0 | 0 | 0 | 0 | 0.012133 | 0.019006 | 0.037676 | 0.065775 | 0.1021 | 0.14069 | 0.17809 | 0.20682 | 0.2186 | 0.21897 | 0.20196 | 0.17641 | 0.14427 | 0.11099 | 0.081747 | 0.056887 | 0.037717 | 0.023876 | 0.01446 | 0.0097445 | 0 | 0 | 0 | 0 | 0 | 0
F5_Industrial_Petroleum_Existing_Process_Natural Gas_Gas Boiler - Burner Control Optimization_A_Achievable Economic UCT Potential | F5 | Industrial | Petroleum | Existing | Process | Natural Gas | Gas Boiler - Burner Control Optimization | A | Incremental Summer Peak Savings (MW) | Achievable Economic UCT Potential | 0 | 0 | 0 | 0 | 0 | 0 | 0 | 0 | 0 | 0 | 0 | 0 | 0 | 0 | 0 | 0 | 0 | 0 | 0 | 0 | 0 | 0 | 0 | 0 | 0 | 0 | 0 | 0 | 0 | 0 | 0
F6_Industrial_Petroleum_Existing_Process_Natural Gas_Gas Boiler - Burner Control Optimization_A_Achievable Economic UCT Potential | F6 | Industrial | Petroleum | Existing | Process | Natural Gas | Gas Boiler - Burner Control Optimization | A | Incremental Winter Peak Savings (MW) | Achievable Economic UCT Potential | 0 | 0 | 0 | 0 | 0 | 0 | 0 | 0 | 0 | 0 | 0 | 0 | 0 | 0 | 0 | 0 | 0 | 0 | 0 | 0 | 0 | 0 | 0 | 0 | 0 | 0 | 0 | 0 | 0 | 0 | 0
F7_Industrial_Petroleum_Existing_Process_Natural Gas_Gas Boiler - Burner Control Optimization_A_Achievable Economic UCT Potential | F7 | Industrial | Petroleum | Existing | Process | Natural Gas | Gas Boiler - Burner Control Optimization | A | Cumulative Energy Savings (MWh or mTherms) | Achievable Economic UCT Potential | 0 | 0 | 0 | 0 | 0 | 0.012133 | 0.031103 | 0.068687 | 0.13426 | 0.23596 | 0.37593 | 0.55299 | 0.7584 | 0.97494 | 1.1919 | 1.3911 | 1.5649 | 1.7062 | 1.8138 | 1.8926 | 1.9463 | 1.9808 | 2.0015 | 2.0128 | 2.0193 | 2.0191 | 2.0188 | 2.0186 | 0 | 0 | 0
F8_Industrial_Petroleum_Existing_Process_Natural Gas_Gas Boiler - Burner Control Optimization_A_Achievable Economic UCT Potential | F8 | Industrial | Petroleum | Existing | Process | Natural Gas | Gas Boiler - Burner Control Optimization | A | Cumulative Summer Peak Savings (MW) | Achievable Economic UCT Potential | 0 | 0 | 0 | 0 | 0 | 0 | 0 | 0 | 0 | 0 | 0 | 0 | 0 | 0 | 0 | 0 | 0 | 0 | 0 | 0 | 0 | 0 | 0 | 0 | 0 | 0 | 0 | 0 | 0 | 0 | 0
F9_Industrial_Petroleum_Existing_Process_Natural Gas_Gas Boiler - Burner Control Optimization_A_Achievable Economic UCT Potential | F9 | Industrial | Petroleum | Existing | Process | Natural Gas | Gas Boiler - Burner Control Optimization | A | Cumulative Winter Peak Savings (MW) | Achievable Economic UCT Potential | 0 | 0 | 0 | 0 | 0 | 0 | 0 | 0 | 0 | 0 | 0 | 0 | 0 | 0 | 0 | 0 | 0 | 0 | 0 | 0 | 0 | 0 | 0 | 0 | 0 | 0 | 0 | 0 | 0 | 0 | 0
F10_Industrial_Petroleum_Existing_Process_Natural Gas_Gas Boiler - Burner Control Optimization_A_Achievable Economic UCT Potential | F10 | Industrial | Petroleum | Existing | Process | Natural Gas | Gas Boiler - Burner Control Optimization | A | Purchases (Incremental) | Achievable Economic UCT Potential | 0 | 0 | 0 | 0 | 0 | 0.057326 | 0.090062 | 0.17906 | 0.31353 | 0.48811 | 0.67468 | 0.85633 | 0.99703 | 1.0567 | 1.0607 | 0.98055 | 0.85809 | 0.70311 | 0.54198 | 0.39983 | 0.27872 | 0.18509 | 0.11736 | 0.071192 | 0.048051 | 0 | 0 | 0 | 0 | 0 | 0
F11_Industrial_Petroleum_Existing_Process_Natural Gas_Gas Boiler - Burner Control Optimization_A_Achievable Economic UCT Potential | F11 | Industrial | Petroleum | Existing | Process | Natural Gas | Gas Boiler - Burner Control Optimization | A | Purchases (Cumulative) | Achievable Economic UCT Potential | 0 | 0 | 0 | 0 | 0 | 0.057326 | 0.14739 | 0.32645 | 0.63998 | 1.1281 | 1.8028 | 2.6591 | 3.6561 | 4.7128 | 5.7735 | 6.7541 | 7.6122 | 8.3153 | 8.8572 | 9.2571 | 9.5358 | 9.7209 | 9.8382 | 9.9094 | 9.9575 | 9.9575 | 9.9575 | 9.9575 | 9.9575 | 9.9575 | 9.9575
F1_Industrial_Petroleum_Existing_Space Heating_Natural Gas_HVAC - Demand Controlled Ventilation_A_Achievable Economic UCT Potential | F1 | Industrial | Petroleum | Existing | Space Heating | Natural Gas | HVAC - Demand Controlled Ventilation | A | Integrated Unit Energy Savings (kWh or therms) | Achievable Economic UCT Potential | 0 | 0 | 0 | 0 | 0 | 0.045608 | 0.045071 | 0.044405 | 0.043714 | 0.043002 | 0.042272 | 0.041531 | 0.040798 | 0.040053 | 0.039308 | 0.038592 | 0.037914 | 0.037255 | 0.036622 | 0.036041 | 0.035486 | 0.034964 | 0.034467 | 0.034058 | 0.033678 | 0.033386 | 0.033112 | 0.032856 | 0.036718 | 0.036492 | 0.03628
F2_Industrial_Petroleum_Existing_Space Heating_Natural Gas_HVAC - Demand Controlled Ventilation_A_Achievable Economic UCT Potential | F2 | Industrial | Petroleum | Existing | Space Heating | Natural Gas | HVAC - Demand Controlled Ventilation | A | Integrated Unit Summer Peak Savings (kW) | Achievable Economic UCT Potential | 0 | 0 | 0 | 0 | 0 | 0 | 0 | 0 | 0 | 0 | 0 | 0 | 0 | 0 | 0 | 0 | 0 | 0 | 0 | 0 | 0 | 0 | 0 | 0 | 0 | 0 | 0 | 0 | 0 | 0 | 0
F3_Industrial_Petroleum_Existing_Space Heating_Natural Gas_HVAC - Demand Controlled Ventilation_A_Achievable Economic UCT Potential | F3 | Industrial | Petroleum | Existing | Space Heating | Natural Gas | HVAC - Demand Controlled Ventilation | A | Integrated Unit Winter Peak Savings (kW) | Achievable Economic UCT Potential | 0 | 0 | 0 | 0 | 0 | 0 | 0 | 0 | 0 | 0 | 0 | 0 | 0 | 0 | 0 | 0 | 0 | 0 | 0 | 0 | 0 | 0 | 0 | 0 | 0 | 0 | 0 | 0 | 0 | 0 | 0
F4_Industrial_Petroleum_Existing_Space Heating_Natural Gas_HVAC - Demand Controlled Ventilation_A_Achievable Economic UCT Potential | F4 | Industrial | Petroleum | Existing | Space Heating | Natural Gas | HVAC - Demand Controlled Ventilation | A | Incremental Energy Savings (MWh or mTherms) | Achievable Economic UCT Potential | 0 | 0 | 0 | 0 | 0 | 0 | 0.0022979 | 0.0022506 | 0.0022168 | 0.0021824 | 0.0021182 | 0.0020753 | 0.0020346 | 0.0019657 | 0.0019365 | 0.0018831 | 0.0018503 | 0.0018089 | 0.0017624 | 0.0017364 | 0.0017026 | 0.0016711 | 0.0016413 | 0.0016163 | 0.0015932 | 0.0015748 | 0 | 0 | 0 | 0 | 0
F5_Industrial_Petroleum_Existing_Space Heating_Natural Gas_HVAC - Demand Controlled Ventilation_A_Achievable Economic UCT Potential | F5 | Industrial | Petroleum | Existing | Space Heating | Natural Gas | HVAC - Demand Controlled Ventilation | A | Incremental Summer Peak Savings (MW) | Achievable Economic UCT Potential | 0 | 0 | 0 | 0 | 0 | 0 | 0 | 0 | 0 | 0 | 0 | 0 | 0 | 0 | 0 | 0 | 0 | 0 | 0 | 0 | 0 | 0 | 0 | 0 | 0 | 0 | 0 | 0 | 0 | 0 | 0
F6_Industrial_Petroleum_Existing_Space Heating_Natural Gas_HVAC - Demand Controlled Ventilation_A_Achievable Economic UCT Potential | F6 | Industrial | Petroleum | Existing | Space Heating | Natural Gas | HVAC - Demand Controlled Ventilation | A | Incremental Winter Peak Savings (MW) | Achievable Economic UCT Potential | 0 | 0 | 0 | 0 | 0 | 0 | 0 | 0 | 0 | 0 | 0 | 0 | 0 | 0 | 0 | 0 | 0 | 0 | 0 | 0 | 0 | 0 | 0 | 0 | 0 | 0 | 0 | 0 | 0 | 0 | 0
F7_Industrial_Petroleum_Existing_Space Heating_Natural Gas_HVAC - Demand Controlled Ventilation_A_Achievable Economic UCT Potential | F7 | Industrial | Petroleum | Existing | Space Heating | Natural Gas | HVAC - Demand Controlled Ventilation | A | Cumulative Energy Savings (MWh or mTherms) | Achievable Economic UCT Potential | 0 | 0 | 0 | 0 | 0 | 0 | 0.0022979 | 0.0045145 | 0.006661 | 0.0087349 | 0.010705 | 0.012593 | 0.014405 | 0.016108 | 0.017745 | 0.019304 | 0.020815 | 0.022262 | 0.023647 | 0.025008 | 0.026325 | 0.027609 | 0.028858 | 0.030132 | 0.031389 | 0.032691 | 0.032424 | 0.032172 | 0 | 0 | 0
F8_Industrial_Petroleum_Existing_Space Heating_Natural Gas_HVAC - Demand Controlled Ventilation_A_Achievable Economic UCT Potential | F8 | Industrial | Petroleum | Existing | Space Heating | Natural Gas | HVAC - Demand Controlled Ventilation | A | Cumulative Summer Peak Savings (MW) | Achievable Economic UCT Potential | 0 | 0 | 0 | 0 | 0 | 0 | 0 | 0 | 0 | 0 | 0 | 0 | 0 | 0 | 0 | 0 | 0 | 0 | 0 | 0 | 0 | 0 | 0 | 0 | 0 | 0 | 0 | 0 | 0 | 0 | 0
F9_Industrial_Petroleum_Existing_Space Heating_Natural Gas_HVAC - Demand Controlled Ventilation_A_Achievable Economic UCT Potential | F9 | Industrial | Petroleum | Existing | Space Heating | Natural Gas | HVAC - Demand Controlled Ventilation | A | Cumulative Winter Peak Savings (MW) | Achievable Economic UCT Potential | 0 | 0 | 0 | 0 | 0 | 0 | 0 | 0 | 0 | 0 | 0 | 0 | 0 | 0 | 0 | 0 | 0 | 0 | 0 | 0 | 0 | 0 | 0 | 0 | 0 | 0 | 0 | 0 | 0 | 0 | 0
F10_Industrial_Petroleum_Existing_Space Heating_Natural Gas_HVAC - Demand Controlled Ventilation_A_Achievable Economic UCT Potential | F10 | Industrial | Petroleum | Existing | Space Heating | Natural Gas | HVAC - Demand Controlled Ventilation | A | Purchases (Incremental) | Achievable Economic UCT Potential | 0 | 0 | 0 | 0 | 0 | 0 | 50.9835 | 50.6828 | 50.7102 | 50.7521 | 50.1076 | 49.9707 | 49.8692 | 49.0773 | 49.2647 | 48.7949 | 48.8012 | 48.5556 | 48.1225 | 48.1795 | 47.9803 | 47.7937 | 47.6195 | 47.4577 | 47.308 | 47.1704 | 0 | 0 | 0 | 0 | 0
F11_Industrial_Petroleum_Existing_Space Heating_Natural Gas_HVAC - Demand Controlled Ventilation_A_Achievable Economic UCT Potential | F11 | Industrial | Petroleum | Existing | Space Heating | Natural Gas | HVAC - Demand Controlled Ventilation | A | Purchases (Cumulative) | Achievable Economic UCT Potential | 0 | 0 | 0 | 0 | 0 | 0 | 50.9835 | 101.6662 | 152.3764 | 203.1285 | 253.2362 | 303.2068 | 353.0761 | 402.1534 | 451.4181 | 500.213 | 549.0142 | 597.5698 | 645.6923 | 693.8718 | 741.8521 | 789.6457 | 837.2653 | 884.7229 | 932.031 | 979.2014 | 979.2014 | 979.2014 | 979.2014 | 979.2014 | 979.2014
F1_Industrial_Petroleum_Existing_Space Heating_Natural Gas_Gas Boiler - Stack Economizer_A_Achievable Economic UCT Potential | F1 | Industrial | Petroleum | Existing | Space Heating | Natural Gas | Gas Boiler - Stack Economizer | A | Integrated Unit Energy Savings (kWh or therms) | Achievable Economic UCT Potential | 0 | 0 | 0 | 0 | 0 | 104.7098 | 103.9043 | 103.0842 | 102.2461 | 101.399 | 100.5617 | 99.7325 | 98.9091 | 98.078 | 97.2109 | 96.4017 | 95.6121 | 94.8252 | 94.0398 | 93.2653 | 92.5055 | 91.711 | 90.9396 | 90.3154 | 89.688 | 89.1126 | 88.5846 | 88.0999 | 90.5054 | 90.1337 | 89.7944
F2_Industrial_Petroleum_Existing_Space Heating_Natural Gas_Gas Boiler - Stack Economizer_A_Achievable Economic UCT Potential | F2 | Industrial | Petroleum | Existing | Space Heating | Natural Gas | Gas Boiler - Stack Economizer | A | Integrated Unit Summer Peak Savings (kW) | Achievable Economic UCT Potential | 0 | 0 | 0 | 0 | 0 | 0 | 0 | 0 | 0 | 0 | 0 | 0 | 0 | 0 | 0 | 0 | 0 | 0 | 0 | 0 | 0 | 0 | 0 | 0 | 0 | 0 | 0 | 0 | 0 | 0 | 0
F3_Industrial_Petroleum_Existing_Space Heating_Natural Gas_Gas Boiler - Stack Economizer_A_Achievable Economic UCT Potential | F3 | Industrial | Petroleum | Existing | Space Heating | Natural Gas | Gas Boiler - Stack Economizer | A | Integrated Unit Winter Peak Savings (kW) | Achievable Economic UCT Potential | 0 | 0 | 0 | 0 | 0 | 0 | 0 | 0 | 0 | 0 | 0 | 0 | 0 | 0 | 0 | 0 | 0 | 0 | 0 | 0 | 0 | 0 | 0 | 0 | 0 | 0 | 0 | 0 | 0 | 0 | 0
F4_Industrial_Petroleum_Existing_Space Heating_Natural Gas_Gas Boiler - Stack Economizer_A_Achievable Economic UCT Potential | F4 | Industrial | Petroleum | Existing | Space Heating | Natural Gas | Gas Boiler - Stack Economizer | A | Incremental Energy Savings (MWh or mTherms) | Achievable Economic UCT Potential | 0 | 0 | 0 | 0 | 0 | 0.00074722 | 0.00074106 | 0.00073088 | 0.00072533 | 0.00071991 | 0.00063441 | 0.00050197 | 0.00039745 | 0.00031028 | 0.00024697 | 0.00019406 | 0.000154 | 0.00012157 | 9.5591e-05 | 7.5932e-05 | 6.0002e-05 | 4.0417e-07 | 1.4261e-07 | 4.8119e-08 | 1.5533e-08 | 1.308e-08 | 1.2968e-08 | 1.2866e-08 | 1.3188e-08 | 1.3109e-08 | 1.3037e-08
F5_Industrial_Petroleum_Existing_Space Heating_Natural Gas_Gas Boiler - Stack Economizer_A_Achievable Economic UCT Potential | F5 | Industrial | Petroleum | Existing | Space Heating | Natural Gas | Gas Boiler - Stack Economizer | A | Incremental Summer Peak Savings (MW) | Achievable Economic UCT Potential | 0 | 0 | 0 | 0 | 0 | 0 | 0 | 0 | 0 | 0 | 0 | 0 | 0 | 0 | 0 | 0 | 0 | 0 | 0 | 0 | 0 | 0 | 0 | 0 | 0 | 0 | 0 | 0 | 0 | 0 | 0
F6_Industrial_Petroleum_Existing_Space Heating_Natural Gas_Gas Boiler - Stack Economizer_A_Achievable Economic UCT Potential | F6 | Industrial | Petroleum | Existing | Space Heating | Natural Gas | Gas Boiler - Stack Economizer | A | Incremental Winter Peak Savings (MW) | Achievable Economic UCT Potential | 0 | 0 | 0 | 0 | 0 | 0 | 0 | 0 | 0 | 0 | 0 | 0 | 0 | 0 | 0 | 0 | 0 | 0 | 0 | 0 | 0 | 0 | 0 | 0 | 0 | 0 | 0 | 0 | 0 | 0 | 0
F7_Industrial_Petroleum_Existing_Space Heating_Natural Gas_Gas Boiler - Stack Economizer_A_Achievable Economic UCT Potential | F7 | Industrial | Petroleum | Existing | Space Heating | Natural Gas | Gas Boiler - Stack Economizer | A | Cumulative Energy Savings (MWh or mTherms) | Achievable Economic UCT Potential | 0 | 0 | 0 | 0 | 0 | 0.00074722 | 0.0014825 | 0.0022017 | 0.0029091 | 0.003605 | 0.0042096 | 0.0046769 | 0.0050357 | 0.0053037 | 0.0055037 | 0.005652 | 0.0057597 | 0.0058339 | 0.0058811 | 0.0059086 | 0.0059205 | 0.0058701 | 0.0058208 | 0.0057809 | 0.0057408 | 0.005704 | 0.0056702 | 0.0056392 | 0 | 0 | 0
F8_Industrial_Petroleum_Existing_Space Heating_Natural Gas_Gas Boiler - Stack Economizer_A_Achievable Economic UCT Potential | F8 | Industrial | Petroleum | Existing | Space Heating | Natural Gas | Gas Boiler - Stack Economizer | A | Cumulative Summer Peak Savings (MW) | Achievable Economic UCT Potential | 0 | 0 | 0 | 0 | 0 | 0 | 0 | 0 | 0 | 0 | 0 | 0 | 0 | 0 | 0 | 0 | 0 | 0 | 0 | 0 | 0 | 0 | 0 | 0 | 0 | 0 | 0 | 0 | 0 | 0 | 0
F9_Industrial_Petroleum_Existing_Space Heating_Natural Gas_Gas Boiler - Stack Economizer_A_Achievable Economic UCT Potential | F9 | Industrial | Petroleum | Existing | Space Heating | Natural Gas | Gas Boiler - Stack Economizer | A | Cumulative Winter Peak Savings (MW) | Achievable Economic UCT Potential | 0 | 0 | 0 | 0 | 0 | 0 | 0 | 0 | 0 | 0 | 0 | 0 | 0 | 0 | 0 | 0 | 0 | 0 | 0 | 0 | 0 | 0 | 0 | 0 | 0 | 0 | 0 | 0 | 0 | 0 | 0
F10_Industrial_Petroleum_Existing_Space Heating_Natural Gas_Gas Boiler - Stack Economizer_A_Achievable Economic UCT Potential | F10 | Industrial | Petroleum | Existing | Space Heating | Natural Gas | Gas Boiler - Stack Economizer | A | Purchases (Incremental) | Achievable Economic UCT Potential | 0 | 0 | 0 | 0 | 0 | 0.0071361 | 0.0071322 | 0.0070901 | 0.007094 | 0.0070998 | 0.0063087 | 0.0050332 | 0.0040184 | 0.0031636 | 0.0025406 | 0.0020131 | 0.0016107 | 0.001282 | 0.0010165 | 0.00081416 | 0.00064863 | 4.407e-06 | 1.5682e-06 | 5.3279e-07 | 1.7319e-07 | 1.4678e-07 | 1.4639e-07 | 1.4604e-07 | 1.4572e-07 | 1.4543e-07 | 1.4519e-07
F11_Industrial_Petroleum_Existing_Space Heating_Natural Gas_Gas Boiler - Stack Economizer_A_Achievable Economic UCT Potential | F11 | Industrial | Petroleum | Existing | Space Heating | Natural Gas | Gas Boiler - Stack Economizer | A | Purchases (Cumulative) | Achievable Economic UCT Potential | 0 | 0 | 0 | 0 | 0 | 0.0071361 | 0.014268 | 0.021358 | 0.028452 | 0.035552 | 0.041861 | 0.046894 | 0.050912 | 0.054076 | 0.056617 | 0.05863 | 0.06024 | 0.061522 | 0.062539 | 0.063353 | 0.064002 | 0.064006 | 0.064008 | 0.064008 | 0.064008 | 0.064008 | 0.064009 | 0.064009 | 0.064009 | 0.064009 | 0.064009
F1_Industrial_Petroleum_Existing_Process_Natural Gas_Gas Boiler - Stack Economizer_A_Achievable Economic UCT Potential | F1 | Industrial | Petroleum | Existing | Process | Natural Gas | Gas Boiler - Stack Economizer | A | Integrated Unit Energy Savings (kWh or therms) | Achievable Economic UCT Potential | 0 | 0 | 0 | 0 | 0 | 702.5733 | 702.5038 | 702.4547 | 702.4173 | 702.3847 | 702.3526 | 702.3274 | 702.3061 | 702.2827 | 702.2696 | 702.2535 | 702.244 | 702.2345 | 702.2247 | 702.2208 | 702.2148 | 702.2098 | 702.2053 | 702.2014 | 702.198 | 702.1966 | 702.1953 | 702.1942 | 702.6725 | 702.6725 | 702.6725
F2_Industrial_Petroleum_Existing_Process_Natural Gas_Gas Boiler - Stack Economizer_A_Achievable Economic UCT Potential | F2 | Industrial | Petroleum | Existing | Process | Natural Gas | Gas Boiler - Stack Economizer | A | Integrated Unit Summer Peak Savings (kW) | Achievable Economic UCT Potential | 0 | 0 | 0 | 0 | 0 | 0 | 0 | 0 | 0 | 0 | 0 | 0 | 0 | 0 | 0 | 0 | 0 | 0 | 0 | 0 | 0 | 0 | 0 | 0 | 0 | 0 | 0 | 0 | 0 | 0 | 0
F3_Industrial_Petroleum_Existing_Process_Natural Gas_Gas Boiler - Stack Economizer_A_Achievable Economic UCT Potential | F3 | Industrial | Petroleum | Existing | Process | Natural Gas | Gas Boiler - Stack Economizer | A | Integrated Unit Winter Peak Savings (kW) | Achievable Economic UCT Potential | 0 | 0 | 0 | 0 | 0 | 0 | 0 | 0 | 0 | 0 | 0 | 0 | 0 | 0 | 0 | 0 | 0 | 0 | 0 | 0 | 0 | 0 | 0 | 0 | 0 | 0 | 0 | 0 | 0 | 0 | 0
F4_Industrial_Petroleum_Existing_Process_Natural Gas_Gas Boiler - Stack Economizer_A_Achievable Economic UCT Potential | F4 | Industrial | Petroleum | Existing | Process | Natural Gas | Gas Boiler - Stack Economizer | A | Incremental Energy Savings (MWh or mTherms) | Achievable Economic UCT Potential | 0 | 0 | 0 | 0 | 0 | 0.39815 | 0.39789 | 0.39552 | 0.39571 | 0.39602 | 0.35187 | 0.28072 | 0.22411 | 0.17644 | 0.14169 | 0.11227 | 0.089823 | 0.071495 | 0.056685 | 0.045402 | 0.036171 | 0.00024575 | 8.7448e-05 | 2.971e-05 | 9.6576e-06 | 8.185e-06 | 8.1632e-06 | 8.1434e-06 | 8.1312e-06 | 8.1154e-06 | 8.1016e-06
F5_Industrial_Petroleum_Existing_Process_Natural Gas_Gas Boiler - Stack Economizer_A_Achievable Economic UCT Potential | F5 | Industrial | Petroleum | Existing | Process | Natural Gas | Gas Boiler - Stack Economizer | A | Incremental Summer Peak Savings (MW) | Achievable Economic UCT Potential | 0 | 0 | 0 | 0 | 0 | 0 | 0 | 0 | 0 | 0 | 0 | 0 | 0 | 0 | 0 | 0 | 0 | 0 | 0 | 0 | 0 | 0 | 0 | 0 | 0 | 0 | 0 | 0 | 0 | 0 | 0
F6_Industrial_Petroleum_Existing_Process_Natural Gas_Gas Boiler - Stack Economizer_A_Achievable Economic UCT Potential | F6 | Industrial | Petroleum | Existing | Process | Natural Gas | Gas Boiler - Stack Economizer | A | Incremental Winter Peak Savings (MW) | Achievable Economic UCT Potential | 0 | 0 | 0 | 0 | 0 | 0 | 0 | 0 | 0 | 0 | 0 | 0 | 0 | 0 | 0 | 0 | 0 | 0 | 0 | 0 | 0 | 0 | 0 | 0 | 0 | 0 | 0 | 0 | 0 | 0 | 0
F7_Industrial_Petroleum_Existing_Process_Natural Gas_Gas Boiler - Stack Economizer_A_Achievable Economic UCT Potential | F7 | Industrial | Petroleum | Existing | Process | Natural Gas | Gas Boiler - Stack Economizer | A | Cumulative Energy Savings (MWh or mTherms) | Achievable Economic UCT Potential | 0 | 0 | 0 | 0 | 0 | 0.39815 | 0.796 | 1.1915 | 1.5871 | 1.983 | 2.3348 | 2.6155 | 2.8395 | 3.0158 | 3.1575 | 3.2697 | 3.3594 | 3.4309 | 3.4875 | 3.5329 | 3.569 | 3.5693 | 3.5693 | 3.5693 | 3.5693 | 3.5693 | 3.5693 | 3.5693 | 0 | 0 | 0
F8_Industrial_Petroleum_Existing_Process_Natural Gas_Gas Boiler - Stack Economizer_A_Achievable Economic UCT Potential | F8 | Industrial | Petroleum | Existing | Process | Natural Gas | Gas Boiler - Stack Economizer | A | Cumulative Summer Peak Savings (MW) | Achievable Economic UCT Potential | 0 | 0 | 0 | 0 | 0 | 0 | 0 | 0 | 0 | 0 | 0 | 0 | 0 | 0 | 0 | 0 | 0 | 0 | 0 | 0 | 0 | 0 | 0 | 0 | 0 | 0 | 0 | 0 | 0 | 0 | 0
F9_Industrial_Petroleum_Existing_Process_Natural Gas_Gas Boiler - Stack Economizer_A_Achievable Economic UCT Potential | F9 | Industrial | Petroleum | Existing | Process | Natural Gas | Gas Boiler - Stack Economizer | A | Cumulative Winter Peak Savings (MW) | Achievable Economic UCT Potential | 0 | 0 | 0 | 0 | 0 | 0 | 0 | 0 | 0 | 0 | 0 | 0 | 0 | 0 | 0 | 0 | 0 | 0 | 0 | 0 | 0 | 0 | 0 | 0 | 0 | 0 | 0 | 0 | 0 | 0 | 0
F10_Industrial_Petroleum_Existing_Process_Natural Gas_Gas Boiler - Stack Economizer_A_Achievable Economic UCT Potential | F10 | Industrial | Petroleum | Existing | Process | Natural Gas | Gas Boiler - Stack Economizer | A | Purchases (Incremental) | Achievable Economic UCT Potential | 0 | 0 | 0 | 0 | 0 | 0.5667 | 0.56639 | 0.56305 | 0.56335 | 0.56382 | 0.50099 | 0.3997 | 0.31911 | 0.25123 | 0.20175 | 0.15986 | 0.12791 | 0.10181 | 0.080723 | 0.064655 | 0.05151 | 0.00034997 | 0.00012453 | 4.231e-05 | 1.3753e-05 | 1.1656e-05 | 1.1625e-05 | 1.1597e-05 | 1.1572e-05 | 1.1549e-05 | 1.153e-05
F11_Industrial_Petroleum_Existing_Process_Natural Gas_Gas Boiler - Stack Economizer_A_Achievable Economic UCT Potential | F11 | Industrial | Petroleum | Existing | Process | Natural Gas | Gas Boiler - Stack Economizer | A | Purchases (Cumulative) | Achievable Economic UCT Potential | 0 | 0 | 0 | 0 | 0 | 0.5667 | 1.1331 | 1.6961 | 2.2595 | 2.8233 | 3.3243 | 3.724 | 4.0431 | 4.2943 | 4.4961 | 4.656 | 4.7839 | 4.8857 | 4.9664 | 5.0311 | 5.0826 | 5.0829 | 5.083 | 5.0831 | 5.0831 | 5.0831 | 5.0831 | 5.0831 | 5.0831 | 5.0831 | 5.0832
F1_Industrial_Petroleum_Existing_Space Heating_Natural Gas_Gas Furnace Tube Inserts_A_Achievable Economic UCT Potential | F1 | Industrial | Petroleum | Existing | Space Heating | Natural Gas | Gas Furnace Tube Inserts | A | Integrated Unit Energy Savings (kWh or therms) | Achievable Economic UCT Potential | 0 | 0 | 0 | 0 | 0 | 0.086121 | 0.085251 | 0.084154 | 0.083032 | 0.081898 | 0.080781 | 0.079677 | 0.078633 | 0.077631 | 0.076628 | 0.075735 | 0.074897 | 0.074097 | 0.073331 | 0.072569 | 0.071823 | 0.071073 | 0.070307 | 0.069665 | 0.069047 | 0.068467 | 0.067923 | 0.067412 | 0.069231 | 0.068805 | 0.068405
F2_Industrial_Petroleum_Existing_Space Heating_Natural Gas_Gas Furnace Tube Inserts_A_Achievable Economic UCT Potential | F2 | Industrial | Petroleum | Existing | Space Heating | Natural Gas | Gas Furnace Tube Inserts | A | Integrated Unit Summer Peak Savings (kW) | Achievable Economic UCT Potential | 0 | 0 | 0 | 0 | 0 | 0 | 0 | 0 | 0 | 0 | 0 | 0 | 0 | 0 | 0 | 0 | 0 | 0 | 0 | 0 | 0 | 0 | 0 | 0 | 0 | 0 | 0 | 0 | 0 | 0 | 0
F3_Industrial_Petroleum_Existing_Space Heating_Natural Gas_Gas Furnace Tube Inserts_A_Achievable Economic UCT Potential | F3 | Industrial | Petroleum | Existing | Space Heating | Natural Gas | Gas Furnace Tube Inserts | A | Integrated Unit Winter Peak Savings (kW) | Achievable Economic UCT Potential | 0 | 0 | 0 | 0 | 0 | 0 | 0 | 0 | 0 | 0 | 0 | 0 | 0 | 0 | 0 | 0 | 0 | 0 | 0 | 0 | 0 | 0 | 0 | 0 | 0 | 0 | 0 | 0 | 0 | 0 | 0
F4_Industrial_Petroleum_Existing_Space Heating_Natural Gas_Gas Furnace Tube Inserts_A_Achievable Economic UCT Potential | F4 | Industrial | Petroleum | Existing | Space Heating | Natural Gas | Gas Furnace Tube Inserts | A | Incremental Energy Savings (MWh or mTherms) | Achievable Economic UCT Potential | 0 | 0 | 0 | 0 | 0 | 0 | 0 | 0 | 0 | 0 | 0 | 0 | 0 | 0 | 0 | 0 | 0 | 0 | 0 | 0 | 0 | 0 | 0 | 0 | 0 | 0 | 0 | 0 | 0 | 0 | 0
F5_Industrial_Petroleum_Existing_Space Heating_Natural Gas_Gas Furnace Tube Inserts_A_Achievable Economic UCT Potential | F5 | Industrial | Petroleum | Existing | Space Heating | Natural Gas | Gas Furnace Tube Inserts | A | Incremental Summer Peak Savings (MW) | Achievable Economic UCT Potential | 0 | 0 | 0 | 0 | 0 | 0 | 0 | 0 | 0 | 0 | 0 | 0 | 0 | 0 | 0 | 0 | 0 | 0 | 0 | 0 | 0 | 0 | 0 | 0 | 0 | 0 | 0 | 0 | 0 | 0 | 0
F6_Industrial_Petroleum_Existing_Space Heating_Natural Gas_Gas Furnace Tube Inserts_A_Achievable Economic UCT Potential | F6 | Industrial | Petroleum | Existing | Space Heating | Natural Gas | Gas Furnace Tube Inserts | A | Incremental Winter Peak Savings (MW) | Achievable Economic UCT Potential | 0 | 0 | 0 | 0 | 0 | 0 | 0 | 0 | 0 | 0 | 0 | 0 | 0 | 0 | 0 | 0 | 0 | 0 | 0 | 0 | 0 | 0 | 0 | 0 | 0 | 0 | 0 | 0 | 0 | 0 | 0
F7_Industrial_Petroleum_Existing_Space Heating_Natural Gas_Gas Furnace Tube Inserts_A_Achievable Economic UCT Potential | F7 | Industrial | Petroleum | Existing | Space Heating | Natural Gas | Gas Furnace Tube Inserts | A | Cumulative Energy Savings (MWh or mTherms) | Achievable Economic UCT Potential | 0 | 0 | 0 | 0 | 0 | 0 | 0 | 0 | 0 | 0 | 0 | 0 | 0 | 0 | 0 | 0 | 0 | 0 | 0 | 0 | 0 | 0 | 0 | 0 | 0 | 0 | 0 | 0 | 0 | 0 | 0
F8_Industrial_Petroleum_Existing_Space Heating_Natural Gas_Gas Furnace Tube Inserts_A_Achievable Economic UCT Potential | F8 | Industrial | Petroleum | Existing | Space Heating | Natural Gas | Gas Furnace Tube Inserts | A | Cumulative Summer Peak Savings (MW) | Achievable Economic UCT Potential | 0 | 0 | 0 | 0 | 0 | 0 | 0 | 0 | 0 | 0 | 0 | 0 | 0 | 0 | 0 | 0 | 0 | 0 | 0 | 0 | 0 | 0 | 0 | 0 | 0 | 0 | 0 | 0 | 0 | 0 | 0
F9_Industrial_Petroleum_Existing_Space Heating_Natural Gas_Gas Furnace Tube Inserts_A_Achievable Economic UCT Potential | F9 | Industrial | Petroleum | Existing | Space Heating | Natural Gas | Gas Furnace Tube Inserts | A | Cumulative Winter Peak Savings (MW) | Achievable Economic UCT Potential | 0 | 0 | 0 | 0 | 0 | 0 | 0 | 0 | 0 | 0 | 0 | 0 | 0 | 0 | 0 | 0 | 0 | 0 | 0 | 0 | 0 | 0 | 0 | 0 | 0 | 0 | 0 | 0 | 0 | 0 | 0
F10_Industrial_Petroleum_Existing_Space Heating_Natural Gas_Gas Furnace Tube Inserts_A_Achievable Economic UCT Potential | F10 | Industrial | Petroleum | Existing | Space Heating | Natural Gas | Gas Furnace Tube Inserts | A | Purchases (Incremental) | Achievable Economic UCT Potential | 0 | 0 | 0 | 0 | 0 | 0 | 0 | 0 | 0 | 0 | 0 | 0 | 0 | 0 | 0 | 0 | 0 | 0 | 0 | 0 | 0 | 0 | 0 | 0 | 0 | 0 | 0 | 0 | 0 | 0 | 0
F11_Industrial_Petroleum_Existing_Space Heating_Natural Gas_Gas Furnace Tube Inserts_A_Achievable Economic UCT Potential | F11 | Industrial | Petroleum | Existing | Space Heating | Natural Gas | Gas Furnace Tube Inserts | A | Purchases (Cumulative) | Achievable Economic UCT Potential | 0 | 0 | 0 | 0 | 0 | 0 | 0 | 0 | 0 | 0 | 0 | 0 | 0 | 0 | 0 | 0 | 0 | 0 | 0 | 0 | 0 | 0 | 0 | 0 | 0 | 0 | 0 | 0 | 0 | 0 | 0
F1_Industrial_Petroleum_Existing_Space Heating_Natural Gas_Space Heating - Heat Recovery Ventilator_A_Achievable Economic UCT Potential | F1 | Industrial | Petroleum | Existing | Space Heating | Natural Gas | Space Heating - Heat Recovery Ventilator | A | Integrated Unit Energy Savings (kWh or therms) | Achievable Economic UCT Potential | 0 | 0 | 0 | 0 | 0 | 0.01295 | 0.012708 | 0.012392 | 0.012022 | 0.011604 | 0.011142 | 0.010673 | 0.010214 | 0.009757 | 0.0093701 | 0.0090085 | 0.0087179 | 0.0084584 | 0.0082271 | 0.0080543 | 0.0078922 | 0.0077491 | 0.0076189 | 0.0075195 | 0.0074266 | 0.007355 | 0.007292 | 0.0072334 | 0 | 0 | 0
F2_Industrial_Petroleum_Existing_Space Heating_Natural Gas_Space Heating - Heat Recovery Ventilator_A_Achievable Economic UCT Potential | F2 | Industrial | Petroleum | Existing | Space Heating | Natural Gas | Space Heating - Heat Recovery Ventilator | A | Integrated Unit Summer Peak Savings (kW) | Achievable Economic UCT Potential | 0 | 0 | 0 | 0 | 0 | 0 | 0 | 0 | 0 | 0 | 0 | 0 | 0 | 0 | 0 | 0 | 0 | 0 | 0 | 0 | 0 | 0 | 0 | 0 | 0 | 0 | 0 | 0 | 0 | 0 | 0
F3_Industrial_Petroleum_Existing_Space Heating_Natural Gas_Space Heating - Heat Recovery Ventilator_A_Achievable Economic UCT Potential | F3 | Industrial | Petroleum | Existing | Space Heating | Natural Gas | Space Heating - Heat Recovery Ventilator | A | Integrated Unit Winter Peak Savings (kW) | Achievable Economic UCT Potential | 0 | 0 | 0 | 0 | 0 | 0 | 0 | 0 | 0 | 0 | 0 | 0 | 0 | 0 | 0 | 0 | 0 | 0 | 0 | 0 | 0 | 0 | 0 | 0 | 0 | 0 | 0 | 0 | 0 | 0 | 0
F4_Industrial_Petroleum_Existing_Space Heating_Natural Gas_Space Heating - Heat Recovery Ventilator_A_Achievable Economic UCT Potential | F4 | Industrial | Petroleum | Existing | Space Heating | Natural Gas | Space Heating - Heat Recovery Ventilator | A | Incremental Energy Savings (MWh or mTherms) | Achievable Economic UCT Potential | 0 | 0 | 0 | 0 | 0 | 0 | 0 | 0 | 0 | 0 | 0 | 0 | 0 | 0 | 0 | 0 | 0 | 0 | 0 | 0 | 0 | 0 | 0 | 0 | 0 | 0 | 0 | 0 | 0 | 0 | 0
F5_Industrial_Petroleum_Existing_Space Heating_Natural Gas_Space Heating - Heat Recovery Ventilator_A_Achievable Economic UCT Potential | F5 | Industrial | Petroleum | Existing | Space Heating | Natural Gas | Space Heating - Heat Recovery Ventilator | A | Incremental Summer Peak Savings (MW) | Achievable Economic UCT Potential | 0 | 0 | 0 | 0 | 0 | 0 | 0 | 0 | 0 | 0 | 0 | 0 | 0 | 0 | 0 | 0 | 0 | 0 | 0 | 0 | 0 | 0 | 0 | 0 | 0 | 0 | 0 | 0 | 0 | 0 | 0
F6_Industrial_Petroleum_Existing_Space Heating_Natural Gas_Space Heating - Heat Recovery Ventilator_A_Achievable Economic UCT Potential | F6 | Industrial | Petroleum | Existing | Space Heating | Natural Gas | Space Heating - Heat Recovery Ventilator | A | Incremental Winter Peak Savings (MW) | Achievable Economic UCT Potential | 0 | 0 | 0 | 0 | 0 | 0 | 0 | 0 | 0 | 0 | 0 | 0 | 0 | 0 | 0 | 0 | 0 | 0 | 0 | 0 | 0 | 0 | 0 | 0 | 0 | 0 | 0 | 0 | 0 | 0 | 0
F7_Industrial_Petroleum_Existing_Space Heating_Natural Gas_Space Heating - Heat Recovery Ventilator_A_Achievable Economic UCT Potential | F7 | Industrial | Petroleum | Existing | Space Heating | Natural Gas | Space Heating - Heat Recovery Ventilator | A | Cumulative Energy Savings (MWh or mTherms) | Achievable Economic UCT Potential | 0 | 0 | 0 | 0 | 0 | 0 | 0 | 0 | 0 | 0 | 0 | 0 | 0 | 0 | 0 | 0 | 0 | 0 | 0 | 0 | 0 | 0 | 0 | 0 | 0 | 0 | 0 | 0 | 0 | 0 | 0
F8_Industrial_Petroleum_Existing_Space Heating_Natural Gas_Space Heating - Heat Recovery Ventilator_A_Achievable Economic UCT Potential | F8 | Industrial | Petroleum | Existing | Space Heating | Natural Gas | Space Heating - Heat Recovery Ventilator | A | Cumulative Summer Peak Savings (MW) | Achievable Economic UCT Potential | 0 | 0 | 0 | 0 | 0 | 0 | 0 | 0 | 0 | 0 | 0 | 0 | 0 | 0 | 0 | 0 | 0 | 0 | 0 | 0 | 0 | 0 | 0 | 0 | 0 | 0 | 0 | 0 | 0 | 0 | 0
F9_Industrial_Petroleum_Existing_Space Heating_Natural Gas_Space Heating - Heat Recovery Ventilator_A_Achievable Economic UCT Potential | F9 | Industrial | Petroleum | Existing | Space Heating | Natural Gas | Space Heating - Heat Recovery Ventilator | A | Cumulative Winter Peak Savings (MW) | Achievable Economic UCT Potential | 0 | 0 | 0 | 0 | 0 | 0 | 0 | 0 | 0 | 0 | 0 | 0 | 0 | 0 | 0 | 0 | 0 | 0 | 0 | 0 | 0 | 0 | 0 | 0 | 0 | 0 | 0 | 0 | 0 | 0 | 0
F10_Industrial_Petroleum_Existing_Space Heating_Natural Gas_Space Heating - Heat Recovery Ventilator_A_Achievable Economic UCT Potential | F10 | Industrial | Petroleum | Existing | Space Heating | Natural Gas | Space Heating - Heat Recovery Ventilator | A | Purchases (Incremental) | Achievable Economic UCT Potential | 0 | 0 | 0 | 0 | 0 | 0 | 0 | 0 | 0 | 0 | 0 | 0 | 0 | 0 | 0 | 0 | 0 | 0 | 0 | 0 | 0 | 0 | 0 | 0 | 0 | 0 | 0 | 0 | 0 | 0 | 0
F11_Industrial_Petroleum_Existing_Space Heating_Natural Gas_Space Heating - Heat Recovery Ventilator_A_Achievable Economic UCT Potential | F11 | Industrial | Petroleum | Existing | Space Heating | Natural Gas | Space Heating - Heat Recovery Ventilator | A | Purchases (Cumulative) | Achievable Economic UCT Potential | 0 | 0 | 0 | 0 | 0 | 0 | 0 | 0 | 0 | 0 | 0 | 0 | 0 | 0 | 0 | 0 | 0 | 0 | 0 | 0 | 0 | 0 | 0 | 0 | 0 | 0 | 0 | 0 | 0 | 0 | 0
F1_Industrial_Petroleum_Existing_Space Heating_Natural Gas_Thermostat - Programmable_A_Achievable Economic UCT Potential | F1 | Industrial | Petroleum | Existing | Space Heating | Natural Gas | Thermostat - Programmable | A | Integrated Unit Energy Savings (kWh or therms) | Achievable Economic UCT Potential | 0 | 0 | 0 | 0 | 0 | 0.0064332 | 0.0063133 | 0.0061561 | 0.0059724 | 0.0057647 | 0.0055351 | 0.005302 | 0.0050741 | 0.0048472 | 0.0046549 | 0.0044753 | 0.0043309 | 0.004202 | 0.0040871 | 0.0040013 | 0.0039208 | 0.0038496 | 0.0037849 | 0.0037356 | 0.0036894 | 0.0036539 | 0.0036226 | 0.0035934 | 0 | 0 | 0
F2_Industrial_Petroleum_Existing_Space Heating_Natural Gas_Thermostat - Programmable_A_Achievable Economic UCT Potential | F2 | Industrial | Petroleum | Existing | Space Heating | Natural Gas | Thermostat - Programmable | A | Integrated Unit Summer Peak Savings (kW) | Achievable Economic UCT Potential | 0 | 0 | 0 | 0 | 0 | 0 | 0 | 0 | 0 | 0 | 0 | 0 | 0 | 0 | 0 | 0 | 0 | 0 | 0 | 0 | 0 | 0 | 0 | 0 | 0 | 0 | 0 | 0 | 0 | 0 | 0
F3_Industrial_Petroleum_Existing_Space Heating_Natural Gas_Thermostat - Programmable_A_Achievable Economic UCT Potential | F3 | Industrial | Petroleum | Existing | Space Heating | Natural Gas | Thermostat - Programmable | A | Integrated Unit Winter Peak Savings (kW) | Achievable Economic UCT Potential | 0 | 0 | 0 | 0 | 0 | 0 | 0 | 0 | 0 | 0 | 0 | 0 | 0 | 0 | 0 | 0 | 0 | 0 | 0 | 0 | 0 | 0 | 0 | 0 | 0 | 0 | 0 | 0 | 0 | 0 | 0
F4_Industrial_Petroleum_Existing_Space Heating_Natural Gas_Thermostat - Programmable_A_Achievable Economic UCT Potential | F4 | Industrial | Petroleum | Existing | Space Heating | Natural Gas | Thermostat - Programmable | A | Incremental Energy Savings (MWh or mTherms) | Achievable Economic UCT Potential | 0 | 0 | 0 | 0 | 0 | 0 | 0 | 0 | 0 | 0 | 0 | 0 | 0 | 0 | 0 | 0 | 0 | 0 | 0 | 0 | 0 | 0 | 0 | 0 | 0 | 0 | 0 | 0 | 0 | 0 | 0
F5_Industrial_Petroleum_Existing_Space Heating_Natural Gas_Thermostat - Programmable_A_Achievable Economic UCT Potential | F5 | Industrial | Petroleum | Existing | Space Heating | Natural Gas | Thermostat - Programmable | A | Incremental Summer Peak Savings (MW) | Achievable Economic UCT Potential | 0 | 0 | 0 | 0 | 0 | 0 | 0 | 0 | 0 | 0 | 0 | 0 | 0 | 0 | 0 | 0 | 0 | 0 | 0 | 0 | 0 | 0 | 0 | 0 | 0 | 0 | 0 | 0 | 0 | 0 | 0
F6_Industrial_Petroleum_Existing_Space Heating_Natural Gas_Thermostat - Programmable_A_Achievable Economic UCT Potential | F6 | Industrial | Petroleum | Existing | Space Heating | Natural Gas | Thermostat - Programmable | A | Incremental Winter Peak Savings (MW) | Achievable Economic UCT Potential | 0 | 0 | 0 | 0 | 0 | 0 | 0 | 0 | 0 | 0 | 0 | 0 | 0 | 0 | 0 | 0 | 0 | 0 | 0 | 0 | 0 | 0 | 0 | 0 | 0 | 0 | 0 | 0 | 0 | 0 | 0
F7_Industrial_Petroleum_Existing_Space Heating_Natural Gas_Thermostat - Programmable_A_Achievable Economic UCT Potential | F7 | Industrial | Petroleum | Existing | Space Heating | Natural Gas | Thermostat - Programmable | A | Cumulative Energy Savings (MWh or mTherms) | Achievable Economic UCT Potential | 0 | 0 | 0 | 0 | 0 | 0 | 0 | 0 | 0 | 0 | 0 | 0 | 0 | 0 | 0 | 0 | 0 | 0 | 0 | 0 | 0 | 0 | 0 | 0 | 0 | 0 | 0 | 0 | 0 | 0 | 0
F8_Industrial_Petroleum_Existing_Space Heating_Natural Gas_Thermostat - Programmable_A_Achievable Economic UCT Potential | F8 | Industrial | Petroleum | Existing | Space Heating | Natural Gas | Thermostat - Programmable | A | Cumulative Summer Peak Savings (MW) | Achievable Economic UCT Potential | 0 | 0 | 0 | 0 | 0 | 0 | 0 | 0 | 0 | 0 | 0 | 0 | 0 | 0 | 0 | 0 | 0 | 0 | 0 | 0 | 0 | 0 | 0 | 0 | 0 | 0 | 0 | 0 | 0 | 0 | 0
F9_Industrial_Petroleum_Existing_Space Heating_Natural Gas_Thermostat - Programmable_A_Achievable Economic UCT Potential | F9 | Industrial | Petroleum | Existing | Space Heating | Natural Gas | Thermostat - Programmable | A | Cumulative Winter Peak Savings (MW) | Achievable Economic UCT Potential | 0 | 0 | 0 | 0 | 0 | 0 | 0 | 0 | 0 | 0 | 0 | 0 | 0 | 0 | 0 | 0 | 0 | 0 | 0 | 0 | 0 | 0 | 0 | 0 | 0 | 0 | 0 | 0 | 0 | 0 | 0
F10_Industrial_Petroleum_Existing_Space Heating_Natural Gas_Thermostat - Programmable_A_Achievable Economic UCT Potential | F10 | Industrial | Petroleum | Existing | Space Heating | Natural Gas | Thermostat - Programmable | A | Purchases (Incremental) | Achievable Economic UCT Potential | 0 | 0 | 0 | 0 | 0 | 0 | 0 | 0 | 0 | 0 | 0 | 0 | 0 | 0 | 0 | 0 | 0 | 0 | 0 | 0 | 0 | 0 | 0 | 0 | 0 | 0 | 0 | 0 | 0 | 0 | 0
F11_Industrial_Petroleum_Existing_Space Heating_Natural Gas_Thermostat - Programmable_A_Achievable Economic UCT Potential | F11 | Industrial | Petroleum | Existing | Space Heating | Natural Gas | Thermostat - Programmable | A | Purchases (Cumulative) | Achievable Economic UCT Potential | 0 | 0 | 0 | 0 | 0 | 0 | 0 | 0 | 0 | 0 | 0 | 0 | 0 | 0 | 0 | 0 | 0 | 0 | 0 | 0 | 0 | 0 | 0 | 0 | 0 | 0 | 0 | 0 | 0 | 0 | 0
F1_Industrial_Petroleum_Existing_Space Heating_Natural Gas_ENERGY STAR Connected Thermostat_A_Achievable Economic UCT Potential | F1 | Industrial | Petroleum | Existing | Space Heating | Natural Gas | ENERGY STAR Connected Thermostat | A | Integrated Unit Energy Savings (kWh or therms) | Achievable Economic UCT Potential | 0 | 0 | 0 | 0 | 0 | 0.015144 | 0.014862 | 0.014491 | 0.014059 | 0.01357 | 0.01303 | 0.012481 | 0.011944 | 0.01141 | 0.010958 | 0.010535 | 0.010195 | 0.0098916 | 0.0096211 | 0.009419 | 0.0092295 | 0.0090621 | 0.0089098 | 0.0087937 | 0.008685 | 0.0086012 | 0.0085276 | 0.008459 | 0 | 0 | 0
F2_Industrial_Petroleum_Existing_Space Heating_Natural Gas_ENERGY STAR Connected Thermostat_A_Achievable Economic UCT Potential | F2 | Industrial | Petroleum | Existing | Space Heating | Natural Gas | ENERGY STAR Connected Thermostat | A | Integrated Unit Summer Peak Savings (kW) | Achievable Economic UCT Potential | 0 | 0 | 0 | 0 | 0 | 0 | 0 | 0 | 0 | 0 | 0 | 0 | 0 | 0 | 0 | 0 | 0 | 0 | 0 | 0 | 0 | 0 | 0 | 0 | 0 | 0 | 0 | 0 | 0 | 0 | 0
F3_Industrial_Petroleum_Existing_Space Heating_Natural Gas_ENERGY STAR Connected Thermostat_A_Achievable Economic UCT Potential | F3 | Industrial | Petroleum | Existing | Space Heating | Natural Gas | ENERGY STAR Connected Thermostat | A | Integrated Unit Winter Peak Savings (kW) | Achievable Economic UCT Potential | 0 | 0 | 0 | 0 | 0 | 0 | 0 | 0 | 0 | 0 | 0 | 0 | 0 | 0 | 0 | 0 | 0 | 0 | 0 | 0 | 0 | 0 | 0 | 0 | 0 | 0 | 0 | 0 | 0 | 0 | 0
F4_Industrial_Petroleum_Existing_Space Heating_Natural Gas_ENERGY STAR Connected Thermostat_A_Achievable Economic UCT Potential | F4 | Industrial | Petroleum | Existing | Space Heating | Natural Gas | ENERGY STAR Connected Thermostat | A | Incremental Energy Savings (MWh or mTherms) | Achievable Economic UCT Potential | 0 | 0 | 0 | 0 | 0 | 0 | 0 | 0 | 0 | 0 | 0 | 0 | 0 | 0 | 0 | 0 | 0 | 0 | 0 | 0 | 0 | 0 | 0 | 0 | 0 | 0 | 0 | 0 | 0 | 0 | 0
F5_Industrial_Petroleum_Existing_Space Heating_Natural Gas_ENERGY STAR Connected Thermostat_A_Achievable Economic UCT Potential | F5 | Industrial | Petroleum | Existing | Space Heating | Natural Gas | ENERGY STAR Connected Thermostat | A | Incremental Summer Peak Savings (MW) | Achievable Economic UCT Potential | 0 | 0 | 0 | 0 | 0 | 0 | 0 | 0 | 0 | 0 | 0 | 0 | 0 | 0 | 0 | 0 | 0 | 0 | 0 | 0 | 0 | 0 | 0 | 0 | 0 | 0 | 0 | 0 | 0 | 0 | 0
F6_Industrial_Petroleum_Existing_Space Heating_Natural Gas_ENERGY STAR Connected Thermostat_A_Achievable Economic UCT Potential | F6 | Industrial | Petroleum | Existing | Space Heating | Natural Gas | ENERGY STAR Connected Thermostat | A | Incremental Winter Peak Savings (MW) | Achievable Economic UCT Potential | 0 | 0 | 0 | 0 | 0 | 0 | 0 | 0 | 0 | 0 | 0 | 0 | 0 | 0 | 0 | 0 | 0 | 0 | 0 | 0 | 0 | 0 | 0 | 0 | 0 | 0 | 0 | 0 | 0 | 0 | 0
F7_Industrial_Petroleum_Existing_Space Heating_Natural Gas_ENERGY STAR Connected Thermostat_A_Achievable Economic UCT Potential | F7 | Industrial | Petroleum | Existing | Space Heating | Natural Gas | ENERGY STAR Connected Thermostat | A | Cumulative Energy Savings (MWh or mTherms) | Achievable Economic UCT Potential | 0 | 0 | 0 | 0 | 0 | 0 | 0 | 0 | 0 | 0 | 0 | 0 | 0 | 0 | 0 | 0 | 0 | 0 | 0 | 0 | 0 | 0 | 0 | 0 | 0 | 0 | 0 | 0 | 0 | 0 | 0
F8_Industrial_Petroleum_Existing_Space Heating_Natural Gas_ENERGY STAR Connected Thermostat_A_Achievable Economic UCT Potential | F8 | Industrial | Petroleum | Existing | Space Heating | Natural Gas | ENERGY STAR Connected Thermostat | A | Cumulative Summer Peak Savings (MW) | Achievable Economic UCT Potential | 0 | 0 | 0 | 0 | 0 | 0 | 0 | 0 | 0 | 0 | 0 | 0 | 0 | 0 | 0 | 0 | 0 | 0 | 0 | 0 | 0 | 0 | 0 | 0 | 0 | 0 | 0 | 0 | 0 | 0 | 0
F9_Industrial_Petroleum_Existing_Space Heating_Natural Gas_ENERGY STAR Connected Thermostat_A_Achievable Economic UCT Potential | F9 | Industrial | Petroleum | Existing | Space Heating | Natural Gas | ENERGY STAR Connected Thermostat | A | Cumulative Winter Peak Savings (MW) | Achievable Economic UCT Potential | 0 | 0 | 0 | 0 | 0 | 0 | 0 | 0 | 0 | 0 | 0 | 0 | 0 | 0 | 0 | 0 | 0 | 0 | 0 | 0 | 0 | 0 | 0 | 0 | 0 | 0 | 0 | 0 | 0 | 0 | 0
F10_Industrial_Petroleum_Existing_Space Heating_Natural Gas_ENERGY STAR Connected Thermostat_A_Achievable Economic UCT Potential | F10 | Industrial | Petroleum | Existing | Space Heating | Natural Gas | ENERGY STAR Connected Thermostat | A | Purchases (Incremental) | Achievable Economic UCT Potential | 0 | 0 | 0 | 0 | 0 | 0 | 0 | 0 | 0 | 0 | 0 | 0 | 0 | 0 | 0 | 0 | 0 | 0 | 0 | 0 | 0 | 0 | 0 | 0 | 0 | 0 | 0 | 0 | 0 | 0 | 0
F11_Industrial_Petroleum_Existing_Space Heating_Natural Gas_ENERGY STAR Connected Thermostat_A_Achievable Economic UCT Potential | F11 | Industrial | Petroleum | Existing | Space Heating | Natural Gas | ENERGY STAR Connected Thermostat | A | Purchases (Cumulative) | Achievable Economic UCT Potential | 0 | 0 | 0 | 0 | 0 | 0 | 0 | 0 | 0 | 0 | 0 | 0 | 0 | 0 | 0 | 0 | 0 | 0 | 0 | 0 | 0 | 0 | 0 | 0 | 0 | 0 | 0 | 0 | 0 | 0 | 0
F1_Industrial_Petroleum_Existing_Space Heating_Natural Gas_Destratification Fans (HVLS)_A_Achievable Economic UCT Potential | F1 | Industrial | Petroleum | Existing | Space Heating | Natural Gas | Destratification Fans (HVLS) | A | Integrated Unit Energy Savings (kWh or therms) | Achievable Economic UCT Potential | 0 | 0 | 0 | 0 | 0 | 0.015144 | 0.014862 | 0.014491 | 0.014059 | 0.01357 | 0.01303 | 0.012481 | 0.011944 | 0.01141 | 0.010958 | 0.010535 | 0.010195 | 0.0098916 | 0.0096211 | 0.009419 | 0.0092295 | 0.0090621 | 0.0089098 | 0.0087937 | 0.008685 | 0.0086012 | 0.0085276 | 0.008459 | 0 | 0 | 0
F2_Industrial_Petroleum_Existing_Space Heating_Natural Gas_Destratification Fans (HVLS)_A_Achievable Economic UCT Potential | F2 | Industrial | Petroleum | Existing | Space Heating | Natural Gas | Destratification Fans (HVLS) | A | Integrated Unit Summer Peak Savings (kW) | Achievable Economic UCT Potential | 0 | 0 | 0 | 0 | 0 | 0 | 0 | 0 | 0 | 0 | 0 | 0 | 0 | 0 | 0 | 0 | 0 | 0 | 0 | 0 | 0 | 0 | 0 | 0 | 0 | 0 | 0 | 0 | 0 | 0 | 0
F3_Industrial_Petroleum_Existing_Space Heating_Natural Gas_Destratification Fans (HVLS)_A_Achievable Economic UCT Potential | F3 | Industrial | Petroleum | Existing | Space Heating | Natural Gas | Destratification Fans (HVLS) | A | Integrated Unit Winter Peak Savings (kW) | Achievable Economic UCT Potential | 0 | 0 | 0 | 0 | 0 | 0 | 0 | 0 | 0 | 0 | 0 | 0 | 0 | 0 | 0 | 0 | 0 | 0 | 0 | 0 | 0 | 0 | 0 | 0 | 0 | 0 | 0 | 0 | 0 | 0 | 0
F4_Industrial_Petroleum_Existing_Space Heating_Natural Gas_Destratification Fans (HVLS)_A_Achievable Economic UCT Potential | F4 | Industrial | Petroleum | Existing | Space Heating | Natural Gas | Destratification Fans (HVLS) | A | Incremental Energy Savings (MWh or mTherms) | Achievable Economic UCT Potential | 0 | 0 | 0 | 0 | 0 | 0 | 0 | 0 | 0 | 0 | 0 | 0 | 0 | 0 | 0 | 0 | 0 | 0 | 0 | 0 | 0 | 0 | 0 | 0 | 0 | 0 | 0 | 0 | 0 | 0 | 0
F5_Industrial_Petroleum_Existing_Space Heating_Natural Gas_Destratification Fans (HVLS)_A_Achievable Economic UCT Potential | F5 | Industrial | Petroleum | Existing | Space Heating | Natural Gas | Destratification Fans (HVLS) | A | Incremental Summer Peak Savings (MW) | Achievable Economic UCT Potential | 0 | 0 | 0 | 0 | 0 | 0 | 0 | 0 | 0 | 0 | 0 | 0 | 0 | 0 | 0 | 0 | 0 | 0 | 0 | 0 | 0 | 0 | 0 | 0 | 0 | 0 | 0 | 0 | 0 | 0 | 0
F6_Industrial_Petroleum_Existing_Space Heating_Natural Gas_Destratification Fans (HVLS)_A_Achievable Economic UCT Potential | F6 | Industrial | Petroleum | Existing | Space Heating | Natural Gas | Destratification Fans (HVLS) | A | Incremental Winter Peak Savings (MW) | Achievable Economic UCT Potential | 0 | 0 | 0 | 0 | 0 | 0 | 0 | 0 | 0 | 0 | 0 | 0 | 0 | 0 | 0 | 0 | 0 | 0 | 0 | 0 | 0 | 0 | 0 | 0 | 0 | 0 | 0 | 0 | 0 | 0 | 0
F7_Industrial_Petroleum_Existing_Space Heating_Natural Gas_Destratification Fans (HVLS)_A_Achievable Economic UCT Potential | F7 | Industrial | Petroleum | Existing | Space Heating | Natural Gas | Destratification Fans (HVLS) | A | Cumulative Energy Savings (MWh or mTherms) | Achievable Economic UCT Potential | 0 | 0 | 0 | 0 | 0 | 0 | 0 | 0 | 0 | 0 | 0 | 0 | 0 | 0 | 0 | 0 | 0 | 0 | 0 | 0 | 0 | 0 | 0 | 0 | 0 | 0 | 0 | 0 | 0 | 0 | 0
F8_Industrial_Petroleum_Existing_Space Heating_Natural Gas_Destratification Fans (HVLS)_A_Achievable Economic UCT Potential | F8 | Industrial | Petroleum | Existing | Space Heating | Natural Gas | Destratification Fans (HVLS) | A | Cumulative Summer Peak Savings (MW) | Achievable Economic UCT Potential | 0 | 0 | 0 | 0 | 0 | 0 | 0 | 0 | 0 | 0 | 0 | 0 | 0 | 0 | 0 | 0 | 0 | 0 | 0 | 0 | 0 | 0 | 0 | 0 | 0 | 0 | 0 | 0 | 0 | 0 | 0
F9_Industrial_Petroleum_Existing_Space Heating_Natural Gas_Destratification Fans (HVLS)_A_Achievable Economic UCT Potential | F9 | Industrial | Petroleum | Existing | Space Heating | Natural Gas | Destratification Fans (HVLS) | A | Cumulative Winter Peak Savings (MW) | Achievable Economic UCT Potential | 0 | 0 | 0 | 0 | 0 | 0 | 0 | 0 | 0 | 0 | 0 | 0 | 0 | 0 | 0 | 0 | 0 | 0 | 0 | 0 | 0 | 0 | 0 | 0 | 0 | 0 | 0 | 0 | 0 | 0 | 0
F10_Industrial_Petroleum_Existing_Space Heating_Natural Gas_Destratification Fans (HVLS)_A_Achievable Economic UCT Potential | F10 | Industrial | Petroleum | Existing | Space Heating | Natural Gas | Destratification Fans (HVLS) | A | Purchases (Incremental) | Achievable Economic UCT Potential | 0 | 0 | 0 | 0 | 0 | 0 | 0 | 0 | 0 | 0 | 0 | 0 | 0 | 0 | 0 | 0 | 0 | 0 | 0 | 0 | 0 | 0 | 0 | 0 | 0 | 0 | 0 | 0 | 0 | 0 | 0
F11_Industrial_Petroleum_Existing_Space Heating_Natural Gas_Destratification Fans (HVLS)_A_Achievable Economic UCT Potential | F11 | Industrial | Petroleum | Existing | Space Heating | Natural Gas | Destratification Fans (HVLS) | A | Purchases (Cumulative) | Achievable Economic UCT Potential | 0 | 0 | 0 | 0 | 0 | 0 | 0 | 0 | 0 | 0 | 0 | 0 | 0 | 0 | 0 | 0 | 0 | 0 | 0 | 0 | 0 | 0 | 0 | 0 | 0 | 0 | 0 | 0 | 0 | 0 | 0
F1_Industrial_Petroleum_Existing_Space Heating_Natural Gas_Gas Boiler - Insulate Steam Lines/Condensate Tank_A_Achievable Economic UCT Potential | F1 | Industrial | Petroleum | Existing | Space Heating | Natural Gas | Gas Boiler - Insulate Steam Lines/Condensate Tank | A | Integrated Unit Energy Savings (kWh or therms) | Achievable Economic UCT Potential | 0 | 0 | 0 | 0 | 0 | 1137.2656 | 1125.8377 | 1113.9937 | 1101.6726 | 1088.8457 | 1075.4277 | 1061.6701 | 1047.3872 | 1032.0529 | 1016.4583 | 1000.6526 | 985.3765 | 970.0512 | 954.9597 | 941.3237 | 928.2991 | 915.8339 | 904.4681 | 895.2645 | 886.4716 | 880.0535 | 874.5972 | 869.591 | 984.6366 | 980.5921 | 976.9006
F2_Industrial_Petroleum_Existing_Space Heating_Natural Gas_Gas Boiler - Insulate Steam Lines/Condensate Tank_A_Achievable Economic UCT Potential | F2 | Industrial | Petroleum | Existing | Space Heating | Natural Gas | Gas Boiler - Insulate Steam Lines/Condensate Tank | A | Integrated Unit Summer Peak Savings (kW) | Achievable Economic UCT Potential | 0 | 0 | 0 | 0 | 0 | 0 | 0 | 0 | 0 | 0 | 0 | 0 | 0 | 0 | 0 | 0 | 0 | 0 | 0 | 0 | 0 | 0 | 0 | 0 | 0 | 0 | 0 | 0 | 0 | 0 | 0
F3_Industrial_Petroleum_Existing_Space Heating_Natural Gas_Gas Boiler - Insulate Steam Lines/Condensate Tank_A_Achievable Economic UCT Potential | F3 | Industrial | Petroleum | Existing | Space Heating | Natural Gas | Gas Boiler - Insulate Steam Lines/Condensate Tank | A | Integrated Unit Winter Peak Savings (kW) | Achievable Economic UCT Potential | 0 | 0 | 0 | 0 | 0 | 0 | 0 | 0 | 0 | 0 | 0 | 0 | 0 | 0 | 0 | 0 | 0 | 0 | 0 | 0 | 0 | 0 | 0 | 0 | 0 | 0 | 0 | 0 | 0 | 0 | 0
F4_Industrial_Petroleum_Existing_Space Heating_Natural Gas_Gas Boiler - Insulate Steam Lines/Condensate Tank_A_Achievable Economic UCT Potential | F4 | Industrial | Petroleum | Existing | Space Heating | Natural Gas | Gas Boiler - Insulate Steam Lines/Condensate Tank | A | Incremental Energy Savings (MWh or mTherms) | Achievable Economic UCT Potential | 0 | 0 | 0 | 0 | 0 | 0.00046375 | 0.00045884 | 0.00045134 | 0.00044659 | 0.00044175 | 0.00043077 | 0.00042409 | 0.00041754 | 0.00040489 | 0.0004003 | 0.00039031 | 0.00038441 | 0.00037652 | 0.00036736 | 0.00036254 | 0.00035605 | 0.0003499 | 0.0003443 | 0.00033964 | 0.00033524 | 0 | 0 | 0 | 0 | 0 | 0
F5_Industrial_Petroleum_Existing_Space Heating_Natural Gas_Gas Boiler - Insulate Steam Lines/Condensate Tank_A_Achievable Economic UCT Potential | F5 | Industrial | Petroleum | Existing | Space Heating | Natural Gas | Gas Boiler - Insulate Steam Lines/Condensate Tank | A | Incremental Summer Peak Savings (MW) | Achievable Economic UCT Potential | 0 | 0 | 0 | 0 | 0 | 0 | 0 | 0 | 0 | 0 | 0 | 0 | 0 | 0 | 0 | 0 | 0 | 0 | 0 | 0 | 0 | 0 | 0 | 0 | 0 | 0 | 0 | 0 | 0 | 0 | 0
F6_Industrial_Petroleum_Existing_Space Heating_Natural Gas_Gas Boiler - Insulate Steam Lines/Condensate Tank_A_Achievable Economic UCT Potential | F6 | Industrial | Petroleum | Existing | Space Heating | Natural Gas | Gas Boiler - Insulate Steam Lines/Condensate Tank | A | Incremental Winter Peak Savings (MW) | Achievable Economic UCT Potential | 0 | 0 | 0 | 0 | 0 | 0 | 0 | 0 | 0 | 0 | 0 | 0 | 0 | 0 | 0 | 0 | 0 | 0 | 0 | 0 | 0 | 0 | 0 | 0 | 0 | 0 | 0 | 0 | 0 | 0 | 0
F7_Industrial_Petroleum_Existing_Space Heating_Natural Gas_Gas Boiler - Insulate Steam Lines/Condensate Tank_A_Achievable Economic UCT Potential | F7 | Industrial | Petroleum | Existing | Space Heating | Natural Gas | Gas Boiler - Insulate Steam Lines/Condensate Tank | A | Cumulative Energy Savings (MWh or mTherms) | Achievable Economic UCT Potential | 0 | 0 | 0 | 0 | 0 | 0.00046375 | 0.00091793 | 0.0013596 | 0.0017912 | 0.0022121 | 0.0026156 | 0.0030062 | 0.0033833 | 0.0037386 | 0.0040825 | 0.0044093 | 0.0047264 | 0.0050294 | 0.0053185 | 0.0056051 | 0.0058836 | 0.0061545 | 0.0064224 | 0.0066967 | 0.0069662 | 0.0069157 | 0.0068729 | 0.0068335 | 0 | 0 | 0
F8_Industrial_Petroleum_Existing_Space Heating_Natural Gas_Gas Boiler - Insulate Steam Lines/Condensate Tank_A_Achievable Economic UCT Potential | F8 | Industrial | Petroleum | Existing | Space Heating | Natural Gas | Gas Boiler - Insulate Steam Lines/Condensate Tank | A | Cumulative Summer Peak Savings (MW) | Achievable Economic UCT Potential | 0 | 0 | 0 | 0 | 0 | 0 | 0 | 0 | 0 | 0 | 0 | 0 | 0 | 0 | 0 | 0 | 0 | 0 | 0 | 0 | 0 | 0 | 0 | 0 | 0 | 0 | 0 | 0 | 0 | 0 | 0
F9_Industrial_Petroleum_Existing_Space Heating_Natural Gas_Gas Boiler - Insulate Steam Lines/Condensate Tank_A_Achievable Economic UCT Potential | F9 | Industrial | Petroleum | Existing | Space Heating | Natural Gas | Gas Boiler - Insulate Steam Lines/Condensate Tank | A | Cumulative Winter Peak Savings (MW) | Achievable Economic UCT Potential | 0 | 0 | 0 | 0 | 0 | 0 | 0 | 0 | 0 | 0 | 0 | 0 | 0 | 0 | 0 | 0 | 0 | 0 | 0 | 0 | 0 | 0 | 0 | 0 | 0 | 0 | 0 | 0 | 0 | 0 | 0
F10_Industrial_Petroleum_Existing_Space Heating_Natural Gas_Gas Boiler - Insulate Steam Lines/Condensate Tank_A_Achievable Economic UCT Potential | F10 | Industrial | Petroleum | Existing | Space Heating | Natural Gas | Gas Boiler - Insulate Steam Lines/Condensate Tank | A | Purchases (Incremental) | Achievable Economic UCT Potential | 0 | 0 | 0 | 0 | 0 | 0.00040778 | 0.00040755 | 0.00040515 | 0.00040537 | 0.00040571 | 0.00040055 | 0.00039946 | 0.00039865 | 0.00039232 | 0.00039382 | 0.00039006 | 0.00039011 | 0.00038815 | 0.00038468 | 0.00038514 | 0.00038355 | 0.00038206 | 0.00038066 | 0.00037937 | 0.00037817 | 0 | 0 | 0 | 0 | 0 | 0
F11_Industrial_Petroleum_Existing_Space Heating_Natural Gas_Gas Boiler - Insulate Steam Lines/Condensate Tank_A_Achievable Economic UCT Potential | F11 | Industrial | Petroleum | Existing | Space Heating | Natural Gas | Gas Boiler - Insulate Steam Lines/Condensate Tank | A | Purchases (Cumulative) | Achievable Economic UCT Potential | 0 | 0 | 0 | 0 | 0 | 0.00040778 | 0.00081533 | 0.0012205 | 0.0016259 | 0.0020316 | 0.0024321 | 0.0028316 | 0.0032302 | 0.0036225 | 0.0040164 | 0.0044064 | 0.0047965 | 0.0051847 | 0.0055694 | 0.0059545 | 0.006338 | 0.0067201 | 0.0071008 | 0.0074801 | 0.0078583 | 0.0078583 | 0.0078583 | 0.0078583 | 0.0078583 | 0.0078583 | 0.0078583
F1_Industrial_Petroleum_Existing_Process_Natural Gas_Gas Boiler - Insulate Steam Lines/Condensate Tank_A_Achievable Economic UCT Potential | F1 | Industrial | Petroleum | Existing | Process | Natural Gas | Gas Boiler - Insulate Steam Lines/Condensate Tank | A | Integrated Unit Energy Savings (kWh or therms) | Achievable Economic UCT Potential | 0 | 0 | 0 | 0 | 0 | 5797.9082 | 5782.845 | 5767.6198 | 5752.5421 | 5737.3827 | 5721.6564 | 5707.6701 | 5694.6292 | 5680.7765 | 5670.1726 | 5658.5374 | 5649.0727 | 5639.4062 | 5629.5 | 5621.6782 | 5613.0725 | 5605.1038 | 5597.1747 | 5589.2813 | 5581.4253 | 5580.7594 | 5580.1477 | 5579.5904 | 5813.0737 | 5813.0737 | 5813.0737
F2_Industrial_Petroleum_Existing_Process_Natural Gas_Gas Boiler - Insulate Steam Lines/Condensate Tank_A_Achievable Economic UCT Potential | F2 | Industrial | Petroleum | Existing | Process | Natural Gas | Gas Boiler - Insulate Steam Lines/Condensate Tank | A | Integrated Unit Summer Peak Savings (kW) | Achievable Economic UCT Potential | 0 | 0 | 0 | 0 | 0 | 0 | 0 | 0 | 0 | 0 | 0 | 0 | 0 | 0 | 0 | 0 | 0 | 0 | 0 | 0 | 0 | 0 | 0 | 0 | 0 | 0 | 0 | 0 | 0 | 0 | 0
F3_Industrial_Petroleum_Existing_Process_Natural Gas_Gas Boiler - Insulate Steam Lines/Condensate Tank_A_Achievable Economic UCT Potential | F3 | Industrial | Petroleum | Existing | Process | Natural Gas | Gas Boiler - Insulate Steam Lines/Condensate Tank | A | Integrated Unit Winter Peak Savings (kW) | Achievable Economic UCT Potential | 0 | 0 | 0 | 0 | 0 | 0 | 0 | 0 | 0 | 0 | 0 | 0 | 0 | 0 | 0 | 0 | 0 | 0 | 0 | 0 | 0 | 0 | 0 | 0 | 0 | 0 | 0 | 0 | 0 | 0 | 0
F4_Industrial_Petroleum_Existing_Process_Natural Gas_Gas Boiler - Insulate Steam Lines/Condensate Tank_A_Achievable Economic UCT Potential | F4 | Industrial | Petroleum | Existing | Process | Natural Gas | Gas Boiler - Insulate Steam Lines/Condensate Tank | A | Incremental Energy Savings (MWh or mTherms) | Achievable Economic UCT Potential | 0 | 0 | 0 | 0 | 0 | 0.18775 | 0.18716 | 0.18557 | 0.18518 | 0.18485 | 0.182 | 0.18106 | 0.18028 | 0.17699 | 0.17733 | 0.17528 | 0.17501 | 0.17383 | 0.17198 | 0.17194 | 0.17097 | 0.17006 | 0.1692 | 0.16839 | 0.16762 | 0 | 0 | 0 | 0 | 0 | 0
F5_Industrial_Petroleum_Existing_Process_Natural Gas_Gas Boiler - Insulate Steam Lines/Condensate Tank_A_Achievable Economic UCT Potential | F5 | Industrial | Petroleum | Existing | Process | Natural Gas | Gas Boiler - Insulate Steam Lines/Condensate Tank | A | Incremental Summer Peak Savings (MW) | Achievable Economic UCT Potential | 0 | 0 | 0 | 0 | 0 | 0 | 0 | 0 | 0 | 0 | 0 | 0 | 0 | 0 | 0 | 0 | 0 | 0 | 0 | 0 | 0 | 0 | 0 | 0 | 0 | 0 | 0 | 0 | 0 | 0 | 0
F6_Industrial_Petroleum_Existing_Process_Natural Gas_Gas Boiler - Insulate Steam Lines/Condensate Tank_A_Achievable Economic UCT Potential | F6 | Industrial | Petroleum | Existing | Process | Natural Gas | Gas Boiler - Insulate Steam Lines/Condensate Tank | A | Incremental Winter Peak Savings (MW) | Achievable Economic UCT Potential | 0 | 0 | 0 | 0 | 0 | 0 | 0 | 0 | 0 | 0 | 0 | 0 | 0 | 0 | 0 | 0 | 0 | 0 | 0 | 0 | 0 | 0 | 0 | 0 | 0 | 0 | 0 | 0 | 0 | 0 | 0
F7_Industrial_Petroleum_Existing_Process_Natural Gas_Gas Boiler - Insulate Steam Lines/Condensate Tank_A_Achievable Economic UCT Potential | F7 | Industrial | Petroleum | Existing | Process | Natural Gas | Gas Boiler - Insulate Steam Lines/Condensate Tank | A | Cumulative Energy Savings (MWh or mTherms) | Achievable Economic UCT Potential | 0 | 0 | 0 | 0 | 0 | 0.18775 | 0.37443 | 0.55901 | 0.74273 | 0.92562 | 1.1051 | 1.2834 | 1.4608 | 1.6342 | 1.8085 | 1.9801 | 2.1518 | 2.3219 | 2.4898 | 2.6583 | 2.8252 | 2.9912 | 3.1562 | 3.3201 | 3.4831 | 3.4827 | 3.4823 | 3.482 | 0 | 0 | 0
F8_Industrial_Petroleum_Existing_Process_Natural Gas_Gas Boiler - Insulate Steam Lines/Condensate Tank_A_Achievable Economic UCT Potential | F8 | Industrial | Petroleum | Existing | Process | Natural Gas | Gas Boiler - Insulate Steam Lines/Condensate Tank | A | Cumulative Summer Peak Savings (MW) | Achievable Economic UCT Potential | 0 | 0 | 0 | 0 | 0 | 0 | 0 | 0 | 0 | 0 | 0 | 0 | 0 | 0 | 0 | 0 | 0 | 0 | 0 | 0 | 0 | 0 | 0 | 0 | 0 | 0 | 0 | 0 | 0 | 0 | 0
F9_Industrial_Petroleum_Existing_Process_Natural Gas_Gas Boiler - Insulate Steam Lines/Condensate Tank_A_Achievable Economic UCT Potential | F9 | Industrial | Petroleum | Existing | Process | Natural Gas | Gas Boiler - Insulate Steam Lines/Condensate Tank | A | Cumulative Winter Peak Savings (MW) | Achievable Economic UCT Potential | 0 | 0 | 0 | 0 | 0 | 0 | 0 | 0 | 0 | 0 | 0 | 0 | 0 | 0 | 0 | 0 | 0 | 0 | 0 | 0 | 0 | 0 | 0 | 0 | 0 | 0 | 0 | 0 | 0 | 0 | 0
F10_Industrial_Petroleum_Existing_Process_Natural Gas_Gas Boiler - Insulate Steam Lines/Condensate Tank_A_Achievable Economic UCT Potential | F10 | Industrial | Petroleum | Existing | Process | Natural Gas | Gas Boiler - Insulate Steam Lines/Condensate Tank | A | Purchases (Incremental) | Achievable Economic UCT Potential | 0 | 0 | 0 | 0 | 0 | 0.032383 | 0.032365 | 0.032174 | 0.032192 | 0.032218 | 0.031809 | 0.031722 | 0.031658 | 0.031155 | 0.031274 | 0.030976 | 0.03098 | 0.030824 | 0.030549 | 0.030585 | 0.030459 | 0.03034 | 0.03023 | 0.030127 | 0.030032 | 0 | 0 | 0 | 0 | 0 | 0
F11_Industrial_Petroleum_Existing_Process_Natural Gas_Gas Boiler - Insulate Steam Lines/Condensate Tank_A_Achievable Economic UCT Potential | F11 | Industrial | Petroleum | Existing | Process | Natural Gas | Gas Boiler - Insulate Steam Lines/Condensate Tank | A | Purchases (Cumulative) | Achievable Economic UCT Potential | 0 | 0 | 0 | 0 | 0 | 0.032383 | 0.064748 | 0.096922 | 0.12911 | 0.16133 | 0.19314 | 0.22486 | 0.25652 | 0.28768 | 0.31895 | 0.34993 | 0.38091 | 0.41173 | 0.44228 | 0.47286 | 0.50332 | 0.53366 | 0.56389 | 0.59402 | 0.62405 | 0.62405 | 0.62405 | 0.62405 | 0.62405 | 0.62405 | 0.62405
F1_Industrial_Petroleum_Existing_Space Heating_Natural Gas_Gas Boiler - Insulate Hot Water Lines_A_Achievable Economic UCT Potential | F1 | Industrial | Petroleum | Existing | Space Heating | Natural Gas | Gas Boiler - Insulate Hot Water Lines | A | Integrated Unit Energy Savings (kWh or therms) | Achievable Economic UCT Potential | 0 | 0 | 0 | 0 | 0 | 1287.0038 | 1276.4446 | 1265.6509 | 1254.6051 | 1243.409 | 1232.252 | 1221.2315 | 1210.3137 | 1199.2809 | 1188.0244 | 1177.4979 | 1167.4075 | 1157.4093 | 1147.4694 | 1137.7923 | 1128.2715 | 1118.357 | 1108.7306 | 1100.9035 | 1093.0436 | 1085.9924 | 1079.5211 | 1073.5797 | 1112.949 | 1108.3775 | 1104.205
F2_Industrial_Petroleum_Existing_Space Heating_Natural Gas_Gas Boiler - Insulate Hot Water Lines_A_Achievable Economic UCT Potential | F2 | Industrial | Petroleum | Existing | Space Heating | Natural Gas | Gas Boiler - Insulate Hot Water Lines | A | Integrated Unit Summer Peak Savings (kW) | Achievable Economic UCT Potential | 0 | 0 | 0 | 0 | 0 | 0 | 0 | 0 | 0 | 0 | 0 | 0 | 0 | 0 | 0 | 0 | 0 | 0 | 0 | 0 | 0 | 0 | 0 | 0 | 0 | 0 | 0 | 0 | 0 | 0 | 0
F3_Industrial_Petroleum_Existing_Space Heating_Natural Gas_Gas Boiler - Insulate Hot Water Lines_A_Achievable Economic UCT Potential | F3 | Industrial | Petroleum | Existing | Space Heating | Natural Gas | Gas Boiler - Insulate Hot Water Lines | A | Integrated Unit Winter Peak Savings (kW) | Achievable Economic UCT Potential | 0 | 0 | 0 | 0 | 0 | 0 | 0 | 0 | 0 | 0 | 0 | 0 | 0 | 0 | 0 | 0 | 0 | 0 | 0 | 0 | 0 | 0 | 0 | 0 | 0 | 0 | 0 | 0 | 0 | 0 | 0
F4_Industrial_Petroleum_Existing_Space Heating_Natural Gas_Gas Boiler - Insulate Hot Water Lines_A_Achievable Economic UCT Potential | F4 | Industrial | Petroleum | Existing | Space Heating | Natural Gas | Gas Boiler - Insulate Hot Water Lines | A | Incremental Energy Savings (MWh or mTherms) | Achievable Economic UCT Potential | 0 | 0 | 0 | 0 | 0 | 0.0010496 | 0.0010404 | 0.0010256 | 0.0010172 | 0.0010089 | 0.00098717 | 0.00097566 | 0.00096498 | 0.000941 | 0.00093572 | 0.00091859 | 0.00091084 | 0.00089849 | 0.00088283 | 0.00087642 | 0.00086549 | 0.00085455 | 0.00084411 | 0.0008353 | 0.00082672 | 0 | 0 | 0 | 0 | 0 | 0
F5_Industrial_Petroleum_Existing_Space Heating_Natural Gas_Gas Boiler - Insulate Hot Water Lines_A_Achievable Economic UCT Potential | F5 | Industrial | Petroleum | Existing | Space Heating | Natural Gas | Gas Boiler - Insulate Hot Water Lines | A | Incremental Summer Peak Savings (MW) | Achievable Economic UCT Potential | 0 | 0 | 0 | 0 | 0 | 0 | 0 | 0 | 0 | 0 | 0 | 0 | 0 | 0 | 0 | 0 | 0 | 0 | 0 | 0 | 0 | 0 | 0 | 0 | 0 | 0 | 0 | 0 | 0 | 0 | 0
F6_Industrial_Petroleum_Existing_Space Heating_Natural Gas_Gas Boiler - Insulate Hot Water Lines_A_Achievable Economic UCT Potential | F6 | Industrial | Petroleum | Existing | Space Heating | Natural Gas | Gas Boiler - Insulate Hot Water Lines | A | Incremental Winter Peak Savings (MW) | Achievable Economic UCT Potential | 0 | 0 | 0 | 0 | 0 | 0 | 0 | 0 | 0 | 0 | 0 | 0 | 0 | 0 | 0 | 0 | 0 | 0 | 0 | 0 | 0 | 0 | 0 | 0 | 0 | 0 | 0 | 0 | 0 | 0 | 0
F7_Industrial_Petroleum_Existing_Space Heating_Natural Gas_Gas Boiler - Insulate Hot Water Lines_A_Achievable Economic UCT Potential | F7 | Industrial | Petroleum | Existing | Space Heating | Natural Gas | Gas Boiler - Insulate Hot Water Lines | A | Cumulative Energy Savings (MWh or mTherms) | Achievable Economic UCT Potential | 0 | 0 | 0 | 0 | 0 | 0.0010496 | 0.0020815 | 0.0030894 | 0.0040796 | 0.0050521 | 0.005994 | 0.006916 | 0.0078192 | 0.0086889 | 0.009543 | 0.010377 | 0.011199 | 0.012002 | 0.012781 | 0.01355 | 0.014302 | 0.015031 | 0.015746 | 0.01647 | 0.017179 | 0.017068 | 0.016966 | 0.016873 | 0 | 0 | 0
F8_Industrial_Petroleum_Existing_Space Heating_Natural Gas_Gas Boiler - Insulate Hot Water Lines_A_Achievable Economic UCT Potential | F8 | Industrial | Petroleum | Existing | Space Heating | Natural Gas | Gas Boiler - Insulate Hot Water Lines | A | Cumulative Summer Peak Savings (MW) | Achievable Economic UCT Potential | 0 | 0 | 0 | 0 | 0 | 0 | 0 | 0 | 0 | 0 | 0 | 0 | 0 | 0 | 0 | 0 | 0 | 0 | 0 | 0 | 0 | 0 | 0 | 0 | 0 | 0 | 0 | 0 | 0 | 0 | 0
F9_Industrial_Petroleum_Existing_Space Heating_Natural Gas_Gas Boiler - Insulate Hot Water Lines_A_Achievable Economic UCT Potential | F9 | Industrial | Petroleum | Existing | Space Heating | Natural Gas | Gas Boiler - Insulate Hot Water Lines | A | Cumulative Winter Peak Savings (MW) | Achievable Economic UCT Potential | 0 | 0 | 0 | 0 | 0 | 0 | 0 | 0 | 0 | 0 | 0 | 0 | 0 | 0 | 0 | 0 | 0 | 0 | 0 | 0 | 0 | 0 | 0 | 0 | 0 | 0 | 0 | 0 | 0 | 0 | 0
F10_Industrial_Petroleum_Existing_Space Heating_Natural Gas_Gas Boiler - Insulate Hot Water Lines_A_Achievable Economic UCT Potential | F10 | Industrial | Petroleum | Existing | Space Heating | Natural Gas | Gas Boiler - Insulate Hot Water Lines | A | Purchases (Incremental) | Achievable Economic UCT Potential | 0 | 0 | 0 | 0 | 0 | 0.00081556 | 0.00081511 | 0.0008103 | 0.00081074 | 0.00081141 | 0.00080111 | 0.00079892 | 0.0007973 | 0.00078463 | 0.00078763 | 0.00078012 | 0.00078022 | 0.00077629 | 0.00076937 | 0.00077028 | 0.0007671 | 0.00076411 | 0.00076133 | 0.00075874 | 0.00075635 | 0 | 0 | 0 | 0 | 0 | 0
F11_Industrial_Petroleum_Existing_Space Heating_Natural Gas_Gas Boiler - Insulate Hot Water Lines_A_Achievable Economic UCT Potential | F11 | Industrial | Petroleum | Existing | Space Heating | Natural Gas | Gas Boiler - Insulate Hot Water Lines | A | Purchases (Cumulative) | Achievable Economic UCT Potential | 0 | 0 | 0 | 0 | 0 | 0.00081556 | 0.0016307 | 0.002441 | 0.0032517 | 0.0040631 | 0.0048642 | 0.0056631 | 0.0064604 | 0.0072451 | 0.0080327 | 0.0088128 | 0.009593 | 0.010369 | 0.011139 | 0.011909 | 0.012676 | 0.01344 | 0.014202 | 0.01496 | 0.015717 | 0.015717 | 0.015717 | 0.015717 | 0.015717 | 0.015717 | 0.015717
F1_Industrial_Petroleum_Existing_Process_Natural Gas_Gas Boiler - Insulate Hot Water Lines_A_Achievable Economic UCT Potential | F1 | Industrial | Petroleum | Existing | Process | Natural Gas | Gas Boiler - Insulate Hot Water Lines | A | Integrated Unit Energy Savings (kWh or therms) | Achievable Economic UCT Potential | 0 | 0 | 0 | 0 | 0 | 6561.4149 | 6552.3219 | 6543.1088 | 6533.929 | 6524.6163 | 6515.1686 | 6507.2968 | 6500.4626 | 6493.6011 | 6489.1194 | 6484.4979 | 6481.5595 | 6478.8826 | 6476.3785 | 6475.1732 | 6473.7028 | 6472.9617 | 6472.2582 | 6471.5837 | 6470.9361 | 6470.6467 | 6470.3808 | 6470.1385 | 6570.6015 | 6570.6015 | 6570.6015
F2_Industrial_Petroleum_Existing_Process_Natural Gas_Gas Boiler - Insulate Hot Water Lines_A_Achievable Economic UCT Potential | F2 | Industrial | Petroleum | Existing | Process | Natural Gas | Gas Boiler - Insulate Hot Water Lines | A | Integrated Unit Summer Peak Savings (kW) | Achievable Economic UCT Potential | 0 | 0 | 0 | 0 | 0 | 0 | 0 | 0 | 0 | 0 | 0 | 0 | 0 | 0 | 0 | 0 | 0 | 0 | 0 | 0 | 0 | 0 | 0 | 0 | 0 | 0 | 0 | 0 | 0 | 0 | 0
F3_Industrial_Petroleum_Existing_Process_Natural Gas_Gas Boiler - Insulate Hot Water Lines_A_Achievable Economic UCT Potential | F3 | Industrial | Petroleum | Existing | Process | Natural Gas | Gas Boiler - Insulate Hot Water Lines | A | Integrated Unit Winter Peak Savings (kW) | Achievable Economic UCT Potential | 0 | 0 | 0 | 0 | 0 | 0 | 0 | 0 | 0 | 0 | 0 | 0 | 0 | 0 | 0 | 0 | 0 | 0 | 0 | 0 | 0 | 0 | 0 | 0 | 0 | 0 | 0 | 0 | 0 | 0 | 0
F4_Industrial_Petroleum_Existing_Process_Natural Gas_Gas Boiler - Insulate Hot Water Lines_A_Achievable Economic UCT Potential | F4 | Industrial | Petroleum | Existing | Process | Natural Gas | Gas Boiler - Insulate Hot Water Lines | A | Incremental Energy Savings (MWh or mTherms) | Achievable Economic UCT Potential | 0 | 0 | 0 | 0 | 0 | 0.42496 | 0.42413 | 0.42104 | 0.42068 | 0.42042 | 0.41448 | 0.41285 | 0.41158 | 0.40462 | 0.40588 | 0.40172 | 0.40159 | 0.39941 | 0.39569 | 0.39609 | 0.39436 | 0.39278 | 0.39131 | 0.38994 | 0.38867 | 0 | 0 | 0 | 0 | 0 | 0
F5_Industrial_Petroleum_Existing_Process_Natural Gas_Gas Boiler - Insulate Hot Water Lines_A_Achievable Economic UCT Potential | F5 | Industrial | Petroleum | Existing | Process | Natural Gas | Gas Boiler - Insulate Hot Water Lines | A | Incremental Summer Peak Savings (MW) | Achievable Economic UCT Potential | 0 | 0 | 0 | 0 | 0 | 0 | 0 | 0 | 0 | 0 | 0 | 0 | 0 | 0 | 0 | 0 | 0 | 0 | 0 | 0 | 0 | 0 | 0 | 0 | 0 | 0 | 0 | 0 | 0 | 0 | 0
F6_Industrial_Petroleum_Existing_Process_Natural Gas_Gas Boiler - Insulate Hot Water Lines_A_Achievable Economic UCT Potential | F6 | Industrial | Petroleum | Existing | Process | Natural Gas | Gas Boiler - Insulate Hot Water Lines | A | Incremental Winter Peak Savings (MW) | Achievable Economic UCT Potential | 0 | 0 | 0 | 0 | 0 | 0 | 0 | 0 | 0 | 0 | 0 | 0 | 0 | 0 | 0 | 0 | 0 | 0 | 0 | 0 | 0 | 0 | 0 | 0 | 0 | 0 | 0 | 0 | 0 | 0 | 0
F7_Industrial_Petroleum_Existing_Process_Natural Gas_Gas Boiler - Insulate Hot Water Lines_A_Achievable Economic UCT Potential | F7 | Industrial | Petroleum | Existing | Process | Natural Gas | Gas Boiler - Insulate Hot Water Lines | A | Cumulative Energy Savings (MWh or mTherms) | Achievable Economic UCT Potential | 0 | 0 | 0 | 0 | 0 | 0.42496 | 0.8485 | 1.2683 | 1.6872 | 2.1053 | 2.5167 | 2.9265 | 3.335 | 3.7361 | 4.1394 | 4.5382 | 4.9377 | 5.3351 | 5.7287 | 6.1238 | 6.5167 | 6.9088 | 7.2993 | 7.6885 | 8.0764 | 8.076 | 8.0757 | 8.0754 | 0 | 0 | 0
F8_Industrial_Petroleum_Existing_Process_Natural Gas_Gas Boiler - Insulate Hot Water Lines_A_Achievable Economic UCT Potential | F8 | Industrial | Petroleum | Existing | Process | Natural Gas | Gas Boiler - Insulate Hot Water Lines | A | Cumulative Summer Peak Savings (MW) | Achievable Economic UCT Potential | 0 | 0 | 0 | 0 | 0 | 0 | 0 | 0 | 0 | 0 | 0 | 0 | 0 | 0 | 0 | 0 | 0 | 0 | 0 | 0 | 0 | 0 | 0 | 0 | 0 | 0 | 0 | 0 | 0 | 0 | 0
F9_Industrial_Petroleum_Existing_Process_Natural Gas_Gas Boiler - Insulate Hot Water Lines_A_Achievable Economic UCT Potential | F9 | Industrial | Petroleum | Existing | Process | Natural Gas | Gas Boiler - Insulate Hot Water Lines | A | Cumulative Winter Peak Savings (MW) | Achievable Economic UCT Potential | 0 | 0 | 0 | 0 | 0 | 0 | 0 | 0 | 0 | 0 | 0 | 0 | 0 | 0 | 0 | 0 | 0 | 0 | 0 | 0 | 0 | 0 | 0 | 0 | 0 | 0 | 0 | 0 | 0 | 0 | 0
F10_Industrial_Petroleum_Existing_Process_Natural Gas_Gas Boiler - Insulate Hot Water Lines_A_Achievable Economic UCT Potential | F10 | Industrial | Petroleum | Existing | Process | Natural Gas | Gas Boiler - Insulate Hot Water Lines | A | Purchases (Incremental) | Achievable Economic UCT Potential | 0 | 0 | 0 | 0 | 0 | 0.064766 | 0.06473 | 0.064348 | 0.064383 | 0.064437 | 0.063618 | 0.063444 | 0.063316 | 0.06231 | 0.062548 | 0.061952 | 0.06196 | 0.061648 | 0.061098 | 0.06117 | 0.060917 | 0.06068 | 0.060459 | 0.060254 | 0.060064 | 0 | 0 | 0 | 0 | 0 | 0
F11_Industrial_Petroleum_Existing_Process_Natural Gas_Gas Boiler - Insulate Hot Water Lines_A_Achievable Economic UCT Potential | F11 | Industrial | Petroleum | Existing | Process | Natural Gas | Gas Boiler - Insulate Hot Water Lines | A | Purchases (Cumulative) | Achievable Economic UCT Potential | 0 | 0 | 0 | 0 | 0 | 0.064766 | 0.1295 | 0.19384 | 0.25823 | 0.32266 | 0.38628 | 0.44973 | 0.51304 | 0.57535 | 0.6379 | 0.69985 | 0.76181 | 0.82346 | 0.88456 | 0.94573 | 1.0066 | 1.0673 | 1.1278 | 1.188 | 1.2481 | 1.2481 | 1.2481 | 1.2481 | 1.2481 | 1.2481 | 1.2481
F1_Industrial_Petroleum_Existing_Process_Natural Gas_Process - Insulate Heated Process Fluids_A_Achievable Economic UCT Potential | F1 | Industrial | Petroleum | Existing | Process | Natural Gas | Process - Insulate Heated Process Fluids | A | Integrated Unit Energy Savings (kWh or therms) | Achievable Economic UCT Potential | 0 | 0 | 0 | 0 | 0 | 11053.5796 | 11047.9014 | 11042.4939 | 11037.334 | 11032.2571 | 11027.2825 | 11023.3633 | 11020.0981 | 11016.7841 | 11014.6884 | 11012.3321 | 11010.6956 | 11009.0287 | 11007.3318 | 11006.2946 | 11005.0771 | 11004.2693 | 11003.4809 | 11002.7111 | 11001.96 | 11001.7916 | 11001.6369 | 11001.4959 | 11059.7224 | 11059.7224 | 11059.7224
F2_Industrial_Petroleum_Existing_Process_Natural Gas_Process - Insulate Heated Process Fluids_A_Achievable Economic UCT Potential | F2 | Industrial | Petroleum | Existing | Process | Natural Gas | Process - Insulate Heated Process Fluids | A | Integrated Unit Summer Peak Savings (kW) | Achievable Economic UCT Potential | 0 | 0 | 0 | 0 | 0 | 0 | 0 | 0 | 0 | 0 | 0 | 0 | 0 | 0 | 0 | 0 | 0 | 0 | 0 | 0 | 0 | 0 | 0 | 0 | 0 | 0 | 0 | 0 | 0 | 0 | 0
F3_Industrial_Petroleum_Existing_Process_Natural Gas_Process - Insulate Heated Process Fluids_A_Achievable Economic UCT Potential | F3 | Industrial | Petroleum | Existing | Process | Natural Gas | Process - Insulate Heated Process Fluids | A | Integrated Unit Winter Peak Savings (kW) | Achievable Economic UCT Potential | 0 | 0 | 0 | 0 | 0 | 0 | 0 | 0 | 0 | 0 | 0 | 0 | 0 | 0 | 0 | 0 | 0 | 0 | 0 | 0 | 0 | 0 | 0 | 0 | 0 | 0 | 0 | 0 | 0 | 0 | 0
F4_Industrial_Petroleum_Existing_Process_Natural Gas_Process - Insulate Heated Process Fluids_A_Achievable Economic UCT Potential | F4 | Industrial | Petroleum | Existing | Process | Natural Gas | Process - Insulate Heated Process Fluids | A | Incremental Energy Savings (MWh or mTherms) | Achievable Economic UCT Potential | 0 | 0 | 0 | 0 | 0 | 0.78301 | 0.78217 | 0.77718 | 0.77724 | 0.77752 | 0.69057 | 0.55075 | 0.43958 | 0.34597 | 0.27778 | 0.22006 | 0.17604 | 0.14011 | 0.11107 | 0.088951 | 0.070859 | 0.00048139 | 0.00017129 | 5.8191e-05 | 1.8914e-05 | 1.603e-05 | 1.5987e-05 | 1.5948e-05 | 1.5998e-05 | 1.5967e-05 | 1.5939e-05
F5_Industrial_Petroleum_Existing_Process_Natural Gas_Process - Insulate Heated Process Fluids_A_Achievable Economic UCT Potential | F5 | Industrial | Petroleum | Existing | Process | Natural Gas | Process - Insulate Heated Process Fluids | A | Incremental Summer Peak Savings (MW) | Achievable Economic UCT Potential | 0 | 0 | 0 | 0 | 0 | 0 | 0 | 0 | 0 | 0 | 0 | 0 | 0 | 0 | 0 | 0 | 0 | 0 | 0 | 0 | 0 | 0 | 0 | 0 | 0 | 0 | 0 | 0 | 0 | 0 | 0
F6_Industrial_Petroleum_Existing_Process_Natural Gas_Process - Insulate Heated Process Fluids_A_Achievable Economic UCT Potential | F6 | Industrial | Petroleum | Existing | Process | Natural Gas | Process - Insulate Heated Process Fluids | A | Incremental Winter Peak Savings (MW) | Achievable Economic UCT Potential | 0 | 0 | 0 | 0 | 0 | 0 | 0 | 0 | 0 | 0 | 0 | 0 | 0 | 0 | 0 | 0 | 0 | 0 | 0 | 0 | 0 | 0 | 0 | 0 | 0 | 0 | 0 | 0 | 0 | 0 | 0
F7_Industrial_Petroleum_Existing_Process_Natural Gas_Process - Insulate Heated Process Fluids_A_Achievable Economic UCT Potential | F7 | Industrial | Petroleum | Existing | Process | Natural Gas | Process - Insulate Heated Process Fluids | A | Cumulative Energy Savings (MWh or mTherms) | Achievable Economic UCT Potential | 0 | 0 | 0 | 0 | 0 | 0.78301 | 1.5648 | 2.3412 | 3.1173 | 3.8934 | 4.5822 | 5.1314 | 5.5694 | 5.9137 | 6.1904 | 6.4091 | 6.5842 | 6.7233 | 6.8333 | 6.9217 | 6.9917 | 6.9917 | 6.9914 | 6.991 | 6.9905 | 6.9904 | 6.9903 | 6.9902 | 0 | 0 | 0
F8_Industrial_Petroleum_Existing_Process_Natural Gas_Process - Insulate Heated Process Fluids_A_Achievable Economic UCT Potential | F8 | Industrial | Petroleum | Existing | Process | Natural Gas | Process - Insulate Heated Process Fluids | A | Cumulative Summer Peak Savings (MW) | Achievable Economic UCT Potential | 0 | 0 | 0 | 0 | 0 | 0 | 0 | 0 | 0 | 0 | 0 | 0 | 0 | 0 | 0 | 0 | 0 | 0 | 0 | 0 | 0 | 0 | 0 | 0 | 0 | 0 | 0 | 0 | 0 | 0 | 0
F9_Industrial_Petroleum_Existing_Process_Natural Gas_Process - Insulate Heated Process Fluids_A_Achievable Economic UCT Potential | F9 | Industrial | Petroleum | Existing | Process | Natural Gas | Process - Insulate Heated Process Fluids | A | Cumulative Winter Peak Savings (MW) | Achievable Economic UCT Potential | 0 | 0 | 0 | 0 | 0 | 0 | 0 | 0 | 0 | 0 | 0 | 0 | 0 | 0 | 0 | 0 | 0 | 0 | 0 | 0 | 0 | 0 | 0 | 0 | 0 | 0 | 0 | 0 | 0 | 0 | 0
F10_Industrial_Petroleum_Existing_Process_Natural Gas_Process - Insulate Heated Process Fluids_A_Achievable Economic UCT Potential | F10 | Industrial | Petroleum | Existing | Process | Natural Gas | Process - Insulate Heated Process Fluids | A | Purchases (Incremental) | Achievable Economic UCT Potential | 0 | 0 | 0 | 0 | 0 | 0.070837 | 0.070798 | 0.070381 | 0.070419 | 0.070477 | 0.062624 | 0.049962 | 0.039889 | 0.031404 | 0.025219 | 0.019983 | 0.015988 | 0.012726 | 0.01009 | 0.0080818 | 0.0064387 | 4.3746e-05 | 1.5567e-05 | 5.2888e-06 | 1.7192e-06 | 1.457e-06 | 1.4532e-06 | 1.4496e-06 | 1.4465e-06 | 1.4437e-06 | 1.4412e-06
F11_Industrial_Petroleum_Existing_Process_Natural Gas_Process - Insulate Heated Process Fluids_A_Achievable Economic UCT Potential | F11 | Industrial | Petroleum | Existing | Process | Natural Gas | Process - Insulate Heated Process Fluids | A | Purchases (Cumulative) | Achievable Economic UCT Potential | 0 | 0 | 0 | 0 | 0 | 0.070837 | 0.14164 | 0.21202 | 0.28244 | 0.35291 | 0.41554 | 0.4655 | 0.50539 | 0.53679 | 0.56201 | 0.58199 | 0.59798 | 0.61071 | 0.6208 | 0.62888 | 0.63532 | 0.63536 | 0.63538 | 0.63538 | 0.63539 | 0.63539 | 0.63539 | 0.63539 | 0.63539 | 0.63539 | 0.6354
F1_Industrial_Petroleum_Existing_Process_Natural Gas_Process Heat Recovery_A_Achievable Economic UCT Potential | F1 | Industrial | Petroleum | Existing | Process | Natural Gas | Process Heat Recovery | A | Integrated Unit Energy Savings (kWh or therms) | Achievable Economic UCT Potential | 0 | 0 | 0 | 0 | 0 | 33.6759 | 33.5773 | 33.477 | 33.3769 | 33.2753 | 33.1689 | 33.0729 | 32.9821 | 32.8853 | 32.81 | 32.7278 | 32.6606 | 32.5927 | 32.5239 | 32.47 | 32.4116 | 32.358 | 32.305 | 32.2527 | 32.2007 | 32.1962 | 32.1921 | 32.1883 | 0 | 0 | 0
F2_Industrial_Petroleum_Existing_Process_Natural Gas_Process Heat Recovery_A_Achievable Economic UCT Potential | F2 | Industrial | Petroleum | Existing | Process | Natural Gas | Process Heat Recovery | A | Integrated Unit Summer Peak Savings (kW) | Achievable Economic UCT Potential | 0 | 0 | 0 | 0 | 0 | 0 | 0 | 0 | 0 | 0 | 0 | 0 | 0 | 0 | 0 | 0 | 0 | 0 | 0 | 0 | 0 | 0 | 0 | 0 | 0 | 0 | 0 | 0 | 0 | 0 | 0
F3_Industrial_Petroleum_Existing_Process_Natural Gas_Process Heat Recovery_A_Achievable Economic UCT Potential | F3 | Industrial | Petroleum | Existing | Process | Natural Gas | Process Heat Recovery | A | Integrated Unit Winter Peak Savings (kW) | Achievable Economic UCT Potential | 0 | 0 | 0 | 0 | 0 | 0 | 0 | 0 | 0 | 0 | 0 | 0 | 0 | 0 | 0 | 0 | 0 | 0 | 0 | 0 | 0 | 0 | 0 | 0 | 0 | 0 | 0 | 0 | 0 | 0 | 0
F4_Industrial_Petroleum_Existing_Process_Natural Gas_Process Heat Recovery_A_Achievable Economic UCT Potential | F4 | Industrial | Petroleum | Existing | Process | Natural Gas | Process Heat Recovery | A | Incremental Energy Savings (MWh or mTherms) | Achievable Economic UCT Potential | 0 | 0 | 0 | 0 | 0 | 0 | 0 | 0 | 0 | 0 | 0 | 0 | 0 | 0 | 0 | 0 | 0 | 0 | 0 | 0 | 0 | 0 | 0 | 0 | 0 | 0 | 0 | 0 | 0 | 0 | 0
F5_Industrial_Petroleum_Existing_Process_Natural Gas_Process Heat Recovery_A_Achievable Economic UCT Potential | F5 | Industrial | Petroleum | Existing | Process | Natural Gas | Process Heat Recovery | A | Incremental Summer Peak Savings (MW) | Achievable Economic UCT Potential | 0 | 0 | 0 | 0 | 0 | 0 | 0 | 0 | 0 | 0 | 0 | 0 | 0 | 0 | 0 | 0 | 0 | 0 | 0 | 0 | 0 | 0 | 0 | 0 | 0 | 0 | 0 | 0 | 0 | 0 | 0
F6_Industrial_Petroleum_Existing_Process_Natural Gas_Process Heat Recovery_A_Achievable Economic UCT Potential | F6 | Industrial | Petroleum | Existing | Process | Natural Gas | Process Heat Recovery | A | Incremental Winter Peak Savings (MW) | Achievable Economic UCT Potential | 0 | 0 | 0 | 0 | 0 | 0 | 0 | 0 | 0 | 0 | 0 | 0 | 0 | 0 | 0 | 0 | 0 | 0 | 0 | 0 | 0 | 0 | 0 | 0 | 0 | 0 | 0 | 0 | 0 | 0 | 0
F7_Industrial_Petroleum_Existing_Process_Natural Gas_Process Heat Recovery_A_Achievable Economic UCT Potential | F7 | Industrial | Petroleum | Existing | Process | Natural Gas | Process Heat Recovery | A | Cumulative Energy Savings (MWh or mTherms) | Achievable Economic UCT Potential | 0 | 0 | 0 | 0 | 0 | 0 | 0 | 0 | 0 | 0 | 0 | 0 | 0 | 0 | 0 | 0 | 0 | 0 | 0 | 0 | 0 | 0 | 0 | 0 | 0 | 0 | 0 | 0 | 0 | 0 | 0
F8_Industrial_Petroleum_Existing_Process_Natural Gas_Process Heat Recovery_A_Achievable Economic UCT Potential | F8 | Industrial | Petroleum | Existing | Process | Natural Gas | Process Heat Recovery | A | Cumulative Summer Peak Savings (MW) | Achievable Economic UCT Potential | 0 | 0 | 0 | 0 | 0 | 0 | 0 | 0 | 0 | 0 | 0 | 0 | 0 | 0 | 0 | 0 | 0 | 0 | 0 | 0 | 0 | 0 | 0 | 0 | 0 | 0 | 0 | 0 | 0 | 0 | 0
F9_Industrial_Petroleum_Existing_Process_Natural Gas_Process Heat Recovery_A_Achievable Economic UCT Potential | F9 | Industrial | Petroleum | Existing | Process | Natural Gas | Process Heat Recovery | A | Cumulative Winter Peak Savings (MW) | Achievable Economic UCT Potential | 0 | 0 | 0 | 0 | 0 | 0 | 0 | 0 | 0 | 0 | 0 | 0 | 0 | 0 | 0 | 0 | 0 | 0 | 0 | 0 | 0 | 0 | 0 | 0 | 0 | 0 | 0 | 0 | 0 | 0 | 0
F10_Industrial_Petroleum_Existing_Process_Natural Gas_Process Heat Recovery_A_Achievable Economic UCT Potential | F10 | Industrial | Petroleum | Existing | Process | Natural Gas | Process Heat Recovery | A | Purchases (Incremental) | Achievable Economic UCT Potential | 0 | 0 | 0 | 0 | 0 | 0 | 0 | 0 | 0 | 0 | 0 | 0 | 0 | 0 | 0 | 0 | 0 | 0 | 0 | 0 | 0 | 0 | 0 | 0 | 0 | 0 | 0 | 0 | 0 | 0 | 0
F11_Industrial_Petroleum_Existing_Process_Natural Gas_Process Heat Recovery_A_Achievable Economic UCT Potential | F11 | Industrial | Petroleum | Existing | Process | Natural Gas | Process Heat Recovery | A | Purchases (Cumulative) | Achievable Economic UCT Potential | 0 | 0 | 0 | 0 | 0 | 0 | 0 | 0 | 0 | 0 | 0 | 0 | 0 | 0 | 0 | 0 | 0 | 0 | 0 | 0 | 0 | 0 | 0 | 0 | 0 | 0 | 0 | 0 | 0 | 0 | 0
F1_Industrial_Petroleum_Existing_Space Heating_Natural Gas_Building Automation System_A_Achievable Economic UCT Potential | F1 | Industrial | Petroleum | Existing | Space Heating | Natural Gas | Building Automation System | A | Integrated Unit Energy Savings (kWh or therms) | Achievable Economic UCT Potential | 0 | 0 | 0 | 0 | 0 | 0.015207 | 0.015039 | 0.014839 | 0.014635 | 0.014429 | 0.014224 | 0.014022 | 0.01383 | 0.013641 | 0.013456 | 0.013287 | 0.013129 | 0.012977 | 0.012829 | 0.012686 | 0.012545 | 0.012402 | 0.012258 | 0.012136 | 0.012017 | 0.01192 | 0.011829 | 0.011745 | 0 | 0 | 0
F2_Industrial_Petroleum_Existing_Space Heating_Natural Gas_Building Automation System_A_Achievable Economic UCT Potential | F2 | Industrial | Petroleum | Existing | Space Heating | Natural Gas | Building Automation System | A | Integrated Unit Summer Peak Savings (kW) | Achievable Economic UCT Potential | 0 | 0 | 0 | 0 | 0 | 0 | 0 | 0 | 0 | 0 | 0 | 0 | 0 | 0 | 0 | 0 | 0 | 0 | 0 | 0 | 0 | 0 | 0 | 0 | 0 | 0 | 0 | 0 | 0 | 0 | 0
F3_Industrial_Petroleum_Existing_Space Heating_Natural Gas_Building Automation System_A_Achievable Economic UCT Potential | F3 | Industrial | Petroleum | Existing | Space Heating | Natural Gas | Building Automation System | A | Integrated Unit Winter Peak Savings (kW) | Achievable Economic UCT Potential | 0 | 0 | 0 | 0 | 0 | 0 | 0 | 0 | 0 | 0 | 0 | 0 | 0 | 0 | 0 | 0 | 0 | 0 | 0 | 0 | 0 | 0 | 0 | 0 | 0 | 0 | 0 | 0 | 0 | 0 | 0
F4_Industrial_Petroleum_Existing_Space Heating_Natural Gas_Building Automation System_A_Achievable Economic UCT Potential | F4 | Industrial | Petroleum | Existing | Space Heating | Natural Gas | Building Automation System | A | Incremental Energy Savings (MWh or mTherms) | Achievable Economic UCT Potential | 0 | 0 | 0 | 0 | 0 | 0.00056983 | 0.0011259 | 0.0019608 | 0.0031473 | 0.0047139 | 0.0065709 | 0.0087874 | 0.011212 | 0.013461 | 0.015719 | 0.017247 | 0.018132 | 0.017907 | 0.016539 | 0.014397 | 0.011724 | 0.0088291 | 0.0060195 | 0.0037945 | 0.0024427 | 0 | 0 | 0 | 0 | 0 | 0
F5_Industrial_Petroleum_Existing_Space Heating_Natural Gas_Building Automation System_A_Achievable Economic UCT Potential | F5 | Industrial | Petroleum | Existing | Space Heating | Natural Gas | Building Automation System | A | Incremental Summer Peak Savings (MW) | Achievable Economic UCT Potential | 0 | 0 | 0 | 0 | 0 | 0 | 0 | 0 | 0 | 0 | 0 | 0 | 0 | 0 | 0 | 0 | 0 | 0 | 0 | 0 | 0 | 0 | 0 | 0 | 0 | 0 | 0 | 0 | 0 | 0 | 0
F6_Industrial_Petroleum_Existing_Space Heating_Natural Gas_Building Automation System_A_Achievable Economic UCT Potential | F6 | Industrial | Petroleum | Existing | Space Heating | Natural Gas | Building Automation System | A | Incremental Winter Peak Savings (MW) | Achievable Economic UCT Potential | 0 | 0 | 0 | 0 | 0 | 0 | 0 | 0 | 0 | 0 | 0 | 0 | 0 | 0 | 0 | 0 | 0 | 0 | 0 | 0 | 0 | 0 | 0 | 0 | 0 | 0 | 0 | 0 | 0 | 0 | 0
F7_Industrial_Petroleum_Existing_Space Heating_Natural Gas_Building Automation System_A_Achievable Economic UCT Potential | F7 | Industrial | Petroleum | Existing | Space Heating | Natural Gas | Building Automation System | A | Cumulative Energy Savings (MWh or mTherms) | Achievable Economic UCT Potential | 0 | 0 | 0 | 0 | 0 | 0.00056983 | 0.0016894 | 0.0036277 | 0.0067252 | 0.011344 | 0.017754 | 0.02629 | 0.037141 | 0.050096 | 0.065135 | 0.081562 | 0.098727 | 0.11549 | 0.13072 | 0.14365 | 0.15377 | 0.16085 | 0.16501 | 0.16716 | 0.16796 | 0.16661 | 0.16534 | 0.16416 | 0 | 0 | 0
F8_Industrial_Petroleum_Existing_Space Heating_Natural Gas_Building Automation System_A_Achievable Economic UCT Potential | F8 | Industrial | Petroleum | Existing | Space Heating | Natural Gas | Building Automation System | A | Cumulative Summer Peak Savings (MW) | Achievable Economic UCT Potential | 0 | 0 | 0 | 0 | 0 | 0 | 0 | 0 | 0 | 0 | 0 | 0 | 0 | 0 | 0 | 0 | 0 | 0 | 0 | 0 | 0 | 0 | 0 | 0 | 0 | 0 | 0 | 0 | 0 | 0 | 0
F9_Industrial_Petroleum_Existing_Space Heating_Natural Gas_Building Automation System_A_Achievable Economic UCT Potential | F9 | Industrial | Petroleum | Existing | Space Heating | Natural Gas | Building Automation System | A | Cumulative Winter Peak Savings (MW) | Achievable Economic UCT Potential | 0 | 0 | 0 | 0 | 0 | 0 | 0 | 0 | 0 | 0 | 0 | 0 | 0 | 0 | 0 | 0 | 0 | 0 | 0 | 0 | 0 | 0 | 0 | 0 | 0 | 0 | 0 | 0 | 0 | 0 | 0
F10_Industrial_Petroleum_Existing_Space Heating_Natural Gas_Building Automation System_A_Achievable Economic UCT Potential | F10 | Industrial | Petroleum | Existing | Space Heating | Natural Gas | Building Automation System | A | Purchases (Incremental) | Achievable Economic UCT Potential | 0 | 0 | 0 | 0 | 0 | 37.4721 | 74.8631 | 132.1389 | 215.0582 | 326.6983 | 461.9599 | 626.6751 | 810.7478 | 986.8318 | 1168.1522 | 1298.0927 | 1381.1054 | 1379.8912 | 1289.1773 | 1134.8178 | 934.601 | 711.9152 | 491.0685 | 312.672 | 203.2735 | 0 | 0 | 0 | 0 | 0 | 0
F11_Industrial_Petroleum_Existing_Space Heating_Natural Gas_Building Automation System_A_Achievable Economic UCT Potential | F11 | Industrial | Petroleum | Existing | Space Heating | Natural Gas | Building Automation System | A | Purchases (Cumulative) | Achievable Economic UCT Potential | 0 | 0 | 0 | 0 | 0 | 37.4721 | 112.3351 | 244.474 | 459.5323 | 786.2305 | 1248.1904 | 1874.8655 | 2685.6133 | 3672.4451 | 4840.5973 | 6138.69 | 7519.7955 | 8899.6867 | 10188.8639 | 11323.6818 | 12258.2827 | 12970.1979 | 13461.2664 | 13773.9384 | 13977.2119 | 13977.2119 | 13977.2119 | 13977.2119 | 13977.2119 | 13977.2119 | 13977.2119
F1_Industrial_Petroleum_Existing_Space Heating_Natural Gas_Steam System Efficiency Improvements_A_Achievable Economic UCT Potential | F1 | Industrial | Petroleum | Existing | Space Heating | Natural Gas | Steam System Efficiency Improvements | A | Integrated Unit Energy Savings (kWh or therms) | Achievable Economic UCT Potential | 0 | 0 | 0 | 0 | 0 | 0.13692 | 0.13461 | 0.13176 | 0.12835 | 0.12439 | 0.11994 | 0.11537 | 0.11083 | 0.10623 | 0.10234 | 0.098642 | 0.095673 | 0.093002 | 0.090603 | 0.088849 | 0.087206 | 0.085749 | 0.084464 | 0.08351 | 0.082603 | 0.081933 | 0.08136 | 0.080835 | 0.11902 | 0.11854 | 0.11809
F2_Industrial_Petroleum_Existing_Space Heating_Natural Gas_Steam System Efficiency Improvements_A_Achievable Economic UCT Potential | F2 | Industrial | Petroleum | Existing | Space Heating | Natural Gas | Steam System Efficiency Improvements | A | Integrated Unit Summer Peak Savings (kW) | Achievable Economic UCT Potential | 0 | 0 | 0 | 0 | 0 | 0 | 0 | 0 | 0 | 0 | 0 | 0 | 0 | 0 | 0 | 0 | 0 | 0 | 0 | 0 | 0 | 0 | 0 | 0 | 0 | 0 | 0 | 0 | 0 | 0 | 0
F3_Industrial_Petroleum_Existing_Space Heating_Natural Gas_Steam System Efficiency Improvements_A_Achievable Economic UCT Potential | F3 | Industrial | Petroleum | Existing | Space Heating | Natural Gas | Steam System Efficiency Improvements | A | Integrated Unit Winter Peak Savings (kW) | Achievable Economic UCT Potential | 0 | 0 | 0 | 0 | 0 | 0 | 0 | 0 | 0 | 0 | 0 | 0 | 0 | 0 | 0 | 0 | 0 | 0 | 0 | 0 | 0 | 0 | 0 | 0 | 0 | 0 | 0 | 0 | 0 | 0 | 0
F4_Industrial_Petroleum_Existing_Space Heating_Natural Gas_Steam System Efficiency Improvements_A_Achievable Economic UCT Potential | F4 | Industrial | Petroleum | Existing | Space Heating | Natural Gas | Steam System Efficiency Improvements | A | Incremental Energy Savings (MWh or mTherms) | Achievable Economic UCT Potential | 0 | 0 | 0 | 0 | 0 | 7.4572e-05 | 0.00014647 | 0.00025305 | 0.00040117 | 0.00059066 | 0.00080529 | 0.0010508 | 0.0013059 | 0.0015236 | 0.0017375 | 0.001861 | 0.0019205 | 0.0018652 | 0.0016976 | 0.0014654 | 0.0011846 | 0.00088725 | 0.00060284 | 0.00037951 | 0.00024404 | 0 | 0 | 0 | 0 | 0 | 0
F5_Industrial_Petroleum_Existing_Space Heating_Natural Gas_Steam System Efficiency Improvements_A_Achievable Economic UCT Potential | F5 | Industrial | Petroleum | Existing | Space Heating | Natural Gas | Steam System Efficiency Improvements | A | Incremental Summer Peak Savings (MW) | Achievable Economic UCT Potential | 0 | 0 | 0 | 0 | 0 | 0 | 0 | 0 | 0 | 0 | 0 | 0 | 0 | 0 | 0 | 0 | 0 | 0 | 0 | 0 | 0 | 0 | 0 | 0 | 0 | 0 | 0 | 0 | 0 | 0 | 0
F6_Industrial_Petroleum_Existing_Space Heating_Natural Gas_Steam System Efficiency Improvements_A_Achievable Economic UCT Potential | F6 | Industrial | Petroleum | Existing | Space Heating | Natural Gas | Steam System Efficiency Improvements | A | Incremental Winter Peak Savings (MW) | Achievable Economic UCT Potential | 0 | 0 | 0 | 0 | 0 | 0 | 0 | 0 | 0 | 0 | 0 | 0 | 0 | 0 | 0 | 0 | 0 | 0 | 0 | 0 | 0 | 0 | 0 | 0 | 0 | 0 | 0 | 0 | 0 | 0 | 0
F7_Industrial_Petroleum_Existing_Space Heating_Natural Gas_Steam System Efficiency Improvements_A_Achievable Economic UCT Potential | F7 | Industrial | Petroleum | Existing | Space Heating | Natural Gas | Steam System Efficiency Improvements | A | Cumulative Energy Savings (MWh or mTherms) | Achievable Economic UCT Potential | 0 | 0 | 0 | 0 | 0 | 7.4572e-05 | 0.00021978 | 0.00046818 | 0.00085721 | 0.0014215 | 0.0021758 | 0.0031438 | 0.0043259 | 0.0056699 | 0.0071998 | 0.0088009 | 0.010457 | 0.01203 | 0.013417 | 0.014623 | 0.015537 | 0.016165 | 0.016525 | 0.016718 | 0.01678 | 0.016644 | 0.016528 | 0.016421 | 0 | 0 | 0
F8_Industrial_Petroleum_Existing_Space Heating_Natural Gas_Steam System Efficiency Improvements_A_Achievable Economic UCT Potential | F8 | Industrial | Petroleum | Existing | Space Heating | Natural Gas | Steam System Efficiency Improvements | A | Cumulative Summer Peak Savings (MW) | Achievable Economic UCT Potential | 0 | 0 | 0 | 0 | 0 | 0 | 0 | 0 | 0 | 0 | 0 | 0 | 0 | 0 | 0 | 0 | 0 | 0 | 0 | 0 | 0 | 0 | 0 | 0 | 0 | 0 | 0 | 0 | 0 | 0 | 0
F9_Industrial_Petroleum_Existing_Space Heating_Natural Gas_Steam System Efficiency Improvements_A_Achievable Economic UCT Potential | F9 | Industrial | Petroleum | Existing | Space Heating | Natural Gas | Steam System Efficiency Improvements | A | Cumulative Winter Peak Savings (MW) | Achievable Economic UCT Potential | 0 | 0 | 0 | 0 | 0 | 0 | 0 | 0 | 0 | 0 | 0 | 0 | 0 | 0 | 0 | 0 | 0 | 0 | 0 | 0 | 0 | 0 | 0 | 0 | 0 | 0 | 0 | 0 | 0 | 0 | 0
F10_Industrial_Petroleum_Existing_Space Heating_Natural Gas_Steam System Efficiency Improvements_A_Achievable Economic UCT Potential | F10 | Industrial | Petroleum | Existing | Space Heating | Natural Gas | Steam System Efficiency Improvements | A | Purchases (Incremental) | Achievable Economic UCT Potential | 0 | 0 | 0 | 0 | 0 | 0.54462 | 1.0881 | 1.9205 | 3.1257 | 4.7483 | 6.7142 | 9.1082 | 11.7835 | 14.3428 | 16.9781 | 18.8667 | 20.0732 | 20.0555 | 18.7371 | 16.4936 | 13.5836 | 10.3471 | 7.1373 | 4.5444 | 2.9544 | 0 | 0 | 0 | 0 | 0 | 0
F11_Industrial_Petroleum_Existing_Space Heating_Natural Gas_Steam System Efficiency Improvements_A_Achievable Economic UCT Potential | F11 | Industrial | Petroleum | Existing | Space Heating | Natural Gas | Steam System Efficiency Improvements | A | Purchases (Cumulative) | Achievable Economic UCT Potential | 0 | 0 | 0 | 0 | 0 | 0.54462 | 1.6327 | 3.5532 | 6.6789 | 11.4272 | 18.1414 | 27.2496 | 39.0331 | 53.3758 | 70.3539 | 89.2206 | 109.2938 | 129.3493 | 148.0864 | 164.58 | 178.1636 | 188.5107 | 195.648 | 200.1924 | 203.1468 | 203.1468 | 203.1468 | 203.1468 | 203.1468 | 203.1468 | 203.1468
F1_Industrial_Petroleum_Existing_Process_Natural Gas_Steam System Efficiency Improvements_A_Achievable Economic UCT Potential | F1 | Industrial | Petroleum | Existing | Process | Natural Gas | Steam System Efficiency Improvements | A | Integrated Unit Energy Savings (kWh or therms) | Achievable Economic UCT Potential | 0 | 0 | 0 | 0 | 0 | 0.70063 | 0.69858 | 0.69649 | 0.69441 | 0.69229 | 0.69008 | 0.68808 | 0.68619 | 0.68418 | 0.68261 | 0.6809 | 0.6795 | 0.67809 | 0.67666 | 0.67554 | 0.67432 | 0.67321 | 0.67211 | 0.67102 | 0.66994 | 0.66984 | 0.66976 | 0.66968 | 0.70269 | 0.70269 | 0.70269
F2_Industrial_Petroleum_Existing_Process_Natural Gas_Steam System Efficiency Improvements_A_Achievable Economic UCT Potential | F2 | Industrial | Petroleum | Existing | Process | Natural Gas | Steam System Efficiency Improvements | A | Integrated Unit Summer Peak Savings (kW) | Achievable Economic UCT Potential | 0 | 0 | 0 | 0 | 0 | 0 | 0 | 0 | 0 | 0 | 0 | 0 | 0 | 0 | 0 | 0 | 0 | 0 | 0 | 0 | 0 | 0 | 0 | 0 | 0 | 0 | 0 | 0 | 0 | 0 | 0
F3_Industrial_Petroleum_Existing_Process_Natural Gas_Steam System Efficiency Improvements_A_Achievable Economic UCT Potential | F3 | Industrial | Petroleum | Existing | Process | Natural Gas | Steam System Efficiency Improvements | A | Integrated Unit Winter Peak Savings (kW) | Achievable Economic UCT Potential | 0 | 0 | 0 | 0 | 0 | 0 | 0 | 0 | 0 | 0 | 0 | 0 | 0 | 0 | 0 | 0 | 0 | 0 | 0 | 0 | 0 | 0 | 0 | 0 | 0 | 0 | 0 | 0 | 0 | 0 | 0
F4_Industrial_Petroleum_Existing_Process_Natural Gas_Steam System Efficiency Improvements_A_Achievable Economic UCT Potential | F4 | Industrial | Petroleum | Existing | Process | Natural Gas | Steam System Efficiency Improvements | A | Incremental Energy Savings (MWh or mTherms) | Achievable Economic UCT Potential | 0 | 0 | 0 | 0 | 0 | 0 | 0 | 0 | 0 | 0 | 0 | 0 | 0 | 0 | 0 | 0 | 0 | 0 | 0 | 0 | 0 | 0 | 0 | 0 | 0 | 0 | 0 | 0 | 0 | 0 | 0
F5_Industrial_Petroleum_Existing_Process_Natural Gas_Steam System Efficiency Improvements_A_Achievable Economic UCT Potential | F5 | Industrial | Petroleum | Existing | Process | Natural Gas | Steam System Efficiency Improvements | A | Incremental Summer Peak Savings (MW) | Achievable Economic UCT Potential | 0 | 0 | 0 | 0 | 0 | 0 | 0 | 0 | 0 | 0 | 0 | 0 | 0 | 0 | 0 | 0 | 0 | 0 | 0 | 0 | 0 | 0 | 0 | 0 | 0 | 0 | 0 | 0 | 0 | 0 | 0
F6_Industrial_Petroleum_Existing_Process_Natural Gas_Steam System Efficiency Improvements_A_Achievable Economic UCT Potential | F6 | Industrial | Petroleum | Existing | Process | Natural Gas | Steam System Efficiency Improvements | A | Incremental Winter Peak Savings (MW) | Achievable Economic UCT Potential | 0 | 0 | 0 | 0 | 0 | 0 | 0 | 0 | 0 | 0 | 0 | 0 | 0 | 0 | 0 | 0 | 0 | 0 | 0 | 0 | 0 | 0 | 0 | 0 | 0 | 0 | 0 | 0 | 0 | 0 | 0
F7_Industrial_Petroleum_Existing_Process_Natural Gas_Steam System Efficiency Improvements_A_Achievable Economic UCT Potential | F7 | Industrial | Petroleum | Existing | Process | Natural Gas | Steam System Efficiency Improvements | A | Cumulative Energy Savings (MWh or mTherms) | Achievable Economic UCT Potential | 0 | 0 | 0 | 0 | 0 | 0 | 0 | 0 | 0 | 0 | 0 | 0 | 0 | 0 | 0 | 0 | 0 | 0 | 0 | 0 | 0 | 0 | 0 | 0 | 0 | 0 | 0 | 0 | 0 | 0 | 0
F8_Industrial_Petroleum_Existing_Process_Natural Gas_Steam System Efficiency Improvements_A_Achievable Economic UCT Potential | F8 | Industrial | Petroleum | Existing | Process | Natural Gas | Steam System Efficiency Improvements | A | Cumulative Summer Peak Savings (MW) | Achievable Economic UCT Potential | 0 | 0 | 0 | 0 | 0 | 0 | 0 | 0 | 0 | 0 | 0 | 0 | 0 | 0 | 0 | 0 | 0 | 0 | 0 | 0 | 0 | 0 | 0 | 0 | 0 | 0 | 0 | 0 | 0 | 0 | 0
F9_Industrial_Petroleum_Existing_Process_Natural Gas_Steam System Efficiency Improvements_A_Achievable Economic UCT Potential | F9 | Industrial | Petroleum | Existing | Process | Natural Gas | Steam System Efficiency Improvements | A | Cumulative Winter Peak Savings (MW) | Achievable Economic UCT Potential | 0 | 0 | 0 | 0 | 0 | 0 | 0 | 0 | 0 | 0 | 0 | 0 | 0 | 0 | 0 | 0 | 0 | 0 | 0 | 0 | 0 | 0 | 0 | 0 | 0 | 0 | 0 | 0 | 0 | 0 | 0
F10_Industrial_Petroleum_Existing_Process_Natural Gas_Steam System Efficiency Improvements_A_Achievable Economic UCT Potential | F10 | Industrial | Petroleum | Existing | Process | Natural Gas | Steam System Efficiency Improvements | A | Purchases (Incremental) | Achievable Economic UCT Potential | 0 | 0 | 0 | 0 | 0 | 0 | 0 | 0 | 0 | 0 | 0 | 0 | 0 | 0 | 0 | 0 | 0 | 0 | 0 | 0 | 0 | 0 | 0 | 0 | 0 | 0 | 0 | 0 | 0 | 0 | 0
F11_Industrial_Petroleum_Existing_Process_Natural Gas_Steam System Efficiency Improvements_A_Achievable Economic UCT Potential | F11 | Industrial | Petroleum | Existing | Process | Natural Gas | Steam System Efficiency Improvements | A | Purchases (Cumulative) | Achievable Economic UCT Potential | 0 | 0 | 0 | 0 | 0 | 0 | 0 | 0 | 0 | 0 | 0 | 0 | 0 | 0 | 0 | 0 | 0 | 0 | 0 | 0 | 0 | 0 | 0 | 0 | 0 | 0 | 0 | 0 | 0 | 0 | 0
F1_Industrial_Petroleum_Existing_Space Heating_Natural Gas_Strategic Energy Management_A_Achievable Economic UCT Potential | F1 | Industrial | Petroleum | Existing | Space Heating | Natural Gas | Strategic Energy Management | A | Integrated Unit Energy Savings (kWh or therms) | Achievable Economic UCT Potential | 0 | 0 | 0 | 0 | 0 | 796.597 | 788.4574 | 778.6112 | 768.5412 | 758.3542 | 748.2377 | 738.2498 | 728.7142 | 719.45 | 710.2612 | 701.9569 | 694.2085 | 686.7697 | 679.596 | 672.5653 | 665.6448 | 658.6582 | 651.5971 | 645.6747 | 639.9213 | 634.7924 | 629.9979 | 625.5149 | 0 | 0 | 0
F2_Industrial_Petroleum_Existing_Space Heating_Natural Gas_Strategic Energy Management_A_Achievable Economic UCT Potential | F2 | Industrial | Petroleum | Existing | Space Heating | Natural Gas | Strategic Energy Management | A | Integrated Unit Summer Peak Savings (kW) | Achievable Economic UCT Potential | 0 | 0 | 0 | 0 | 0 | 0 | 0 | 0 | 0 | 0 | 0 | 0 | 0 | 0 | 0 | 0 | 0 | 0 | 0 | 0 | 0 | 0 | 0 | 0 | 0 | 0 | 0 | 0 | 0 | 0 | 0
F3_Industrial_Petroleum_Existing_Space Heating_Natural Gas_Strategic Energy Management_A_Achievable Economic UCT Potential | F3 | Industrial | Petroleum | Existing | Space Heating | Natural Gas | Strategic Energy Management | A | Integrated Unit Winter Peak Savings (kW) | Achievable Economic UCT Potential | 0 | 0 | 0 | 0 | 0 | 0 | 0 | 0 | 0 | 0 | 0 | 0 | 0 | 0 | 0 | 0 | 0 | 0 | 0 | 0 | 0 | 0 | 0 | 0 | 0 | 0 | 0 | 0 | 0 | 0 | 0
F4_Industrial_Petroleum_Existing_Space Heating_Natural Gas_Strategic Energy Management_A_Achievable Economic UCT Potential | F4 | Industrial | Petroleum | Existing | Space Heating | Natural Gas | Strategic Energy Management | A | Incremental Energy Savings (MWh or mTherms) | Achievable Economic UCT Potential | 0 | 0 | 0 | 0 | 0 | 0.003586 | 0.0035474 | 0.0034825 | 0.0034393 | 0.0033965 | 0.0033087 | 0.0032556 | 0.003207 | 0.0031159 | 0.0030879 | 0.0030227 | 0.0029897 | 0.0029428 | 0.0028861 | 0.0028596 | 0.0028185 | 0.002778 | 0.0027382 | 0.0027041 | 0.0026716 | 0 | 0 | 0 | 0 | 0 | 0
F5_Industrial_Petroleum_Existing_Space Heating_Natural Gas_Strategic Energy Management_A_Achievable Economic UCT Potential | F5 | Industrial | Petroleum | Existing | Space Heating | Natural Gas | Strategic Energy Management | A | Incremental Summer Peak Savings (MW) | Achievable Economic UCT Potential | 0 | 0 | 0 | 0 | 0 | 0 | 0 | 0 | 0 | 0 | 0 | 0 | 0 | 0 | 0 | 0 | 0 | 0 | 0 | 0 | 0 | 0 | 0 | 0 | 0 | 0 | 0 | 0 | 0 | 0 | 0
F6_Industrial_Petroleum_Existing_Space Heating_Natural Gas_Strategic Energy Management_A_Achievable Economic UCT Potential | F6 | Industrial | Petroleum | Existing | Space Heating | Natural Gas | Strategic Energy Management | A | Incremental Winter Peak Savings (MW) | Achievable Economic UCT Potential | 0 | 0 | 0 | 0 | 0 | 0 | 0 | 0 | 0 | 0 | 0 | 0 | 0 | 0 | 0 | 0 | 0 | 0 | 0 | 0 | 0 | 0 | 0 | 0 | 0 | 0 | 0 | 0 | 0 | 0 | 0
F7_Industrial_Petroleum_Existing_Space Heating_Natural Gas_Strategic Energy Management_A_Achievable Economic UCT Potential | F7 | Industrial | Petroleum | Existing | Space Heating | Natural Gas | Strategic Energy Management | A | Cumulative Energy Savings (MWh or mTherms) | Achievable Economic UCT Potential | 0 | 0 | 0 | 0 | 0 | 0.003586 | 0.0070968 | 0.010491 | 0.013794 | 0.017008 | 0.02009 | 0.023077 | 0.025986 | 0.028772 | 0.031492 | 0.034147 | 0.036759 | 0.039308 | 0.041784 | 0.044211 | 0.046575 | 0.048864 | 0.051078 | 0.053318 | 0.055515 | 0.05507 | 0.054654 | 0.054265 | 0 | 0 | 0
F8_Industrial_Petroleum_Existing_Space Heating_Natural Gas_Strategic Energy Management_A_Achievable Economic UCT Potential | F8 | Industrial | Petroleum | Existing | Space Heating | Natural Gas | Strategic Energy Management | A | Cumulative Summer Peak Savings (MW) | Achievable Economic UCT Potential | 0 | 0 | 0 | 0 | 0 | 0 | 0 | 0 | 0 | 0 | 0 | 0 | 0 | 0 | 0 | 0 | 0 | 0 | 0 | 0 | 0 | 0 | 0 | 0 | 0 | 0 | 0 | 0 | 0 | 0 | 0
F9_Industrial_Petroleum_Existing_Space Heating_Natural Gas_Strategic Energy Management_A_Achievable Economic UCT Potential | F9 | Industrial | Petroleum | Existing | Space Heating | Natural Gas | Strategic Energy Management | A | Cumulative Winter Peak Savings (MW) | Achievable Economic UCT Potential | 0 | 0 | 0 | 0 | 0 | 0 | 0 | 0 | 0 | 0 | 0 | 0 | 0 | 0 | 0 | 0 | 0 | 0 | 0 | 0 | 0 | 0 | 0 | 0 | 0 | 0 | 0 | 0 | 0 | 0 | 0
F10_Industrial_Petroleum_Existing_Space Heating_Natural Gas_Strategic Energy Management_A_Achievable Economic UCT Potential | F10 | Industrial | Petroleum | Existing | Space Heating | Natural Gas | Strategic Energy Management | A | Purchases (Incremental) | Achievable Economic UCT Potential | 0 | 0 | 0 | 0 | 0 | 0.0045017 | 0.0044992 | 0.0044727 | 0.0044751 | 0.0044788 | 0.0044219 | 0.0044098 | 0.0044009 | 0.004331 | 0.0043475 | 0.0043061 | 0.0043066 | 0.004285 | 0.0042467 | 0.0042518 | 0.0042342 | 0.0042177 | 0.0042024 | 0.0041881 | 0.0041749 | 0 | 0 | 0 | 0 | 0 | 0
F11_Industrial_Petroleum_Existing_Space Heating_Natural Gas_Strategic Energy Management_A_Achievable Economic UCT Potential | F11 | Industrial | Petroleum | Existing | Space Heating | Natural Gas | Strategic Energy Management | A | Purchases (Cumulative) | Achievable Economic UCT Potential | 0 | 0 | 0 | 0 | 0 | 0.0045017 | 0.0090009 | 0.013474 | 0.017949 | 0.022428 | 0.026849 | 0.031259 | 0.03566 | 0.039991 | 0.044339 | 0.048645 | 0.052951 | 0.057236 | 0.061483 | 0.065735 | 0.069969 | 0.074187 | 0.078389 | 0.082577 | 0.086752 | 0.086752 | 0.086752 | 0.086752 | 0.086752 | 0.086752 | 0.086752
F1_Industrial_Petroleum_Existing_Process_Natural Gas_Strategic Energy Management_A_Achievable Economic UCT Potential | F1 | Industrial | Petroleum | Existing | Process | Natural Gas | Strategic Energy Management | A | Integrated Unit Energy Savings (kWh or therms) | Achievable Economic UCT Potential | 0 | 0 | 0 | 0 | 0 | 767.6682 | 766.3048 | 764.9249 | 763.5537 | 762.1683 | 760.7478 | 759.5264 | 758.4275 | 757.2915 | 756.4827 | 755.6186 | 754.9805 | 754.3543 | 753.7313 | 753.3002 | 752.8144 | 752.4134 | 752.0169 | 751.6241 | 751.2348 | 751.1833 | 751.1359 | 751.0928 | 0 | 0 | 0
F2_Industrial_Petroleum_Existing_Process_Natural Gas_Strategic Energy Management_A_Achievable Economic UCT Potential | F2 | Industrial | Petroleum | Existing | Process | Natural Gas | Strategic Energy Management | A | Integrated Unit Summer Peak Savings (kW) | Achievable Economic UCT Potential | 0 | 0 | 0 | 0 | 0 | 0 | 0 | 0 | 0 | 0 | 0 | 0 | 0 | 0 | 0 | 0 | 0 | 0 | 0 | 0 | 0 | 0 | 0 | 0 | 0 | 0 | 0 | 0 | 0 | 0 | 0
F3_Industrial_Petroleum_Existing_Process_Natural Gas_Strategic Energy Management_A_Achievable Economic UCT Potential | F3 | Industrial | Petroleum | Existing | Process | Natural Gas | Strategic Energy Management | A | Integrated Unit Winter Peak Savings (kW) | Achievable Economic UCT Potential | 0 | 0 | 0 | 0 | 0 | 0 | 0 | 0 | 0 | 0 | 0 | 0 | 0 | 0 | 0 | 0 | 0 | 0 | 0 | 0 | 0 | 0 | 0 | 0 | 0 | 0 | 0 | 0 | 0 | 0 | 0
F4_Industrial_Petroleum_Existing_Process_Natural Gas_Strategic Energy Management_A_Achievable Economic UCT Potential | F4 | Industrial | Petroleum | Existing | Process | Natural Gas | Strategic Energy Management | A | Incremental Energy Savings (MWh or mTherms) | Achievable Economic UCT Potential | 0 | 0 | 0 | 0 | 0 | 0.89494 | 0.89286 | 0.88599 | 0.88488 | 0.88401 | 0.87115 | 0.86738 | 0.86436 | 0.84937 | 0.8517 | 0.84261 | 0.84201 | 0.83708 | 0.82892 | 0.82943 | 0.82547 | 0.82182 | 0.8184 | 0.81519 | 0.8122 | 0 | 0 | 0 | 0 | 0 | 0
F5_Industrial_Petroleum_Existing_Process_Natural Gas_Strategic Energy Management_A_Achievable Economic UCT Potential | F5 | Industrial | Petroleum | Existing | Process | Natural Gas | Strategic Energy Management | A | Incremental Summer Peak Savings (MW) | Achievable Economic UCT Potential | 0 | 0 | 0 | 0 | 0 | 0 | 0 | 0 | 0 | 0 | 0 | 0 | 0 | 0 | 0 | 0 | 0 | 0 | 0 | 0 | 0 | 0 | 0 | 0 | 0 | 0 | 0 | 0 | 0 | 0 | 0
F6_Industrial_Petroleum_Existing_Process_Natural Gas_Strategic Energy Management_A_Achievable Economic UCT Potential | F6 | Industrial | Petroleum | Existing | Process | Natural Gas | Strategic Energy Management | A | Incremental Winter Peak Savings (MW) | Achievable Economic UCT Potential | 0 | 0 | 0 | 0 | 0 | 0 | 0 | 0 | 0 | 0 | 0 | 0 | 0 | 0 | 0 | 0 | 0 | 0 | 0 | 0 | 0 | 0 | 0 | 0 | 0 | 0 | 0 | 0 | 0 | 0 | 0
F7_Industrial_Petroleum_Existing_Process_Natural Gas_Strategic Energy Management_A_Achievable Economic UCT Potential | F7 | Industrial | Petroleum | Existing | Process | Natural Gas | Strategic Energy Management | A | Cumulative Energy Savings (MWh or mTherms) | Achievable Economic UCT Potential | 0 | 0 | 0 | 0 | 0 | 0.89494 | 1.7862 | 2.669 | 3.5491 | 4.4266 | 5.2895 | 6.1484 | 7.0039 | 7.8428 | 8.6861 | 9.5188 | 10.3528 | 11.1812 | 12.0009 | 12.8235 | 13.6407 | 14.4553 | 15.266 | 16.0733 | 16.8771 | 16.876 | 16.8749 | 16.8739 | 0 | 0 | 0
F8_Industrial_Petroleum_Existing_Process_Natural Gas_Strategic Energy Management_A_Achievable Economic UCT Potential | F8 | Industrial | Petroleum | Existing | Process | Natural Gas | Strategic Energy Management | A | Cumulative Summer Peak Savings (MW) | Achievable Economic UCT Potential | 0 | 0 | 0 | 0 | 0 | 0 | 0 | 0 | 0 | 0 | 0 | 0 | 0 | 0 | 0 | 0 | 0 | 0 | 0 | 0 | 0 | 0 | 0 | 0 | 0 | 0 | 0 | 0 | 0 | 0 | 0
F9_Industrial_Petroleum_Existing_Process_Natural Gas_Strategic Energy Management_A_Achievable Economic UCT Potential | F9 | Industrial | Petroleum | Existing | Process | Natural Gas | Strategic Energy Management | A | Cumulative Winter Peak Savings (MW) | Achievable Economic UCT Potential | 0 | 0 | 0 | 0 | 0 | 0 | 0 | 0 | 0 | 0 | 0 | 0 | 0 | 0 | 0 | 0 | 0 | 0 | 0 | 0 | 0 | 0 | 0 | 0 | 0 | 0 | 0 | 0 | 0 | 0 | 0
F10_Industrial_Petroleum_Existing_Process_Natural Gas_Strategic Energy Management_A_Achievable Economic UCT Potential | F10 | Industrial | Petroleum | Existing | Process | Natural Gas | Strategic Energy Management | A | Purchases (Incremental) | Achievable Economic UCT Potential | 0 | 0 | 0 | 0 | 0 | 1.1658 | 1.1651 | 1.1583 | 1.1589 | 1.1599 | 1.1451 | 1.142 | 1.1397 | 1.1216 | 1.1259 | 1.1151 | 1.1153 | 1.1097 | 1.0998 | 1.1011 | 1.0965 | 1.0922 | 1.0883 | 1.0846 | 1.0811 | 0 | 0 | 0 | 0 | 0 | 0
F11_Industrial_Petroleum_Existing_Process_Natural Gas_Strategic Energy Management_A_Achievable Economic UCT Potential | F11 | Industrial | Petroleum | Existing | Process | Natural Gas | Strategic Energy Management | A | Purchases (Cumulative) | Achievable Economic UCT Potential | 0 | 0 | 0 | 0 | 0 | 1.1658 | 2.3309 | 3.4892 | 4.6481 | 5.808 | 6.9531 | 8.0951 | 9.2348 | 10.3563 | 11.4822 | 12.5973 | 13.7126 | 14.8223 | 15.922 | 17.0231 | 18.1196 | 19.2119 | 20.3001 | 21.3847 | 22.4658 | 22.4658 | 22.4658 | 22.4658 | 22.4658 | 22.4658 | 22.4658
F1_Industrial_Petroleum_Existing_Miscellaneous_Natural Gas_Strategic Energy Management_A_Achievable Economic UCT Potential | F1 | Industrial | Petroleum | Existing | Miscellaneous | Natural Gas | Strategic Energy Management | A | Integrated Unit Energy Savings (kWh or therms) | Achievable Economic UCT Potential | 0 | 0 | 0 | 0 | 0 | 160.7723 | 160.7723 | 160.7723 | 160.7723 | 160.7723 | 160.7723 | 160.7723 | 160.7723 | 160.7723 | 160.7723 | 160.7723 | 160.7723 | 160.7723 | 160.7723 | 160.7723 | 160.7723 | 160.7723 | 160.7723 | 160.7723 | 160.7723 | 160.7723 | 160.7723 | 160.7723 | 0 | 0 | 0
F2_Industrial_Petroleum_Existing_Miscellaneous_Natural Gas_Strategic Energy Management_A_Achievable Economic UCT Potential | F2 | Industrial | Petroleum | Existing | Miscellaneous | Natural Gas | Strategic Energy Management | A | Integrated Unit Summer Peak Savings (kW) | Achievable Economic UCT Potential | 0 | 0 | 0 | 0 | 0 | 0 | 0 | 0 | 0 | 0 | 0 | 0 | 0 | 0 | 0 | 0 | 0 | 0 | 0 | 0 | 0 | 0 | 0 | 0 | 0 | 0 | 0 | 0 | 0 | 0 | 0
F3_Industrial_Petroleum_Existing_Miscellaneous_Natural Gas_Strategic Energy Management_A_Achievable Economic UCT Potential | F3 | Industrial | Petroleum | Existing | Miscellaneous | Natural Gas | Strategic Energy Management | A | Integrated Unit Winter Peak Savings (kW) | Achievable Economic UCT Potential | 0 | 0 | 0 | 0 | 0 | 0 | 0 | 0 | 0 | 0 | 0 | 0 | 0 | 0 | 0 | 0 | 0 | 0 | 0 | 0 | 0 | 0 | 0 | 0 | 0 | 0 | 0 | 0 | 0 | 0 | 0
F4_Industrial_Petroleum_Existing_Miscellaneous_Natural Gas_Strategic Energy Management_A_Achievable Economic UCT Potential | F4 | Industrial | Petroleum | Existing | Miscellaneous | Natural Gas | Strategic Energy Management | A | Incremental Energy Savings (MWh or mTherms) | Achievable Economic UCT Potential | 0 | 0 | 0 | 0 | 0 | 0.046856 | 0.046831 | 0.046555 | 0.04658 | 0.046618 | 0.046026 | 0.0459 | 0.045807 | 0.04508 | 0.045252 | 0.04482 | 0.044826 | 0.044601 | 0.044203 | 0.044255 | 0.044072 | 0.043901 | 0.043741 | 0.043592 | 0.043455 | 0 | 0 | 0 | 0 | 0 | 0
F5_Industrial_Petroleum_Existing_Miscellaneous_Natural Gas_Strategic Energy Management_A_Achievable Economic UCT Potential | F5 | Industrial | Petroleum | Existing | Miscellaneous | Natural Gas | Strategic Energy Management | A | Incremental Summer Peak Savings (MW) | Achievable Economic UCT Potential | 0 | 0 | 0 | 0 | 0 | 0 | 0 | 0 | 0 | 0 | 0 | 0 | 0 | 0 | 0 | 0 | 0 | 0 | 0 | 0 | 0 | 0 | 0 | 0 | 0 | 0 | 0 | 0 | 0 | 0 | 0
F6_Industrial_Petroleum_Existing_Miscellaneous_Natural Gas_Strategic Energy Management_A_Achievable Economic UCT Potential | F6 | Industrial | Petroleum | Existing | Miscellaneous | Natural Gas | Strategic Energy Management | A | Incremental Winter Peak Savings (MW) | Achievable Economic UCT Potential | 0 | 0 | 0 | 0 | 0 | 0 | 0 | 0 | 0 | 0 | 0 | 0 | 0 | 0 | 0 | 0 | 0 | 0 | 0 | 0 | 0 | 0 | 0 | 0 | 0 | 0 | 0 | 0 | 0 | 0 | 0
F7_Industrial_Petroleum_Existing_Miscellaneous_Natural Gas_Strategic Energy Management_A_Achievable Economic UCT Potential | F7 | Industrial | Petroleum | Existing | Miscellaneous | Natural Gas | Strategic Energy Management | A | Cumulative Energy Savings (MWh or mTherms) | Achievable Economic UCT Potential | 0 | 0 | 0 | 0 | 0 | 0.046856 | 0.093687 | 0.14024 | 0.18682 | 0.23344 | 0.27947 | 0.32537 | 0.37117 | 0.41625 | 0.46151 | 0.50633 | 0.55115 | 0.59575 | 0.63996 | 0.68421 | 0.72828 | 0.77218 | 0.81592 | 0.85952 | 0.90297 | 0.90297 | 0.90297 | 0.90297 | 0 | 0 | 0
F8_Industrial_Petroleum_Existing_Miscellaneous_Natural Gas_Strategic Energy Management_A_Achievable Economic UCT Potential | F8 | Industrial | Petroleum | Existing | Miscellaneous | Natural Gas | Strategic Energy Management | A | Cumulative Summer Peak Savings (MW) | Achievable Economic UCT Potential | 0 | 0 | 0 | 0 | 0 | 0 | 0 | 0 | 0 | 0 | 0 | 0 | 0 | 0 | 0 | 0 | 0 | 0 | 0 | 0 | 0 | 0 | 0 | 0 | 0 | 0 | 0 | 0 | 0 | 0 | 0
F9_Industrial_Petroleum_Existing_Miscellaneous_Natural Gas_Strategic Energy Management_A_Achievable Economic UCT Potential | F9 | Industrial | Petroleum | Existing | Miscellaneous | Natural Gas | Strategic Energy Management | A | Cumulative Winter Peak Savings (MW) | Achievable Economic UCT Potential | 0 | 0 | 0 | 0 | 0 | 0 | 0 | 0 | 0 | 0 | 0 | 0 | 0 | 0 | 0 | 0 | 0 | 0 | 0 | 0 | 0 | 0 | 0 | 0 | 0 | 0 | 0 | 0 | 0 | 0 | 0
F10_Industrial_Petroleum_Existing_Miscellaneous_Natural Gas_Strategic Energy Management_A_Achievable Economic UCT Potential | F10 | Industrial | Petroleum | Existing | Miscellaneous | Natural Gas | Strategic Energy Management | A | Purchases (Incremental) | Achievable Economic UCT Potential | 0 | 0 | 0 | 0 | 0 | 0.29145 | 0.29129 | 0.28957 | 0.28972 | 0.28996 | 0.28628 | 0.2855 | 0.28492 | 0.2804 | 0.28147 | 0.27878 | 0.27882 | 0.27741 | 0.27494 | 0.27527 | 0.27413 | 0.27306 | 0.27207 | 0.27114 | 0.27029 | 0 | 0 | 0 | 0 | 0 | 0
F11_Industrial_Petroleum_Existing_Miscellaneous_Natural Gas_Strategic Energy Management_A_Achievable Economic UCT Potential | F11 | Industrial | Petroleum | Existing | Miscellaneous | Natural Gas | Strategic Energy Management | A | Purchases (Cumulative) | Achievable Economic UCT Potential | 0 | 0 | 0 | 0 | 0 | 0.29145 | 0.58273 | 0.8723 | 1.162 | 1.452 | 1.7383 | 2.0238 | 2.3087 | 2.5891 | 2.8706 | 3.1493 | 3.4282 | 3.7056 | 3.9805 | 4.2558 | 4.5299 | 4.803 | 5.075 | 5.3462 | 5.6165 | 5.6165 | 5.6165 | 5.6165 | 5.6165 | 5.6165 | 5.6165
F1_Industrial_Petroleum_Existing_Space Heating_Natural Gas_Commissioning_A_Achievable Economic UCT Potential | F1 | Industrial | Petroleum | Existing | Space Heating | Natural Gas | Commissioning | A | Integrated Unit Energy Savings (kWh or therms) | Achievable Economic UCT Potential | 0 | 0 | 0 | 0 | 0 | 17.1826 | 17.021 | 16.8229 | 16.62 | 16.4148 | 16.2123 | 16.0116 | 15.8201 | 15.6351 | 15.4479 | 15.2801 | 15.1212 | 14.9685 | 14.8211 | 14.6744 | 14.5308 | 14.3852 | 14.2378 | 14.1152 | 13.996 | 13.8847 | 13.7807 | 13.6834 | 0 | 0 | 0
F2_Industrial_Petroleum_Existing_Space Heating_Natural Gas_Commissioning_A_Achievable Economic UCT Potential | F2 | Industrial | Petroleum | Existing | Space Heating | Natural Gas | Commissioning | A | Integrated Unit Summer Peak Savings (kW) | Achievable Economic UCT Potential | 0 | 0 | 0 | 0 | 0 | 0 | 0 | 0 | 0 | 0 | 0 | 0 | 0 | 0 | 0 | 0 | 0 | 0 | 0 | 0 | 0 | 0 | 0 | 0 | 0 | 0 | 0 | 0 | 0 | 0 | 0
F3_Industrial_Petroleum_Existing_Space Heating_Natural Gas_Commissioning_A_Achievable Economic UCT Potential | F3 | Industrial | Petroleum | Existing | Space Heating | Natural Gas | Commissioning | A | Integrated Unit Winter Peak Savings (kW) | Achievable Economic UCT Potential | 0 | 0 | 0 | 0 | 0 | 0 | 0 | 0 | 0 | 0 | 0 | 0 | 0 | 0 | 0 | 0 | 0 | 0 | 0 | 0 | 0 | 0 | 0 | 0 | 0 | 0 | 0 | 0 | 0 | 0 | 0
F4_Industrial_Petroleum_Existing_Space Heating_Natural Gas_Commissioning_A_Achievable Economic UCT Potential | F4 | Industrial | Petroleum | Existing | Space Heating | Natural Gas | Commissioning | A | Incremental Energy Savings (MWh or mTherms) | Achievable Economic UCT Potential | 0 | 0 | 0 | 0 | 0 | 0 | 0 | 0 | 0 | 0 | 0 | 0 | 0 | 0 | 0 | 0 | 0 | 0 | 0 | 0 | 0 | 0 | 0 | 0 | 0 | 0 | 0 | 0 | 0 | 0 | 0
F5_Industrial_Petroleum_Existing_Space Heating_Natural Gas_Commissioning_A_Achievable Economic UCT Potential | F5 | Industrial | Petroleum | Existing | Space Heating | Natural Gas | Commissioning | A | Incremental Summer Peak Savings (MW) | Achievable Economic UCT Potential | 0 | 0 | 0 | 0 | 0 | 0 | 0 | 0 | 0 | 0 | 0 | 0 | 0 | 0 | 0 | 0 | 0 | 0 | 0 | 0 | 0 | 0 | 0 | 0 | 0 | 0 | 0 | 0 | 0 | 0 | 0
F6_Industrial_Petroleum_Existing_Space Heating_Natural Gas_Commissioning_A_Achievable Economic UCT Potential | F6 | Industrial | Petroleum | Existing | Space Heating | Natural Gas | Commissioning | A | Incremental Winter Peak Savings (MW) | Achievable Economic UCT Potential | 0 | 0 | 0 | 0 | 0 | 0 | 0 | 0 | 0 | 0 | 0 | 0 | 0 | 0 | 0 | 0 | 0 | 0 | 0 | 0 | 0 | 0 | 0 | 0 | 0 | 0 | 0 | 0 | 0 | 0 | 0
F7_Industrial_Petroleum_Existing_Space Heating_Natural Gas_Commissioning_A_Achievable Economic UCT Potential | F7 | Industrial | Petroleum | Existing | Space Heating | Natural Gas | Commissioning | A | Cumulative Energy Savings (MWh or mTherms) | Achievable Economic UCT Potential | 0 | 0 | 0 | 0 | 0 | 0 | 0 | 0 | 0 | 0 | 0 | 0 | 0 | 0 | 0 | 0 | 0 | 0 | 0 | 0 | 0 | 0 | 0 | 0 | 0 | 0 | 0 | 0 | 0 | 0 | 0
F8_Industrial_Petroleum_Existing_Space Heating_Natural Gas_Commissioning_A_Achievable Economic UCT Potential | F8 | Industrial | Petroleum | Existing | Space Heating | Natural Gas | Commissioning | A | Cumulative Summer Peak Savings (MW) | Achievable Economic UCT Potential | 0 | 0 | 0 | 0 | 0 | 0 | 0 | 0 | 0 | 0 | 0 | 0 | 0 | 0 | 0 | 0 | 0 | 0 | 0 | 0 | 0 | 0 | 0 | 0 | 0 | 0 | 0 | 0 | 0 | 0 | 0
F9_Industrial_Petroleum_Existing_Space Heating_Natural Gas_Commissioning_A_Achievable Economic UCT Potential | F9 | Industrial | Petroleum | Existing | Space Heating | Natural Gas | Commissioning | A | Cumulative Winter Peak Savings (MW) | Achievable Economic UCT Potential | 0 | 0 | 0 | 0 | 0 | 0 | 0 | 0 | 0 | 0 | 0 | 0 | 0 | 0 | 0 | 0 | 0 | 0 | 0 | 0 | 0 | 0 | 0 | 0 | 0 | 0 | 0 | 0 | 0 | 0 | 0
F10_Industrial_Petroleum_Existing_Space Heating_Natural Gas_Commissioning_A_Achievable Economic UCT Potential | F10 | Industrial | Petroleum | Existing | Space Heating | Natural Gas | Commissioning | A | Purchases (Incremental) | Achievable Economic UCT Potential | 0 | 0 | 0 | 0 | 0 | 0 | 0 | 0 | 0 | 0 | 0 | 0 | 0 | 0 | 0 | 0 | 0 | 0 | 0 | 0 | 0 | 0 | 0 | 0 | 0 | 0 | 0 | 0 | 0 | 0 | 0
F11_Industrial_Petroleum_Existing_Space Heating_Natural Gas_Commissioning_A_Achievable Economic UCT Potential | F11 | Industrial | Petroleum | Existing | Space Heating | Natural Gas | Commissioning | A | Purchases (Cumulative) | Achievable Economic UCT Potential | 0 | 0 | 0 | 0 | 0 | 0 | 0 | 0 | 0 | 0 | 0 | 0 | 0 | 0 | 0 | 0 | 0 | 0 | 0 | 0 | 0 | 0 | 0 | 0 | 0 | 0 | 0 | 0 | 0 | 0 | 0
F1_Industrial_Petroleum_Existing_Process_Natural Gas_Commissioning_A_Achievable Economic UCT Potential | F1 | Industrial | Petroleum | Existing | Process | Natural Gas | Commissioning | A | Integrated Unit Energy Savings (kWh or therms) | Achievable Economic UCT Potential | 0 | 0 | 0 | 0 | 0 | 4292.3343 | 4292.3343 | 4292.3343 | 4292.3343 | 4292.3343 | 4292.3343 | 4292.3343 | 4292.3343 | 4292.3343 | 4292.3343 | 4292.3343 | 4292.3343 | 4292.3343 | 4292.3343 | 4292.3343 | 4292.3343 | 4292.3343 | 4292.3343 | 4292.3343 | 4292.3343 | 4292.3343 | 4292.3343 | 4292.3343 | 0 | 0 | 0
F2_Industrial_Petroleum_Existing_Process_Natural Gas_Commissioning_A_Achievable Economic UCT Potential | F2 | Industrial | Petroleum | Existing | Process | Natural Gas | Commissioning | A | Integrated Unit Summer Peak Savings (kW) | Achievable Economic UCT Potential | 0 | 0 | 0 | 0 | 0 | 0 | 0 | 0 | 0 | 0 | 0 | 0 | 0 | 0 | 0 | 0 | 0 | 0 | 0 | 0 | 0 | 0 | 0 | 0 | 0 | 0 | 0 | 0 | 0 | 0 | 0
F3_Industrial_Petroleum_Existing_Process_Natural Gas_Commissioning_A_Achievable Economic UCT Potential | F3 | Industrial | Petroleum | Existing | Process | Natural Gas | Commissioning | A | Integrated Unit Winter Peak Savings (kW) | Achievable Economic UCT Potential | 0 | 0 | 0 | 0 | 0 | 0 | 0 | 0 | 0 | 0 | 0 | 0 | 0 | 0 | 0 | 0 | 0 | 0 | 0 | 0 | 0 | 0 | 0 | 0 | 0 | 0 | 0 | 0 | 0 | 0 | 0
F4_Industrial_Petroleum_Existing_Process_Natural Gas_Commissioning_A_Achievable Economic UCT Potential | F4 | Industrial | Petroleum | Existing | Process | Natural Gas | Commissioning | A | Incremental Energy Savings (MWh or mTherms) | Achievable Economic UCT Potential | 0 | 0 | 0 | 0 | 0 | 0 | 0 | 0 | 0 | 0 | 0 | 0 | 0 | 0 | 0 | 0 | 0 | 0 | 0 | 0 | 0 | 0 | 0 | 0 | 0 | 0 | 0 | 0 | 0 | 0 | 0
F5_Industrial_Petroleum_Existing_Process_Natural Gas_Commissioning_A_Achievable Economic UCT Potential | F5 | Industrial | Petroleum | Existing | Process | Natural Gas | Commissioning | A | Incremental Summer Peak Savings (MW) | Achievable Economic UCT Potential | 0 | 0 | 0 | 0 | 0 | 0 | 0 | 0 | 0 | 0 | 0 | 0 | 0 | 0 | 0 | 0 | 0 | 0 | 0 | 0 | 0 | 0 | 0 | 0 | 0 | 0 | 0 | 0 | 0 | 0 | 0
F6_Industrial_Petroleum_Existing_Process_Natural Gas_Commissioning_A_Achievable Economic UCT Potential | F6 | Industrial | Petroleum | Existing | Process | Natural Gas | Commissioning | A | Incremental Winter Peak Savings (MW) | Achievable Economic UCT Potential | 0 | 0 | 0 | 0 | 0 | 0 | 0 | 0 | 0 | 0 | 0 | 0 | 0 | 0 | 0 | 0 | 0 | 0 | 0 | 0 | 0 | 0 | 0 | 0 | 0 | 0 | 0 | 0 | 0 | 0 | 0
F7_Industrial_Petroleum_Existing_Process_Natural Gas_Commissioning_A_Achievable Economic UCT Potential | F7 | Industrial | Petroleum | Existing | Process | Natural Gas | Commissioning | A | Cumulative Energy Savings (MWh or mTherms) | Achievable Economic UCT Potential | 0 | 0 | 0 | 0 | 0 | 0 | 0 | 0 | 0 | 0 | 0 | 0 | 0 | 0 | 0 | 0 | 0 | 0 | 0 | 0 | 0 | 0 | 0 | 0 | 0 | 0 | 0 | 0 | 0 | 0 | 0
F8_Industrial_Petroleum_Existing_Process_Natural Gas_Commissioning_A_Achievable Economic UCT Potential | F8 | Industrial | Petroleum | Existing | Process | Natural Gas | Commissioning | A | Cumulative Summer Peak Savings (MW) | Achievable Economic UCT Potential | 0 | 0 | 0 | 0 | 0 | 0 | 0 | 0 | 0 | 0 | 0 | 0 | 0 | 0 | 0 | 0 | 0 | 0 | 0 | 0 | 0 | 0 | 0 | 0 | 0 | 0 | 0 | 0 | 0 | 0 | 0
F9_Industrial_Petroleum_Existing_Process_Natural Gas_Commissioning_A_Achievable Economic UCT Potential | F9 | Industrial | Petroleum | Existing | Process | Natural Gas | Commissioning | A | Cumulative Winter Peak Savings (MW) | Achievable Economic UCT Potential | 0 | 0 | 0 | 0 | 0 | 0 | 0 | 0 | 0 | 0 | 0 | 0 | 0 | 0 | 0 | 0 | 0 | 0 | 0 | 0 | 0 | 0 | 0 | 0 | 0 | 0 | 0 | 0 | 0 | 0 | 0
F10_Industrial_Petroleum_Existing_Process_Natural Gas_Commissioning_A_Achievable Economic UCT Potential | F10 | Industrial | Petroleum | Existing | Process | Natural Gas | Commissioning | A | Purchases (Incremental) | Achievable Economic UCT Potential | 0 | 0 | 0 | 0 | 0 | 0 | 0 | 0 | 0 | 0 | 0 | 0 | 0 | 0 | 0 | 0 | 0 | 0 | 0 | 0 | 0 | 0 | 0 | 0 | 0 | 0 | 0 | 0 | 0 | 0 | 0
F11_Industrial_Petroleum_Existing_Process_Natural Gas_Commissioning_A_Achievable Economic UCT Potential | F11 | Industrial | Petroleum | Existing | Process | Natural Gas | Commissioning | A | Purchases (Cumulative) | Achievable Economic UCT Potential | 0 | 0 | 0 | 0 | 0 | 0 | 0 | 0 | 0 | 0 | 0 | 0 | 0 | 0 | 0 | 0 | 0 | 0 | 0 | 0 | 0 | 0 | 0 | 0 | 0 | 0 | 0 | 0 | 0 | 0 | 0
F1_Industrial_Petroleum_Existing_Space Heating_Natural Gas_Retrocommissioning_A_Achievable Economic UCT Potential | F1 | Industrial | Petroleum | Existing | Space Heating | Natural Gas | Retrocommissioning | A | Integrated Unit Energy Savings (kWh or therms) | Achievable Economic UCT Potential | 0 | 0 | 0 | 0 | 0 | 2.3859 | 2.3629 | 2.3349 | 2.3063 | 2.2773 | 2.2488 | 2.2206 | 2.1938 | 2.1678 | 2.1417 | 2.1183 | 2.0961 | 2.0748 | 2.0543 | 2.0339 | 2.0139 | 1.9937 | 1.9733 | 1.9562 | 1.9397 | 1.9243 | 1.9098 | 1.8963 | 0 | 0 | 0
F2_Industrial_Petroleum_Existing_Space Heating_Natural Gas_Retrocommissioning_A_Achievable Economic UCT Potential | F2 | Industrial | Petroleum | Existing | Space Heating | Natural Gas | Retrocommissioning | A | Integrated Unit Summer Peak Savings (kW) | Achievable Economic UCT Potential | 0 | 0 | 0 | 0 | 0 | 0 | 0 | 0 | 0 | 0 | 0 | 0 | 0 | 0 | 0 | 0 | 0 | 0 | 0 | 0 | 0 | 0 | 0 | 0 | 0 | 0 | 0 | 0 | 0 | 0 | 0
F3_Industrial_Petroleum_Existing_Space Heating_Natural Gas_Retrocommissioning_A_Achievable Economic UCT Potential | F3 | Industrial | Petroleum | Existing | Space Heating | Natural Gas | Retrocommissioning | A | Integrated Unit Winter Peak Savings (kW) | Achievable Economic UCT Potential | 0 | 0 | 0 | 0 | 0 | 0 | 0 | 0 | 0 | 0 | 0 | 0 | 0 | 0 | 0 | 0 | 0 | 0 | 0 | 0 | 0 | 0 | 0 | 0 | 0 | 0 | 0 | 0 | 0 | 0 | 0
F4_Industrial_Petroleum_Existing_Space Heating_Natural Gas_Retrocommissioning_A_Achievable Economic UCT Potential | F4 | Industrial | Petroleum | Existing | Space Heating | Natural Gas | Retrocommissioning | A | Incremental Energy Savings (MWh or mTherms) | Achievable Economic UCT Potential | 0 | 0 | 0 | 0 | 0 | 0.00054084 | 0.00053534 | 0.00052587 | 0.0005197 | 0.0005136 | 0.00050072 | 0.0004931 | 0.00048615 | 0.00047277 | 0.00046886 | 0.0004593 | 0.00045456 | 0.00044768 | 0.00043929 | 0.00043545 | 0.00042939 | 0.00042343 | 0.00041756 | 0.00041255 | 0.00040777 | 0 | 0 | 0 | 0 | 0 | 0
F5_Industrial_Petroleum_Existing_Space Heating_Natural Gas_Retrocommissioning_A_Achievable Economic UCT Potential | F5 | Industrial | Petroleum | Existing | Space Heating | Natural Gas | Retrocommissioning | A | Incremental Summer Peak Savings (MW) | Achievable Economic UCT Potential | 0 | 0 | 0 | 0 | 0 | 0 | 0 | 0 | 0 | 0 | 0 | 0 | 0 | 0 | 0 | 0 | 0 | 0 | 0 | 0 | 0 | 0 | 0 | 0 | 0 | 0 | 0 | 0 | 0 | 0 | 0
F6_Industrial_Petroleum_Existing_Space Heating_Natural Gas_Retrocommissioning_A_Achievable Economic UCT Potential | F6 | Industrial | Petroleum | Existing | Space Heating | Natural Gas | Retrocommissioning | A | Incremental Winter Peak Savings (MW) | Achievable Economic UCT Potential | 0 | 0 | 0 | 0 | 0 | 0 | 0 | 0 | 0 | 0 | 0 | 0 | 0 | 0 | 0 | 0 | 0 | 0 | 0 | 0 | 0 | 0 | 0 | 0 | 0 | 0 | 0 | 0 | 0 | 0 | 0
F7_Industrial_Petroleum_Existing_Space Heating_Natural Gas_Retrocommissioning_A_Achievable Economic UCT Potential | F7 | Industrial | Petroleum | Existing | Space Heating | Natural Gas | Retrocommissioning | A | Cumulative Energy Savings (MWh or mTherms) | Achievable Economic UCT Potential | 0 | 0 | 0 | 0 | 0 | 0.00054084 | 0.001071 | 0.0015841 | 0.0020844 | 0.0025718 | 0.0030403 | 0.0034953 | 0.0039392 | 0.0043654 | 0.0047817 | 0.0051886 | 0.005589 | 0.0059799 | 0.00636 | 0.0067323 | 0.0070956 | 0.0074478 | 0.007789 | 0.0081343 | 0.0084734 | 0.0084059 | 0.0083428 | 0.0082838 | 0 | 0 | 0
F8_Industrial_Petroleum_Existing_Space Heating_Natural Gas_Retrocommissioning_A_Achievable Economic UCT Potential | F8 | Industrial | Petroleum | Existing | Space Heating | Natural Gas | Retrocommissioning | A | Cumulative Summer Peak Savings (MW) | Achievable Economic UCT Potential | 0 | 0 | 0 | 0 | 0 | 0 | 0 | 0 | 0 | 0 | 0 | 0 | 0 | 0 | 0 | 0 | 0 | 0 | 0 | 0 | 0 | 0 | 0 | 0 | 0 | 0 | 0 | 0 | 0 | 0 | 0
F9_Industrial_Petroleum_Existing_Space Heating_Natural Gas_Retrocommissioning_A_Achievable Economic UCT Potential | F9 | Industrial | Petroleum | Existing | Space Heating | Natural Gas | Retrocommissioning | A | Cumulative Winter Peak Savings (MW) | Achievable Economic UCT Potential | 0 | 0 | 0 | 0 | 0 | 0 | 0 | 0 | 0 | 0 | 0 | 0 | 0 | 0 | 0 | 0 | 0 | 0 | 0 | 0 | 0 | 0 | 0 | 0 | 0 | 0 | 0 | 0 | 0 | 0 | 0
F10_Industrial_Petroleum_Existing_Space Heating_Natural Gas_Retrocommissioning_A_Achievable Economic UCT Potential | F10 | Industrial | Petroleum | Existing | Space Heating | Natural Gas | Retrocommissioning | A | Purchases (Incremental) | Achievable Economic UCT Potential | 0 | 0 | 0 | 0 | 0 | 0.22668 | 0.22656 | 0.22522 | 0.22534 | 0.22553 | 0.22266 | 0.22206 | 0.2216 | 0.21809 | 0.21892 | 0.21683 | 0.21686 | 0.21577 | 0.21384 | 0.2141 | 0.21321 | 0.21238 | 0.21161 | 0.21089 | 0.21022 | 0 | 0 | 0 | 0 | 0 | 0
F11_Industrial_Petroleum_Existing_Space Heating_Natural Gas_Retrocommissioning_A_Achievable Economic UCT Potential | F11 | Industrial | Petroleum | Existing | Space Heating | Natural Gas | Retrocommissioning | A | Purchases (Cumulative) | Achievable Economic UCT Potential | 0 | 0 | 0 | 0 | 0 | 0.22668 | 0.45324 | 0.67846 | 0.9038 | 1.1293 | 1.352 | 1.574 | 1.7956 | 2.0137 | 2.2327 | 2.4495 | 2.6663 | 2.8821 | 3.096 | 3.31 | 3.5233 | 3.7356 | 3.9472 | 4.1581 | 4.3684 | 4.3684 | 4.3684 | 4.3684 | 4.3684 | 4.3684 | 4.3684
F1_Industrial_Petroleum_Existing_Process_Natural Gas_Retrocommissioning_A_Achievable Economic UCT Potential | F1 | Industrial | Petroleum | Existing | Process | Natural Gas | Retrocommissioning | A | Integrated Unit Energy Savings (kWh or therms) | Achievable Economic UCT Potential | 0 | 0 | 0 | 0 | 0 | 0 | 0 | 0 | 0 | 0 | 0 | 0 | 0 | 0 | 0 | 0 | 0 | 0 | 0 | 0 | 0 | 0 | 0 | 0 | 0 | 0 | 0 | 0 | 0 | 0 | 0
F2_Industrial_Petroleum_Existing_Process_Natural Gas_Retrocommissioning_A_Achievable Economic UCT Potential | F2 | Industrial | Petroleum | Existing | Process | Natural Gas | Retrocommissioning | A | Integrated Unit Summer Peak Savings (kW) | Achievable Economic UCT Potential | 0 | 0 | 0 | 0 | 0 | 0 | 0 | 0 | 0 | 0 | 0 | 0 | 0 | 0 | 0 | 0 | 0 | 0 | 0 | 0 | 0 | 0 | 0 | 0 | 0 | 0 | 0 | 0 | 0 | 0 | 0
F3_Industrial_Petroleum_Existing_Process_Natural Gas_Retrocommissioning_A_Achievable Economic UCT Potential | F3 | Industrial | Petroleum | Existing | Process | Natural Gas | Retrocommissioning | A | Integrated Unit Winter Peak Savings (kW) | Achievable Economic UCT Potential | 0 | 0 | 0 | 0 | 0 | 0 | 0 | 0 | 0 | 0 | 0 | 0 | 0 | 0 | 0 | 0 | 0 | 0 | 0 | 0 | 0 | 0 | 0 | 0 | 0 | 0 | 0 | 0 | 0 | 0 | 0
F4_Industrial_Petroleum_Existing_Process_Natural Gas_Retrocommissioning_A_Achievable Economic UCT Potential | F4 | Industrial | Petroleum | Existing | Process | Natural Gas | Retrocommissioning | A | Incremental Energy Savings (MWh or mTherms) | Achievable Economic UCT Potential | 0 | 0 | 0 | 0 | 0 | 0 | 0 | 0 | 0 | 0 | 0 | 0 | 0 | 0 | 0 | 0 | 0 | 0 | 0 | 0 | 0 | 0 | 0 | 0 | 0 | 0 | 0 | 0 | 0 | 0 | 0
F5_Industrial_Petroleum_Existing_Process_Natural Gas_Retrocommissioning_A_Achievable Economic UCT Potential | F5 | Industrial | Petroleum | Existing | Process | Natural Gas | Retrocommissioning | A | Incremental Summer Peak Savings (MW) | Achievable Economic UCT Potential | 0 | 0 | 0 | 0 | 0 | 0 | 0 | 0 | 0 | 0 | 0 | 0 | 0 | 0 | 0 | 0 | 0 | 0 | 0 | 0 | 0 | 0 | 0 | 0 | 0 | 0 | 0 | 0 | 0 | 0 | 0
F6_Industrial_Petroleum_Existing_Process_Natural Gas_Retrocommissioning_A_Achievable Economic UCT Potential | F6 | Industrial | Petroleum | Existing | Process | Natural Gas | Retrocommissioning | A | Incremental Winter Peak Savings (MW) | Achievable Economic UCT Potential | 0 | 0 | 0 | 0 | 0 | 0 | 0 | 0 | 0 | 0 | 0 | 0 | 0 | 0 | 0 | 0 | 0 | 0 | 0 | 0 | 0 | 0 | 0 | 0 | 0 | 0 | 0 | 0 | 0 | 0 | 0
F7_Industrial_Petroleum_Existing_Process_Natural Gas_Retrocommissioning_A_Achievable Economic UCT Potential | F7 | Industrial | Petroleum | Existing | Process | Natural Gas | Retrocommissioning | A | Cumulative Energy Savings (MWh or mTherms) | Achievable Economic UCT Potential | 0 | 0 | 0 | 0 | 0 | 0 | 0 | 0 | 0 | 0 | 0 | 0 | 0 | 0 | 0 | 0 | 0 | 0 | 0 | 0 | 0 | 0 | 0 | 0 | 0 | 0 | 0 | 0 | 0 | 0 | 0
F8_Industrial_Petroleum_Existing_Process_Natural Gas_Retrocommissioning_A_Achievable Economic UCT Potential | F8 | Industrial | Petroleum | Existing | Process | Natural Gas | Retrocommissioning | A | Cumulative Summer Peak Savings (MW) | Achievable Economic UCT Potential | 0 | 0 | 0 | 0 | 0 | 0 | 0 | 0 | 0 | 0 | 0 | 0 | 0 | 0 | 0 | 0 | 0 | 0 | 0 | 0 | 0 | 0 | 0 | 0 | 0 | 0 | 0 | 0 | 0 | 0 | 0
F9_Industrial_Petroleum_Existing_Process_Natural Gas_Retrocommissioning_A_Achievable Economic UCT Potential | F9 | Industrial | Petroleum | Existing | Process | Natural Gas | Retrocommissioning | A | Cumulative Winter Peak Savings (MW) | Achievable Economic UCT Potential | 0 | 0 | 0 | 0 | 0 | 0 | 0 | 0 | 0 | 0 | 0 | 0 | 0 | 0 | 0 | 0 | 0 | 0 | 0 | 0 | 0 | 0 | 0 | 0 | 0 | 0 | 0 | 0 | 0 | 0 | 0
F10_Industrial_Petroleum_Existing_Process_Natural Gas_Retrocommissioning_A_Achievable Economic UCT Potential | F10 | Industrial | Petroleum | Existing | Process | Natural Gas | Retrocommissioning | A | Purchases (Incremental) | Achievable Economic UCT Potential | 0 | 0 | 0 | 0 | 0 | 0.22668 | 0.22656 | 0.22522 | 0.22534 | 0.22553 | 0.22266 | 0.22206 | 0.2216 | 0.21809 | 0.21892 | 0.21683 | 0.21686 | 0.21577 | 0.21384 | 0.2141 | 0.21321 | 0.21238 | 0.21161 | 0.21089 | 0.21022 | 0 | 0 | 0 | 0 | 0 | 0
F11_Industrial_Petroleum_Existing_Process_Natural Gas_Retrocommissioning_A_Achievable Economic UCT Potential | F11 | Industrial | Petroleum | Existing | Process | Natural Gas | Retrocommissioning | A | Purchases (Cumulative) | Achievable Economic UCT Potential | 0 | 0 | 0 | 0 | 0 | 0.22668 | 0.45324 | 0.67846 | 0.9038 | 1.1293 | 1.352 | 1.574 | 1.7956 | 2.0137 | 2.2327 | 2.4495 | 2.6663 | 2.8821 | 3.096 | 3.31 | 3.5233 | 3.7356 | 3.9472 | 4.1581 | 4.3684 | 4.3684 | 4.3684 | 4.3684 | 4.3684 | 4.3684 | 4.3684
F1_Industrial_Petroleum_New_Space Heating_Natural Gas_Insulation - Roof/Ceiling_A_Achievable Economic UCT Potential | F1 | Industrial | Petroleum | New | Space Heating | Natural Gas | Insulation - Roof/Ceiling | A | Integrated Unit Energy Savings (kWh or therms) | Achievable Economic UCT Potential | 0 | 0 | 0 | 0 | 0 | 0 | 0 | 0 | 0 | 0 | 0 | 0 | 0 | 0 | 0 | 0 | 0 | 0 | 0 | 0 | 0 | 0 | 0 | 0 | 0 | 0 | 0 | 0 | 0 | 0 | 0
F2_Industrial_Petroleum_New_Space Heating_Natural Gas_Insulation - Roof/Ceiling_A_Achievable Economic UCT Potential | F2 | Industrial | Petroleum | New | Space Heating | Natural Gas | Insulation - Roof/Ceiling | A | Integrated Unit Summer Peak Savings (kW) | Achievable Economic UCT Potential | 0 | 0 | 0 | 0 | 0 | 0 | 0 | 0 | 0 | 0 | 0 | 0 | 0 | 0 | 0 | 0 | 0 | 0 | 0 | 0 | 0 | 0 | 0 | 0 | 0 | 0 | 0 | 0 | 0 | 0 | 0
F3_Industrial_Petroleum_New_Space Heating_Natural Gas_Insulation - Roof/Ceiling_A_Achievable Economic UCT Potential | F3 | Industrial | Petroleum | New | Space Heating | Natural Gas | Insulation - Roof/Ceiling | A | Integrated Unit Winter Peak Savings (kW) | Achievable Economic UCT Potential | 0 | 0 | 0 | 0 | 0 | 0 | 0 | 0 | 0 | 0 | 0 | 0 | 0 | 0 | 0 | 0 | 0 | 0 | 0 | 0 | 0 | 0 | 0 | 0 | 0 | 0 | 0 | 0 | 0 | 0 | 0
F4_Industrial_Petroleum_New_Space Heating_Natural Gas_Insulation - Roof/Ceiling_A_Achievable Economic UCT Potential | F4 | Industrial | Petroleum | New | Space Heating | Natural Gas | Insulation - Roof/Ceiling | A | Incremental Energy Savings (MWh or mTherms) | Achievable Economic UCT Potential | 0 | 0 | 0 | 0 | 0 | 0 | 0 | 0 | 0 | 0 | 0 | 0 | 0 | 0 | 0 | 0 | 0 | 0 | 0 | 0 | 0 | 0 | 0 | 0 | 0 | 0 | 0 | 0 | 0 | 0 | 0
F5_Industrial_Petroleum_New_Space Heating_Natural Gas_Insulation - Roof/Ceiling_A_Achievable Economic UCT Potential | F5 | Industrial | Petroleum | New | Space Heating | Natural Gas | Insulation - Roof/Ceiling | A | Incremental Summer Peak Savings (MW) | Achievable Economic UCT Potential | 0 | 0 | 0 | 0 | 0 | 0 | 0 | 0 | 0 | 0 | 0 | 0 | 0 | 0 | 0 | 0 | 0 | 0 | 0 | 0 | 0 | 0 | 0 | 0 | 0 | 0 | 0 | 0 | 0 | 0 | 0
F6_Industrial_Petroleum_New_Space Heating_Natural Gas_Insulation - Roof/Ceiling_A_Achievable Economic UCT Potential | F6 | Industrial | Petroleum | New | Space Heating | Natural Gas | Insulation - Roof/Ceiling | A | Incremental Winter Peak Savings (MW) | Achievable Economic UCT Potential | 0 | 0 | 0 | 0 | 0 | 0 | 0 | 0 | 0 | 0 | 0 | 0 | 0 | 0 | 0 | 0 | 0 | 0 | 0 | 0 | 0 | 0 | 0 | 0 | 0 | 0 | 0 | 0 | 0 | 0 | 0
F7_Industrial_Petroleum_New_Space Heating_Natural Gas_Insulation - Roof/Ceiling_A_Achievable Economic UCT Potential | F7 | Industrial | Petroleum | New | Space Heating | Natural Gas | Insulation - Roof/Ceiling | A | Cumulative Energy Savings (MWh or mTherms) | Achievable Economic UCT Potential | 0 | 0 | 0 | 0 | 0 | 0 | 0 | 0 | 0 | 0 | 0 | 0 | 0 | 0 | 0 | 0 | 0 | 0 | 0 | 0 | 0 | 0 | 0 | 0 | 0 | 0 | 0 | 0 | 0 | 0 | 0
F8_Industrial_Petroleum_New_Space Heating_Natural Gas_Insulation - Roof/Ceiling_A_Achievable Economic UCT Potential | F8 | Industrial | Petroleum | New | Space Heating | Natural Gas | Insulation - Roof/Ceiling | A | Cumulative Summer Peak Savings (MW) | Achievable Economic UCT Potential | 0 | 0 | 0 | 0 | 0 | 0 | 0 | 0 | 0 | 0 | 0 | 0 | 0 | 0 | 0 | 0 | 0 | 0 | 0 | 0 | 0 | 0 | 0 | 0 | 0 | 0 | 0 | 0 | 0 | 0 | 0
F9_Industrial_Petroleum_New_Space Heating_Natural Gas_Insulation - Roof/Ceiling_A_Achievable Economic UCT Potential | F9 | Industrial | Petroleum | New | Space Heating | Natural Gas | Insulation - Roof/Ceiling | A | Cumulative Winter Peak Savings (MW) | Achievable Economic UCT Potential | 0 | 0 | 0 | 0 | 0 | 0 | 0 | 0 | 0 | 0 | 0 | 0 | 0 | 0 | 0 | 0 | 0 | 0 | 0 | 0 | 0 | 0 | 0 | 0 | 0 | 0 | 0 | 0 | 0 | 0 | 0
F10_Industrial_Petroleum_New_Space Heating_Natural Gas_Insulation - Roof/Ceiling_A_Achievable Economic UCT Potential | F10 | Industrial | Petroleum | New | Space Heating | Natural Gas | Insulation - Roof/Ceiling | A | Purchases (Incremental) | Achievable Economic UCT Potential | 0 | 0 | 0 | 0 | 0 | 0 | 0 | 0 | 0 | 0 | 0 | 0 | 0 | 0 | 0 | 0 | 0 | 0 | 0 | 0 | 0 | 0 | 0 | 0 | 0 | 0 | 0 | 0 | 0 | 0 | 0
F11_Industrial_Petroleum_New_Space Heating_Natural Gas_Insulation - Roof/Ceiling_A_Achievable Economic UCT Potential | F11 | Industrial | Petroleum | New | Space Heating | Natural Gas | Insulation - Roof/Ceiling | A | Purchases (Cumulative) | Achievable Economic UCT Potential | 0 | 0 | 0 | 0 | 0 | 0 | 0 | 0 | 0 | 0 | 0 | 0 | 0 | 0 | 0 | 0 | 0 | 0 | 0 | 0 | 0 | 0 | 0 | 0 | 0 | 0 | 0 | 0 | 0 | 0 | 0
F1_Industrial_Petroleum_New_Space Heating_Natural Gas_Insulation - Wall Cavity_A_Achievable Economic UCT Potential | F1 | Industrial | Petroleum | New | Space Heating | Natural Gas | Insulation - Wall Cavity | A | Integrated Unit Energy Savings (kWh or therms) | Achievable Economic UCT Potential | 0 | 0 | 0 | 0 | 0 | 0 | 0 | 0 | 0 | 0 | 0 | 0 | 0 | 0 | 0 | 0 | 0 | 0 | 0 | 0 | 0 | 0 | 0 | 0 | 0 | 0 | 0 | 0 | 0 | 0 | 0
F2_Industrial_Petroleum_New_Space Heating_Natural Gas_Insulation - Wall Cavity_A_Achievable Economic UCT Potential | F2 | Industrial | Petroleum | New | Space Heating | Natural Gas | Insulation - Wall Cavity | A | Integrated Unit Summer Peak Savings (kW) | Achievable Economic UCT Potential | 0 | 0 | 0 | 0 | 0 | 0 | 0 | 0 | 0 | 0 | 0 | 0 | 0 | 0 | 0 | 0 | 0 | 0 | 0 | 0 | 0 | 0 | 0 | 0 | 0 | 0 | 0 | 0 | 0 | 0 | 0
F3_Industrial_Petroleum_New_Space Heating_Natural Gas_Insulation - Wall Cavity_A_Achievable Economic UCT Potential | F3 | Industrial | Petroleum | New | Space Heating | Natural Gas | Insulation - Wall Cavity | A | Integrated Unit Winter Peak Savings (kW) | Achievable Economic UCT Potential | 0 | 0 | 0 | 0 | 0 | 0 | 0 | 0 | 0 | 0 | 0 | 0 | 0 | 0 | 0 | 0 | 0 | 0 | 0 | 0 | 0 | 0 | 0 | 0 | 0 | 0 | 0 | 0 | 0 | 0 | 0
F4_Industrial_Petroleum_New_Space Heating_Natural Gas_Insulation - Wall Cavity_A_Achievable Economic UCT Potential | F4 | Industrial | Petroleum | New | Space Heating | Natural Gas | Insulation - Wall Cavity | A | Incremental Energy Savings (MWh or mTherms) | Achievable Economic UCT Potential | 0 | 0 | 0 | 0 | 0 | 0 | 0 | 0 | 0 | 0 | 0 | 0 | 0 | 0 | 0 | 0 | 0 | 0 | 0 | 0 | 0 | 0 | 0 | 0 | 0 | 0 | 0 | 0 | 0 | 0 | 0
F5_Industrial_Petroleum_New_Space Heating_Natural Gas_Insulation - Wall Cavity_A_Achievable Economic UCT Potential | F5 | Industrial | Petroleum | New | Space Heating | Natural Gas | Insulation - Wall Cavity | A | Incremental Summer Peak Savings (MW) | Achievable Economic UCT Potential | 0 | 0 | 0 | 0 | 0 | 0 | 0 | 0 | 0 | 0 | 0 | 0 | 0 | 0 | 0 | 0 | 0 | 0 | 0 | 0 | 0 | 0 | 0 | 0 | 0 | 0 | 0 | 0 | 0 | 0 | 0
F6_Industrial_Petroleum_New_Space Heating_Natural Gas_Insulation - Wall Cavity_A_Achievable Economic UCT Potential | F6 | Industrial | Petroleum | New | Space Heating | Natural Gas | Insulation - Wall Cavity | A | Incremental Winter Peak Savings (MW) | Achievable Economic UCT Potential | 0 | 0 | 0 | 0 | 0 | 0 | 0 | 0 | 0 | 0 | 0 | 0 | 0 | 0 | 0 | 0 | 0 | 0 | 0 | 0 | 0 | 0 | 0 | 0 | 0 | 0 | 0 | 0 | 0 | 0 | 0
F7_Industrial_Petroleum_New_Space Heating_Natural Gas_Insulation - Wall Cavity_A_Achievable Economic UCT Potential | F7 | Industrial | Petroleum | New | Space Heating | Natural Gas | Insulation - Wall Cavity | A | Cumulative Energy Savings (MWh or mTherms) | Achievable Economic UCT Potential | 0 | 0 | 0 | 0 | 0 | 0 | 0 | 0 | 0 | 0 | 0 | 0 | 0 | 0 | 0 | 0 | 0 | 0 | 0 | 0 | 0 | 0 | 0 | 0 | 0 | 0 | 0 | 0 | 0 | 0 | 0
F8_Industrial_Petroleum_New_Space Heating_Natural Gas_Insulation - Wall Cavity_A_Achievable Economic UCT Potential | F8 | Industrial | Petroleum | New | Space Heating | Natural Gas | Insulation - Wall Cavity | A | Cumulative Summer Peak Savings (MW) | Achievable Economic UCT Potential | 0 | 0 | 0 | 0 | 0 | 0 | 0 | 0 | 0 | 0 | 0 | 0 | 0 | 0 | 0 | 0 | 0 | 0 | 0 | 0 | 0 | 0 | 0 | 0 | 0 | 0 | 0 | 0 | 0 | 0 | 0
F9_Industrial_Petroleum_New_Space Heating_Natural Gas_Insulation - Wall Cavity_A_Achievable Economic UCT Potential | F9 | Industrial | Petroleum | New | Space Heating | Natural Gas | Insulation - Wall Cavity | A | Cumulative Winter Peak Savings (MW) | Achievable Economic UCT Potential | 0 | 0 | 0 | 0 | 0 | 0 | 0 | 0 | 0 | 0 | 0 | 0 | 0 | 0 | 0 | 0 | 0 | 0 | 0 | 0 | 0 | 0 | 0 | 0 | 0 | 0 | 0 | 0 | 0 | 0 | 0
F10_Industrial_Petroleum_New_Space Heating_Natural Gas_Insulation - Wall Cavity_A_Achievable Economic UCT Potential | F10 | Industrial | Petroleum | New | Space Heating | Natural Gas | Insulation - Wall Cavity | A | Purchases (Incremental) | Achievable Economic UCT Potential | 0 | 0 | 0 | 0 | 0 | 0 | 0 | 0 | 0 | 0 | 0 | 0 | 0 | 0 | 0 | 0 | 0 | 0 | 0 | 0 | 0 | 0 | 0 | 0 | 0 | 0 | 0 | 0 | 0 | 0 | 0
F11_Industrial_Petroleum_New_Space Heating_Natural Gas_Insulation - Wall Cavity_A_Achievable Economic UCT Potential | F11 | Industrial | Petroleum | New | Space Heating | Natural Gas | Insulation - Wall Cavity | A | Purchases (Cumulative) | Achievable Economic UCT Potential | 0 | 0 | 0 | 0 | 0 | 0 | 0 | 0 | 0 | 0 | 0 | 0 | 0 | 0 | 0 | 0 | 0 | 0 | 0 | 0 | 0 | 0 | 0 | 0 | 0 | 0 | 0 | 0 | 0 | 0 | 0
F1_Industrial_Petroleum_New_Space Heating_Natural Gas_Insulation - Ducting_A_Achievable Economic UCT Potential | F1 | Industrial | Petroleum | New | Space Heating | Natural Gas | Insulation - Ducting | A | Integrated Unit Energy Savings (kWh or therms) | Achievable Economic UCT Potential | 0 | 0 | 0 | 0 | 0 | 0 | 0 | 0 | 0 | 0 | 0 | 0 | 0 | 0 | 0 | 0 | 0 | 0 | 0 | 0 | 0 | 0 | 0 | 0 | 0 | 0 | 0 | 0 | 0 | 0 | 0
F2_Industrial_Petroleum_New_Space Heating_Natural Gas_Insulation - Ducting_A_Achievable Economic UCT Potential | F2 | Industrial | Petroleum | New | Space Heating | Natural Gas | Insulation - Ducting | A | Integrated Unit Summer Peak Savings (kW) | Achievable Economic UCT Potential | 0 | 0 | 0 | 0 | 0 | 0 | 0 | 0 | 0 | 0 | 0 | 0 | 0 | 0 | 0 | 0 | 0 | 0 | 0 | 0 | 0 | 0 | 0 | 0 | 0 | 0 | 0 | 0 | 0 | 0 | 0
F3_Industrial_Petroleum_New_Space Heating_Natural Gas_Insulation - Ducting_A_Achievable Economic UCT Potential | F3 | Industrial | Petroleum | New | Space Heating | Natural Gas | Insulation - Ducting | A | Integrated Unit Winter Peak Savings (kW) | Achievable Economic UCT Potential | 0 | 0 | 0 | 0 | 0 | 0 | 0 | 0 | 0 | 0 | 0 | 0 | 0 | 0 | 0 | 0 | 0 | 0 | 0 | 0 | 0 | 0 | 0 | 0 | 0 | 0 | 0 | 0 | 0 | 0 | 0
F4_Industrial_Petroleum_New_Space Heating_Natural Gas_Insulation - Ducting_A_Achievable Economic UCT Potential | F4 | Industrial | Petroleum | New | Space Heating | Natural Gas | Insulation - Ducting | A | Incremental Energy Savings (MWh or mTherms) | Achievable Economic UCT Potential | 0 | 0 | 0 | 0 | 0 | 0 | 0 | 0 | 0 | 0 | 0 | 0 | 0 | 0 | 0 | 0 | 0 | 0 | 0 | 0 | 0 | 0 | 0 | 0 | 0 | 0 | 0 | 0 | 0 | 0 | 0
F5_Industrial_Petroleum_New_Space Heating_Natural Gas_Insulation - Ducting_A_Achievable Economic UCT Potential | F5 | Industrial | Petroleum | New | Space Heating | Natural Gas | Insulation - Ducting | A | Incremental Summer Peak Savings (MW) | Achievable Economic UCT Potential | 0 | 0 | 0 | 0 | 0 | 0 | 0 | 0 | 0 | 0 | 0 | 0 | 0 | 0 | 0 | 0 | 0 | 0 | 0 | 0 | 0 | 0 | 0 | 0 | 0 | 0 | 0 | 0 | 0 | 0 | 0
F6_Industrial_Petroleum_New_Space Heating_Natural Gas_Insulation - Ducting_A_Achievable Economic UCT Potential | F6 | Industrial | Petroleum | New | Space Heating | Natural Gas | Insulation - Ducting | A | Incremental Winter Peak Savings (MW) | Achievable Economic UCT Potential | 0 | 0 | 0 | 0 | 0 | 0 | 0 | 0 | 0 | 0 | 0 | 0 | 0 | 0 | 0 | 0 | 0 | 0 | 0 | 0 | 0 | 0 | 0 | 0 | 0 | 0 | 0 | 0 | 0 | 0 | 0
F7_Industrial_Petroleum_New_Space Heating_Natural Gas_Insulation - Ducting_A_Achievable Economic UCT Potential | F7 | Industrial | Petroleum | New | Space Heating | Natural Gas | Insulation - Ducting | A | Cumulative Energy Savings (MWh or mTherms) | Achievable Economic UCT Potential | 0 | 0 | 0 | 0 | 0 | 0 | 0 | 0 | 0 | 0 | 0 | 0 | 0 | 0 | 0 | 0 | 0 | 0 | 0 | 0 | 0 | 0 | 0 | 0 | 0 | 0 | 0 | 0 | 0 | 0 | 0
F8_Industrial_Petroleum_New_Space Heating_Natural Gas_Insulation - Ducting_A_Achievable Economic UCT Potential | F8 | Industrial | Petroleum | New | Space Heating | Natural Gas | Insulation - Ducting | A | Cumulative Summer Peak Savings (MW) | Achievable Economic UCT Potential | 0 | 0 | 0 | 0 | 0 | 0 | 0 | 0 | 0 | 0 | 0 | 0 | 0 | 0 | 0 | 0 | 0 | 0 | 0 | 0 | 0 | 0 | 0 | 0 | 0 | 0 | 0 | 0 | 0 | 0 | 0
F9_Industrial_Petroleum_New_Space Heating_Natural Gas_Insulation - Ducting_A_Achievable Economic UCT Potential | F9 | Industrial | Petroleum | New | Space Heating | Natural Gas | Insulation - Ducting | A | Cumulative Winter Peak Savings (MW) | Achievable Economic UCT Potential | 0 | 0 | 0 | 0 | 0 | 0 | 0 | 0 | 0 | 0 | 0 | 0 | 0 | 0 | 0 | 0 | 0 | 0 | 0 | 0 | 0 | 0 | 0 | 0 | 0 | 0 | 0 | 0 | 0 | 0 | 0
F10_Industrial_Petroleum_New_Space Heating_Natural Gas_Insulation - Ducting_A_Achievable Economic UCT Potential | F10 | Industrial | Petroleum | New | Space Heating | Natural Gas | Insulation - Ducting | A | Purchases (Incremental) | Achievable Economic UCT Potential | 0 | 0 | 0 | 0 | 0 | 0 | 0 | 0 | 0 | 0 | 0 | 0 | 0 | 0 | 0 | 0 | 0 | 0 | 0 | 0 | 0 | 0 | 0 | 0 | 0 | 0 | 0 | 0 | 0 | 0 | 0
F11_Industrial_Petroleum_New_Space Heating_Natural Gas_Insulation - Ducting_A_Achievable Economic UCT Potential | F11 | Industrial | Petroleum | New | Space Heating | Natural Gas | Insulation - Ducting | A | Purchases (Cumulative) | Achievable Economic UCT Potential | 0 | 0 | 0 | 0 | 0 | 0 | 0 | 0 | 0 | 0 | 0 | 0 | 0 | 0 | 0 | 0 | 0 | 0 | 0 | 0 | 0 | 0 | 0 | 0 | 0 | 0 | 0 | 0 | 0 | 0 | 0
F1_Industrial_Petroleum_New_Space Heating_Natural Gas_HVAC - Duct Repair and Sealing_A_Achievable Economic UCT Potential | F1 | Industrial | Petroleum | New | Space Heating | Natural Gas | HVAC - Duct Repair and Sealing | A | Integrated Unit Energy Savings (kWh or therms) | Achievable Economic UCT Potential | 0 | 0 | 0 | 0 | 0 | 0 | 0 | 0 | 0 | 0 | 0 | 0 | 0 | 0 | 0 | 0 | 0 | 0 | 0 | 0 | 0 | 0 | 0 | 0 | 0 | 0 | 0 | 0 | 0 | 0 | 0
F2_Industrial_Petroleum_New_Space Heating_Natural Gas_HVAC - Duct Repair and Sealing_A_Achievable Economic UCT Potential | F2 | Industrial | Petroleum | New | Space Heating | Natural Gas | HVAC - Duct Repair and Sealing | A | Integrated Unit Summer Peak Savings (kW) | Achievable Economic UCT Potential | 0 | 0 | 0 | 0 | 0 | 0 | 0 | 0 | 0 | 0 | 0 | 0 | 0 | 0 | 0 | 0 | 0 | 0 | 0 | 0 | 0 | 0 | 0 | 0 | 0 | 0 | 0 | 0 | 0 | 0 | 0
F3_Industrial_Petroleum_New_Space Heating_Natural Gas_HVAC - Duct Repair and Sealing_A_Achievable Economic UCT Potential | F3 | Industrial | Petroleum | New | Space Heating | Natural Gas | HVAC - Duct Repair and Sealing | A | Integrated Unit Winter Peak Savings (kW) | Achievable Economic UCT Potential | 0 | 0 | 0 | 0 | 0 | 0 | 0 | 0 | 0 | 0 | 0 | 0 | 0 | 0 | 0 | 0 | 0 | 0 | 0 | 0 | 0 | 0 | 0 | 0 | 0 | 0 | 0 | 0 | 0 | 0 | 0
F4_Industrial_Petroleum_New_Space Heating_Natural Gas_HVAC - Duct Repair and Sealing_A_Achievable Economic UCT Potential | F4 | Industrial | Petroleum | New | Space Heating | Natural Gas | HVAC - Duct Repair and Sealing | A | Incremental Energy Savings (MWh or mTherms) | Achievable Economic UCT Potential | 0 | 0 | 0 | 0 | 0 | 0 | 0 | 0 | 0 | 0 | 0 | 0 | 0 | 0 | 0 | 0 | 0 | 0 | 0 | 0 | 0 | 0 | 0 | 0 | 0 | 0 | 0 | 0 | 0 | 0 | 0
F5_Industrial_Petroleum_New_Space Heating_Natural Gas_HVAC - Duct Repair and Sealing_A_Achievable Economic UCT Potential | F5 | Industrial | Petroleum | New | Space Heating | Natural Gas | HVAC - Duct Repair and Sealing | A | Incremental Summer Peak Savings (MW) | Achievable Economic UCT Potential | 0 | 0 | 0 | 0 | 0 | 0 | 0 | 0 | 0 | 0 | 0 | 0 | 0 | 0 | 0 | 0 | 0 | 0 | 0 | 0 | 0 | 0 | 0 | 0 | 0 | 0 | 0 | 0 | 0 | 0 | 0
F6_Industrial_Petroleum_New_Space Heating_Natural Gas_HVAC - Duct Repair and Sealing_A_Achievable Economic UCT Potential | F6 | Industrial | Petroleum | New | Space Heating | Natural Gas | HVAC - Duct Repair and Sealing | A | Incremental Winter Peak Savings (MW) | Achievable Economic UCT Potential | 0 | 0 | 0 | 0 | 0 | 0 | 0 | 0 | 0 | 0 | 0 | 0 | 0 | 0 | 0 | 0 | 0 | 0 | 0 | 0 | 0 | 0 | 0 | 0 | 0 | 0 | 0 | 0 | 0 | 0 | 0
F7_Industrial_Petroleum_New_Space Heating_Natural Gas_HVAC - Duct Repair and Sealing_A_Achievable Economic UCT Potential | F7 | Industrial | Petroleum | New | Space Heating | Natural Gas | HVAC - Duct Repair and Sealing | A | Cumulative Energy Savings (MWh or mTherms) | Achievable Economic UCT Potential | 0 | 0 | 0 | 0 | 0 | 0 | 0 | 0 | 0 | 0 | 0 | 0 | 0 | 0 | 0 | 0 | 0 | 0 | 0 | 0 | 0 | 0 | 0 | 0 | 0 | 0 | 0 | 0 | 0 | 0 | 0
F8_Industrial_Petroleum_New_Space Heating_Natural Gas_HVAC - Duct Repair and Sealing_A_Achievable Economic UCT Potential | F8 | Industrial | Petroleum | New | Space Heating | Natural Gas | HVAC - Duct Repair and Sealing | A | Cumulative Summer Peak Savings (MW) | Achievable Economic UCT Potential | 0 | 0 | 0 | 0 | 0 | 0 | 0 | 0 | 0 | 0 | 0 | 0 | 0 | 0 | 0 | 0 | 0 | 0 | 0 | 0 | 0 | 0 | 0 | 0 | 0 | 0 | 0 | 0 | 0 | 0 | 0
F9_Industrial_Petroleum_New_Space Heating_Natural Gas_HVAC - Duct Repair and Sealing_A_Achievable Economic UCT Potential | F9 | Industrial | Petroleum | New | Space Heating | Natural Gas | HVAC - Duct Repair and Sealing | A | Cumulative Winter Peak Savings (MW) | Achievable Economic UCT Potential | 0 | 0 | 0 | 0 | 0 | 0 | 0 | 0 | 0 | 0 | 0 | 0 | 0 | 0 | 0 | 0 | 0 | 0 | 0 | 0 | 0 | 0 | 0 | 0 | 0 | 0 | 0 | 0 | 0 | 0 | 0
F10_Industrial_Petroleum_New_Space Heating_Natural Gas_HVAC - Duct Repair and Sealing_A_Achievable Economic UCT Potential | F10 | Industrial | Petroleum | New | Space Heating | Natural Gas | HVAC - Duct Repair and Sealing | A | Purchases (Incremental) | Achievable Economic UCT Potential | 0 | 0 | 0 | 0 | 0 | 0 | 0 | 0 | 0 | 0 | 0 | 0 | 0 | 0 | 0 | 0 | 0 | 0 | 0 | 0 | 0 | 0 | 0 | 0 | 0 | 0 | 0 | 0 | 0 | 0 | 0
F11_Industrial_Petroleum_New_Space Heating_Natural Gas_HVAC - Duct Repair and Sealing_A_Achievable Economic UCT Potential | F11 | Industrial | Petroleum | New | Space Heating | Natural Gas | HVAC - Duct Repair and Sealing | A | Purchases (Cumulative) | Achievable Economic UCT Potential | 0 | 0 | 0 | 0 | 0 | 0 | 0 | 0 | 0 | 0 | 0 | 0 | 0 | 0 | 0 | 0 | 0 | 0 | 0 | 0 | 0 | 0 | 0 | 0 | 0 | 0 | 0 | 0 | 0 | 0 | 0
F1_Industrial_Petroleum_New_Space Heating_Natural Gas_Windows - High Efficiency_A_Achievable Economic UCT Potential | F1 | Industrial | Petroleum | New | Space Heating | Natural Gas | Windows - High Efficiency | A | Integrated Unit Energy Savings (kWh or therms) | Achievable Economic UCT Potential | 0 | 0 | 0 | 0 | 0 | 0 | 0 | 0 | 0 | 0 | 0 | 0 | 0 | 0 | 0 | 0 | 0 | 0 | 0 | 0 | 0 | 0 | 0 | 0 | 0 | 0 | 0 | 0 | 0 | 0 | 0
F2_Industrial_Petroleum_New_Space Heating_Natural Gas_Windows - High Efficiency_A_Achievable Economic UCT Potential | F2 | Industrial | Petroleum | New | Space Heating | Natural Gas | Windows - High Efficiency | A | Integrated Unit Summer Peak Savings (kW) | Achievable Economic UCT Potential | 0 | 0 | 0 | 0 | 0 | 0 | 0 | 0 | 0 | 0 | 0 | 0 | 0 | 0 | 0 | 0 | 0 | 0 | 0 | 0 | 0 | 0 | 0 | 0 | 0 | 0 | 0 | 0 | 0 | 0 | 0
F3_Industrial_Petroleum_New_Space Heating_Natural Gas_Windows - High Efficiency_A_Achievable Economic UCT Potential | F3 | Industrial | Petroleum | New | Space Heating | Natural Gas | Windows - High Efficiency | A | Integrated Unit Winter Peak Savings (kW) | Achievable Economic UCT Potential | 0 | 0 | 0 | 0 | 0 | 0 | 0 | 0 | 0 | 0 | 0 | 0 | 0 | 0 | 0 | 0 | 0 | 0 | 0 | 0 | 0 | 0 | 0 | 0 | 0 | 0 | 0 | 0 | 0 | 0 | 0
F4_Industrial_Petroleum_New_Space Heating_Natural Gas_Windows - High Efficiency_A_Achievable Economic UCT Potential | F4 | Industrial | Petroleum | New | Space Heating | Natural Gas | Windows - High Efficiency | A | Incremental Energy Savings (MWh or mTherms) | Achievable Economic UCT Potential | 0 | 0 | 0 | 0 | 0 | 0 | 0 | 0 | 0 | 0 | 0 | 0 | 0 | 0 | 0 | 0 | 0 | 0 | 0 | 0 | 0 | 0 | 0 | 0 | 0 | 0 | 0 | 0 | 0 | 0 | 0
F5_Industrial_Petroleum_New_Space Heating_Natural Gas_Windows - High Efficiency_A_Achievable Economic UCT Potential | F5 | Industrial | Petroleum | New | Space Heating | Natural Gas | Windows - High Efficiency | A | Incremental Summer Peak Savings (MW) | Achievable Economic UCT Potential | 0 | 0 | 0 | 0 | 0 | 0 | 0 | 0 | 0 | 0 | 0 | 0 | 0 | 0 | 0 | 0 | 0 | 0 | 0 | 0 | 0 | 0 | 0 | 0 | 0 | 0 | 0 | 0 | 0 | 0 | 0
F6_Industrial_Petroleum_New_Space Heating_Natural Gas_Windows - High Efficiency_A_Achievable Economic UCT Potential | F6 | Industrial | Petroleum | New | Space Heating | Natural Gas | Windows - High Efficiency | A | Incremental Winter Peak Savings (MW) | Achievable Economic UCT Potential | 0 | 0 | 0 | 0 | 0 | 0 | 0 | 0 | 0 | 0 | 0 | 0 | 0 | 0 | 0 | 0 | 0 | 0 | 0 | 0 | 0 | 0 | 0 | 0 | 0 | 0 | 0 | 0 | 0 | 0 | 0
F7_Industrial_Petroleum_New_Space Heating_Natural Gas_Windows - High Efficiency_A_Achievable Economic UCT Potential | F7 | Industrial | Petroleum | New | Space Heating | Natural Gas | Windows - High Efficiency | A | Cumulative Energy Savings (MWh or mTherms) | Achievable Economic UCT Potential | 0 | 0 | 0 | 0 | 0 | 0 | 0 | 0 | 0 | 0 | 0 | 0 | 0 | 0 | 0 | 0 | 0 | 0 | 0 | 0 | 0 | 0 | 0 | 0 | 0 | 0 | 0 | 0 | 0 | 0 | 0
F8_Industrial_Petroleum_New_Space Heating_Natural Gas_Windows - High Efficiency_A_Achievable Economic UCT Potential | F8 | Industrial | Petroleum | New | Space Heating | Natural Gas | Windows - High Efficiency | A | Cumulative Summer Peak Savings (MW) | Achievable Economic UCT Potential | 0 | 0 | 0 | 0 | 0 | 0 | 0 | 0 | 0 | 0 | 0 | 0 | 0 | 0 | 0 | 0 | 0 | 0 | 0 | 0 | 0 | 0 | 0 | 0 | 0 | 0 | 0 | 0 | 0 | 0 | 0
F9_Industrial_Petroleum_New_Space Heating_Natural Gas_Windows - High Efficiency_A_Achievable Economic UCT Potential | F9 | Industrial | Petroleum | New | Space Heating | Natural Gas | Windows - High Efficiency | A | Cumulative Winter Peak Savings (MW) | Achievable Economic UCT Potential | 0 | 0 | 0 | 0 | 0 | 0 | 0 | 0 | 0 | 0 | 0 | 0 | 0 | 0 | 0 | 0 | 0 | 0 | 0 | 0 | 0 | 0 | 0 | 0 | 0 | 0 | 0 | 0 | 0 | 0 | 0
F10_Industrial_Petroleum_New_Space Heating_Natural Gas_Windows - High Efficiency_A_Achievable Economic UCT Potential | F10 | Industrial | Petroleum | New | Space Heating | Natural Gas | Windows - High Efficiency | A | Purchases (Incremental) | Achievable Economic UCT Potential | 0 | 0 | 0 | 0 | 0 | 0 | 0 | 0 | 0 | 0 | 0 | 0 | 0 | 0 | 0 | 0 | 0 | 0 | 0 | 0 | 0 | 0 | 0 | 0 | 0 | 0 | 0 | 0 | 0 | 0 | 0
F11_Industrial_Petroleum_New_Space Heating_Natural Gas_Windows - High Efficiency_A_Achievable Economic UCT Potential | F11 | Industrial | Petroleum | New | Space Heating | Natural Gas | Windows - High Efficiency | A | Purchases (Cumulative) | Achievable Economic UCT Potential | 0 | 0 | 0 | 0 | 0 | 0 | 0 | 0 | 0 | 0 | 0 | 0 | 0 | 0 | 0 | 0 | 0 | 0 | 0 | 0 | 0 | 0 | 0 | 0 | 0 | 0 | 0 | 0 | 0 | 0 | 0
F1_Industrial_Petroleum_New_Space Heating_Natural Gas_Gas Boiler - Maintenance_A_Achievable Economic UCT Potential | F1 | Industrial | Petroleum | New | Space Heating | Natural Gas | Gas Boiler - Maintenance | A | Integrated Unit Energy Savings (kWh or therms) | Achievable Economic UCT Potential | 0 | 0 | 0 | 0 | 0 | 0 | 0 | 0 | 0 | 0 | 0 | 0 | 0 | 0 | 0 | 0 | 0 | 0 | 0 | 0 | 0 | 0 | 0 | 0 | 0 | 0 | 0 | 0 | 0 | 0 | 0
F2_Industrial_Petroleum_New_Space Heating_Natural Gas_Gas Boiler - Maintenance_A_Achievable Economic UCT Potential | F2 | Industrial | Petroleum | New | Space Heating | Natural Gas | Gas Boiler - Maintenance | A | Integrated Unit Summer Peak Savings (kW) | Achievable Economic UCT Potential | 0 | 0 | 0 | 0 | 0 | 0 | 0 | 0 | 0 | 0 | 0 | 0 | 0 | 0 | 0 | 0 | 0 | 0 | 0 | 0 | 0 | 0 | 0 | 0 | 0 | 0 | 0 | 0 | 0 | 0 | 0
F3_Industrial_Petroleum_New_Space Heating_Natural Gas_Gas Boiler - Maintenance_A_Achievable Economic UCT Potential | F3 | Industrial | Petroleum | New | Space Heating | Natural Gas | Gas Boiler - Maintenance | A | Integrated Unit Winter Peak Savings (kW) | Achievable Economic UCT Potential | 0 | 0 | 0 | 0 | 0 | 0 | 0 | 0 | 0 | 0 | 0 | 0 | 0 | 0 | 0 | 0 | 0 | 0 | 0 | 0 | 0 | 0 | 0 | 0 | 0 | 0 | 0 | 0 | 0 | 0 | 0
F4_Industrial_Petroleum_New_Space Heating_Natural Gas_Gas Boiler - Maintenance_A_Achievable Economic UCT Potential | F4 | Industrial | Petroleum | New | Space Heating | Natural Gas | Gas Boiler - Maintenance | A | Incremental Energy Savings (MWh or mTherms) | Achievable Economic UCT Potential | 0 | 0 | 0 | 0 | 0 | 0 | 0 | 0 | 0 | 0 | 0 | 0 | 0 | 0 | 0 | 0 | 0 | 0 | 0 | 0 | 0 | 0 | 0 | 0 | 0 | 0 | 0 | 0 | 0 | 0 | 0
F5_Industrial_Petroleum_New_Space Heating_Natural Gas_Gas Boiler - Maintenance_A_Achievable Economic UCT Potential | F5 | Industrial | Petroleum | New | Space Heating | Natural Gas | Gas Boiler - Maintenance | A | Incremental Summer Peak Savings (MW) | Achievable Economic UCT Potential | 0 | 0 | 0 | 0 | 0 | 0 | 0 | 0 | 0 | 0 | 0 | 0 | 0 | 0 | 0 | 0 | 0 | 0 | 0 | 0 | 0 | 0 | 0 | 0 | 0 | 0 | 0 | 0 | 0 | 0 | 0
F6_Industrial_Petroleum_New_Space Heating_Natural Gas_Gas Boiler - Maintenance_A_Achievable Economic UCT Potential | F6 | Industrial | Petroleum | New | Space Heating | Natural Gas | Gas Boiler - Maintenance | A | Incremental Winter Peak Savings (MW) | Achievable Economic UCT Potential | 0 | 0 | 0 | 0 | 0 | 0 | 0 | 0 | 0 | 0 | 0 | 0 | 0 | 0 | 0 | 0 | 0 | 0 | 0 | 0 | 0 | 0 | 0 | 0 | 0 | 0 | 0 | 0 | 0 | 0 | 0
F7_Industrial_Petroleum_New_Space Heating_Natural Gas_Gas Boiler - Maintenance_A_Achievable Economic UCT Potential | F7 | Industrial | Petroleum | New | Space Heating | Natural Gas | Gas Boiler - Maintenance | A | Cumulative Energy Savings (MWh or mTherms) | Achievable Economic UCT Potential | 0 | 0 | 0 | 0 | 0 | 0 | 0 | 0 | 0 | 0 | 0 | 0 | 0 | 0 | 0 | 0 | 0 | 0 | 0 | 0 | 0 | 0 | 0 | 0 | 0 | 0 | 0 | 0 | 0 | 0 | 0
F8_Industrial_Petroleum_New_Space Heating_Natural Gas_Gas Boiler - Maintenance_A_Achievable Economic UCT Potential | F8 | Industrial | Petroleum | New | Space Heating | Natural Gas | Gas Boiler - Maintenance | A | Cumulative Summer Peak Savings (MW) | Achievable Economic UCT Potential | 0 | 0 | 0 | 0 | 0 | 0 | 0 | 0 | 0 | 0 | 0 | 0 | 0 | 0 | 0 | 0 | 0 | 0 | 0 | 0 | 0 | 0 | 0 | 0 | 0 | 0 | 0 | 0 | 0 | 0 | 0
F9_Industrial_Petroleum_New_Space Heating_Natural Gas_Gas Boiler - Maintenance_A_Achievable Economic UCT Potential | F9 | Industrial | Petroleum | New | Space Heating | Natural Gas | Gas Boiler - Maintenance | A | Cumulative Winter Peak Savings (MW) | Achievable Economic UCT Potential | 0 | 0 | 0 | 0 | 0 | 0 | 0 | 0 | 0 | 0 | 0 | 0 | 0 | 0 | 0 | 0 | 0 | 0 | 0 | 0 | 0 | 0 | 0 | 0 | 0 | 0 | 0 | 0 | 0 | 0 | 0
F10_Industrial_Petroleum_New_Space Heating_Natural Gas_Gas Boiler - Maintenance_A_Achievable Economic UCT Potential | F10 | Industrial | Petroleum | New | Space Heating | Natural Gas | Gas Boiler - Maintenance | A | Purchases (Incremental) | Achievable Economic UCT Potential | 0 | 0 | 0 | 0 | 0 | 0 | 0 | 0 | 0 | 0 | 0 | 0 | 0 | 0 | 0 | 0 | 0 | 0 | 0 | 0 | 0 | 0 | 0 | 0 | 0 | 0 | 0 | 0 | 0 | 0 | 0
F11_Industrial_Petroleum_New_Space Heating_Natural Gas_Gas Boiler - Maintenance_A_Achievable Economic UCT Potential | F11 | Industrial | Petroleum | New | Space Heating | Natural Gas | Gas Boiler - Maintenance | A | Purchases (Cumulative) | Achievable Economic UCT Potential | 0 | 0 | 0 | 0 | 0 | 0 | 0 | 0 | 0 | 0 | 0 | 0 | 0 | 0 | 0 | 0 | 0 | 0 | 0 | 0 | 0 | 0 | 0 | 0 | 0 | 0 | 0 | 0 | 0 | 0 | 0
F1_Industrial_Petroleum_New_Process_Natural Gas_Gas Boiler - Maintenance_A_Achievable Economic UCT Potential | F1 | Industrial | Petroleum | New | Process | Natural Gas | Gas Boiler - Maintenance | A | Integrated Unit Energy Savings (kWh or therms) | Achievable Economic UCT Potential | 0 | 0 | 0 | 0 | 0 | 536.7637 | 536.7637 | 536.7637 | 536.7637 | 536.7637 | 536.7637 | 536.7637 | 536.7637 | 536.7637 | 536.7637 | 536.7637 | 536.7637 | 536.7637 | 536.7637 | 536.7637 | 536.7637 | 536.7637 | 536.7637 | 536.7637 | 536.7637 | 536.7637 | 536.7637 | 536.7637 | 536.7637 | 536.7637 | 536.7637
F2_Industrial_Petroleum_New_Process_Natural Gas_Gas Boiler - Maintenance_A_Achievable Economic UCT Potential | F2 | Industrial | Petroleum | New | Process | Natural Gas | Gas Boiler - Maintenance | A | Integrated Unit Summer Peak Savings (kW) | Achievable Economic UCT Potential | 0 | 0 | 0 | 0 | 0 | 0 | 0 | 0 | 0 | 0 | 0 | 0 | 0 | 0 | 0 | 0 | 0 | 0 | 0 | 0 | 0 | 0 | 0 | 0 | 0 | 0 | 0 | 0 | 0 | 0 | 0
F3_Industrial_Petroleum_New_Process_Natural Gas_Gas Boiler - Maintenance_A_Achievable Economic UCT Potential | F3 | Industrial | Petroleum | New | Process | Natural Gas | Gas Boiler - Maintenance | A | Integrated Unit Winter Peak Savings (kW) | Achievable Economic UCT Potential | 0 | 0 | 0 | 0 | 0 | 0 | 0 | 0 | 0 | 0 | 0 | 0 | 0 | 0 | 0 | 0 | 0 | 0 | 0 | 0 | 0 | 0 | 0 | 0 | 0 | 0 | 0 | 0 | 0 | 0 | 0
F4_Industrial_Petroleum_New_Process_Natural Gas_Gas Boiler - Maintenance_A_Achievable Economic UCT Potential | F4 | Industrial | Petroleum | New | Process | Natural Gas | Gas Boiler - Maintenance | A | Incremental Energy Savings (MWh or mTherms) | Achievable Economic UCT Potential | 0 | 0 | 0 | 0 | 0 | 0.0083255 | 0.0069135 | 0.0055318 | 0.0083255 | 0.0069135 | 0.0055318 | 0.0083255 | 0.0069135 | 0.0055318 | 0.0083255 | 0.0069135 | 0.0055318 | 0.0083255 | 0.0069135 | 0.0055318 | 0.0083255 | 0.0069135 | 0.0055318 | 0.0083255 | 0.0069135 | 0.0055318 | 0.0083255 | 0.0069135 | 0.0055318 | 0.0083255 | 0.0069135
F5_Industrial_Petroleum_New_Process_Natural Gas_Gas Boiler - Maintenance_A_Achievable Economic UCT Potential | F5 | Industrial | Petroleum | New | Process | Natural Gas | Gas Boiler - Maintenance | A | Incremental Summer Peak Savings (MW) | Achievable Economic UCT Potential | 0 | 0 | 0 | 0 | 0 | 0 | 0 | 0 | 0 | 0 | 0 | 0 | 0 | 0 | 0 | 0 | 0 | 0 | 0 | 0 | 0 | 0 | 0 | 0 | 0 | 0 | 0 | 0 | 0 | 0 | 0
F6_Industrial_Petroleum_New_Process_Natural Gas_Gas Boiler - Maintenance_A_Achievable Economic UCT Potential | F6 | Industrial | Petroleum | New | Process | Natural Gas | Gas Boiler - Maintenance | A | Incremental Winter Peak Savings (MW) | Achievable Economic UCT Potential | 0 | 0 | 0 | 0 | 0 | 0 | 0 | 0 | 0 | 0 | 0 | 0 | 0 | 0 | 0 | 0 | 0 | 0 | 0 | 0 | 0 | 0 | 0 | 0 | 0 | 0 | 0 | 0 | 0 | 0 | 0
F7_Industrial_Petroleum_New_Process_Natural Gas_Gas Boiler - Maintenance_A_Achievable Economic UCT Potential | F7 | Industrial | Petroleum | New | Process | Natural Gas | Gas Boiler - Maintenance | A | Cumulative Energy Savings (MWh or mTherms) | Achievable Economic UCT Potential | 0 | 0 | 0 | 0 | 0 | 0.0083255 | 0.015239 | 0.020771 | 0.020771 | 0.020771 | 0.020771 | 0.020771 | 0.020771 | 0.020771 | 0.020771 | 0.020771 | 0.020771 | 0.020771 | 0.020771 | 0.020771 | 0.020771 | 0.020771 | 0.020771 | 0.020771 | 0.020771 | 0.020771 | 0.020771 | 0.020771 | 0 | 0 | 0
F8_Industrial_Petroleum_New_Process_Natural Gas_Gas Boiler - Maintenance_A_Achievable Economic UCT Potential | F8 | Industrial | Petroleum | New | Process | Natural Gas | Gas Boiler - Maintenance | A | Cumulative Summer Peak Savings (MW) | Achievable Economic UCT Potential | 0 | 0 | 0 | 0 | 0 | 0 | 0 | 0 | 0 | 0 | 0 | 0 | 0 | 0 | 0 | 0 | 0 | 0 | 0 | 0 | 0 | 0 | 0 | 0 | 0 | 0 | 0 | 0 | 0 | 0 | 0
F9_Industrial_Petroleum_New_Process_Natural Gas_Gas Boiler - Maintenance_A_Achievable Economic UCT Potential | F9 | Industrial | Petroleum | New | Process | Natural Gas | Gas Boiler - Maintenance | A | Cumulative Winter Peak Savings (MW) | Achievable Economic UCT Potential | 0 | 0 | 0 | 0 | 0 | 0 | 0 | 0 | 0 | 0 | 0 | 0 | 0 | 0 | 0 | 0 | 0 | 0 | 0 | 0 | 0 | 0 | 0 | 0 | 0 | 0 | 0 | 0 | 0 | 0 | 0
F10_Industrial_Petroleum_New_Process_Natural Gas_Gas Boiler - Maintenance_A_Achievable Economic UCT Potential | F10 | Industrial | Petroleum | New | Process | Natural Gas | Gas Boiler - Maintenance | A | Purchases (Incremental) | Achievable Economic UCT Potential | 0 | 0 | 0 | 0 | 0 | 0.015511 | 0.01288 | 0.010306 | 0.015511 | 0.01288 | 0.010306 | 0.015511 | 0.01288 | 0.010306 | 0.015511 | 0.01288 | 0.010306 | 0.015511 | 0.01288 | 0.010306 | 0.015511 | 0.01288 | 0.010306 | 0.015511 | 0.01288 | 0.010306 | 0.015511 | 0.01288 | 0.010306 | 0.015511 | 0.01288
F11_Industrial_Petroleum_New_Process_Natural Gas_Gas Boiler - Maintenance_A_Achievable Economic UCT Potential | F11 | Industrial | Petroleum | New | Process | Natural Gas | Gas Boiler - Maintenance | A | Purchases (Cumulative) | Achievable Economic UCT Potential | 0 | 0 | 0 | 0 | 0 | 0.015511 | 0.028391 | 0.038697 | 0.038697 | 0.038697 | 0.038697 | 0.038697 | 0.038697 | 0.038697 | 0.038697 | 0.038697 | 0.038697 | 0.038697 | 0.038697 | 0.038697 | 0.038697 | 0.038697 | 0.038697 | 0.038697 | 0.038697 | 0.038697 | 0.038697 | 0.038697 | 0.038697 | 0.038697 | 0.038697
F1_Industrial_Petroleum_New_Space Heating_Natural Gas_Gas Furnace - Maintenance_A_Achievable Economic UCT Potential | F1 | Industrial | Petroleum | New | Space Heating | Natural Gas | Gas Furnace - Maintenance | A | Integrated Unit Energy Savings (kWh or therms) | Achievable Economic UCT Potential | 0 | 0 | 0 | 0 | 0 | 0 | 0 | 0 | 0 | 0 | 0 | 0 | 0 | 0 | 0 | 0 | 0 | 0 | 0 | 0 | 0 | 0 | 0 | 0 | 0 | 0 | 0 | 0 | 0 | 0 | 0
F2_Industrial_Petroleum_New_Space Heating_Natural Gas_Gas Furnace - Maintenance_A_Achievable Economic UCT Potential | F2 | Industrial | Petroleum | New | Space Heating | Natural Gas | Gas Furnace - Maintenance | A | Integrated Unit Summer Peak Savings (kW) | Achievable Economic UCT Potential | 0 | 0 | 0 | 0 | 0 | 0 | 0 | 0 | 0 | 0 | 0 | 0 | 0 | 0 | 0 | 0 | 0 | 0 | 0 | 0 | 0 | 0 | 0 | 0 | 0 | 0 | 0 | 0 | 0 | 0 | 0
F3_Industrial_Petroleum_New_Space Heating_Natural Gas_Gas Furnace - Maintenance_A_Achievable Economic UCT Potential | F3 | Industrial | Petroleum | New | Space Heating | Natural Gas | Gas Furnace - Maintenance | A | Integrated Unit Winter Peak Savings (kW) | Achievable Economic UCT Potential | 0 | 0 | 0 | 0 | 0 | 0 | 0 | 0 | 0 | 0 | 0 | 0 | 0 | 0 | 0 | 0 | 0 | 0 | 0 | 0 | 0 | 0 | 0 | 0 | 0 | 0 | 0 | 0 | 0 | 0 | 0
F4_Industrial_Petroleum_New_Space Heating_Natural Gas_Gas Furnace - Maintenance_A_Achievable Economic UCT Potential | F4 | Industrial | Petroleum | New | Space Heating | Natural Gas | Gas Furnace - Maintenance | A | Incremental Energy Savings (MWh or mTherms) | Achievable Economic UCT Potential | 0 | 0 | 0 | 0 | 0 | 0 | 0 | 0 | 0 | 0 | 0 | 0 | 0 | 0 | 0 | 0 | 0 | 0 | 0 | 0 | 0 | 0 | 0 | 0 | 0 | 0 | 0 | 0 | 0 | 0 | 0
F5_Industrial_Petroleum_New_Space Heating_Natural Gas_Gas Furnace - Maintenance_A_Achievable Economic UCT Potential | F5 | Industrial | Petroleum | New | Space Heating | Natural Gas | Gas Furnace - Maintenance | A | Incremental Summer Peak Savings (MW) | Achievable Economic UCT Potential | 0 | 0 | 0 | 0 | 0 | 0 | 0 | 0 | 0 | 0 | 0 | 0 | 0 | 0 | 0 | 0 | 0 | 0 | 0 | 0 | 0 | 0 | 0 | 0 | 0 | 0 | 0 | 0 | 0 | 0 | 0
F6_Industrial_Petroleum_New_Space Heating_Natural Gas_Gas Furnace - Maintenance_A_Achievable Economic UCT Potential | F6 | Industrial | Petroleum | New | Space Heating | Natural Gas | Gas Furnace - Maintenance | A | Incremental Winter Peak Savings (MW) | Achievable Economic UCT Potential | 0 | 0 | 0 | 0 | 0 | 0 | 0 | 0 | 0 | 0 | 0 | 0 | 0 | 0 | 0 | 0 | 0 | 0 | 0 | 0 | 0 | 0 | 0 | 0 | 0 | 0 | 0 | 0 | 0 | 0 | 0
F7_Industrial_Petroleum_New_Space Heating_Natural Gas_Gas Furnace - Maintenance_A_Achievable Economic UCT Potential | F7 | Industrial | Petroleum | New | Space Heating | Natural Gas | Gas Furnace - Maintenance | A | Cumulative Energy Savings (MWh or mTherms) | Achievable Economic UCT Potential | 0 | 0 | 0 | 0 | 0 | 0 | 0 | 0 | 0 | 0 | 0 | 0 | 0 | 0 | 0 | 0 | 0 | 0 | 0 | 0 | 0 | 0 | 0 | 0 | 0 | 0 | 0 | 0 | 0 | 0 | 0
F8_Industrial_Petroleum_New_Space Heating_Natural Gas_Gas Furnace - Maintenance_A_Achievable Economic UCT Potential | F8 | Industrial | Petroleum | New | Space Heating | Natural Gas | Gas Furnace - Maintenance | A | Cumulative Summer Peak Savings (MW) | Achievable Economic UCT Potential | 0 | 0 | 0 | 0 | 0 | 0 | 0 | 0 | 0 | 0 | 0 | 0 | 0 | 0 | 0 | 0 | 0 | 0 | 0 | 0 | 0 | 0 | 0 | 0 | 0 | 0 | 0 | 0 | 0 | 0 | 0
F9_Industrial_Petroleum_New_Space Heating_Natural Gas_Gas Furnace - Maintenance_A_Achievable Economic UCT Potential | F9 | Industrial | Petroleum | New | Space Heating | Natural Gas | Gas Furnace - Maintenance | A | Cumulative Winter Peak Savings (MW) | Achievable Economic UCT Potential | 0 | 0 | 0 | 0 | 0 | 0 | 0 | 0 | 0 | 0 | 0 | 0 | 0 | 0 | 0 | 0 | 0 | 0 | 0 | 0 | 0 | 0 | 0 | 0 | 0 | 0 | 0 | 0 | 0 | 0 | 0
F10_Industrial_Petroleum_New_Space Heating_Natural Gas_Gas Furnace - Maintenance_A_Achievable Economic UCT Potential | F10 | Industrial | Petroleum | New | Space Heating | Natural Gas | Gas Furnace - Maintenance | A | Purchases (Incremental) | Achievable Economic UCT Potential | 0 | 0 | 0 | 0 | 0 | 0 | 0 | 0 | 0 | 0 | 0 | 0 | 0 | 0 | 0 | 0 | 0 | 0 | 0 | 0 | 0 | 0 | 0 | 0 | 0 | 0 | 0 | 0 | 0 | 0 | 0
F11_Industrial_Petroleum_New_Space Heating_Natural Gas_Gas Furnace - Maintenance_A_Achievable Economic UCT Potential | F11 | Industrial | Petroleum | New | Space Heating | Natural Gas | Gas Furnace - Maintenance | A | Purchases (Cumulative) | Achievable Economic UCT Potential | 0 | 0 | 0 | 0 | 0 | 0 | 0 | 0 | 0 | 0 | 0 | 0 | 0 | 0 | 0 | 0 | 0 | 0 | 0 | 0 | 0 | 0 | 0 | 0 | 0 | 0 | 0 | 0 | 0 | 0 | 0
F1_Industrial_Petroleum_New_Space Heating_Natural Gas_Gas Boiler - Hot Water Reset_A_Achievable Economic UCT Potential | F1 | Industrial | Petroleum | New | Space Heating | Natural Gas | Gas Boiler - Hot Water Reset | A | Integrated Unit Energy Savings (kWh or therms) | Achievable Economic UCT Potential | 0 | 0 | 0 | 0 | 0 | 0 | 0 | 0 | 0 | 0 | 0 | 0 | 0 | 0 | 0 | 0 | 0 | 0 | 0 | 0 | 0 | 0 | 0 | 0 | 0 | 0 | 0 | 0 | 0 | 0 | 0
F2_Industrial_Petroleum_New_Space Heating_Natural Gas_Gas Boiler - Hot Water Reset_A_Achievable Economic UCT Potential | F2 | Industrial | Petroleum | New | Space Heating | Natural Gas | Gas Boiler - Hot Water Reset | A | Integrated Unit Summer Peak Savings (kW) | Achievable Economic UCT Potential | 0 | 0 | 0 | 0 | 0 | 0 | 0 | 0 | 0 | 0 | 0 | 0 | 0 | 0 | 0 | 0 | 0 | 0 | 0 | 0 | 0 | 0 | 0 | 0 | 0 | 0 | 0 | 0 | 0 | 0 | 0
F3_Industrial_Petroleum_New_Space Heating_Natural Gas_Gas Boiler - Hot Water Reset_A_Achievable Economic UCT Potential | F3 | Industrial | Petroleum | New | Space Heating | Natural Gas | Gas Boiler - Hot Water Reset | A | Integrated Unit Winter Peak Savings (kW) | Achievable Economic UCT Potential | 0 | 0 | 0 | 0 | 0 | 0 | 0 | 0 | 0 | 0 | 0 | 0 | 0 | 0 | 0 | 0 | 0 | 0 | 0 | 0 | 0 | 0 | 0 | 0 | 0 | 0 | 0 | 0 | 0 | 0 | 0
F4_Industrial_Petroleum_New_Space Heating_Natural Gas_Gas Boiler - Hot Water Reset_A_Achievable Economic UCT Potential | F4 | Industrial | Petroleum | New | Space Heating | Natural Gas | Gas Boiler - Hot Water Reset | A | Incremental Energy Savings (MWh or mTherms) | Achievable Economic UCT Potential | 0 | 0 | 0 | 0 | 0 | 0 | 0 | 0 | 0 | 0 | 0 | 0 | 0 | 0 | 0 | 0 | 0 | 0 | 0 | 0 | 0 | 0 | 0 | 0 | 0 | 0 | 0 | 0 | 0 | 0 | 0
F5_Industrial_Petroleum_New_Space Heating_Natural Gas_Gas Boiler - Hot Water Reset_A_Achievable Economic UCT Potential | F5 | Industrial | Petroleum | New | Space Heating | Natural Gas | Gas Boiler - Hot Water Reset | A | Incremental Summer Peak Savings (MW) | Achievable Economic UCT Potential | 0 | 0 | 0 | 0 | 0 | 0 | 0 | 0 | 0 | 0 | 0 | 0 | 0 | 0 | 0 | 0 | 0 | 0 | 0 | 0 | 0 | 0 | 0 | 0 | 0 | 0 | 0 | 0 | 0 | 0 | 0
F6_Industrial_Petroleum_New_Space Heating_Natural Gas_Gas Boiler - Hot Water Reset_A_Achievable Economic UCT Potential | F6 | Industrial | Petroleum | New | Space Heating | Natural Gas | Gas Boiler - Hot Water Reset | A | Incremental Winter Peak Savings (MW) | Achievable Economic UCT Potential | 0 | 0 | 0 | 0 | 0 | 0 | 0 | 0 | 0 | 0 | 0 | 0 | 0 | 0 | 0 | 0 | 0 | 0 | 0 | 0 | 0 | 0 | 0 | 0 | 0 | 0 | 0 | 0 | 0 | 0 | 0
F7_Industrial_Petroleum_New_Space Heating_Natural Gas_Gas Boiler - Hot Water Reset_A_Achievable Economic UCT Potential | F7 | Industrial | Petroleum | New | Space Heating | Natural Gas | Gas Boiler - Hot Water Reset | A | Cumulative Energy Savings (MWh or mTherms) | Achievable Economic UCT Potential | 0 | 0 | 0 | 0 | 0 | 0 | 0 | 0 | 0 | 0 | 0 | 0 | 0 | 0 | 0 | 0 | 0 | 0 | 0 | 0 | 0 | 0 | 0 | 0 | 0 | 0 | 0 | 0 | 0 | 0 | 0
F8_Industrial_Petroleum_New_Space Heating_Natural Gas_Gas Boiler - Hot Water Reset_A_Achievable Economic UCT Potential | F8 | Industrial | Petroleum | New | Space Heating | Natural Gas | Gas Boiler - Hot Water Reset | A | Cumulative Summer Peak Savings (MW) | Achievable Economic UCT Potential | 0 | 0 | 0 | 0 | 0 | 0 | 0 | 0 | 0 | 0 | 0 | 0 | 0 | 0 | 0 | 0 | 0 | 0 | 0 | 0 | 0 | 0 | 0 | 0 | 0 | 0 | 0 | 0 | 0 | 0 | 0
F9_Industrial_Petroleum_New_Space Heating_Natural Gas_Gas Boiler - Hot Water Reset_A_Achievable Economic UCT Potential | F9 | Industrial | Petroleum | New | Space Heating | Natural Gas | Gas Boiler - Hot Water Reset | A | Cumulative Winter Peak Savings (MW) | Achievable Economic UCT Potential | 0 | 0 | 0 | 0 | 0 | 0 | 0 | 0 | 0 | 0 | 0 | 0 | 0 | 0 | 0 | 0 | 0 | 0 | 0 | 0 | 0 | 0 | 0 | 0 | 0 | 0 | 0 | 0 | 0 | 0 | 0
F10_Industrial_Petroleum_New_Space Heating_Natural Gas_Gas Boiler - Hot Water Reset_A_Achievable Economic UCT Potential | F10 | Industrial | Petroleum | New | Space Heating | Natural Gas | Gas Boiler - Hot Water Reset | A | Purchases (Incremental) | Achievable Economic UCT Potential | 0 | 0 | 0 | 0 | 0 | 0 | 0 | 0 | 0 | 0 | 0 | 0 | 0 | 0 | 0 | 0 | 0 | 0 | 0 | 0 | 0 | 0 | 0 | 0 | 0 | 0 | 0 | 0 | 0 | 0 | 0
F11_Industrial_Petroleum_New_Space Heating_Natural Gas_Gas Boiler - Hot Water Reset_A_Achievable Economic UCT Potential | F11 | Industrial | Petroleum | New | Space Heating | Natural Gas | Gas Boiler - Hot Water Reset | A | Purchases (Cumulative) | Achievable Economic UCT Potential | 0 | 0 | 0 | 0 | 0 | 0 | 0 | 0 | 0 | 0 | 0 | 0 | 0 | 0 | 0 | 0 | 0 | 0 | 0 | 0 | 0 | 0 | 0 | 0 | 0 | 0 | 0 | 0 | 0 | 0 | 0
F1_Industrial_Petroleum_New_Process_Natural Gas_Gas Boiler - Hot Water Reset_A_Achievable Economic UCT Potential | F1 | Industrial | Petroleum | New | Process | Natural Gas | Gas Boiler - Hot Water Reset | A | Integrated Unit Energy Savings (kWh or therms) | Achievable Economic UCT Potential | 0 | 0 | 0 | 0 | 0 | 974.8076 | 973.878 | 973.0651 | 972.3477 | 971.6707 | 971.1283 | 970.7828 | 970.5828 | 970.4884 | 970.4654 | 970.4998 | 970.571 | 970.6701 | 970.7869 | 970.9137 | 971.0827 | 971.2997 | 971.4977 | 971.6788 | 971.8453 | 971.9988 | 972.1407 | 972.2725 | 975.934 | 975.934 | 975.934
F2_Industrial_Petroleum_New_Process_Natural Gas_Gas Boiler - Hot Water Reset_A_Achievable Economic UCT Potential | F2 | Industrial | Petroleum | New | Process | Natural Gas | Gas Boiler - Hot Water Reset | A | Integrated Unit Summer Peak Savings (kW) | Achievable Economic UCT Potential | 0 | 0 | 0 | 0 | 0 | 0 | 0 | 0 | 0 | 0 | 0 | 0 | 0 | 0 | 0 | 0 | 0 | 0 | 0 | 0 | 0 | 0 | 0 | 0 | 0 | 0 | 0 | 0 | 0 | 0 | 0
F3_Industrial_Petroleum_New_Process_Natural Gas_Gas Boiler - Hot Water Reset_A_Achievable Economic UCT Potential | F3 | Industrial | Petroleum | New | Process | Natural Gas | Gas Boiler - Hot Water Reset | A | Integrated Unit Winter Peak Savings (kW) | Achievable Economic UCT Potential | 0 | 0 | 0 | 0 | 0 | 0 | 0 | 0 | 0 | 0 | 0 | 0 | 0 | 0 | 0 | 0 | 0 | 0 | 0 | 0 | 0 | 0 | 0 | 0 | 0 | 0 | 0 | 0 | 0 | 0 | 0
F4_Industrial_Petroleum_New_Process_Natural Gas_Gas Boiler - Hot Water Reset_A_Achievable Economic UCT Potential | F4 | Industrial | Petroleum | New | Process | Natural Gas | Gas Boiler - Hot Water Reset | A | Incremental Energy Savings (MWh or mTherms) | Achievable Economic UCT Potential | 0 | 0 | 0 | 0 | 0 | 0.014696 | 0.021357 | 0.030183 | 0.039704 | 0.050608 | 0.065392 | 0.078487 | 0.087066 | 0.088531 | 0.081589 | 0.067404 | 0.047409 | 0.029154 | 0.014817 | 0.0065958 | 0.0025177 | 0.014643 | 0.021305 | 0.03014 | 0.039684 | 0.050625 | 0.065461 | 0.078608 | 0.087546 | 0.089028 | 0.082048
F5_Industrial_Petroleum_New_Process_Natural Gas_Gas Boiler - Hot Water Reset_A_Achievable Economic UCT Potential | F5 | Industrial | Petroleum | New | Process | Natural Gas | Gas Boiler - Hot Water Reset | A | Incremental Summer Peak Savings (MW) | Achievable Economic UCT Potential | 0 | 0 | 0 | 0 | 0 | 0 | 0 | 0 | 0 | 0 | 0 | 0 | 0 | 0 | 0 | 0 | 0 | 0 | 0 | 0 | 0 | 0 | 0 | 0 | 0 | 0 | 0 | 0 | 0 | 0 | 0
F6_Industrial_Petroleum_New_Process_Natural Gas_Gas Boiler - Hot Water Reset_A_Achievable Economic UCT Potential | F6 | Industrial | Petroleum | New | Process | Natural Gas | Gas Boiler - Hot Water Reset | A | Incremental Winter Peak Savings (MW) | Achievable Economic UCT Potential | 0 | 0 | 0 | 0 | 0 | 0 | 0 | 0 | 0 | 0 | 0 | 0 | 0 | 0 | 0 | 0 | 0 | 0 | 0 | 0 | 0 | 0 | 0 | 0 | 0 | 0 | 0 | 0 | 0 | 0 | 0
F7_Industrial_Petroleum_New_Process_Natural Gas_Gas Boiler - Hot Water Reset_A_Achievable Economic UCT Potential | F7 | Industrial | Petroleum | New | Process | Natural Gas | Gas Boiler - Hot Water Reset | A | Cumulative Energy Savings (MWh or mTherms) | Achievable Economic UCT Potential | 0 | 0 | 0 | 0 | 0 | 0.014696 | 0.036039 | 0.066192 | 0.10585 | 0.15638 | 0.22169 | 0.3001 | 0.3871 | 0.47559 | 0.55717 | 0.62459 | 0.67205 | 0.70127 | 0.71617 | 0.72286 | 0.72551 | 0.72567 | 0.72582 | 0.72595 | 0.72608 | 0.72619 | 0.7263 | 0.72639 | 0 | 0 | 0
F8_Industrial_Petroleum_New_Process_Natural Gas_Gas Boiler - Hot Water Reset_A_Achievable Economic UCT Potential | F8 | Industrial | Petroleum | New | Process | Natural Gas | Gas Boiler - Hot Water Reset | A | Cumulative Summer Peak Savings (MW) | Achievable Economic UCT Potential | 0 | 0 | 0 | 0 | 0 | 0 | 0 | 0 | 0 | 0 | 0 | 0 | 0 | 0 | 0 | 0 | 0 | 0 | 0 | 0 | 0 | 0 | 0 | 0 | 0 | 0 | 0 | 0 | 0 | 0 | 0
F9_Industrial_Petroleum_New_Process_Natural Gas_Gas Boiler - Hot Water Reset_A_Achievable Economic UCT Potential | F9 | Industrial | Petroleum | New | Process | Natural Gas | Gas Boiler - Hot Water Reset | A | Cumulative Winter Peak Savings (MW) | Achievable Economic UCT Potential | 0 | 0 | 0 | 0 | 0 | 0 | 0 | 0 | 0 | 0 | 0 | 0 | 0 | 0 | 0 | 0 | 0 | 0 | 0 | 0 | 0 | 0 | 0 | 0 | 0 | 0 | 0 | 0 | 0 | 0 | 0
F10_Industrial_Petroleum_New_Process_Natural Gas_Gas Boiler - Hot Water Reset_A_Achievable Economic UCT Potential | F10 | Industrial | Petroleum | New | Process | Natural Gas | Gas Boiler - Hot Water Reset | A | Purchases (Incremental) | Achievable Economic UCT Potential | 0 | 0 | 0 | 0 | 0 | 0.015076 | 0.02193 | 0.031018 | 0.040834 | 0.052084 | 0.067337 | 0.080849 | 0.089704 | 0.091223 | 0.084072 | 0.069453 | 0.048846 | 0.030035 | 0.015263 | 0.0067934 | 0.0025927 | 0.015076 | 0.02193 | 0.031018 | 0.040834 | 0.052084 | 0.067337 | 0.080849 | 0.089704 | 0.091223 | 0.084072
F11_Industrial_Petroleum_New_Process_Natural Gas_Gas Boiler - Hot Water Reset_A_Achievable Economic UCT Potential | F11 | Industrial | Petroleum | New | Process | Natural Gas | Gas Boiler - Hot Water Reset | A | Purchases (Cumulative) | Achievable Economic UCT Potential | 0 | 0 | 0 | 0 | 0 | 0.015076 | 0.037006 | 0.068024 | 0.10886 | 0.16094 | 0.22828 | 0.30913 | 0.39883 | 0.49006 | 0.57413 | 0.64358 | 0.69243 | 0.72246 | 0.73772 | 0.74452 | 0.74711 | 0.74711 | 0.74711 | 0.74711 | 0.74711 | 0.74711 | 0.74711 | 0.74711 | 0.74711 | 0.74711 | 0.74711
F1_Industrial_Petroleum_New_Space Heating_Natural Gas_Steam Trap Maintenance_A_Achievable Economic UCT Potential | F1 | Industrial | Petroleum | New | Space Heating | Natural Gas | Steam Trap Maintenance | A | Integrated Unit Energy Savings (kWh or therms) | Achievable Economic UCT Potential | 0 | 0 | 0 | 0 | 0 | 0 | 0 | 0 | 0 | 0 | 0 | 0 | 0 | 0 | 0 | 0 | 0 | 0 | 0 | 0 | 0 | 0 | 0 | 0 | 0 | 0 | 0 | 0 | 0 | 0 | 0
F2_Industrial_Petroleum_New_Space Heating_Natural Gas_Steam Trap Maintenance_A_Achievable Economic UCT Potential | F2 | Industrial | Petroleum | New | Space Heating | Natural Gas | Steam Trap Maintenance | A | Integrated Unit Summer Peak Savings (kW) | Achievable Economic UCT Potential | 0 | 0 | 0 | 0 | 0 | 0 | 0 | 0 | 0 | 0 | 0 | 0 | 0 | 0 | 0 | 0 | 0 | 0 | 0 | 0 | 0 | 0 | 0 | 0 | 0 | 0 | 0 | 0 | 0 | 0 | 0
F3_Industrial_Petroleum_New_Space Heating_Natural Gas_Steam Trap Maintenance_A_Achievable Economic UCT Potential | F3 | Industrial | Petroleum | New | Space Heating | Natural Gas | Steam Trap Maintenance | A | Integrated Unit Winter Peak Savings (kW) | Achievable Economic UCT Potential | 0 | 0 | 0 | 0 | 0 | 0 | 0 | 0 | 0 | 0 | 0 | 0 | 0 | 0 | 0 | 0 | 0 | 0 | 0 | 0 | 0 | 0 | 0 | 0 | 0 | 0 | 0 | 0 | 0 | 0 | 0
F4_Industrial_Petroleum_New_Space Heating_Natural Gas_Steam Trap Maintenance_A_Achievable Economic UCT Potential | F4 | Industrial | Petroleum | New | Space Heating | Natural Gas | Steam Trap Maintenance | A | Incremental Energy Savings (MWh or mTherms) | Achievable Economic UCT Potential | 0 | 0 | 0 | 0 | 0 | 0 | 0 | 0 | 0 | 0 | 0 | 0 | 0 | 0 | 0 | 0 | 0 | 0 | 0 | 0 | 0 | 0 | 0 | 0 | 0 | 0 | 0 | 0 | 0 | 0 | 0
F5_Industrial_Petroleum_New_Space Heating_Natural Gas_Steam Trap Maintenance_A_Achievable Economic UCT Potential | F5 | Industrial | Petroleum | New | Space Heating | Natural Gas | Steam Trap Maintenance | A | Incremental Summer Peak Savings (MW) | Achievable Economic UCT Potential | 0 | 0 | 0 | 0 | 0 | 0 | 0 | 0 | 0 | 0 | 0 | 0 | 0 | 0 | 0 | 0 | 0 | 0 | 0 | 0 | 0 | 0 | 0 | 0 | 0 | 0 | 0 | 0 | 0 | 0 | 0
F6_Industrial_Petroleum_New_Space Heating_Natural Gas_Steam Trap Maintenance_A_Achievable Economic UCT Potential | F6 | Industrial | Petroleum | New | Space Heating | Natural Gas | Steam Trap Maintenance | A | Incremental Winter Peak Savings (MW) | Achievable Economic UCT Potential | 0 | 0 | 0 | 0 | 0 | 0 | 0 | 0 | 0 | 0 | 0 | 0 | 0 | 0 | 0 | 0 | 0 | 0 | 0 | 0 | 0 | 0 | 0 | 0 | 0 | 0 | 0 | 0 | 0 | 0 | 0
F7_Industrial_Petroleum_New_Space Heating_Natural Gas_Steam Trap Maintenance_A_Achievable Economic UCT Potential | F7 | Industrial | Petroleum | New | Space Heating | Natural Gas | Steam Trap Maintenance | A | Cumulative Energy Savings (MWh or mTherms) | Achievable Economic UCT Potential | 0 | 0 | 0 | 0 | 0 | 0 | 0 | 0 | 0 | 0 | 0 | 0 | 0 | 0 | 0 | 0 | 0 | 0 | 0 | 0 | 0 | 0 | 0 | 0 | 0 | 0 | 0 | 0 | 0 | 0 | 0
F8_Industrial_Petroleum_New_Space Heating_Natural Gas_Steam Trap Maintenance_A_Achievable Economic UCT Potential | F8 | Industrial | Petroleum | New | Space Heating | Natural Gas | Steam Trap Maintenance | A | Cumulative Summer Peak Savings (MW) | Achievable Economic UCT Potential | 0 | 0 | 0 | 0 | 0 | 0 | 0 | 0 | 0 | 0 | 0 | 0 | 0 | 0 | 0 | 0 | 0 | 0 | 0 | 0 | 0 | 0 | 0 | 0 | 0 | 0 | 0 | 0 | 0 | 0 | 0
F9_Industrial_Petroleum_New_Space Heating_Natural Gas_Steam Trap Maintenance_A_Achievable Economic UCT Potential | F9 | Industrial | Petroleum | New | Space Heating | Natural Gas | Steam Trap Maintenance | A | Cumulative Winter Peak Savings (MW) | Achievable Economic UCT Potential | 0 | 0 | 0 | 0 | 0 | 0 | 0 | 0 | 0 | 0 | 0 | 0 | 0 | 0 | 0 | 0 | 0 | 0 | 0 | 0 | 0 | 0 | 0 | 0 | 0 | 0 | 0 | 0 | 0 | 0 | 0
F10_Industrial_Petroleum_New_Space Heating_Natural Gas_Steam Trap Maintenance_A_Achievable Economic UCT Potential | F10 | Industrial | Petroleum | New | Space Heating | Natural Gas | Steam Trap Maintenance | A | Purchases (Incremental) | Achievable Economic UCT Potential | 0 | 0 | 0 | 0 | 0 | 0 | 0 | 0 | 0 | 0 | 0 | 0 | 0 | 0 | 0 | 0 | 0 | 0 | 0 | 0 | 0 | 0 | 0 | 0 | 0 | 0 | 0 | 0 | 0 | 0 | 0
F11_Industrial_Petroleum_New_Space Heating_Natural Gas_Steam Trap Maintenance_A_Achievable Economic UCT Potential | F11 | Industrial | Petroleum | New | Space Heating | Natural Gas | Steam Trap Maintenance | A | Purchases (Cumulative) | Achievable Economic UCT Potential | 0 | 0 | 0 | 0 | 0 | 0 | 0 | 0 | 0 | 0 | 0 | 0 | 0 | 0 | 0 | 0 | 0 | 0 | 0 | 0 | 0 | 0 | 0 | 0 | 0 | 0 | 0 | 0 | 0 | 0 | 0
F1_Industrial_Petroleum_New_Process_Natural Gas_Steam Trap Maintenance_A_Achievable Economic UCT Potential | F1 | Industrial | Petroleum | New | Process | Natural Gas | Steam Trap Maintenance | A | Integrated Unit Energy Savings (kWh or therms) | Achievable Economic UCT Potential | 0 | 0 | 0 | 0 | 0 | 689.2535 | 689.0144 | 688.8117 | 688.6476 | 688.4916 | 688.3666 | 688.2878 | 688.2431 | 688.2231 | 688.2198 | 688.23 | 688.2486 | 688.2738 | 688.303 | 688.3344 | 688.392 | 688.4441 | 688.4916 | 688.5351 | 688.575 | 688.6117 | 688.6458 | 688.6773 | 689.554 | 689.554 | 689.554
F2_Industrial_Petroleum_New_Process_Natural Gas_Steam Trap Maintenance_A_Achievable Economic UCT Potential | F2 | Industrial | Petroleum | New | Process | Natural Gas | Steam Trap Maintenance | A | Integrated Unit Summer Peak Savings (kW) | Achievable Economic UCT Potential | 0 | 0 | 0 | 0 | 0 | 0 | 0 | 0 | 0 | 0 | 0 | 0 | 0 | 0 | 0 | 0 | 0 | 0 | 0 | 0 | 0 | 0 | 0 | 0 | 0 | 0 | 0 | 0 | 0 | 0 | 0
F3_Industrial_Petroleum_New_Process_Natural Gas_Steam Trap Maintenance_A_Achievable Economic UCT Potential | F3 | Industrial | Petroleum | New | Process | Natural Gas | Steam Trap Maintenance | A | Integrated Unit Winter Peak Savings (kW) | Achievable Economic UCT Potential | 0 | 0 | 0 | 0 | 0 | 0 | 0 | 0 | 0 | 0 | 0 | 0 | 0 | 0 | 0 | 0 | 0 | 0 | 0 | 0 | 0 | 0 | 0 | 0 | 0 | 0 | 0 | 0 | 0 | 0 | 0
F4_Industrial_Petroleum_New_Process_Natural Gas_Steam Trap Maintenance_A_Achievable Economic UCT Potential | F4 | Industrial | Petroleum | New | Process | Natural Gas | Steam Trap Maintenance | A | Incremental Energy Savings (MWh or mTherms) | Achievable Economic UCT Potential | 0 | 0 | 0 | 0 | 0 | 0 | 0 | 0 | 0 | 0 | 0 | 0 | 0 | 0 | 0 | 0 | 0 | 0 | 0 | 0 | 0 | 0 | 0 | 0 | 0 | 0 | 0 | 0 | 0 | 0 | 0
F5_Industrial_Petroleum_New_Process_Natural Gas_Steam Trap Maintenance_A_Achievable Economic UCT Potential | F5 | Industrial | Petroleum | New | Process | Natural Gas | Steam Trap Maintenance | A | Incremental Summer Peak Savings (MW) | Achievable Economic UCT Potential | 0 | 0 | 0 | 0 | 0 | 0 | 0 | 0 | 0 | 0 | 0 | 0 | 0 | 0 | 0 | 0 | 0 | 0 | 0 | 0 | 0 | 0 | 0 | 0 | 0 | 0 | 0 | 0 | 0 | 0 | 0
F6_Industrial_Petroleum_New_Process_Natural Gas_Steam Trap Maintenance_A_Achievable Economic UCT Potential | F6 | Industrial | Petroleum | New | Process | Natural Gas | Steam Trap Maintenance | A | Incremental Winter Peak Savings (MW) | Achievable Economic UCT Potential | 0 | 0 | 0 | 0 | 0 | 0 | 0 | 0 | 0 | 0 | 0 | 0 | 0 | 0 | 0 | 0 | 0 | 0 | 0 | 0 | 0 | 0 | 0 | 0 | 0 | 0 | 0 | 0 | 0 | 0 | 0
F7_Industrial_Petroleum_New_Process_Natural Gas_Steam Trap Maintenance_A_Achievable Economic UCT Potential | F7 | Industrial | Petroleum | New | Process | Natural Gas | Steam Trap Maintenance | A | Cumulative Energy Savings (MWh or mTherms) | Achievable Economic UCT Potential | 0 | 0 | 0 | 0 | 0 | 0 | 0 | 0 | 0 | 0 | 0 | 0 | 0 | 0 | 0 | 0 | 0 | 0 | 0 | 0 | 0 | 0 | 0 | 0 | 0 | 0 | 0 | 0 | 0 | 0 | 0
F8_Industrial_Petroleum_New_Process_Natural Gas_Steam Trap Maintenance_A_Achievable Economic UCT Potential | F8 | Industrial | Petroleum | New | Process | Natural Gas | Steam Trap Maintenance | A | Cumulative Summer Peak Savings (MW) | Achievable Economic UCT Potential | 0 | 0 | 0 | 0 | 0 | 0 | 0 | 0 | 0 | 0 | 0 | 0 | 0 | 0 | 0 | 0 | 0 | 0 | 0 | 0 | 0 | 0 | 0 | 0 | 0 | 0 | 0 | 0 | 0 | 0 | 0
F9_Industrial_Petroleum_New_Process_Natural Gas_Steam Trap Maintenance_A_Achievable Economic UCT Potential | F9 | Industrial | Petroleum | New | Process | Natural Gas | Steam Trap Maintenance | A | Cumulative Winter Peak Savings (MW) | Achievable Economic UCT Potential | 0 | 0 | 0 | 0 | 0 | 0 | 0 | 0 | 0 | 0 | 0 | 0 | 0 | 0 | 0 | 0 | 0 | 0 | 0 | 0 | 0 | 0 | 0 | 0 | 0 | 0 | 0 | 0 | 0 | 0 | 0
F10_Industrial_Petroleum_New_Process_Natural Gas_Steam Trap Maintenance_A_Achievable Economic UCT Potential | F10 | Industrial | Petroleum | New | Process | Natural Gas | Steam Trap Maintenance | A | Purchases (Incremental) | Achievable Economic UCT Potential | 0 | 0 | 0 | 0 | 0 | 0 | 0 | 0 | 0 | 0 | 0 | 0 | 0 | 0 | 0 | 0 | 0 | 0 | 0 | 0 | 0 | 0 | 0 | 0 | 0 | 0 | 0 | 0 | 0 | 0 | 0
F11_Industrial_Petroleum_New_Process_Natural Gas_Steam Trap Maintenance_A_Achievable Economic UCT Potential | F11 | Industrial | Petroleum | New | Process | Natural Gas | Steam Trap Maintenance | A | Purchases (Cumulative) | Achievable Economic UCT Potential | 0 | 0 | 0 | 0 | 0 | 0 | 0 | 0 | 0 | 0 | 0 | 0 | 0 | 0 | 0 | 0 | 0 | 0 | 0 | 0 | 0 | 0 | 0 | 0 | 0 | 0 | 0 | 0 | 0 | 0 | 0
F1_Industrial_Petroleum_New_Space Heating_Natural Gas_Gas Boiler - High Turndown_A_Achievable Economic UCT Potential | F1 | Industrial | Petroleum | New | Space Heating | Natural Gas | Gas Boiler - High Turndown | A | Integrated Unit Energy Savings (kWh or therms) | Achievable Economic UCT Potential | 0 | 0 | 0 | 0 | 0 | 0 | 0 | 0 | 0 | 0 | 0 | 0 | 0 | 0 | 0 | 0 | 0 | 0 | 0 | 0 | 0 | 0 | 0 | 0 | 0 | 0 | 0 | 0 | 0 | 0 | 0
F2_Industrial_Petroleum_New_Space Heating_Natural Gas_Gas Boiler - High Turndown_A_Achievable Economic UCT Potential | F2 | Industrial | Petroleum | New | Space Heating | Natural Gas | Gas Boiler - High Turndown | A | Integrated Unit Summer Peak Savings (kW) | Achievable Economic UCT Potential | 0 | 0 | 0 | 0 | 0 | 0 | 0 | 0 | 0 | 0 | 0 | 0 | 0 | 0 | 0 | 0 | 0 | 0 | 0 | 0 | 0 | 0 | 0 | 0 | 0 | 0 | 0 | 0 | 0 | 0 | 0
F3_Industrial_Petroleum_New_Space Heating_Natural Gas_Gas Boiler - High Turndown_A_Achievable Economic UCT Potential | F3 | Industrial | Petroleum | New | Space Heating | Natural Gas | Gas Boiler - High Turndown | A | Integrated Unit Winter Peak Savings (kW) | Achievable Economic UCT Potential | 0 | 0 | 0 | 0 | 0 | 0 | 0 | 0 | 0 | 0 | 0 | 0 | 0 | 0 | 0 | 0 | 0 | 0 | 0 | 0 | 0 | 0 | 0 | 0 | 0 | 0 | 0 | 0 | 0 | 0 | 0
F4_Industrial_Petroleum_New_Space Heating_Natural Gas_Gas Boiler - High Turndown_A_Achievable Economic UCT Potential | F4 | Industrial | Petroleum | New | Space Heating | Natural Gas | Gas Boiler - High Turndown | A | Incremental Energy Savings (MWh or mTherms) | Achievable Economic UCT Potential | 0 | 0 | 0 | 0 | 0 | 0 | 0 | 0 | 0 | 0 | 0 | 0 | 0 | 0 | 0 | 0 | 0 | 0 | 0 | 0 | 0 | 0 | 0 | 0 | 0 | 0 | 0 | 0 | 0 | 0 | 0
F5_Industrial_Petroleum_New_Space Heating_Natural Gas_Gas Boiler - High Turndown_A_Achievable Economic UCT Potential | F5 | Industrial | Petroleum | New | Space Heating | Natural Gas | Gas Boiler - High Turndown | A | Incremental Summer Peak Savings (MW) | Achievable Economic UCT Potential | 0 | 0 | 0 | 0 | 0 | 0 | 0 | 0 | 0 | 0 | 0 | 0 | 0 | 0 | 0 | 0 | 0 | 0 | 0 | 0 | 0 | 0 | 0 | 0 | 0 | 0 | 0 | 0 | 0 | 0 | 0
F6_Industrial_Petroleum_New_Space Heating_Natural Gas_Gas Boiler - High Turndown_A_Achievable Economic UCT Potential | F6 | Industrial | Petroleum | New | Space Heating | Natural Gas | Gas Boiler - High Turndown | A | Incremental Winter Peak Savings (MW) | Achievable Economic UCT Potential | 0 | 0 | 0 | 0 | 0 | 0 | 0 | 0 | 0 | 0 | 0 | 0 | 0 | 0 | 0 | 0 | 0 | 0 | 0 | 0 | 0 | 0 | 0 | 0 | 0 | 0 | 0 | 0 | 0 | 0 | 0
F7_Industrial_Petroleum_New_Space Heating_Natural Gas_Gas Boiler - High Turndown_A_Achievable Economic UCT Potential | F7 | Industrial | Petroleum | New | Space Heating | Natural Gas | Gas Boiler - High Turndown | A | Cumulative Energy Savings (MWh or mTherms) | Achievable Economic UCT Potential | 0 | 0 | 0 | 0 | 0 | 0 | 0 | 0 | 0 | 0 | 0 | 0 | 0 | 0 | 0 | 0 | 0 | 0 | 0 | 0 | 0 | 0 | 0 | 0 | 0 | 0 | 0 | 0 | 0 | 0 | 0
F8_Industrial_Petroleum_New_Space Heating_Natural Gas_Gas Boiler - High Turndown_A_Achievable Economic UCT Potential | F8 | Industrial | Petroleum | New | Space Heating | Natural Gas | Gas Boiler - High Turndown | A | Cumulative Summer Peak Savings (MW) | Achievable Economic UCT Potential | 0 | 0 | 0 | 0 | 0 | 0 | 0 | 0 | 0 | 0 | 0 | 0 | 0 | 0 | 0 | 0 | 0 | 0 | 0 | 0 | 0 | 0 | 0 | 0 | 0 | 0 | 0 | 0 | 0 | 0 | 0
F9_Industrial_Petroleum_New_Space Heating_Natural Gas_Gas Boiler - High Turndown_A_Achievable Economic UCT Potential | F9 | Industrial | Petroleum | New | Space Heating | Natural Gas | Gas Boiler - High Turndown | A | Cumulative Winter Peak Savings (MW) | Achievable Economic UCT Potential | 0 | 0 | 0 | 0 | 0 | 0 | 0 | 0 | 0 | 0 | 0 | 0 | 0 | 0 | 0 | 0 | 0 | 0 | 0 | 0 | 0 | 0 | 0 | 0 | 0 | 0 | 0 | 0 | 0 | 0 | 0
F10_Industrial_Petroleum_New_Space Heating_Natural Gas_Gas Boiler - High Turndown_A_Achievable Economic UCT Potential | F10 | Industrial | Petroleum | New | Space Heating | Natural Gas | Gas Boiler - High Turndown | A | Purchases (Incremental) | Achievable Economic UCT Potential | 0 | 0 | 0 | 0 | 0 | 0 | 0 | 0 | 0 | 0 | 0 | 0 | 0 | 0 | 0 | 0 | 0 | 0 | 0 | 0 | 0 | 0 | 0 | 0 | 0 | 0 | 0 | 0 | 0 | 0 | 0
F11_Industrial_Petroleum_New_Space Heating_Natural Gas_Gas Boiler - High Turndown_A_Achievable Economic UCT Potential | F11 | Industrial | Petroleum | New | Space Heating | Natural Gas | Gas Boiler - High Turndown | A | Purchases (Cumulative) | Achievable Economic UCT Potential | 0 | 0 | 0 | 0 | 0 | 0 | 0 | 0 | 0 | 0 | 0 | 0 | 0 | 0 | 0 | 0 | 0 | 0 | 0 | 0 | 0 | 0 | 0 | 0 | 0 | 0 | 0 | 0 | 0 | 0 | 0
F1_Industrial_Petroleum_New_Process_Natural Gas_Gas Boiler - High Turndown_A_Achievable Economic UCT Potential | F1 | Industrial | Petroleum | New | Process | Natural Gas | Gas Boiler - High Turndown | A | Integrated Unit Energy Savings (kWh or therms) | Achievable Economic UCT Potential | 0 | 0 | 0 | 0 | 0 | 730.1448 | 728.618 | 727.2472 | 725.9879 | 724.7827 | 723.9941 | 723.3541 | 722.8391 | 722.4335 | 722.1204 | 721.9041 | 721.7669 | 721.6931 | 721.6595 | 721.6443 | 721.666 | 721.724 | 721.7646 | 721.79 | 721.802 | 722.1812 | 722.5321 | 722.8578 | 731.9505 | 731.9505 | 731.9505
F2_Industrial_Petroleum_New_Process_Natural Gas_Gas Boiler - High Turndown_A_Achievable Economic UCT Potential | F2 | Industrial | Petroleum | New | Process | Natural Gas | Gas Boiler - High Turndown | A | Integrated Unit Summer Peak Savings (kW) | Achievable Economic UCT Potential | 0 | 0 | 0 | 0 | 0 | 0 | 0 | 0 | 0 | 0 | 0 | 0 | 0 | 0 | 0 | 0 | 0 | 0 | 0 | 0 | 0 | 0 | 0 | 0 | 0 | 0 | 0 | 0 | 0 | 0 | 0
F3_Industrial_Petroleum_New_Process_Natural Gas_Gas Boiler - High Turndown_A_Achievable Economic UCT Potential | F3 | Industrial | Petroleum | New | Process | Natural Gas | Gas Boiler - High Turndown | A | Integrated Unit Winter Peak Savings (kW) | Achievable Economic UCT Potential | 0 | 0 | 0 | 0 | 0 | 0 | 0 | 0 | 0 | 0 | 0 | 0 | 0 | 0 | 0 | 0 | 0 | 0 | 0 | 0 | 0 | 0 | 0 | 0 | 0 | 0 | 0 | 0 | 0 | 0 | 0
F4_Industrial_Petroleum_New_Process_Natural Gas_Gas Boiler - High Turndown_A_Achievable Economic UCT Potential | F4 | Industrial | Petroleum | New | Process | Natural Gas | Gas Boiler - High Turndown | A | Incremental Energy Savings (MWh or mTherms) | Achievable Economic UCT Potential | 0 | 0 | 0 | 0 | 0 | 0.016799 | 0.019861 | 0.022913 | 0.025939 | 0.028958 | 0.028789 | 0.025186 | 0.021868 | 0.018867 | 0.016176 | 0.013811 | 0.011739 | 0.009944 | 0.0083956 | 0.0070659 | 0.016604 | 0.019673 | 0.02274 | 0.025789 | 0.028839 | 0.028717 | 0.025157 | 0.021868 | 0.019116 | 0.016396 | 0.014003
F5_Industrial_Petroleum_New_Process_Natural Gas_Gas Boiler - High Turndown_A_Achievable Economic UCT Potential | F5 | Industrial | Petroleum | New | Process | Natural Gas | Gas Boiler - High Turndown | A | Incremental Summer Peak Savings (MW) | Achievable Economic UCT Potential | 0 | 0 | 0 | 0 | 0 | 0 | 0 | 0 | 0 | 0 | 0 | 0 | 0 | 0 | 0 | 0 | 0 | 0 | 0 | 0 | 0 | 0 | 0 | 0 | 0 | 0 | 0 | 0 | 0 | 0 | 0
F6_Industrial_Petroleum_New_Process_Natural Gas_Gas Boiler - High Turndown_A_Achievable Economic UCT Potential | F6 | Industrial | Petroleum | New | Process | Natural Gas | Gas Boiler - High Turndown | A | Incremental Winter Peak Savings (MW) | Achievable Economic UCT Potential | 0 | 0 | 0 | 0 | 0 | 0 | 0 | 0 | 0 | 0 | 0 | 0 | 0 | 0 | 0 | 0 | 0 | 0 | 0 | 0 | 0 | 0 | 0 | 0 | 0 | 0 | 0 | 0 | 0 | 0 | 0
F7_Industrial_Petroleum_New_Process_Natural Gas_Gas Boiler - High Turndown_A_Achievable Economic UCT Potential | F7 | Industrial | Petroleum | New | Process | Natural Gas | Gas Boiler - High Turndown | A | Cumulative Energy Savings (MWh or mTherms) | Achievable Economic UCT Potential | 0 | 0 | 0 | 0 | 0 | 0.016799 | 0.036625 | 0.059469 | 0.085305 | 0.11412 | 0.14279 | 0.16785 | 0.18959 | 0.20836 | 0.22444 | 0.23818 | 0.24988 | 0.2598 | 0.26818 | 0.27524 | 0.27525 | 0.27527 | 0.27529 | 0.2753 | 0.2753 | 0.27545 | 0.27558 | 0.2757 | 0 | 0 | 0
F8_Industrial_Petroleum_New_Process_Natural Gas_Gas Boiler - High Turndown_A_Achievable Economic UCT Potential | F8 | Industrial | Petroleum | New | Process | Natural Gas | Gas Boiler - High Turndown | A | Cumulative Summer Peak Savings (MW) | Achievable Economic UCT Potential | 0 | 0 | 0 | 0 | 0 | 0 | 0 | 0 | 0 | 0 | 0 | 0 | 0 | 0 | 0 | 0 | 0 | 0 | 0 | 0 | 0 | 0 | 0 | 0 | 0 | 0 | 0 | 0 | 0 | 0 | 0
F9_Industrial_Petroleum_New_Process_Natural Gas_Gas Boiler - High Turndown_A_Achievable Economic UCT Potential | F9 | Industrial | Petroleum | New | Process | Natural Gas | Gas Boiler - High Turndown | A | Cumulative Winter Peak Savings (MW) | Achievable Economic UCT Potential | 0 | 0 | 0 | 0 | 0 | 0 | 0 | 0 | 0 | 0 | 0 | 0 | 0 | 0 | 0 | 0 | 0 | 0 | 0 | 0 | 0 | 0 | 0 | 0 | 0 | 0 | 0 | 0 | 0 | 0 | 0
F10_Industrial_Petroleum_New_Process_Natural Gas_Gas Boiler - High Turndown_A_Achievable Economic UCT Potential | F10 | Industrial | Petroleum | New | Process | Natural Gas | Gas Boiler - High Turndown | A | Purchases (Incremental) | Achievable Economic UCT Potential | 0 | 0 | 0 | 0 | 0 | 0.023008 | 0.027258 | 0.031506 | 0.035729 | 0.039954 | 0.039765 | 0.034818 | 0.030252 | 0.026117 | 0.022401 | 0.019131 | 0.016264 | 0.013779 | 0.011634 | 0.0097914 | 0.023008 | 0.027258 | 0.031506 | 0.035729 | 0.039954 | 0.039765 | 0.034818 | 0.030252 | 0.026117 | 0.022401 | 0.019131
F11_Industrial_Petroleum_New_Process_Natural Gas_Gas Boiler - High Turndown_A_Achievable Economic UCT Potential | F11 | Industrial | Petroleum | New | Process | Natural Gas | Gas Boiler - High Turndown | A | Purchases (Cumulative) | Achievable Economic UCT Potential | 0 | 0 | 0 | 0 | 0 | 0.023008 | 0.050267 | 0.081773 | 0.1175 | 0.15746 | 0.19722 | 0.23204 | 0.26229 | 0.28841 | 0.31081 | 0.32994 | 0.3462 | 0.35998 | 0.37162 | 0.38141 | 0.38141 | 0.38141 | 0.38141 | 0.38141 | 0.38141 | 0.38141 | 0.38141 | 0.38141 | 0.38141 | 0.38141 | 0.38141
F1_Industrial_Petroleum_New_Space Heating_Natural Gas_Gas Boiler - Burner Control Optimization_A_Achievable Economic UCT Potential | F1 | Industrial | Petroleum | New | Space Heating | Natural Gas | Gas Boiler - Burner Control Optimization | A | Integrated Unit Energy Savings (kWh or therms) | Achievable Economic UCT Potential | 0 | 0 | 0 | 0 | 0 | 0 | 0 | 0 | 0 | 0 | 0 | 0 | 0 | 0 | 0 | 0 | 0 | 0 | 0 | 0 | 0 | 0 | 0 | 0 | 0 | 0 | 0 | 0 | 0 | 0 | 0
F2_Industrial_Petroleum_New_Space Heating_Natural Gas_Gas Boiler - Burner Control Optimization_A_Achievable Economic UCT Potential | F2 | Industrial | Petroleum | New | Space Heating | Natural Gas | Gas Boiler - Burner Control Optimization | A | Integrated Unit Summer Peak Savings (kW) | Achievable Economic UCT Potential | 0 | 0 | 0 | 0 | 0 | 0 | 0 | 0 | 0 | 0 | 0 | 0 | 0 | 0 | 0 | 0 | 0 | 0 | 0 | 0 | 0 | 0 | 0 | 0 | 0 | 0 | 0 | 0 | 0 | 0 | 0
F3_Industrial_Petroleum_New_Space Heating_Natural Gas_Gas Boiler - Burner Control Optimization_A_Achievable Economic UCT Potential | F3 | Industrial | Petroleum | New | Space Heating | Natural Gas | Gas Boiler - Burner Control Optimization | A | Integrated Unit Winter Peak Savings (kW) | Achievable Economic UCT Potential | 0 | 0 | 0 | 0 | 0 | 0 | 0 | 0 | 0 | 0 | 0 | 0 | 0 | 0 | 0 | 0 | 0 | 0 | 0 | 0 | 0 | 0 | 0 | 0 | 0 | 0 | 0 | 0 | 0 | 0 | 0
F4_Industrial_Petroleum_New_Space Heating_Natural Gas_Gas Boiler - Burner Control Optimization_A_Achievable Economic UCT Potential | F4 | Industrial | Petroleum | New | Space Heating | Natural Gas | Gas Boiler - Burner Control Optimization | A | Incremental Energy Savings (MWh or mTherms) | Achievable Economic UCT Potential | 0 | 0 | 0 | 0 | 0 | 0 | 0 | 0 | 0 | 0 | 0 | 0 | 0 | 0 | 0 | 0 | 0 | 0 | 0 | 0 | 0 | 0 | 0 | 0 | 0 | 0 | 0 | 0 | 0 | 0 | 0
F5_Industrial_Petroleum_New_Space Heating_Natural Gas_Gas Boiler - Burner Control Optimization_A_Achievable Economic UCT Potential | F5 | Industrial | Petroleum | New | Space Heating | Natural Gas | Gas Boiler - Burner Control Optimization | A | Incremental Summer Peak Savings (MW) | Achievable Economic UCT Potential | 0 | 0 | 0 | 0 | 0 | 0 | 0 | 0 | 0 | 0 | 0 | 0 | 0 | 0 | 0 | 0 | 0 | 0 | 0 | 0 | 0 | 0 | 0 | 0 | 0 | 0 | 0 | 0 | 0 | 0 | 0
F6_Industrial_Petroleum_New_Space Heating_Natural Gas_Gas Boiler - Burner Control Optimization_A_Achievable Economic UCT Potential | F6 | Industrial | Petroleum | New | Space Heating | Natural Gas | Gas Boiler - Burner Control Optimization | A | Incremental Winter Peak Savings (MW) | Achievable Economic UCT Potential | 0 | 0 | 0 | 0 | 0 | 0 | 0 | 0 | 0 | 0 | 0 | 0 | 0 | 0 | 0 | 0 | 0 | 0 | 0 | 0 | 0 | 0 | 0 | 0 | 0 | 0 | 0 | 0 | 0 | 0 | 0
F7_Industrial_Petroleum_New_Space Heating_Natural Gas_Gas Boiler - Burner Control Optimization_A_Achievable Economic UCT Potential | F7 | Industrial | Petroleum | New | Space Heating | Natural Gas | Gas Boiler - Burner Control Optimization | A | Cumulative Energy Savings (MWh or mTherms) | Achievable Economic UCT Potential | 0 | 0 | 0 | 0 | 0 | 0 | 0 | 0 | 0 | 0 | 0 | 0 | 0 | 0 | 0 | 0 | 0 | 0 | 0 | 0 | 0 | 0 | 0 | 0 | 0 | 0 | 0 | 0 | 0 | 0 | 0
F8_Industrial_Petroleum_New_Space Heating_Natural Gas_Gas Boiler - Burner Control Optimization_A_Achievable Economic UCT Potential | F8 | Industrial | Petroleum | New | Space Heating | Natural Gas | Gas Boiler - Burner Control Optimization | A | Cumulative Summer Peak Savings (MW) | Achievable Economic UCT Potential | 0 | 0 | 0 | 0 | 0 | 0 | 0 | 0 | 0 | 0 | 0 | 0 | 0 | 0 | 0 | 0 | 0 | 0 | 0 | 0 | 0 | 0 | 0 | 0 | 0 | 0 | 0 | 0 | 0 | 0 | 0
F9_Industrial_Petroleum_New_Space Heating_Natural Gas_Gas Boiler - Burner Control Optimization_A_Achievable Economic UCT Potential | F9 | Industrial | Petroleum | New | Space Heating | Natural Gas | Gas Boiler - Burner Control Optimization | A | Cumulative Winter Peak Savings (MW) | Achievable Economic UCT Potential | 0 | 0 | 0 | 0 | 0 | 0 | 0 | 0 | 0 | 0 | 0 | 0 | 0 | 0 | 0 | 0 | 0 | 0 | 0 | 0 | 0 | 0 | 0 | 0 | 0 | 0 | 0 | 0 | 0 | 0 | 0
F10_Industrial_Petroleum_New_Space Heating_Natural Gas_Gas Boiler - Burner Control Optimization_A_Achievable Economic UCT Potential | F10 | Industrial | Petroleum | New | Space Heating | Natural Gas | Gas Boiler - Burner Control Optimization | A | Purchases (Incremental) | Achievable Economic UCT Potential | 0 | 0 | 0 | 0 | 0 | 0 | 0 | 0 | 0 | 0 | 0 | 0 | 0 | 0 | 0 | 0 | 0 | 0 | 0 | 0 | 0 | 0 | 0 | 0 | 0 | 0 | 0 | 0 | 0 | 0 | 0
F11_Industrial_Petroleum_New_Space Heating_Natural Gas_Gas Boiler - Burner Control Optimization_A_Achievable Economic UCT Potential | F11 | Industrial | Petroleum | New | Space Heating | Natural Gas | Gas Boiler - Burner Control Optimization | A | Purchases (Cumulative) | Achievable Economic UCT Potential | 0 | 0 | 0 | 0 | 0 | 0 | 0 | 0 | 0 | 0 | 0 | 0 | 0 | 0 | 0 | 0 | 0 | 0 | 0 | 0 | 0 | 0 | 0 | 0 | 0 | 0 | 0 | 0 | 0 | 0 | 0
F1_Industrial_Petroleum_New_Process_Natural Gas_Gas Boiler - Burner Control Optimization_A_Achievable Economic UCT Potential | F1 | Industrial | Petroleum | New | Process | Natural Gas | Gas Boiler - Burner Control Optimization | A | Integrated Unit Energy Savings (kWh or therms) | Achievable Economic UCT Potential | 0 | 0 | 0 | 0 | 0 | 211.7118 | 211.2436 | 210.8236 | 210.4377 | 210.0688 | 209.8246 | 209.6291 | 209.474 | 209.3536 | 209.2621 | 209.2003 | 209.1624 | 209.1438 | 209.1372 | 209.1364 | 209.1493 | 209.1721 | 209.1893 | 209.2017 | 209.2098 | 209.3239 | 209.4295 | 209.5276 | 212.2656 | 212.2656 | 212.2656
F2_Industrial_Petroleum_New_Process_Natural Gas_Gas Boiler - Burner Control Optimization_A_Achievable Economic UCT Potential | F2 | Industrial | Petroleum | New | Process | Natural Gas | Gas Boiler - Burner Control Optimization | A | Integrated Unit Summer Peak Savings (kW) | Achievable Economic UCT Potential | 0 | 0 | 0 | 0 | 0 | 0 | 0 | 0 | 0 | 0 | 0 | 0 | 0 | 0 | 0 | 0 | 0 | 0 | 0 | 0 | 0 | 0 | 0 | 0 | 0 | 0 | 0 | 0 | 0 | 0 | 0
F3_Industrial_Petroleum_New_Process_Natural Gas_Gas Boiler - Burner Control Optimization_A_Achievable Economic UCT Potential | F3 | Industrial | Petroleum | New | Process | Natural Gas | Gas Boiler - Burner Control Optimization | A | Integrated Unit Winter Peak Savings (kW) | Achievable Economic UCT Potential | 0 | 0 | 0 | 0 | 0 | 0 | 0 | 0 | 0 | 0 | 0 | 0 | 0 | 0 | 0 | 0 | 0 | 0 | 0 | 0 | 0 | 0 | 0 | 0 | 0 | 0 | 0 | 0 | 0 | 0 | 0
F4_Industrial_Petroleum_New_Process_Natural Gas_Gas Boiler - Burner Control Optimization_A_Achievable Economic UCT Potential | F4 | Industrial | Petroleum | New | Process | Natural Gas | Gas Boiler - Burner Control Optimization | A | Incremental Energy Savings (MWh or mTherms) | Achievable Economic UCT Potential | 0 | 0 | 0 | 0 | 0 | 0.001314 | 0.0024416 | 0.005633 | 0.011159 | 0.019376 | 0.029963 | 0.0417 | 0.052799 | 0.061324 | 0.065719 | 0.065462 | 0.060858 | 0.05307 | 0.043563 | 0.033769 | 0.02481 | 0.017319 | 0.011515 | 0.0073085 | 0.0051504 | 0.005593 | 0.011105 | 0.019327 | 0.030312 | 0.042224 | 0.053503
F5_Industrial_Petroleum_New_Process_Natural Gas_Gas Boiler - Burner Control Optimization_A_Achievable Economic UCT Potential | F5 | Industrial | Petroleum | New | Process | Natural Gas | Gas Boiler - Burner Control Optimization | A | Incremental Summer Peak Savings (MW) | Achievable Economic UCT Potential | 0 | 0 | 0 | 0 | 0 | 0 | 0 | 0 | 0 | 0 | 0 | 0 | 0 | 0 | 0 | 0 | 0 | 0 | 0 | 0 | 0 | 0 | 0 | 0 | 0 | 0 | 0 | 0 | 0 | 0 | 0
F6_Industrial_Petroleum_New_Process_Natural Gas_Gas Boiler - Burner Control Optimization_A_Achievable Economic UCT Potential | F6 | Industrial | Petroleum | New | Process | Natural Gas | Gas Boiler - Burner Control Optimization | A | Incremental Winter Peak Savings (MW) | Achievable Economic UCT Potential | 0 | 0 | 0 | 0 | 0 | 0 | 0 | 0 | 0 | 0 | 0 | 0 | 0 | 0 | 0 | 0 | 0 | 0 | 0 | 0 | 0 | 0 | 0 | 0 | 0 | 0 | 0 | 0 | 0 | 0 | 0
F7_Industrial_Petroleum_New_Process_Natural Gas_Gas Boiler - Burner Control Optimization_A_Achievable Economic UCT Potential | F7 | Industrial | Petroleum | New | Process | Natural Gas | Gas Boiler - Burner Control Optimization | A | Cumulative Energy Savings (MWh or mTherms) | Achievable Economic UCT Potential | 0 | 0 | 0 | 0 | 0 | 0.001314 | 0.0037527 | 0.0093783 | 0.02052 | 0.03986 | 0.069777 | 0.11141 | 0.16413 | 0.22536 | 0.29098 | 0.35635 | 0.41715 | 0.47018 | 0.51373 | 0.54749 | 0.57234 | 0.58972 | 0.60128 | 0.60733 | 0.61009 | 0.61042 | 0.61073 | 0.61101 | 0 | 0 | 0
F8_Industrial_Petroleum_New_Process_Natural Gas_Gas Boiler - Burner Control Optimization_A_Achievable Economic UCT Potential | F8 | Industrial | Petroleum | New | Process | Natural Gas | Gas Boiler - Burner Control Optimization | A | Cumulative Summer Peak Savings (MW) | Achievable Economic UCT Potential | 0 | 0 | 0 | 0 | 0 | 0 | 0 | 0 | 0 | 0 | 0 | 0 | 0 | 0 | 0 | 0 | 0 | 0 | 0 | 0 | 0 | 0 | 0 | 0 | 0 | 0 | 0 | 0 | 0 | 0 | 0
F9_Industrial_Petroleum_New_Process_Natural Gas_Gas Boiler - Burner Control Optimization_A_Achievable Economic UCT Potential | F9 | Industrial | Petroleum | New | Process | Natural Gas | Gas Boiler - Burner Control Optimization | A | Cumulative Winter Peak Savings (MW) | Achievable Economic UCT Potential | 0 | 0 | 0 | 0 | 0 | 0 | 0 | 0 | 0 | 0 | 0 | 0 | 0 | 0 | 0 | 0 | 0 | 0 | 0 | 0 | 0 | 0 | 0 | 0 | 0 | 0 | 0 | 0 | 0 | 0 | 0
F10_Industrial_Petroleum_New_Process_Natural Gas_Gas Boiler - Burner Control Optimization_A_Achievable Economic UCT Potential | F10 | Industrial | Petroleum | New | Process | Natural Gas | Gas Boiler - Burner Control Optimization | A | Purchases (Incremental) | Achievable Economic UCT Potential | 0 | 0 | 0 | 0 | 0 | 0.0062066 | 0.011558 | 0.026719 | 0.053026 | 0.092239 | 0.1428 | 0.19892 | 0.25206 | 0.29292 | 0.31405 | 0.31291 | 0.29096 | 0.25375 | 0.2083 | 0.16147 | 0.11863 | 0.0828 | 0.055047 | 0.034935 | 0.024618 | 0.026719 | 0.053026 | 0.092239 | 0.1428 | 0.19892 | 0.25206
F11_Industrial_Petroleum_New_Process_Natural Gas_Gas Boiler - Burner Control Optimization_A_Achievable Economic UCT Potential | F11 | Industrial | Petroleum | New | Process | Natural Gas | Gas Boiler - Burner Control Optimization | A | Purchases (Cumulative) | Achievable Economic UCT Potential | 0 | 0 | 0 | 0 | 0 | 0.0062066 | 0.017765 | 0.044484 | 0.09751 | 0.18975 | 0.33255 | 0.53147 | 0.78353 | 1.0764 | 1.3905 | 1.7034 | 1.9944 | 2.2481 | 2.4564 | 2.6179 | 2.7365 | 2.8193 | 2.8744 | 2.9031 | 2.9161 | 2.9161 | 2.9161 | 2.9161 | 2.9161 | 2.9161 | 2.9161
F1_Industrial_Petroleum_New_Space Heating_Natural Gas_HVAC - Demand Controlled Ventilation_A_Achievable Economic UCT Potential | F1 | Industrial | Petroleum | New | Space Heating | Natural Gas | HVAC - Demand Controlled Ventilation | A | Integrated Unit Energy Savings (kWh or therms) | Achievable Economic UCT Potential | 0 | 0 | 0 | 0 | 0 | 0 | 0 | 0 | 0 | 0 | 0 | 0 | 0 | 0 | 0 | 0 | 0 | 0 | 0 | 0 | 0 | 0 | 0 | 0 | 0 | 0 | 0 | 0 | 0 | 0 | 0
F2_Industrial_Petroleum_New_Space Heating_Natural Gas_HVAC - Demand Controlled Ventilation_A_Achievable Economic UCT Potential | F2 | Industrial | Petroleum | New | Space Heating | Natural Gas | HVAC - Demand Controlled Ventilation | A | Integrated Unit Summer Peak Savings (kW) | Achievable Economic UCT Potential | 0 | 0 | 0 | 0 | 0 | 0 | 0 | 0 | 0 | 0 | 0 | 0 | 0 | 0 | 0 | 0 | 0 | 0 | 0 | 0 | 0 | 0 | 0 | 0 | 0 | 0 | 0 | 0 | 0 | 0 | 0
F3_Industrial_Petroleum_New_Space Heating_Natural Gas_HVAC - Demand Controlled Ventilation_A_Achievable Economic UCT Potential | F3 | Industrial | Petroleum | New | Space Heating | Natural Gas | HVAC - Demand Controlled Ventilation | A | Integrated Unit Winter Peak Savings (kW) | Achievable Economic UCT Potential | 0 | 0 | 0 | 0 | 0 | 0 | 0 | 0 | 0 | 0 | 0 | 0 | 0 | 0 | 0 | 0 | 0 | 0 | 0 | 0 | 0 | 0 | 0 | 0 | 0 | 0 | 0 | 0 | 0 | 0 | 0
F4_Industrial_Petroleum_New_Space Heating_Natural Gas_HVAC - Demand Controlled Ventilation_A_Achievable Economic UCT Potential | F4 | Industrial | Petroleum | New | Space Heating | Natural Gas | HVAC - Demand Controlled Ventilation | A | Incremental Energy Savings (MWh or mTherms) | Achievable Economic UCT Potential | 0 | 0 | 0 | 0 | 0 | 0 | 0 | 0 | 0 | 0 | 0 | 0 | 0 | 0 | 0 | 0 | 0 | 0 | 0 | 0 | 0 | 0 | 0 | 0 | 0 | 0 | 0 | 0 | 0 | 0 | 0
F5_Industrial_Petroleum_New_Space Heating_Natural Gas_HVAC - Demand Controlled Ventilation_A_Achievable Economic UCT Potential | F5 | Industrial | Petroleum | New | Space Heating | Natural Gas | HVAC - Demand Controlled Ventilation | A | Incremental Summer Peak Savings (MW) | Achievable Economic UCT Potential | 0 | 0 | 0 | 0 | 0 | 0 | 0 | 0 | 0 | 0 | 0 | 0 | 0 | 0 | 0 | 0 | 0 | 0 | 0 | 0 | 0 | 0 | 0 | 0 | 0 | 0 | 0 | 0 | 0 | 0 | 0
F6_Industrial_Petroleum_New_Space Heating_Natural Gas_HVAC - Demand Controlled Ventilation_A_Achievable Economic UCT Potential | F6 | Industrial | Petroleum | New | Space Heating | Natural Gas | HVAC - Demand Controlled Ventilation | A | Incremental Winter Peak Savings (MW) | Achievable Economic UCT Potential | 0 | 0 | 0 | 0 | 0 | 0 | 0 | 0 | 0 | 0 | 0 | 0 | 0 | 0 | 0 | 0 | 0 | 0 | 0 | 0 | 0 | 0 | 0 | 0 | 0 | 0 | 0 | 0 | 0 | 0 | 0
F7_Industrial_Petroleum_New_Space Heating_Natural Gas_HVAC - Demand Controlled Ventilation_A_Achievable Economic UCT Potential | F7 | Industrial | Petroleum | New | Space Heating | Natural Gas | HVAC - Demand Controlled Ventilation | A | Cumulative Energy Savings (MWh or mTherms) | Achievable Economic UCT Potential | 0 | 0 | 0 | 0 | 0 | 0 | 0 | 0 | 0 | 0 | 0 | 0 | 0 | 0 | 0 | 0 | 0 | 0 | 0 | 0 | 0 | 0 | 0 | 0 | 0 | 0 | 0 | 0 | 0 | 0 | 0
F8_Industrial_Petroleum_New_Space Heating_Natural Gas_HVAC - Demand Controlled Ventilation_A_Achievable Economic UCT Potential | F8 | Industrial | Petroleum | New | Space Heating | Natural Gas | HVAC - Demand Controlled Ventilation | A | Cumulative Summer Peak Savings (MW) | Achievable Economic UCT Potential | 0 | 0 | 0 | 0 | 0 | 0 | 0 | 0 | 0 | 0 | 0 | 0 | 0 | 0 | 0 | 0 | 0 | 0 | 0 | 0 | 0 | 0 | 0 | 0 | 0 | 0 | 0 | 0 | 0 | 0 | 0
F9_Industrial_Petroleum_New_Space Heating_Natural Gas_HVAC - Demand Controlled Ventilation_A_Achievable Economic UCT Potential | F9 | Industrial | Petroleum | New | Space Heating | Natural Gas | HVAC - Demand Controlled Ventilation | A | Cumulative Winter Peak Savings (MW) | Achievable Economic UCT Potential | 0 | 0 | 0 | 0 | 0 | 0 | 0 | 0 | 0 | 0 | 0 | 0 | 0 | 0 | 0 | 0 | 0 | 0 | 0 | 0 | 0 | 0 | 0 | 0 | 0 | 0 | 0 | 0 | 0 | 0 | 0
F10_Industrial_Petroleum_New_Space Heating_Natural Gas_HVAC - Demand Controlled Ventilation_A_Achievable Economic UCT Potential | F10 | Industrial | Petroleum | New | Space Heating | Natural Gas | HVAC - Demand Controlled Ventilation | A | Purchases (Incremental) | Achievable Economic UCT Potential | 0 | 0 | 0 | 0 | 0 | 0 | 0 | 0 | 0 | 0 | 0 | 0 | 0 | 0 | 0 | 0 | 0 | 0 | 0 | 0 | 0 | 0 | 0 | 0 | 0 | 0 | 0 | 0 | 0 | 0 | 0
F11_Industrial_Petroleum_New_Space Heating_Natural Gas_HVAC - Demand Controlled Ventilation_A_Achievable Economic UCT Potential | F11 | Industrial | Petroleum | New | Space Heating | Natural Gas | HVAC - Demand Controlled Ventilation | A | Purchases (Cumulative) | Achievable Economic UCT Potential | 0 | 0 | 0 | 0 | 0 | 0 | 0 | 0 | 0 | 0 | 0 | 0 | 0 | 0 | 0 | 0 | 0 | 0 | 0 | 0 | 0 | 0 | 0 | 0 | 0 | 0 | 0 | 0 | 0 | 0 | 0
F1_Industrial_Petroleum_New_Space Heating_Natural Gas_Gas Boiler - Stack Economizer_A_Achievable Economic UCT Potential | F1 | Industrial | Petroleum | New | Space Heating | Natural Gas | Gas Boiler - Stack Economizer | A | Integrated Unit Energy Savings (kWh or therms) | Achievable Economic UCT Potential | 0 | 0 | 0 | 0 | 0 | 0 | 0 | 0 | 0 | 0 | 0 | 0 | 0 | 0 | 0 | 0 | 0 | 0 | 0 | 0 | 0 | 0 | 0 | 0 | 0 | 0 | 0 | 0 | 0 | 0 | 0
F2_Industrial_Petroleum_New_Space Heating_Natural Gas_Gas Boiler - Stack Economizer_A_Achievable Economic UCT Potential | F2 | Industrial | Petroleum | New | Space Heating | Natural Gas | Gas Boiler - Stack Economizer | A | Integrated Unit Summer Peak Savings (kW) | Achievable Economic UCT Potential | 0 | 0 | 0 | 0 | 0 | 0 | 0 | 0 | 0 | 0 | 0 | 0 | 0 | 0 | 0 | 0 | 0 | 0 | 0 | 0 | 0 | 0 | 0 | 0 | 0 | 0 | 0 | 0 | 0 | 0 | 0
F3_Industrial_Petroleum_New_Space Heating_Natural Gas_Gas Boiler - Stack Economizer_A_Achievable Economic UCT Potential | F3 | Industrial | Petroleum | New | Space Heating | Natural Gas | Gas Boiler - Stack Economizer | A | Integrated Unit Winter Peak Savings (kW) | Achievable Economic UCT Potential | 0 | 0 | 0 | 0 | 0 | 0 | 0 | 0 | 0 | 0 | 0 | 0 | 0 | 0 | 0 | 0 | 0 | 0 | 0 | 0 | 0 | 0 | 0 | 0 | 0 | 0 | 0 | 0 | 0 | 0 | 0
F4_Industrial_Petroleum_New_Space Heating_Natural Gas_Gas Boiler - Stack Economizer_A_Achievable Economic UCT Potential | F4 | Industrial | Petroleum | New | Space Heating | Natural Gas | Gas Boiler - Stack Economizer | A | Incremental Energy Savings (MWh or mTherms) | Achievable Economic UCT Potential | 0 | 0 | 0 | 0 | 0 | 0 | 0 | 0 | 0 | 0 | 0 | 0 | 0 | 0 | 0 | 0 | 0 | 0 | 0 | 0 | 0 | 0 | 0 | 0 | 0 | 0 | 0 | 0 | 0 | 0 | 0
F5_Industrial_Petroleum_New_Space Heating_Natural Gas_Gas Boiler - Stack Economizer_A_Achievable Economic UCT Potential | F5 | Industrial | Petroleum | New | Space Heating | Natural Gas | Gas Boiler - Stack Economizer | A | Incremental Summer Peak Savings (MW) | Achievable Economic UCT Potential | 0 | 0 | 0 | 0 | 0 | 0 | 0 | 0 | 0 | 0 | 0 | 0 | 0 | 0 | 0 | 0 | 0 | 0 | 0 | 0 | 0 | 0 | 0 | 0 | 0 | 0 | 0 | 0 | 0 | 0 | 0
F6_Industrial_Petroleum_New_Space Heating_Natural Gas_Gas Boiler - Stack Economizer_A_Achievable Economic UCT Potential | F6 | Industrial | Petroleum | New | Space Heating | Natural Gas | Gas Boiler - Stack Economizer | A | Incremental Winter Peak Savings (MW) | Achievable Economic UCT Potential | 0 | 0 | 0 | 0 | 0 | 0 | 0 | 0 | 0 | 0 | 0 | 0 | 0 | 0 | 0 | 0 | 0 | 0 | 0 | 0 | 0 | 0 | 0 | 0 | 0 | 0 | 0 | 0 | 0 | 0 | 0
F7_Industrial_Petroleum_New_Space Heating_Natural Gas_Gas Boiler - Stack Economizer_A_Achievable Economic UCT Potential | F7 | Industrial | Petroleum | New | Space Heating | Natural Gas | Gas Boiler - Stack Economizer | A | Cumulative Energy Savings (MWh or mTherms) | Achievable Economic UCT Potential | 0 | 0 | 0 | 0 | 0 | 0 | 0 | 0 | 0 | 0 | 0 | 0 | 0 | 0 | 0 | 0 | 0 | 0 | 0 | 0 | 0 | 0 | 0 | 0 | 0 | 0 | 0 | 0 | 0 | 0 | 0
F8_Industrial_Petroleum_New_Space Heating_Natural Gas_Gas Boiler - Stack Economizer_A_Achievable Economic UCT Potential | F8 | Industrial | Petroleum | New | Space Heating | Natural Gas | Gas Boiler - Stack Economizer | A | Cumulative Summer Peak Savings (MW) | Achievable Economic UCT Potential | 0 | 0 | 0 | 0 | 0 | 0 | 0 | 0 | 0 | 0 | 0 | 0 | 0 | 0 | 0 | 0 | 0 | 0 | 0 | 0 | 0 | 0 | 0 | 0 | 0 | 0 | 0 | 0 | 0 | 0 | 0
F9_Industrial_Petroleum_New_Space Heating_Natural Gas_Gas Boiler - Stack Economizer_A_Achievable Economic UCT Potential | F9 | Industrial | Petroleum | New | Space Heating | Natural Gas | Gas Boiler - Stack Economizer | A | Cumulative Winter Peak Savings (MW) | Achievable Economic UCT Potential | 0 | 0 | 0 | 0 | 0 | 0 | 0 | 0 | 0 | 0 | 0 | 0 | 0 | 0 | 0 | 0 | 0 | 0 | 0 | 0 | 0 | 0 | 0 | 0 | 0 | 0 | 0 | 0 | 0 | 0 | 0
F10_Industrial_Petroleum_New_Space Heating_Natural Gas_Gas Boiler - Stack Economizer_A_Achievable Economic UCT Potential | F10 | Industrial | Petroleum | New | Space Heating | Natural Gas | Gas Boiler - Stack Economizer | A | Purchases (Incremental) | Achievable Economic UCT Potential | 0 | 0 | 0 | 0 | 0 | 0 | 0 | 0 | 0 | 0 | 0 | 0 | 0 | 0 | 0 | 0 | 0 | 0 | 0 | 0 | 0 | 0 | 0 | 0 | 0 | 0 | 0 | 0 | 0 | 0 | 0
F11_Industrial_Petroleum_New_Space Heating_Natural Gas_Gas Boiler - Stack Economizer_A_Achievable Economic UCT Potential | F11 | Industrial | Petroleum | New | Space Heating | Natural Gas | Gas Boiler - Stack Economizer | A | Purchases (Cumulative) | Achievable Economic UCT Potential | 0 | 0 | 0 | 0 | 0 | 0 | 0 | 0 | 0 | 0 | 0 | 0 | 0 | 0 | 0 | 0 | 0 | 0 | 0 | 0 | 0 | 0 | 0 | 0 | 0 | 0 | 0 | 0 | 0 | 0 | 0
F1_Industrial_Petroleum_New_Process_Natural Gas_Gas Boiler - Stack Economizer_A_Achievable Economic UCT Potential | F1 | Industrial | Petroleum | New | Process | Natural Gas | Gas Boiler - Stack Economizer | A | Integrated Unit Energy Savings (kWh or therms) | Achievable Economic UCT Potential | 0 | 0 | 0 | 0 | 0 | 702.6229 | 702.5959 | 702.5821 | 702.5928 | 702.6012 | 702.6081 | 702.6136 | 702.6183 | 702.6223 | 702.6256 | 702.6286 | 702.6312 | 702.6335 | 702.6355 | 702.6374 | 702.639 | 702.6405 | 702.6419 | 702.6431 | 702.6443 | 702.6453 | 702.6463 | 702.6472 | 702.6725 | 702.6725 | 702.6725
F2_Industrial_Petroleum_New_Process_Natural Gas_Gas Boiler - Stack Economizer_A_Achievable Economic UCT Potential | F2 | Industrial | Petroleum | New | Process | Natural Gas | Gas Boiler - Stack Economizer | A | Integrated Unit Summer Peak Savings (kW) | Achievable Economic UCT Potential | 0 | 0 | 0 | 0 | 0 | 0 | 0 | 0 | 0 | 0 | 0 | 0 | 0 | 0 | 0 | 0 | 0 | 0 | 0 | 0 | 0 | 0 | 0 | 0 | 0 | 0 | 0 | 0 | 0 | 0 | 0
F3_Industrial_Petroleum_New_Process_Natural Gas_Gas Boiler - Stack Economizer_A_Achievable Economic UCT Potential | F3 | Industrial | Petroleum | New | Process | Natural Gas | Gas Boiler - Stack Economizer | A | Integrated Unit Winter Peak Savings (kW) | Achievable Economic UCT Potential | 0 | 0 | 0 | 0 | 0 | 0 | 0 | 0 | 0 | 0 | 0 | 0 | 0 | 0 | 0 | 0 | 0 | 0 | 0 | 0 | 0 | 0 | 0 | 0 | 0 | 0 | 0 | 0 | 0 | 0 | 0
F4_Industrial_Petroleum_New_Process_Natural Gas_Gas Boiler - Stack Economizer_A_Achievable Economic UCT Potential | F4 | Industrial | Petroleum | New | Process | Natural Gas | Gas Boiler - Stack Economizer | A | Incremental Energy Savings (MWh or mTherms) | Achievable Economic UCT Potential | 0 | 0 | 0 | 0 | 0 | 0.04311 | 0.051071 | 0.059029 | 0.066942 | 0.074859 | 0.074504 | 0.065236 | 0.056682 | 0.048933 | 0.041971 | 0.035845 | 0.030474 | 0.025817 | 0.021798 | 0.018346 | 0.043111 | 0.051074 | 0.059034 | 0.066946 | 0.074863 | 0.074508 | 0.065239 | 0.056685 | 0.048937 | 0.041974 | 0.035848
F5_Industrial_Petroleum_New_Process_Natural Gas_Gas Boiler - Stack Economizer_A_Achievable Economic UCT Potential | F5 | Industrial | Petroleum | New | Process | Natural Gas | Gas Boiler - Stack Economizer | A | Incremental Summer Peak Savings (MW) | Achievable Economic UCT Potential | 0 | 0 | 0 | 0 | 0 | 0 | 0 | 0 | 0 | 0 | 0 | 0 | 0 | 0 | 0 | 0 | 0 | 0 | 0 | 0 | 0 | 0 | 0 | 0 | 0 | 0 | 0 | 0 | 0 | 0 | 0
F6_Industrial_Petroleum_New_Process_Natural Gas_Gas Boiler - Stack Economizer_A_Achievable Economic UCT Potential | F6 | Industrial | Petroleum | New | Process | Natural Gas | Gas Boiler - Stack Economizer | A | Incremental Winter Peak Savings (MW) | Achievable Economic UCT Potential | 0 | 0 | 0 | 0 | 0 | 0 | 0 | 0 | 0 | 0 | 0 | 0 | 0 | 0 | 0 | 0 | 0 | 0 | 0 | 0 | 0 | 0 | 0 | 0 | 0 | 0 | 0 | 0 | 0 | 0 | 0
F7_Industrial_Petroleum_New_Process_Natural Gas_Gas Boiler - Stack Economizer_A_Achievable Economic UCT Potential | F7 | Industrial | Petroleum | New | Process | Natural Gas | Gas Boiler - Stack Economizer | A | Cumulative Energy Savings (MWh or mTherms) | Achievable Economic UCT Potential | 0 | 0 | 0 | 0 | 0 | 0.04311 | 0.094179 | 0.15321 | 0.22015 | 0.29501 | 0.36952 | 0.43476 | 0.49144 | 0.54038 | 0.58235 | 0.6182 | 0.64868 | 0.67449 | 0.69629 | 0.71464 | 0.71464 | 0.71465 | 0.71465 | 0.71465 | 0.71465 | 0.71465 | 0.71465 | 0.71465 | 0 | 0 | 0
F8_Industrial_Petroleum_New_Process_Natural Gas_Gas Boiler - Stack Economizer_A_Achievable Economic UCT Potential | F8 | Industrial | Petroleum | New | Process | Natural Gas | Gas Boiler - Stack Economizer | A | Cumulative Summer Peak Savings (MW) | Achievable Economic UCT Potential | 0 | 0 | 0 | 0 | 0 | 0 | 0 | 0 | 0 | 0 | 0 | 0 | 0 | 0 | 0 | 0 | 0 | 0 | 0 | 0 | 0 | 0 | 0 | 0 | 0 | 0 | 0 | 0 | 0 | 0 | 0
F9_Industrial_Petroleum_New_Process_Natural Gas_Gas Boiler - Stack Economizer_A_Achievable Economic UCT Potential | F9 | Industrial | Petroleum | New | Process | Natural Gas | Gas Boiler - Stack Economizer | A | Cumulative Winter Peak Savings (MW) | Achievable Economic UCT Potential | 0 | 0 | 0 | 0 | 0 | 0 | 0 | 0 | 0 | 0 | 0 | 0 | 0 | 0 | 0 | 0 | 0 | 0 | 0 | 0 | 0 | 0 | 0 | 0 | 0 | 0 | 0 | 0 | 0 | 0 | 0
F10_Industrial_Petroleum_New_Process_Natural Gas_Gas Boiler - Stack Economizer_A_Achievable Economic UCT Potential | F10 | Industrial | Petroleum | New | Process | Natural Gas | Gas Boiler - Stack Economizer | A | Purchases (Incremental) | Achievable Economic UCT Potential | 0 | 0 | 0 | 0 | 0 | 0.061355 | 0.072689 | 0.084017 | 0.095278 | 0.10654 | 0.10604 | 0.092847 | 0.080673 | 0.069644 | 0.059735 | 0.051016 | 0.043371 | 0.036743 | 0.031023 | 0.02611 | 0.061355 | 0.072689 | 0.084017 | 0.095278 | 0.10654 | 0.10604 | 0.092847 | 0.080673 | 0.069644 | 0.059735 | 0.051016
F11_Industrial_Petroleum_New_Process_Natural Gas_Gas Boiler - Stack Economizer_A_Achievable Economic UCT Potential | F11 | Industrial | Petroleum | New | Process | Natural Gas | Gas Boiler - Stack Economizer | A | Purchases (Cumulative) | Achievable Economic UCT Potential | 0 | 0 | 0 | 0 | 0 | 0.061355 | 0.13404 | 0.21806 | 0.31334 | 0.41988 | 0.52592 | 0.61877 | 0.69944 | 0.76909 | 0.82882 | 0.87984 | 0.92321 | 0.95995 | 0.99098 | 1.0171 | 1.0171 | 1.0171 | 1.0171 | 1.0171 | 1.0171 | 1.0171 | 1.0171 | 1.0171 | 1.0171 | 1.0171 | 1.0171
F1_Industrial_Petroleum_New_Space Heating_Natural Gas_Gas Furnace Tube Inserts_A_Achievable Economic UCT Potential | F1 | Industrial | Petroleum | New | Space Heating | Natural Gas | Gas Furnace Tube Inserts | A | Integrated Unit Energy Savings (kWh or therms) | Achievable Economic UCT Potential | 0 | 0 | 0 | 0 | 0 | 0 | 0 | 0 | 0 | 0 | 0 | 0 | 0 | 0 | 0 | 0 | 0 | 0 | 0 | 0 | 0 | 0 | 0 | 0 | 0 | 0 | 0 | 0 | 0 | 0 | 0
F2_Industrial_Petroleum_New_Space Heating_Natural Gas_Gas Furnace Tube Inserts_A_Achievable Economic UCT Potential | F2 | Industrial | Petroleum | New | Space Heating | Natural Gas | Gas Furnace Tube Inserts | A | Integrated Unit Summer Peak Savings (kW) | Achievable Economic UCT Potential | 0 | 0 | 0 | 0 | 0 | 0 | 0 | 0 | 0 | 0 | 0 | 0 | 0 | 0 | 0 | 0 | 0 | 0 | 0 | 0 | 0 | 0 | 0 | 0 | 0 | 0 | 0 | 0 | 0 | 0 | 0
F3_Industrial_Petroleum_New_Space Heating_Natural Gas_Gas Furnace Tube Inserts_A_Achievable Economic UCT Potential | F3 | Industrial | Petroleum | New | Space Heating | Natural Gas | Gas Furnace Tube Inserts | A | Integrated Unit Winter Peak Savings (kW) | Achievable Economic UCT Potential | 0 | 0 | 0 | 0 | 0 | 0 | 0 | 0 | 0 | 0 | 0 | 0 | 0 | 0 | 0 | 0 | 0 | 0 | 0 | 0 | 0 | 0 | 0 | 0 | 0 | 0 | 0 | 0 | 0 | 0 | 0
F4_Industrial_Petroleum_New_Space Heating_Natural Gas_Gas Furnace Tube Inserts_A_Achievable Economic UCT Potential | F4 | Industrial | Petroleum | New | Space Heating | Natural Gas | Gas Furnace Tube Inserts | A | Incremental Energy Savings (MWh or mTherms) | Achievable Economic UCT Potential | 0 | 0 | 0 | 0 | 0 | 0 | 0 | 0 | 0 | 0 | 0 | 0 | 0 | 0 | 0 | 0 | 0 | 0 | 0 | 0 | 0 | 0 | 0 | 0 | 0 | 0 | 0 | 0 | 0 | 0 | 0
F5_Industrial_Petroleum_New_Space Heating_Natural Gas_Gas Furnace Tube Inserts_A_Achievable Economic UCT Potential | F5 | Industrial | Petroleum | New | Space Heating | Natural Gas | Gas Furnace Tube Inserts | A | Incremental Summer Peak Savings (MW) | Achievable Economic UCT Potential | 0 | 0 | 0 | 0 | 0 | 0 | 0 | 0 | 0 | 0 | 0 | 0 | 0 | 0 | 0 | 0 | 0 | 0 | 0 | 0 | 0 | 0 | 0 | 0 | 0 | 0 | 0 | 0 | 0 | 0 | 0
F6_Industrial_Petroleum_New_Space Heating_Natural Gas_Gas Furnace Tube Inserts_A_Achievable Economic UCT Potential | F6 | Industrial | Petroleum | New | Space Heating | Natural Gas | Gas Furnace Tube Inserts | A | Incremental Winter Peak Savings (MW) | Achievable Economic UCT Potential | 0 | 0 | 0 | 0 | 0 | 0 | 0 | 0 | 0 | 0 | 0 | 0 | 0 | 0 | 0 | 0 | 0 | 0 | 0 | 0 | 0 | 0 | 0 | 0 | 0 | 0 | 0 | 0 | 0 | 0 | 0
F7_Industrial_Petroleum_New_Space Heating_Natural Gas_Gas Furnace Tube Inserts_A_Achievable Economic UCT Potential | F7 | Industrial | Petroleum | New | Space Heating | Natural Gas | Gas Furnace Tube Inserts | A | Cumulative Energy Savings (MWh or mTherms) | Achievable Economic UCT Potential | 0 | 0 | 0 | 0 | 0 | 0 | 0 | 0 | 0 | 0 | 0 | 0 | 0 | 0 | 0 | 0 | 0 | 0 | 0 | 0 | 0 | 0 | 0 | 0 | 0 | 0 | 0 | 0 | 0 | 0 | 0
F8_Industrial_Petroleum_New_Space Heating_Natural Gas_Gas Furnace Tube Inserts_A_Achievable Economic UCT Potential | F8 | Industrial | Petroleum | New | Space Heating | Natural Gas | Gas Furnace Tube Inserts | A | Cumulative Summer Peak Savings (MW) | Achievable Economic UCT Potential | 0 | 0 | 0 | 0 | 0 | 0 | 0 | 0 | 0 | 0 | 0 | 0 | 0 | 0 | 0 | 0 | 0 | 0 | 0 | 0 | 0 | 0 | 0 | 0 | 0 | 0 | 0 | 0 | 0 | 0 | 0
F9_Industrial_Petroleum_New_Space Heating_Natural Gas_Gas Furnace Tube Inserts_A_Achievable Economic UCT Potential | F9 | Industrial | Petroleum | New | Space Heating | Natural Gas | Gas Furnace Tube Inserts | A | Cumulative Winter Peak Savings (MW) | Achievable Economic UCT Potential | 0 | 0 | 0 | 0 | 0 | 0 | 0 | 0 | 0 | 0 | 0 | 0 | 0 | 0 | 0 | 0 | 0 | 0 | 0 | 0 | 0 | 0 | 0 | 0 | 0 | 0 | 0 | 0 | 0 | 0 | 0
F10_Industrial_Petroleum_New_Space Heating_Natural Gas_Gas Furnace Tube Inserts_A_Achievable Economic UCT Potential | F10 | Industrial | Petroleum | New | Space Heating | Natural Gas | Gas Furnace Tube Inserts | A | Purchases (Incremental) | Achievable Economic UCT Potential | 0 | 0 | 0 | 0 | 0 | 0 | 0 | 0 | 0 | 0 | 0 | 0 | 0 | 0 | 0 | 0 | 0 | 0 | 0 | 0 | 0 | 0 | 0 | 0 | 0 | 0 | 0 | 0 | 0 | 0 | 0
F11_Industrial_Petroleum_New_Space Heating_Natural Gas_Gas Furnace Tube Inserts_A_Achievable Economic UCT Potential | F11 | Industrial | Petroleum | New | Space Heating | Natural Gas | Gas Furnace Tube Inserts | A | Purchases (Cumulative) | Achievable Economic UCT Potential | 0 | 0 | 0 | 0 | 0 | 0 | 0 | 0 | 0 | 0 | 0 | 0 | 0 | 0 | 0 | 0 | 0 | 0 | 0 | 0 | 0 | 0 | 0 | 0 | 0 | 0 | 0 | 0 | 0 | 0 | 0
F1_Industrial_Petroleum_New_Space Heating_Natural Gas_Space Heating - Heat Recovery Ventilator_A_Achievable Economic UCT Potential | F1 | Industrial | Petroleum | New | Space Heating | Natural Gas | Space Heating - Heat Recovery Ventilator | A | Integrated Unit Energy Savings (kWh or therms) | Achievable Economic UCT Potential | 0 | 0 | 0 | 0 | 0 | 0 | 0 | 0 | 0 | 0 | 0 | 0 | 0 | 0 | 0 | 0 | 0 | 0 | 0 | 0 | 0 | 0 | 0 | 0 | 0 | 0 | 0 | 0 | 0 | 0 | 0
F2_Industrial_Petroleum_New_Space Heating_Natural Gas_Space Heating - Heat Recovery Ventilator_A_Achievable Economic UCT Potential | F2 | Industrial | Petroleum | New | Space Heating | Natural Gas | Space Heating - Heat Recovery Ventilator | A | Integrated Unit Summer Peak Savings (kW) | Achievable Economic UCT Potential | 0 | 0 | 0 | 0 | 0 | 0 | 0 | 0 | 0 | 0 | 0 | 0 | 0 | 0 | 0 | 0 | 0 | 0 | 0 | 0 | 0 | 0 | 0 | 0 | 0 | 0 | 0 | 0 | 0 | 0 | 0
F3_Industrial_Petroleum_New_Space Heating_Natural Gas_Space Heating - Heat Recovery Ventilator_A_Achievable Economic UCT Potential | F3 | Industrial | Petroleum | New | Space Heating | Natural Gas | Space Heating - Heat Recovery Ventilator | A | Integrated Unit Winter Peak Savings (kW) | Achievable Economic UCT Potential | 0 | 0 | 0 | 0 | 0 | 0 | 0 | 0 | 0 | 0 | 0 | 0 | 0 | 0 | 0 | 0 | 0 | 0 | 0 | 0 | 0 | 0 | 0 | 0 | 0 | 0 | 0 | 0 | 0 | 0 | 0
F4_Industrial_Petroleum_New_Space Heating_Natural Gas_Space Heating - Heat Recovery Ventilator_A_Achievable Economic UCT Potential | F4 | Industrial | Petroleum | New | Space Heating | Natural Gas | Space Heating - Heat Recovery Ventilator | A | Incremental Energy Savings (MWh or mTherms) | Achievable Economic UCT Potential | 0 | 0 | 0 | 0 | 0 | 0 | 0 | 0 | 0 | 0 | 0 | 0 | 0 | 0 | 0 | 0 | 0 | 0 | 0 | 0 | 0 | 0 | 0 | 0 | 0 | 0 | 0 | 0 | 0 | 0 | 0
F5_Industrial_Petroleum_New_Space Heating_Natural Gas_Space Heating - Heat Recovery Ventilator_A_Achievable Economic UCT Potential | F5 | Industrial | Petroleum | New | Space Heating | Natural Gas | Space Heating - Heat Recovery Ventilator | A | Incremental Summer Peak Savings (MW) | Achievable Economic UCT Potential | 0 | 0 | 0 | 0 | 0 | 0 | 0 | 0 | 0 | 0 | 0 | 0 | 0 | 0 | 0 | 0 | 0 | 0 | 0 | 0 | 0 | 0 | 0 | 0 | 0 | 0 | 0 | 0 | 0 | 0 | 0
F6_Industrial_Petroleum_New_Space Heating_Natural Gas_Space Heating - Heat Recovery Ventilator_A_Achievable Economic UCT Potential | F6 | Industrial | Petroleum | New | Space Heating | Natural Gas | Space Heating - Heat Recovery Ventilator | A | Incremental Winter Peak Savings (MW) | Achievable Economic UCT Potential | 0 | 0 | 0 | 0 | 0 | 0 | 0 | 0 | 0 | 0 | 0 | 0 | 0 | 0 | 0 | 0 | 0 | 0 | 0 | 0 | 0 | 0 | 0 | 0 | 0 | 0 | 0 | 0 | 0 | 0 | 0
F7_Industrial_Petroleum_New_Space Heating_Natural Gas_Space Heating - Heat Recovery Ventilator_A_Achievable Economic UCT Potential | F7 | Industrial | Petroleum | New | Space Heating | Natural Gas | Space Heating - Heat Recovery Ventilator | A | Cumulative Energy Savings (MWh or mTherms) | Achievable Economic UCT Potential | 0 | 0 | 0 | 0 | 0 | 0 | 0 | 0 | 0 | 0 | 0 | 0 | 0 | 0 | 0 | 0 | 0 | 0 | 0 | 0 | 0 | 0 | 0 | 0 | 0 | 0 | 0 | 0 | 0 | 0 | 0
F8_Industrial_Petroleum_New_Space Heating_Natural Gas_Space Heating - Heat Recovery Ventilator_A_Achievable Economic UCT Potential | F8 | Industrial | Petroleum | New | Space Heating | Natural Gas | Space Heating - Heat Recovery Ventilator | A | Cumulative Summer Peak Savings (MW) | Achievable Economic UCT Potential | 0 | 0 | 0 | 0 | 0 | 0 | 0 | 0 | 0 | 0 | 0 | 0 | 0 | 0 | 0 | 0 | 0 | 0 | 0 | 0 | 0 | 0 | 0 | 0 | 0 | 0 | 0 | 0 | 0 | 0 | 0
F9_Industrial_Petroleum_New_Space Heating_Natural Gas_Space Heating - Heat Recovery Ventilator_A_Achievable Economic UCT Potential | F9 | Industrial | Petroleum | New | Space Heating | Natural Gas | Space Heating - Heat Recovery Ventilator | A | Cumulative Winter Peak Savings (MW) | Achievable Economic UCT Potential | 0 | 0 | 0 | 0 | 0 | 0 | 0 | 0 | 0 | 0 | 0 | 0 | 0 | 0 | 0 | 0 | 0 | 0 | 0 | 0 | 0 | 0 | 0 | 0 | 0 | 0 | 0 | 0 | 0 | 0 | 0
F10_Industrial_Petroleum_New_Space Heating_Natural Gas_Space Heating - Heat Recovery Ventilator_A_Achievable Economic UCT Potential | F10 | Industrial | Petroleum | New | Space Heating | Natural Gas | Space Heating - Heat Recovery Ventilator | A | Purchases (Incremental) | Achievable Economic UCT Potential | 0 | 0 | 0 | 0 | 0 | 0 | 0 | 0 | 0 | 0 | 0 | 0 | 0 | 0 | 0 | 0 | 0 | 0 | 0 | 0 | 0 | 0 | 0 | 0 | 0 | 0 | 0 | 0 | 0 | 0 | 0
F11_Industrial_Petroleum_New_Space Heating_Natural Gas_Space Heating - Heat Recovery Ventilator_A_Achievable Economic UCT Potential | F11 | Industrial | Petroleum | New | Space Heating | Natural Gas | Space Heating - Heat Recovery Ventilator | A | Purchases (Cumulative) | Achievable Economic UCT Potential | 0 | 0 | 0 | 0 | 0 | 0 | 0 | 0 | 0 | 0 | 0 | 0 | 0 | 0 | 0 | 0 | 0 | 0 | 0 | 0 | 0 | 0 | 0 | 0 | 0 | 0 | 0 | 0 | 0 | 0 | 0
F1_Industrial_Petroleum_New_Space Heating_Natural Gas_Thermostat - Programmable_A_Achievable Economic UCT Potential | F1 | Industrial | Petroleum | New | Space Heating | Natural Gas | Thermostat - Programmable | A | Integrated Unit Energy Savings (kWh or therms) | Achievable Economic UCT Potential | 0 | 0 | 0 | 0 | 0 | 0 | 0 | 0 | 0 | 0 | 0 | 0 | 0 | 0 | 0 | 0 | 0 | 0 | 0 | 0 | 0 | 0 | 0 | 0 | 0 | 0 | 0 | 0 | 0 | 0 | 0
F2_Industrial_Petroleum_New_Space Heating_Natural Gas_Thermostat - Programmable_A_Achievable Economic UCT Potential | F2 | Industrial | Petroleum | New | Space Heating | Natural Gas | Thermostat - Programmable | A | Integrated Unit Summer Peak Savings (kW) | Achievable Economic UCT Potential | 0 | 0 | 0 | 0 | 0 | 0 | 0 | 0 | 0 | 0 | 0 | 0 | 0 | 0 | 0 | 0 | 0 | 0 | 0 | 0 | 0 | 0 | 0 | 0 | 0 | 0 | 0 | 0 | 0 | 0 | 0
F3_Industrial_Petroleum_New_Space Heating_Natural Gas_Thermostat - Programmable_A_Achievable Economic UCT Potential | F3 | Industrial | Petroleum | New | Space Heating | Natural Gas | Thermostat - Programmable | A | Integrated Unit Winter Peak Savings (kW) | Achievable Economic UCT Potential | 0 | 0 | 0 | 0 | 0 | 0 | 0 | 0 | 0 | 0 | 0 | 0 | 0 | 0 | 0 | 0 | 0 | 0 | 0 | 0 | 0 | 0 | 0 | 0 | 0 | 0 | 0 | 0 | 0 | 0 | 0
F4_Industrial_Petroleum_New_Space Heating_Natural Gas_Thermostat - Programmable_A_Achievable Economic UCT Potential | F4 | Industrial | Petroleum | New | Space Heating | Natural Gas | Thermostat - Programmable | A | Incremental Energy Savings (MWh or mTherms) | Achievable Economic UCT Potential | 0 | 0 | 0 | 0 | 0 | 0 | 0 | 0 | 0 | 0 | 0 | 0 | 0 | 0 | 0 | 0 | 0 | 0 | 0 | 0 | 0 | 0 | 0 | 0 | 0 | 0 | 0 | 0 | 0 | 0 | 0
F5_Industrial_Petroleum_New_Space Heating_Natural Gas_Thermostat - Programmable_A_Achievable Economic UCT Potential | F5 | Industrial | Petroleum | New | Space Heating | Natural Gas | Thermostat - Programmable | A | Incremental Summer Peak Savings (MW) | Achievable Economic UCT Potential | 0 | 0 | 0 | 0 | 0 | 0 | 0 | 0 | 0 | 0 | 0 | 0 | 0 | 0 | 0 | 0 | 0 | 0 | 0 | 0 | 0 | 0 | 0 | 0 | 0 | 0 | 0 | 0 | 0 | 0 | 0
F6_Industrial_Petroleum_New_Space Heating_Natural Gas_Thermostat - Programmable_A_Achievable Economic UCT Potential | F6 | Industrial | Petroleum | New | Space Heating | Natural Gas | Thermostat - Programmable | A | Incremental Winter Peak Savings (MW) | Achievable Economic UCT Potential | 0 | 0 | 0 | 0 | 0 | 0 | 0 | 0 | 0 | 0 | 0 | 0 | 0 | 0 | 0 | 0 | 0 | 0 | 0 | 0 | 0 | 0 | 0 | 0 | 0 | 0 | 0 | 0 | 0 | 0 | 0
F7_Industrial_Petroleum_New_Space Heating_Natural Gas_Thermostat - Programmable_A_Achievable Economic UCT Potential | F7 | Industrial | Petroleum | New | Space Heating | Natural Gas | Thermostat - Programmable | A | Cumulative Energy Savings (MWh or mTherms) | Achievable Economic UCT Potential | 0 | 0 | 0 | 0 | 0 | 0 | 0 | 0 | 0 | 0 | 0 | 0 | 0 | 0 | 0 | 0 | 0 | 0 | 0 | 0 | 0 | 0 | 0 | 0 | 0 | 0 | 0 | 0 | 0 | 0 | 0
F8_Industrial_Petroleum_New_Space Heating_Natural Gas_Thermostat - Programmable_A_Achievable Economic UCT Potential | F8 | Industrial | Petroleum | New | Space Heating | Natural Gas | Thermostat - Programmable | A | Cumulative Summer Peak Savings (MW) | Achievable Economic UCT Potential | 0 | 0 | 0 | 0 | 0 | 0 | 0 | 0 | 0 | 0 | 0 | 0 | 0 | 0 | 0 | 0 | 0 | 0 | 0 | 0 | 0 | 0 | 0 | 0 | 0 | 0 | 0 | 0 | 0 | 0 | 0
F9_Industrial_Petroleum_New_Space Heating_Natural Gas_Thermostat - Programmable_A_Achievable Economic UCT Potential | F9 | Industrial | Petroleum | New | Space Heating | Natural Gas | Thermostat - Programmable | A | Cumulative Winter Peak Savings (MW) | Achievable Economic UCT Potential | 0 | 0 | 0 | 0 | 0 | 0 | 0 | 0 | 0 | 0 | 0 | 0 | 0 | 0 | 0 | 0 | 0 | 0 | 0 | 0 | 0 | 0 | 0 | 0 | 0 | 0 | 0 | 0 | 0 | 0 | 0
F10_Industrial_Petroleum_New_Space Heating_Natural Gas_Thermostat - Programmable_A_Achievable Economic UCT Potential | F10 | Industrial | Petroleum | New | Space Heating | Natural Gas | Thermostat - Programmable | A | Purchases (Incremental) | Achievable Economic UCT Potential | 0 | 0 | 0 | 0 | 0 | 0 | 0 | 0 | 0 | 0 | 0 | 0 | 0 | 0 | 0 | 0 | 0 | 0 | 0 | 0 | 0 | 0 | 0 | 0 | 0 | 0 | 0 | 0 | 0 | 0 | 0
F11_Industrial_Petroleum_New_Space Heating_Natural Gas_Thermostat - Programmable_A_Achievable Economic UCT Potential | F11 | Industrial | Petroleum | New | Space Heating | Natural Gas | Thermostat - Programmable | A | Purchases (Cumulative) | Achievable Economic UCT Potential | 0 | 0 | 0 | 0 | 0 | 0 | 0 | 0 | 0 | 0 | 0 | 0 | 0 | 0 | 0 | 0 | 0 | 0 | 0 | 0 | 0 | 0 | 0 | 0 | 0 | 0 | 0 | 0 | 0 | 0 | 0
F1_Industrial_Petroleum_New_Space Heating_Natural Gas_ENERGY STAR Connected Thermostat_A_Achievable Economic UCT Potential | F1 | Industrial | Petroleum | New | Space Heating | Natural Gas | ENERGY STAR Connected Thermostat | A | Integrated Unit Energy Savings (kWh or therms) | Achievable Economic UCT Potential | 0 | 0 | 0 | 0 | 0 | 0 | 0 | 0 | 0 | 0 | 0 | 0 | 0 | 0 | 0 | 0 | 0 | 0 | 0 | 0 | 0 | 0 | 0 | 0 | 0 | 0 | 0 | 0 | 0 | 0 | 0
F2_Industrial_Petroleum_New_Space Heating_Natural Gas_ENERGY STAR Connected Thermostat_A_Achievable Economic UCT Potential | F2 | Industrial | Petroleum | New | Space Heating | Natural Gas | ENERGY STAR Connected Thermostat | A | Integrated Unit Summer Peak Savings (kW) | Achievable Economic UCT Potential | 0 | 0 | 0 | 0 | 0 | 0 | 0 | 0 | 0 | 0 | 0 | 0 | 0 | 0 | 0 | 0 | 0 | 0 | 0 | 0 | 0 | 0 | 0 | 0 | 0 | 0 | 0 | 0 | 0 | 0 | 0
F3_Industrial_Petroleum_New_Space Heating_Natural Gas_ENERGY STAR Connected Thermostat_A_Achievable Economic UCT Potential | F3 | Industrial | Petroleum | New | Space Heating | Natural Gas | ENERGY STAR Connected Thermostat | A | Integrated Unit Winter Peak Savings (kW) | Achievable Economic UCT Potential | 0 | 0 | 0 | 0 | 0 | 0 | 0 | 0 | 0 | 0 | 0 | 0 | 0 | 0 | 0 | 0 | 0 | 0 | 0 | 0 | 0 | 0 | 0 | 0 | 0 | 0 | 0 | 0 | 0 | 0 | 0
F4_Industrial_Petroleum_New_Space Heating_Natural Gas_ENERGY STAR Connected Thermostat_A_Achievable Economic UCT Potential | F4 | Industrial | Petroleum | New | Space Heating | Natural Gas | ENERGY STAR Connected Thermostat | A | Incremental Energy Savings (MWh or mTherms) | Achievable Economic UCT Potential | 0 | 0 | 0 | 0 | 0 | 0 | 0 | 0 | 0 | 0 | 0 | 0 | 0 | 0 | 0 | 0 | 0 | 0 | 0 | 0 | 0 | 0 | 0 | 0 | 0 | 0 | 0 | 0 | 0 | 0 | 0
F5_Industrial_Petroleum_New_Space Heating_Natural Gas_ENERGY STAR Connected Thermostat_A_Achievable Economic UCT Potential | F5 | Industrial | Petroleum | New | Space Heating | Natural Gas | ENERGY STAR Connected Thermostat | A | Incremental Summer Peak Savings (MW) | Achievable Economic UCT Potential | 0 | 0 | 0 | 0 | 0 | 0 | 0 | 0 | 0 | 0 | 0 | 0 | 0 | 0 | 0 | 0 | 0 | 0 | 0 | 0 | 0 | 0 | 0 | 0 | 0 | 0 | 0 | 0 | 0 | 0 | 0
F6_Industrial_Petroleum_New_Space Heating_Natural Gas_ENERGY STAR Connected Thermostat_A_Achievable Economic UCT Potential | F6 | Industrial | Petroleum | New | Space Heating | Natural Gas | ENERGY STAR Connected Thermostat | A | Incremental Winter Peak Savings (MW) | Achievable Economic UCT Potential | 0 | 0 | 0 | 0 | 0 | 0 | 0 | 0 | 0 | 0 | 0 | 0 | 0 | 0 | 0 | 0 | 0 | 0 | 0 | 0 | 0 | 0 | 0 | 0 | 0 | 0 | 0 | 0 | 0 | 0 | 0
F7_Industrial_Petroleum_New_Space Heating_Natural Gas_ENERGY STAR Connected Thermostat_A_Achievable Economic UCT Potential | F7 | Industrial | Petroleum | New | Space Heating | Natural Gas | ENERGY STAR Connected Thermostat | A | Cumulative Energy Savings (MWh or mTherms) | Achievable Economic UCT Potential | 0 | 0 | 0 | 0 | 0 | 0 | 0 | 0 | 0 | 0 | 0 | 0 | 0 | 0 | 0 | 0 | 0 | 0 | 0 | 0 | 0 | 0 | 0 | 0 | 0 | 0 | 0 | 0 | 0 | 0 | 0
F8_Industrial_Petroleum_New_Space Heating_Natural Gas_ENERGY STAR Connected Thermostat_A_Achievable Economic UCT Potential | F8 | Industrial | Petroleum | New | Space Heating | Natural Gas | ENERGY STAR Connected Thermostat | A | Cumulative Summer Peak Savings (MW) | Achievable Economic UCT Potential | 0 | 0 | 0 | 0 | 0 | 0 | 0 | 0 | 0 | 0 | 0 | 0 | 0 | 0 | 0 | 0 | 0 | 0 | 0 | 0 | 0 | 0 | 0 | 0 | 0 | 0 | 0 | 0 | 0 | 0 | 0
F9_Industrial_Petroleum_New_Space Heating_Natural Gas_ENERGY STAR Connected Thermostat_A_Achievable Economic UCT Potential | F9 | Industrial | Petroleum | New | Space Heating | Natural Gas | ENERGY STAR Connected Thermostat | A | Cumulative Winter Peak Savings (MW) | Achievable Economic UCT Potential | 0 | 0 | 0 | 0 | 0 | 0 | 0 | 0 | 0 | 0 | 0 | 0 | 0 | 0 | 0 | 0 | 0 | 0 | 0 | 0 | 0 | 0 | 0 | 0 | 0 | 0 | 0 | 0 | 0 | 0 | 0
F10_Industrial_Petroleum_New_Space Heating_Natural Gas_ENERGY STAR Connected Thermostat_A_Achievable Economic UCT Potential | F10 | Industrial | Petroleum | New | Space Heating | Natural Gas | ENERGY STAR Connected Thermostat | A | Purchases (Incremental) | Achievable Economic UCT Potential | 0 | 0 | 0 | 0 | 0 | 0 | 0 | 0 | 0 | 0 | 0 | 0 | 0 | 0 | 0 | 0 | 0 | 0 | 0 | 0 | 0 | 0 | 0 | 0 | 0 | 0 | 0 | 0 | 0 | 0 | 0
F11_Industrial_Petroleum_New_Space Heating_Natural Gas_ENERGY STAR Connected Thermostat_A_Achievable Economic UCT Potential | F11 | Industrial | Petroleum | New | Space Heating | Natural Gas | ENERGY STAR Connected Thermostat | A | Purchases (Cumulative) | Achievable Economic UCT Potential | 0 | 0 | 0 | 0 | 0 | 0 | 0 | 0 | 0 | 0 | 0 | 0 | 0 | 0 | 0 | 0 | 0 | 0 | 0 | 0 | 0 | 0 | 0 | 0 | 0 | 0 | 0 | 0 | 0 | 0 | 0
F1_Industrial_Petroleum_New_Space Heating_Natural Gas_Destratification Fans (HVLS)_A_Achievable Economic UCT Potential | F1 | Industrial | Petroleum | New | Space Heating | Natural Gas | Destratification Fans (HVLS) | A | Integrated Unit Energy Savings (kWh or therms) | Achievable Economic UCT Potential | 0 | 0 | 0 | 0 | 0 | 0 | 0 | 0 | 0 | 0 | 0 | 0 | 0 | 0 | 0 | 0 | 0 | 0 | 0 | 0 | 0 | 0 | 0 | 0 | 0 | 0 | 0 | 0 | 0 | 0 | 0
F2_Industrial_Petroleum_New_Space Heating_Natural Gas_Destratification Fans (HVLS)_A_Achievable Economic UCT Potential | F2 | Industrial | Petroleum | New | Space Heating | Natural Gas | Destratification Fans (HVLS) | A | Integrated Unit Summer Peak Savings (kW) | Achievable Economic UCT Potential | 0 | 0 | 0 | 0 | 0 | 0 | 0 | 0 | 0 | 0 | 0 | 0 | 0 | 0 | 0 | 0 | 0 | 0 | 0 | 0 | 0 | 0 | 0 | 0 | 0 | 0 | 0 | 0 | 0 | 0 | 0
F3_Industrial_Petroleum_New_Space Heating_Natural Gas_Destratification Fans (HVLS)_A_Achievable Economic UCT Potential | F3 | Industrial | Petroleum | New | Space Heating | Natural Gas | Destratification Fans (HVLS) | A | Integrated Unit Winter Peak Savings (kW) | Achievable Economic UCT Potential | 0 | 0 | 0 | 0 | 0 | 0 | 0 | 0 | 0 | 0 | 0 | 0 | 0 | 0 | 0 | 0 | 0 | 0 | 0 | 0 | 0 | 0 | 0 | 0 | 0 | 0 | 0 | 0 | 0 | 0 | 0
F4_Industrial_Petroleum_New_Space Heating_Natural Gas_Destratification Fans (HVLS)_A_Achievable Economic UCT Potential | F4 | Industrial | Petroleum | New | Space Heating | Natural Gas | Destratification Fans (HVLS) | A | Incremental Energy Savings (MWh or mTherms) | Achievable Economic UCT Potential | 0 | 0 | 0 | 0 | 0 | 0 | 0 | 0 | 0 | 0 | 0 | 0 | 0 | 0 | 0 | 0 | 0 | 0 | 0 | 0 | 0 | 0 | 0 | 0 | 0 | 0 | 0 | 0 | 0 | 0 | 0
F5_Industrial_Petroleum_New_Space Heating_Natural Gas_Destratification Fans (HVLS)_A_Achievable Economic UCT Potential | F5 | Industrial | Petroleum | New | Space Heating | Natural Gas | Destratification Fans (HVLS) | A | Incremental Summer Peak Savings (MW) | Achievable Economic UCT Potential | 0 | 0 | 0 | 0 | 0 | 0 | 0 | 0 | 0 | 0 | 0 | 0 | 0 | 0 | 0 | 0 | 0 | 0 | 0 | 0 | 0 | 0 | 0 | 0 | 0 | 0 | 0 | 0 | 0 | 0 | 0
F6_Industrial_Petroleum_New_Space Heating_Natural Gas_Destratification Fans (HVLS)_A_Achievable Economic UCT Potential | F6 | Industrial | Petroleum | New | Space Heating | Natural Gas | Destratification Fans (HVLS) | A | Incremental Winter Peak Savings (MW) | Achievable Economic UCT Potential | 0 | 0 | 0 | 0 | 0 | 0 | 0 | 0 | 0 | 0 | 0 | 0 | 0 | 0 | 0 | 0 | 0 | 0 | 0 | 0 | 0 | 0 | 0 | 0 | 0 | 0 | 0 | 0 | 0 | 0 | 0
F7_Industrial_Petroleum_New_Space Heating_Natural Gas_Destratification Fans (HVLS)_A_Achievable Economic UCT Potential | F7 | Industrial | Petroleum | New | Space Heating | Natural Gas | Destratification Fans (HVLS) | A | Cumulative Energy Savings (MWh or mTherms) | Achievable Economic UCT Potential | 0 | 0 | 0 | 0 | 0 | 0 | 0 | 0 | 0 | 0 | 0 | 0 | 0 | 0 | 0 | 0 | 0 | 0 | 0 | 0 | 0 | 0 | 0 | 0 | 0 | 0 | 0 | 0 | 0 | 0 | 0
F8_Industrial_Petroleum_New_Space Heating_Natural Gas_Destratification Fans (HVLS)_A_Achievable Economic UCT Potential | F8 | Industrial | Petroleum | New | Space Heating | Natural Gas | Destratification Fans (HVLS) | A | Cumulative Summer Peak Savings (MW) | Achievable Economic UCT Potential | 0 | 0 | 0 | 0 | 0 | 0 | 0 | 0 | 0 | 0 | 0 | 0 | 0 | 0 | 0 | 0 | 0 | 0 | 0 | 0 | 0 | 0 | 0 | 0 | 0 | 0 | 0 | 0 | 0 | 0 | 0
F9_Industrial_Petroleum_New_Space Heating_Natural Gas_Destratification Fans (HVLS)_A_Achievable Economic UCT Potential | F9 | Industrial | Petroleum | New | Space Heating | Natural Gas | Destratification Fans (HVLS) | A | Cumulative Winter Peak Savings (MW) | Achievable Economic UCT Potential | 0 | 0 | 0 | 0 | 0 | 0 | 0 | 0 | 0 | 0 | 0 | 0 | 0 | 0 | 0 | 0 | 0 | 0 | 0 | 0 | 0 | 0 | 0 | 0 | 0 | 0 | 0 | 0 | 0 | 0 | 0
F10_Industrial_Petroleum_New_Space Heating_Natural Gas_Destratification Fans (HVLS)_A_Achievable Economic UCT Potential | F10 | Industrial | Petroleum | New | Space Heating | Natural Gas | Destratification Fans (HVLS) | A | Purchases (Incremental) | Achievable Economic UCT Potential | 0 | 0 | 0 | 0 | 0 | 0 | 0 | 0 | 0 | 0 | 0 | 0 | 0 | 0 | 0 | 0 | 0 | 0 | 0 | 0 | 0 | 0 | 0 | 0 | 0 | 0 | 0 | 0 | 0 | 0 | 0
F11_Industrial_Petroleum_New_Space Heating_Natural Gas_Destratification Fans (HVLS)_A_Achievable Economic UCT Potential | F11 | Industrial | Petroleum | New | Space Heating | Natural Gas | Destratification Fans (HVLS) | A | Purchases (Cumulative) | Achievable Economic UCT Potential | 0 | 0 | 0 | 0 | 0 | 0 | 0 | 0 | 0 | 0 | 0 | 0 | 0 | 0 | 0 | 0 | 0 | 0 | 0 | 0 | 0 | 0 | 0 | 0 | 0 | 0 | 0 | 0 | 0 | 0 | 0
F1_Industrial_Petroleum_New_Space Heating_Natural Gas_Gas Boiler - Insulate Steam Lines/Condensate Tank_A_Achievable Economic UCT Potential | F1 | Industrial | Petroleum | New | Space Heating | Natural Gas | Gas Boiler - Insulate Steam Lines/Condensate Tank | A | Integrated Unit Energy Savings (kWh or therms) | Achievable Economic UCT Potential | 0 | 0 | 0 | 0 | 0 | 0 | 0 | 0 | 0 | 0 | 0 | 0 | 0 | 0 | 0 | 0 | 0 | 0 | 0 | 0 | 0 | 0 | 0 | 0 | 0 | 0 | 0 | 0 | 0 | 0 | 0
F2_Industrial_Petroleum_New_Space Heating_Natural Gas_Gas Boiler - Insulate Steam Lines/Condensate Tank_A_Achievable Economic UCT Potential | F2 | Industrial | Petroleum | New | Space Heating | Natural Gas | Gas Boiler - Insulate Steam Lines/Condensate Tank | A | Integrated Unit Summer Peak Savings (kW) | Achievable Economic UCT Potential | 0 | 0 | 0 | 0 | 0 | 0 | 0 | 0 | 0 | 0 | 0 | 0 | 0 | 0 | 0 | 0 | 0 | 0 | 0 | 0 | 0 | 0 | 0 | 0 | 0 | 0 | 0 | 0 | 0 | 0 | 0
F3_Industrial_Petroleum_New_Space Heating_Natural Gas_Gas Boiler - Insulate Steam Lines/Condensate Tank_A_Achievable Economic UCT Potential | F3 | Industrial | Petroleum | New | Space Heating | Natural Gas | Gas Boiler - Insulate Steam Lines/Condensate Tank | A | Integrated Unit Winter Peak Savings (kW) | Achievable Economic UCT Potential | 0 | 0 | 0 | 0 | 0 | 0 | 0 | 0 | 0 | 0 | 0 | 0 | 0 | 0 | 0 | 0 | 0 | 0 | 0 | 0 | 0 | 0 | 0 | 0 | 0 | 0 | 0 | 0 | 0 | 0 | 0
F4_Industrial_Petroleum_New_Space Heating_Natural Gas_Gas Boiler - Insulate Steam Lines/Condensate Tank_A_Achievable Economic UCT Potential | F4 | Industrial | Petroleum | New | Space Heating | Natural Gas | Gas Boiler - Insulate Steam Lines/Condensate Tank | A | Incremental Energy Savings (MWh or mTherms) | Achievable Economic UCT Potential | 0 | 0 | 0 | 0 | 0 | 0 | 0 | 0 | 0 | 0 | 0 | 0 | 0 | 0 | 0 | 0 | 0 | 0 | 0 | 0 | 0 | 0 | 0 | 0 | 0 | 0 | 0 | 0 | 0 | 0 | 0
F5_Industrial_Petroleum_New_Space Heating_Natural Gas_Gas Boiler - Insulate Steam Lines/Condensate Tank_A_Achievable Economic UCT Potential | F5 | Industrial | Petroleum | New | Space Heating | Natural Gas | Gas Boiler - Insulate Steam Lines/Condensate Tank | A | Incremental Summer Peak Savings (MW) | Achievable Economic UCT Potential | 0 | 0 | 0 | 0 | 0 | 0 | 0 | 0 | 0 | 0 | 0 | 0 | 0 | 0 | 0 | 0 | 0 | 0 | 0 | 0 | 0 | 0 | 0 | 0 | 0 | 0 | 0 | 0 | 0 | 0 | 0
F6_Industrial_Petroleum_New_Space Heating_Natural Gas_Gas Boiler - Insulate Steam Lines/Condensate Tank_A_Achievable Economic UCT Potential | F6 | Industrial | Petroleum | New | Space Heating | Natural Gas | Gas Boiler - Insulate Steam Lines/Condensate Tank | A | Incremental Winter Peak Savings (MW) | Achievable Economic UCT Potential | 0 | 0 | 0 | 0 | 0 | 0 | 0 | 0 | 0 | 0 | 0 | 0 | 0 | 0 | 0 | 0 | 0 | 0 | 0 | 0 | 0 | 0 | 0 | 0 | 0 | 0 | 0 | 0 | 0 | 0 | 0
F7_Industrial_Petroleum_New_Space Heating_Natural Gas_Gas Boiler - Insulate Steam Lines/Condensate Tank_A_Achievable Economic UCT Potential | F7 | Industrial | Petroleum | New | Space Heating | Natural Gas | Gas Boiler - Insulate Steam Lines/Condensate Tank | A | Cumulative Energy Savings (MWh or mTherms) | Achievable Economic UCT Potential | 0 | 0 | 0 | 0 | 0 | 0 | 0 | 0 | 0 | 0 | 0 | 0 | 0 | 0 | 0 | 0 | 0 | 0 | 0 | 0 | 0 | 0 | 0 | 0 | 0 | 0 | 0 | 0 | 0 | 0 | 0
F8_Industrial_Petroleum_New_Space Heating_Natural Gas_Gas Boiler - Insulate Steam Lines/Condensate Tank_A_Achievable Economic UCT Potential | F8 | Industrial | Petroleum | New | Space Heating | Natural Gas | Gas Boiler - Insulate Steam Lines/Condensate Tank | A | Cumulative Summer Peak Savings (MW) | Achievable Economic UCT Potential | 0 | 0 | 0 | 0 | 0 | 0 | 0 | 0 | 0 | 0 | 0 | 0 | 0 | 0 | 0 | 0 | 0 | 0 | 0 | 0 | 0 | 0 | 0 | 0 | 0 | 0 | 0 | 0 | 0 | 0 | 0
F9_Industrial_Petroleum_New_Space Heating_Natural Gas_Gas Boiler - Insulate Steam Lines/Condensate Tank_A_Achievable Economic UCT Potential | F9 | Industrial | Petroleum | New | Space Heating | Natural Gas | Gas Boiler - Insulate Steam Lines/Condensate Tank | A | Cumulative Winter Peak Savings (MW) | Achievable Economic UCT Potential | 0 | 0 | 0 | 0 | 0 | 0 | 0 | 0 | 0 | 0 | 0 | 0 | 0 | 0 | 0 | 0 | 0 | 0 | 0 | 0 | 0 | 0 | 0 | 0 | 0 | 0 | 0 | 0 | 0 | 0 | 0
F10_Industrial_Petroleum_New_Space Heating_Natural Gas_Gas Boiler - Insulate Steam Lines/Condensate Tank_A_Achievable Economic UCT Potential | F10 | Industrial | Petroleum | New | Space Heating | Natural Gas | Gas Boiler - Insulate Steam Lines/Condensate Tank | A | Purchases (Incremental) | Achievable Economic UCT Potential | 0 | 0 | 0 | 0 | 0 | 0 | 0 | 0 | 0 | 0 | 0 | 0 | 0 | 0 | 0 | 0 | 0 | 0 | 0 | 0 | 0 | 0 | 0 | 0 | 0 | 0 | 0 | 0 | 0 | 0 | 0
F11_Industrial_Petroleum_New_Space Heating_Natural Gas_Gas Boiler - Insulate Steam Lines/Condensate Tank_A_Achievable Economic UCT Potential | F11 | Industrial | Petroleum | New | Space Heating | Natural Gas | Gas Boiler - Insulate Steam Lines/Condensate Tank | A | Purchases (Cumulative) | Achievable Economic UCT Potential | 0 | 0 | 0 | 0 | 0 | 0 | 0 | 0 | 0 | 0 | 0 | 0 | 0 | 0 | 0 | 0 | 0 | 0 | 0 | 0 | 0 | 0 | 0 | 0 | 0 | 0 | 0 | 0 | 0 | 0 | 0
F1_Industrial_Petroleum_New_Process_Natural Gas_Gas Boiler - Insulate Steam Lines/Condensate Tank_A_Achievable Economic UCT Potential | F1 | Industrial | Petroleum | New | Process | Natural Gas | Gas Boiler - Insulate Steam Lines/Condensate Tank | A | Integrated Unit Energy Savings (kWh or therms) | Achievable Economic UCT Potential | 0 | 0 | 0 | 0 | 0 | 5799.7344 | 5788.4504 | 5778.3104 | 5768.9954 | 5760.068 | 5754.4196 | 5749.9349 | 5746.4276 | 5743.7763 | 5741.8561 | 5740.695 | 5740.1587 | 5740.1208 | 5740.3987 | 5740.822 | 5741.5336 | 5742.5322 | 5743.3912 | 5744.1278 | 5744.7562 | 5747.3117 | 5749.6762 | 5751.8709 | 5813.0737 | 5813.0737 | 5813.0737
F2_Industrial_Petroleum_New_Process_Natural Gas_Gas Boiler - Insulate Steam Lines/Condensate Tank_A_Achievable Economic UCT Potential | F2 | Industrial | Petroleum | New | Process | Natural Gas | Gas Boiler - Insulate Steam Lines/Condensate Tank | A | Integrated Unit Summer Peak Savings (kW) | Achievable Economic UCT Potential | 0 | 0 | 0 | 0 | 0 | 0 | 0 | 0 | 0 | 0 | 0 | 0 | 0 | 0 | 0 | 0 | 0 | 0 | 0 | 0 | 0 | 0 | 0 | 0 | 0 | 0 | 0 | 0 | 0 | 0 | 0
F3_Industrial_Petroleum_New_Process_Natural Gas_Gas Boiler - Insulate Steam Lines/Condensate Tank_A_Achievable Economic UCT Potential | F3 | Industrial | Petroleum | New | Process | Natural Gas | Gas Boiler - Insulate Steam Lines/Condensate Tank | A | Integrated Unit Winter Peak Savings (kW) | Achievable Economic UCT Potential | 0 | 0 | 0 | 0 | 0 | 0 | 0 | 0 | 0 | 0 | 0 | 0 | 0 | 0 | 0 | 0 | 0 | 0 | 0 | 0 | 0 | 0 | 0 | 0 | 0 | 0 | 0 | 0 | 0 | 0 | 0
F4_Industrial_Petroleum_New_Process_Natural Gas_Gas Boiler - Insulate Steam Lines/Condensate Tank_A_Achievable Economic UCT Potential | F4 | Industrial | Petroleum | New | Process | Natural Gas | Gas Boiler - Insulate Steam Lines/Condensate Tank | A | Incremental Energy Savings (MWh or mTherms) | Achievable Economic UCT Potential | 0 | 0 | 0 | 0 | 0 | 0.020334 | 0.024043 | 0.027742 | 0.031409 | 0.035069 | 0.038743 | 0.04237 | 0.04599 | 0.049606 | 0.053167 | 0.056747 | 0.060298 | 0.063854 | 0.067396 | 0.070908 | 0.074429 | 0.07794 | 0.081437 | 0.08492 | 0.088391 | 0.02015 | 0.023882 | 0.027615 | 0.031649 | 0.035392 | 0.039137
F5_Industrial_Petroleum_New_Process_Natural Gas_Gas Boiler - Insulate Steam Lines/Condensate Tank_A_Achievable Economic UCT Potential | F5 | Industrial | Petroleum | New | Process | Natural Gas | Gas Boiler - Insulate Steam Lines/Condensate Tank | A | Incremental Summer Peak Savings (MW) | Achievable Economic UCT Potential | 0 | 0 | 0 | 0 | 0 | 0 | 0 | 0 | 0 | 0 | 0 | 0 | 0 | 0 | 0 | 0 | 0 | 0 | 0 | 0 | 0 | 0 | 0 | 0 | 0 | 0 | 0 | 0 | 0 | 0 | 0
F6_Industrial_Petroleum_New_Process_Natural Gas_Gas Boiler - Insulate Steam Lines/Condensate Tank_A_Achievable Economic UCT Potential | F6 | Industrial | Petroleum | New | Process | Natural Gas | Gas Boiler - Insulate Steam Lines/Condensate Tank | A | Incremental Winter Peak Savings (MW) | Achievable Economic UCT Potential | 0 | 0 | 0 | 0 | 0 | 0 | 0 | 0 | 0 | 0 | 0 | 0 | 0 | 0 | 0 | 0 | 0 | 0 | 0 | 0 | 0 | 0 | 0 | 0 | 0 | 0 | 0 | 0 | 0 | 0 | 0
F7_Industrial_Petroleum_New_Process_Natural Gas_Gas Boiler - Insulate Steam Lines/Condensate Tank_A_Achievable Economic UCT Potential | F7 | Industrial | Petroleum | New | Process | Natural Gas | Gas Boiler - Insulate Steam Lines/Condensate Tank | A | Cumulative Energy Savings (MWh or mTherms) | Achievable Economic UCT Potential | 0 | 0 | 0 | 0 | 0 | 0.020334 | 0.044338 | 0.072002 | 0.10329 | 0.1382 | 0.17681 | 0.21904 | 0.2649 | 0.31438 | 0.36745 | 0.42412 | 0.48438 | 0.54823 | 0.61565 | 0.6866 | 0.76112 | 0.83919 | 0.92075 | 1.0058 | 1.0943 | 1.0948 | 1.0952 | 1.0956 | 0 | 0 | 0
F8_Industrial_Petroleum_New_Process_Natural Gas_Gas Boiler - Insulate Steam Lines/Condensate Tank_A_Achievable Economic UCT Potential | F8 | Industrial | Petroleum | New | Process | Natural Gas | Gas Boiler - Insulate Steam Lines/Condensate Tank | A | Cumulative Summer Peak Savings (MW) | Achievable Economic UCT Potential | 0 | 0 | 0 | 0 | 0 | 0 | 0 | 0 | 0 | 0 | 0 | 0 | 0 | 0 | 0 | 0 | 0 | 0 | 0 | 0 | 0 | 0 | 0 | 0 | 0 | 0 | 0 | 0 | 0 | 0 | 0
F9_Industrial_Petroleum_New_Process_Natural Gas_Gas Boiler - Insulate Steam Lines/Condensate Tank_A_Achievable Economic UCT Potential | F9 | Industrial | Petroleum | New | Process | Natural Gas | Gas Boiler - Insulate Steam Lines/Condensate Tank | A | Cumulative Winter Peak Savings (MW) | Achievable Economic UCT Potential | 0 | 0 | 0 | 0 | 0 | 0 | 0 | 0 | 0 | 0 | 0 | 0 | 0 | 0 | 0 | 0 | 0 | 0 | 0 | 0 | 0 | 0 | 0 | 0 | 0 | 0 | 0 | 0 | 0 | 0 | 0
F10_Industrial_Petroleum_New_Process_Natural Gas_Gas Boiler - Insulate Steam Lines/Condensate Tank_A_Achievable Economic UCT Potential | F10 | Industrial | Petroleum | New | Process | Natural Gas | Gas Boiler - Insulate Steam Lines/Condensate Tank | A | Purchases (Incremental) | Achievable Economic UCT Potential | 0 | 0 | 0 | 0 | 0 | 0.003506 | 0.0041537 | 0.004801 | 0.0054445 | 0.0060883 | 0.0067327 | 0.0073688 | 0.0080033 | 0.0086364 | 0.0092596 | 0.009885 | 0.010505 | 0.011124 | 0.011741 | 0.012352 | 0.012963 | 0.013572 | 0.014179 | 0.014784 | 0.015386 | 0.003506 | 0.0041537 | 0.004801 | 0.0054445 | 0.0060883 | 0.0067327
F11_Industrial_Petroleum_New_Process_Natural Gas_Gas Boiler - Insulate Steam Lines/Condensate Tank_A_Achievable Economic UCT Potential | F11 | Industrial | Petroleum | New | Process | Natural Gas | Gas Boiler - Insulate Steam Lines/Condensate Tank | A | Purchases (Cumulative) | Achievable Economic UCT Potential | 0 | 0 | 0 | 0 | 0 | 0.003506 | 0.0076597 | 0.012461 | 0.017905 | 0.023993 | 0.030726 | 0.038095 | 0.046098 | 0.054735 | 0.063994 | 0.073879 | 0.084384 | 0.095508 | 0.10725 | 0.1196 | 0.13256 | 0.14614 | 0.16032 | 0.1751 | 0.19049 | 0.19049 | 0.19049 | 0.19049 | 0.19049 | 0.19049 | 0.19049
F1_Industrial_Petroleum_New_Space Heating_Natural Gas_Gas Boiler - Insulate Hot Water Lines_A_Achievable Economic UCT Potential | F1 | Industrial | Petroleum | New | Space Heating | Natural Gas | Gas Boiler - Insulate Hot Water Lines | A | Integrated Unit Energy Savings (kWh or therms) | Achievable Economic UCT Potential | 0 | 0 | 0 | 0 | 0 | 0 | 0 | 0 | 0 | 0 | 0 | 0 | 0 | 0 | 0 | 0 | 0 | 0 | 0 | 0 | 0 | 0 | 0 | 0 | 0 | 0 | 0 | 0 | 0 | 0 | 0
F2_Industrial_Petroleum_New_Space Heating_Natural Gas_Gas Boiler - Insulate Hot Water Lines_A_Achievable Economic UCT Potential | F2 | Industrial | Petroleum | New | Space Heating | Natural Gas | Gas Boiler - Insulate Hot Water Lines | A | Integrated Unit Summer Peak Savings (kW) | Achievable Economic UCT Potential | 0 | 0 | 0 | 0 | 0 | 0 | 0 | 0 | 0 | 0 | 0 | 0 | 0 | 0 | 0 | 0 | 0 | 0 | 0 | 0 | 0 | 0 | 0 | 0 | 0 | 0 | 0 | 0 | 0 | 0 | 0
F3_Industrial_Petroleum_New_Space Heating_Natural Gas_Gas Boiler - Insulate Hot Water Lines_A_Achievable Economic UCT Potential | F3 | Industrial | Petroleum | New | Space Heating | Natural Gas | Gas Boiler - Insulate Hot Water Lines | A | Integrated Unit Winter Peak Savings (kW) | Achievable Economic UCT Potential | 0 | 0 | 0 | 0 | 0 | 0 | 0 | 0 | 0 | 0 | 0 | 0 | 0 | 0 | 0 | 0 | 0 | 0 | 0 | 0 | 0 | 0 | 0 | 0 | 0 | 0 | 0 | 0 | 0 | 0 | 0
F4_Industrial_Petroleum_New_Space Heating_Natural Gas_Gas Boiler - Insulate Hot Water Lines_A_Achievable Economic UCT Potential | F4 | Industrial | Petroleum | New | Space Heating | Natural Gas | Gas Boiler - Insulate Hot Water Lines | A | Incremental Energy Savings (MWh or mTherms) | Achievable Economic UCT Potential | 0 | 0 | 0 | 0 | 0 | 0 | 0 | 0 | 0 | 0 | 0 | 0 | 0 | 0 | 0 | 0 | 0 | 0 | 0 | 0 | 0 | 0 | 0 | 0 | 0 | 0 | 0 | 0 | 0 | 0 | 0
F5_Industrial_Petroleum_New_Space Heating_Natural Gas_Gas Boiler - Insulate Hot Water Lines_A_Achievable Economic UCT Potential | F5 | Industrial | Petroleum | New | Space Heating | Natural Gas | Gas Boiler - Insulate Hot Water Lines | A | Incremental Summer Peak Savings (MW) | Achievable Economic UCT Potential | 0 | 0 | 0 | 0 | 0 | 0 | 0 | 0 | 0 | 0 | 0 | 0 | 0 | 0 | 0 | 0 | 0 | 0 | 0 | 0 | 0 | 0 | 0 | 0 | 0 | 0 | 0 | 0 | 0 | 0 | 0
F6_Industrial_Petroleum_New_Space Heating_Natural Gas_Gas Boiler - Insulate Hot Water Lines_A_Achievable Economic UCT Potential | F6 | Industrial | Petroleum | New | Space Heating | Natural Gas | Gas Boiler - Insulate Hot Water Lines | A | Incremental Winter Peak Savings (MW) | Achievable Economic UCT Potential | 0 | 0 | 0 | 0 | 0 | 0 | 0 | 0 | 0 | 0 | 0 | 0 | 0 | 0 | 0 | 0 | 0 | 0 | 0 | 0 | 0 | 0 | 0 | 0 | 0 | 0 | 0 | 0 | 0 | 0 | 0
F7_Industrial_Petroleum_New_Space Heating_Natural Gas_Gas Boiler - Insulate Hot Water Lines_A_Achievable Economic UCT Potential | F7 | Industrial | Petroleum | New | Space Heating | Natural Gas | Gas Boiler - Insulate Hot Water Lines | A | Cumulative Energy Savings (MWh or mTherms) | Achievable Economic UCT Potential | 0 | 0 | 0 | 0 | 0 | 0 | 0 | 0 | 0 | 0 | 0 | 0 | 0 | 0 | 0 | 0 | 0 | 0 | 0 | 0 | 0 | 0 | 0 | 0 | 0 | 0 | 0 | 0 | 0 | 0 | 0
F8_Industrial_Petroleum_New_Space Heating_Natural Gas_Gas Boiler - Insulate Hot Water Lines_A_Achievable Economic UCT Potential | F8 | Industrial | Petroleum | New | Space Heating | Natural Gas | Gas Boiler - Insulate Hot Water Lines | A | Cumulative Summer Peak Savings (MW) | Achievable Economic UCT Potential | 0 | 0 | 0 | 0 | 0 | 0 | 0 | 0 | 0 | 0 | 0 | 0 | 0 | 0 | 0 | 0 | 0 | 0 | 0 | 0 | 0 | 0 | 0 | 0 | 0 | 0 | 0 | 0 | 0 | 0 | 0
F9_Industrial_Petroleum_New_Space Heating_Natural Gas_Gas Boiler - Insulate Hot Water Lines_A_Achievable Economic UCT Potential | F9 | Industrial | Petroleum | New | Space Heating | Natural Gas | Gas Boiler - Insulate Hot Water Lines | A | Cumulative Winter Peak Savings (MW) | Achievable Economic UCT Potential | 0 | 0 | 0 | 0 | 0 | 0 | 0 | 0 | 0 | 0 | 0 | 0 | 0 | 0 | 0 | 0 | 0 | 0 | 0 | 0 | 0 | 0 | 0 | 0 | 0 | 0 | 0 | 0 | 0 | 0 | 0
F10_Industrial_Petroleum_New_Space Heating_Natural Gas_Gas Boiler - Insulate Hot Water Lines_A_Achievable Economic UCT Potential | F10 | Industrial | Petroleum | New | Space Heating | Natural Gas | Gas Boiler - Insulate Hot Water Lines | A | Purchases (Incremental) | Achievable Economic UCT Potential | 0 | 0 | 0 | 0 | 0 | 0 | 0 | 0 | 0 | 0 | 0 | 0 | 0 | 0 | 0 | 0 | 0 | 0 | 0 | 0 | 0 | 0 | 0 | 0 | 0 | 0 | 0 | 0 | 0 | 0 | 0
F11_Industrial_Petroleum_New_Space Heating_Natural Gas_Gas Boiler - Insulate Hot Water Lines_A_Achievable Economic UCT Potential | F11 | Industrial | Petroleum | New | Space Heating | Natural Gas | Gas Boiler - Insulate Hot Water Lines | A | Purchases (Cumulative) | Achievable Economic UCT Potential | 0 | 0 | 0 | 0 | 0 | 0 | 0 | 0 | 0 | 0 | 0 | 0 | 0 | 0 | 0 | 0 | 0 | 0 | 0 | 0 | 0 | 0 | 0 | 0 | 0 | 0 | 0 | 0 | 0 | 0 | 0
F1_Industrial_Petroleum_New_Process_Natural Gas_Gas Boiler - Insulate Hot Water Lines_A_Achievable Economic UCT Potential | F1 | Industrial | Petroleum | New | Process | Natural Gas | Gas Boiler - Insulate Hot Water Lines | A | Integrated Unit Energy Savings (kWh or therms) | Achievable Economic UCT Potential | 0 | 0 | 0 | 0 | 0 | 6562.2003 | 6555.0661 | 6548.5958 | 6542.6622 | 6536.8855 | 6531.8201 | 6527.9723 | 6525.1342 | 6523.1908 | 6522.0398 | 6521.6833 | 6522.0078 | 6522.8583 | 6524.0425 | 6525.3796 | 6527.0164 | 6528.9656 | 6530.7428 | 6532.3695 | 6533.8639 | 6535.2418 | 6536.5165 | 6537.6994 | 6570.6015 | 6570.6015 | 6570.6015
F2_Industrial_Petroleum_New_Process_Natural Gas_Gas Boiler - Insulate Hot Water Lines_A_Achievable Economic UCT Potential | F2 | Industrial | Petroleum | New | Process | Natural Gas | Gas Boiler - Insulate Hot Water Lines | A | Integrated Unit Summer Peak Savings (kW) | Achievable Economic UCT Potential | 0 | 0 | 0 | 0 | 0 | 0 | 0 | 0 | 0 | 0 | 0 | 0 | 0 | 0 | 0 | 0 | 0 | 0 | 0 | 0 | 0 | 0 | 0 | 0 | 0 | 0 | 0 | 0 | 0 | 0 | 0
F3_Industrial_Petroleum_New_Process_Natural Gas_Gas Boiler - Insulate Hot Water Lines_A_Achievable Economic UCT Potential | F3 | Industrial | Petroleum | New | Process | Natural Gas | Gas Boiler - Insulate Hot Water Lines | A | Integrated Unit Winter Peak Savings (kW) | Achievable Economic UCT Potential | 0 | 0 | 0 | 0 | 0 | 0 | 0 | 0 | 0 | 0 | 0 | 0 | 0 | 0 | 0 | 0 | 0 | 0 | 0 | 0 | 0 | 0 | 0 | 0 | 0 | 0 | 0 | 0 | 0 | 0 | 0
F4_Industrial_Petroleum_New_Process_Natural Gas_Gas Boiler - Insulate Hot Water Lines_A_Achievable Economic UCT Potential | F4 | Industrial | Petroleum | New | Process | Natural Gas | Gas Boiler - Insulate Hot Water Lines | A | Incremental Energy Savings (MWh or mTherms) | Achievable Economic UCT Potential | 0 | 0 | 0 | 0 | 0 | 0.023007 | 0.027228 | 0.03144 | 0.035621 | 0.039799 | 0.043977 | 0.048104 | 0.052223 | 0.056337 | 0.060391 | 0.064467 | 0.068511 | 0.072561 | 0.076596 | 0.080599 | 0.084612 | 0.088614 | 0.092601 | 0.096574 | 0.10053 | 0.022913 | 0.027151 | 0.031387 | 0.035773 | 0.040004 | 0.044238
F5_Industrial_Petroleum_New_Process_Natural Gas_Gas Boiler - Insulate Hot Water Lines_A_Achievable Economic UCT Potential | F5 | Industrial | Petroleum | New | Process | Natural Gas | Gas Boiler - Insulate Hot Water Lines | A | Incremental Summer Peak Savings (MW) | Achievable Economic UCT Potential | 0 | 0 | 0 | 0 | 0 | 0 | 0 | 0 | 0 | 0 | 0 | 0 | 0 | 0 | 0 | 0 | 0 | 0 | 0 | 0 | 0 | 0 | 0 | 0 | 0 | 0 | 0 | 0 | 0 | 0 | 0
F6_Industrial_Petroleum_New_Process_Natural Gas_Gas Boiler - Insulate Hot Water Lines_A_Achievable Economic UCT Potential | F6 | Industrial | Petroleum | New | Process | Natural Gas | Gas Boiler - Insulate Hot Water Lines | A | Incremental Winter Peak Savings (MW) | Achievable Economic UCT Potential | 0 | 0 | 0 | 0 | 0 | 0 | 0 | 0 | 0 | 0 | 0 | 0 | 0 | 0 | 0 | 0 | 0 | 0 | 0 | 0 | 0 | 0 | 0 | 0 | 0 | 0 | 0 | 0 | 0 | 0 | 0
F7_Industrial_Petroleum_New_Process_Natural Gas_Gas Boiler - Insulate Hot Water Lines_A_Achievable Economic UCT Potential | F7 | Industrial | Petroleum | New | Process | Natural Gas | Gas Boiler - Insulate Hot Water Lines | A | Cumulative Energy Savings (MWh or mTherms) | Achievable Economic UCT Potential | 0 | 0 | 0 | 0 | 0 | 0.023007 | 0.05021 | 0.0816 | 0.11715 | 0.15684 | 0.2007 | 0.24868 | 0.3008 | 0.35705 | 0.41737 | 0.48182 | 0.55035 | 0.62299 | 0.69969 | 0.78044 | 0.86524 | 0.95412 | 1.047 | 1.1438 | 1.2446 | 1.2449 | 1.2451 | 1.2453 | 0 | 0 | 0
F8_Industrial_Petroleum_New_Process_Natural Gas_Gas Boiler - Insulate Hot Water Lines_A_Achievable Economic UCT Potential | F8 | Industrial | Petroleum | New | Process | Natural Gas | Gas Boiler - Insulate Hot Water Lines | A | Cumulative Summer Peak Savings (MW) | Achievable Economic UCT Potential | 0 | 0 | 0 | 0 | 0 | 0 | 0 | 0 | 0 | 0 | 0 | 0 | 0 | 0 | 0 | 0 | 0 | 0 | 0 | 0 | 0 | 0 | 0 | 0 | 0 | 0 | 0 | 0 | 0 | 0 | 0
F9_Industrial_Petroleum_New_Process_Natural Gas_Gas Boiler - Insulate Hot Water Lines_A_Achievable Economic UCT Potential | F9 | Industrial | Petroleum | New | Process | Natural Gas | Gas Boiler - Insulate Hot Water Lines | A | Cumulative Winter Peak Savings (MW) | Achievable Economic UCT Potential | 0 | 0 | 0 | 0 | 0 | 0 | 0 | 0 | 0 | 0 | 0 | 0 | 0 | 0 | 0 | 0 | 0 | 0 | 0 | 0 | 0 | 0 | 0 | 0 | 0 | 0 | 0 | 0 | 0 | 0 | 0
F10_Industrial_Petroleum_New_Process_Natural Gas_Gas Boiler - Insulate Hot Water Lines_A_Achievable Economic UCT Potential | F10 | Industrial | Petroleum | New | Process | Natural Gas | Gas Boiler - Insulate Hot Water Lines | A | Purchases (Incremental) | Achievable Economic UCT Potential | 0 | 0 | 0 | 0 | 0 | 0.003506 | 0.0041537 | 0.004801 | 0.0054445 | 0.0060883 | 0.0067327 | 0.0073688 | 0.0080033 | 0.0086364 | 0.0092596 | 0.009885 | 0.010505 | 0.011124 | 0.011741 | 0.012352 | 0.012963 | 0.013572 | 0.014179 | 0.014784 | 0.015386 | 0.003506 | 0.0041537 | 0.004801 | 0.0054445 | 0.0060883 | 0.0067327
F11_Industrial_Petroleum_New_Process_Natural Gas_Gas Boiler - Insulate Hot Water Lines_A_Achievable Economic UCT Potential | F11 | Industrial | Petroleum | New | Process | Natural Gas | Gas Boiler - Insulate Hot Water Lines | A | Purchases (Cumulative) | Achievable Economic UCT Potential | 0 | 0 | 0 | 0 | 0 | 0.003506 | 0.0076597 | 0.012461 | 0.017905 | 0.023993 | 0.030726 | 0.038095 | 0.046098 | 0.054735 | 0.063994 | 0.073879 | 0.084384 | 0.095508 | 0.10725 | 0.1196 | 0.13256 | 0.14614 | 0.16032 | 0.1751 | 0.19049 | 0.19049 | 0.19049 | 0.19049 | 0.19049 | 0.19049 | 0.19049
F1_Industrial_Petroleum_New_Process_Natural Gas_Process - Insulate Heated Process Fluids_A_Achievable Economic UCT Potential | F1 | Industrial | Petroleum | New | Process | Natural Gas | Process - Insulate Heated Process Fluids | A | Integrated Unit Energy Savings (kWh or therms) | Achievable Economic UCT Potential | 0 | 0 | 0 | 0 | 0 | 11054.9028 | 11051.0684 | 11047.8176 | 11045.1852 | 11042.6831 | 11040.6783 | 11039.414 | 11038.6971 | 11038.377 | 11038.3242 | 11038.4868 | 11038.7861 | 11039.1897 | 11039.6579 | 11040.1624 | 11041.0853 | 11041.9218 | 11042.6835 | 11043.3803 | 11044.0202 | 11044.6101 | 11045.1558 | 11045.6621 | 11059.7224 | 11059.7224 | 11059.7224
F2_Industrial_Petroleum_New_Process_Natural Gas_Process - Insulate Heated Process Fluids_A_Achievable Economic UCT Potential | F2 | Industrial | Petroleum | New | Process | Natural Gas | Process - Insulate Heated Process Fluids | A | Integrated Unit Summer Peak Savings (kW) | Achievable Economic UCT Potential | 0 | 0 | 0 | 0 | 0 | 0 | 0 | 0 | 0 | 0 | 0 | 0 | 0 | 0 | 0 | 0 | 0 | 0 | 0 | 0 | 0 | 0 | 0 | 0 | 0 | 0 | 0 | 0 | 0 | 0 | 0
F3_Industrial_Petroleum_New_Process_Natural Gas_Process - Insulate Heated Process Fluids_A_Achievable Economic UCT Potential | F3 | Industrial | Petroleum | New | Process | Natural Gas | Process - Insulate Heated Process Fluids | A | Integrated Unit Winter Peak Savings (kW) | Achievable Economic UCT Potential | 0 | 0 | 0 | 0 | 0 | 0 | 0 | 0 | 0 | 0 | 0 | 0 | 0 | 0 | 0 | 0 | 0 | 0 | 0 | 0 | 0 | 0 | 0 | 0 | 0 | 0 | 0 | 0 | 0 | 0 | 0
F4_Industrial_Petroleum_New_Process_Natural Gas_Process - Insulate Heated Process Fluids_A_Achievable Economic UCT Potential | F4 | Industrial | Petroleum | New | Process | Natural Gas | Process - Insulate Heated Process Fluids | A | Incremental Energy Savings (MWh or mTherms) | Achievable Economic UCT Potential | 0 | 0 | 0 | 0 | 0 | 0.084784 | 0.10041 | 0.11603 | 0.13155 | 0.14707 | 0.14634 | 0.12812 | 0.11132 | 0.096095 | 0.082422 | 0.070393 | 0.059845 | 0.050702 | 0.042811 | 0.036033 | 0.030256 | 0.00021609 | 8.0629e-05 | 2.8661e-05 | 9.7275e-06 | 0.084706 | 0.10036 | 0.116 | 0.13172 | 0.14729 | 0.1466
F5_Industrial_Petroleum_New_Process_Natural Gas_Process - Insulate Heated Process Fluids_A_Achievable Economic UCT Potential | F5 | Industrial | Petroleum | New | Process | Natural Gas | Process - Insulate Heated Process Fluids | A | Incremental Summer Peak Savings (MW) | Achievable Economic UCT Potential | 0 | 0 | 0 | 0 | 0 | 0 | 0 | 0 | 0 | 0 | 0 | 0 | 0 | 0 | 0 | 0 | 0 | 0 | 0 | 0 | 0 | 0 | 0 | 0 | 0 | 0 | 0 | 0 | 0 | 0 | 0
F6_Industrial_Petroleum_New_Process_Natural Gas_Process - Insulate Heated Process Fluids_A_Achievable Economic UCT Potential | F6 | Industrial | Petroleum | New | Process | Natural Gas | Process - Insulate Heated Process Fluids | A | Incremental Winter Peak Savings (MW) | Achievable Economic UCT Potential | 0 | 0 | 0 | 0 | 0 | 0 | 0 | 0 | 0 | 0 | 0 | 0 | 0 | 0 | 0 | 0 | 0 | 0 | 0 | 0 | 0 | 0 | 0 | 0 | 0 | 0 | 0 | 0 | 0 | 0 | 0
F7_Industrial_Petroleum_New_Process_Natural Gas_Process - Insulate Heated Process Fluids_A_Achievable Economic UCT Potential | F7 | Industrial | Petroleum | New | Process | Natural Gas | Process - Insulate Heated Process Fluids | A | Cumulative Energy Savings (MWh or mTherms) | Achievable Economic UCT Potential | 0 | 0 | 0 | 0 | 0 | 0.084784 | 0.18517 | 0.30114 | 0.43261 | 0.57958 | 0.72582 | 0.85386 | 0.96512 | 1.0612 | 1.1436 | 1.214 | 1.2739 | 1.3246 | 1.3675 | 1.4036 | 1.434 | 1.4343 | 1.4345 | 1.4346 | 1.4347 | 1.4348 | 1.4348 | 1.4349 | 0 | 0 | 0
F8_Industrial_Petroleum_New_Process_Natural Gas_Process - Insulate Heated Process Fluids_A_Achievable Economic UCT Potential | F8 | Industrial | Petroleum | New | Process | Natural Gas | Process - Insulate Heated Process Fluids | A | Cumulative Summer Peak Savings (MW) | Achievable Economic UCT Potential | 0 | 0 | 0 | 0 | 0 | 0 | 0 | 0 | 0 | 0 | 0 | 0 | 0 | 0 | 0 | 0 | 0 | 0 | 0 | 0 | 0 | 0 | 0 | 0 | 0 | 0 | 0 | 0 | 0 | 0 | 0
F9_Industrial_Petroleum_New_Process_Natural Gas_Process - Insulate Heated Process Fluids_A_Achievable Economic UCT Potential | F9 | Industrial | Petroleum | New | Process | Natural Gas | Process - Insulate Heated Process Fluids | A | Cumulative Winter Peak Savings (MW) | Achievable Economic UCT Potential | 0 | 0 | 0 | 0 | 0 | 0 | 0 | 0 | 0 | 0 | 0 | 0 | 0 | 0 | 0 | 0 | 0 | 0 | 0 | 0 | 0 | 0 | 0 | 0 | 0 | 0 | 0 | 0 | 0 | 0 | 0
F10_Industrial_Petroleum_New_Process_Natural Gas_Process - Insulate Heated Process Fluids_A_Achievable Economic UCT Potential | F10 | Industrial | Petroleum | New | Process | Natural Gas | Process - Insulate Heated Process Fluids | A | Purchases (Incremental) | Achievable Economic UCT Potential | 0 | 0 | 0 | 0 | 0 | 0.0076694 | 0.0090861 | 0.010502 | 0.01191 | 0.013318 | 0.013255 | 0.011606 | 0.010084 | 0.0087055 | 0.0074669 | 0.006377 | 0.0054213 | 0.0045929 | 0.0038779 | 0.0032638 | 0.0027403 | 1.957e-05 | 7.3016e-06 | 2.5953e-06 | 8.8079e-07 | 0.0076694 | 0.0090861 | 0.010502 | 0.01191 | 0.013318 | 0.013255
F11_Industrial_Petroleum_New_Process_Natural Gas_Process - Insulate Heated Process Fluids_A_Achievable Economic UCT Potential | F11 | Industrial | Petroleum | New | Process | Natural Gas | Process - Insulate Heated Process Fluids | A | Purchases (Cumulative) | Achievable Economic UCT Potential | 0 | 0 | 0 | 0 | 0 | 0.0076694 | 0.016756 | 0.027258 | 0.039167 | 0.052486 | 0.06574 | 0.077346 | 0.08743 | 0.096136 | 0.1036 | 0.10998 | 0.1154 | 0.11999 | 0.12387 | 0.12714 | 0.12988 | 0.1299 | 0.1299 | 0.12991 | 0.12991 | 0.12991 | 0.12991 | 0.12991 | 0.12991 | 0.12991 | 0.12991
F1_Industrial_Petroleum_New_Process_Natural Gas_Process Heat Recovery_A_Achievable Economic UCT Potential | F1 | Industrial | Petroleum | New | Process | Natural Gas | Process Heat Recovery | A | Integrated Unit Energy Savings (kWh or therms) | Achievable Economic UCT Potential | 0 | 0 | 0 | 0 | 0 | 33.6866 | 33.6115 | 33.5436 | 33.4804 | 33.4189 | 33.3762 | 33.3404 | 33.3103 | 33.2855 | 33.2656 | 33.2511 | 33.2414 | 33.2359 | 33.2334 | 33.2327 | 33.2349 | 33.2392 | 33.243 | 33.2463 | 33.249 | 33.2687 | 33.2868 | 33.3037 | 0 | 0 | 0
F2_Industrial_Petroleum_New_Process_Natural Gas_Process Heat Recovery_A_Achievable Economic UCT Potential | F2 | Industrial | Petroleum | New | Process | Natural Gas | Process Heat Recovery | A | Integrated Unit Summer Peak Savings (kW) | Achievable Economic UCT Potential | 0 | 0 | 0 | 0 | 0 | 0 | 0 | 0 | 0 | 0 | 0 | 0 | 0 | 0 | 0 | 0 | 0 | 0 | 0 | 0 | 0 | 0 | 0 | 0 | 0 | 0 | 0 | 0 | 0 | 0 | 0
F3_Industrial_Petroleum_New_Process_Natural Gas_Process Heat Recovery_A_Achievable Economic UCT Potential | F3 | Industrial | Petroleum | New | Process | Natural Gas | Process Heat Recovery | A | Integrated Unit Winter Peak Savings (kW) | Achievable Economic UCT Potential | 0 | 0 | 0 | 0 | 0 | 0 | 0 | 0 | 0 | 0 | 0 | 0 | 0 | 0 | 0 | 0 | 0 | 0 | 0 | 0 | 0 | 0 | 0 | 0 | 0 | 0 | 0 | 0 | 0 | 0 | 0
F4_Industrial_Petroleum_New_Process_Natural Gas_Process Heat Recovery_A_Achievable Economic UCT Potential | F4 | Industrial | Petroleum | New | Process | Natural Gas | Process Heat Recovery | A | Incremental Energy Savings (MWh or mTherms) | Achievable Economic UCT Potential | 0 | 0 | 0 | 0 | 0 | 0 | 0 | 0 | 0 | 0 | 0 | 0 | 0 | 0 | 0 | 0 | 0 | 0 | 0 | 0 | 0 | 0 | 0 | 0 | 0 | 0 | 0 | 0 | 0 | 0 | 0
F5_Industrial_Petroleum_New_Process_Natural Gas_Process Heat Recovery_A_Achievable Economic UCT Potential | F5 | Industrial | Petroleum | New | Process | Natural Gas | Process Heat Recovery | A | Incremental Summer Peak Savings (MW) | Achievable Economic UCT Potential | 0 | 0 | 0 | 0 | 0 | 0 | 0 | 0 | 0 | 0 | 0 | 0 | 0 | 0 | 0 | 0 | 0 | 0 | 0 | 0 | 0 | 0 | 0 | 0 | 0 | 0 | 0 | 0 | 0 | 0 | 0
F6_Industrial_Petroleum_New_Process_Natural Gas_Process Heat Recovery_A_Achievable Economic UCT Potential | F6 | Industrial | Petroleum | New | Process | Natural Gas | Process Heat Recovery | A | Incremental Winter Peak Savings (MW) | Achievable Economic UCT Potential | 0 | 0 | 0 | 0 | 0 | 0 | 0 | 0 | 0 | 0 | 0 | 0 | 0 | 0 | 0 | 0 | 0 | 0 | 0 | 0 | 0 | 0 | 0 | 0 | 0 | 0 | 0 | 0 | 0 | 0 | 0
F7_Industrial_Petroleum_New_Process_Natural Gas_Process Heat Recovery_A_Achievable Economic UCT Potential | F7 | Industrial | Petroleum | New | Process | Natural Gas | Process Heat Recovery | A | Cumulative Energy Savings (MWh or mTherms) | Achievable Economic UCT Potential | 0 | 0 | 0 | 0 | 0 | 0 | 0 | 0 | 0 | 0 | 0 | 0 | 0 | 0 | 0 | 0 | 0 | 0 | 0 | 0 | 0 | 0 | 0 | 0 | 0 | 0 | 0 | 0 | 0 | 0 | 0
F8_Industrial_Petroleum_New_Process_Natural Gas_Process Heat Recovery_A_Achievable Economic UCT Potential | F8 | Industrial | Petroleum | New | Process | Natural Gas | Process Heat Recovery | A | Cumulative Summer Peak Savings (MW) | Achievable Economic UCT Potential | 0 | 0 | 0 | 0 | 0 | 0 | 0 | 0 | 0 | 0 | 0 | 0 | 0 | 0 | 0 | 0 | 0 | 0 | 0 | 0 | 0 | 0 | 0 | 0 | 0 | 0 | 0 | 0 | 0 | 0 | 0
F9_Industrial_Petroleum_New_Process_Natural Gas_Process Heat Recovery_A_Achievable Economic UCT Potential | F9 | Industrial | Petroleum | New | Process | Natural Gas | Process Heat Recovery | A | Cumulative Winter Peak Savings (MW) | Achievable Economic UCT Potential | 0 | 0 | 0 | 0 | 0 | 0 | 0 | 0 | 0 | 0 | 0 | 0 | 0 | 0 | 0 | 0 | 0 | 0 | 0 | 0 | 0 | 0 | 0 | 0 | 0 | 0 | 0 | 0 | 0 | 0 | 0
F10_Industrial_Petroleum_New_Process_Natural Gas_Process Heat Recovery_A_Achievable Economic UCT Potential | F10 | Industrial | Petroleum | New | Process | Natural Gas | Process Heat Recovery | A | Purchases (Incremental) | Achievable Economic UCT Potential | 0 | 0 | 0 | 0 | 0 | 0 | 0 | 0 | 0 | 0 | 0 | 0 | 0 | 0 | 0 | 0 | 0 | 0 | 0 | 0 | 0 | 0 | 0 | 0 | 0 | 0 | 0 | 0 | 0 | 0 | 0
F11_Industrial_Petroleum_New_Process_Natural Gas_Process Heat Recovery_A_Achievable Economic UCT Potential | F11 | Industrial | Petroleum | New | Process | Natural Gas | Process Heat Recovery | A | Purchases (Cumulative) | Achievable Economic UCT Potential | 0 | 0 | 0 | 0 | 0 | 0 | 0 | 0 | 0 | 0 | 0 | 0 | 0 | 0 | 0 | 0 | 0 | 0 | 0 | 0 | 0 | 0 | 0 | 0 | 0 | 0 | 0 | 0 | 0 | 0 | 0
F1_Industrial_Petroleum_New_Space Heating_Natural Gas_Building Automation System_A_Achievable Economic UCT Potential | F1 | Industrial | Petroleum | New | Space Heating | Natural Gas | Building Automation System | A | Integrated Unit Energy Savings (kWh or therms) | Achievable Economic UCT Potential | 0 | 0 | 0 | 0 | 0 | 0 | 0 | 0 | 0 | 0 | 0 | 0 | 0 | 0 | 0 | 0 | 0 | 0 | 0 | 0 | 0 | 0 | 0 | 0 | 0 | 0 | 0 | 0 | 0 | 0 | 0
F2_Industrial_Petroleum_New_Space Heating_Natural Gas_Building Automation System_A_Achievable Economic UCT Potential | F2 | Industrial | Petroleum | New | Space Heating | Natural Gas | Building Automation System | A | Integrated Unit Summer Peak Savings (kW) | Achievable Economic UCT Potential | 0 | 0 | 0 | 0 | 0 | 0 | 0 | 0 | 0 | 0 | 0 | 0 | 0 | 0 | 0 | 0 | 0 | 0 | 0 | 0 | 0 | 0 | 0 | 0 | 0 | 0 | 0 | 0 | 0 | 0 | 0
F3_Industrial_Petroleum_New_Space Heating_Natural Gas_Building Automation System_A_Achievable Economic UCT Potential | F3 | Industrial | Petroleum | New | Space Heating | Natural Gas | Building Automation System | A | Integrated Unit Winter Peak Savings (kW) | Achievable Economic UCT Potential | 0 | 0 | 0 | 0 | 0 | 0 | 0 | 0 | 0 | 0 | 0 | 0 | 0 | 0 | 0 | 0 | 0 | 0 | 0 | 0 | 0 | 0 | 0 | 0 | 0 | 0 | 0 | 0 | 0 | 0 | 0
F4_Industrial_Petroleum_New_Space Heating_Natural Gas_Building Automation System_A_Achievable Economic UCT Potential | F4 | Industrial | Petroleum | New | Space Heating | Natural Gas | Building Automation System | A | Incremental Energy Savings (MWh or mTherms) | Achievable Economic UCT Potential | 0 | 0 | 0 | 0 | 0 | 0 | 0 | 0 | 0 | 0 | 0 | 0 | 0 | 0 | 0 | 0 | 0 | 0 | 0 | 0 | 0 | 0 | 0 | 0 | 0 | 0 | 0 | 0 | 0 | 0 | 0
F5_Industrial_Petroleum_New_Space Heating_Natural Gas_Building Automation System_A_Achievable Economic UCT Potential | F5 | Industrial | Petroleum | New | Space Heating | Natural Gas | Building Automation System | A | Incremental Summer Peak Savings (MW) | Achievable Economic UCT Potential | 0 | 0 | 0 | 0 | 0 | 0 | 0 | 0 | 0 | 0 | 0 | 0 | 0 | 0 | 0 | 0 | 0 | 0 | 0 | 0 | 0 | 0 | 0 | 0 | 0 | 0 | 0 | 0 | 0 | 0 | 0
F6_Industrial_Petroleum_New_Space Heating_Natural Gas_Building Automation System_A_Achievable Economic UCT Potential | F6 | Industrial | Petroleum | New | Space Heating | Natural Gas | Building Automation System | A | Incremental Winter Peak Savings (MW) | Achievable Economic UCT Potential | 0 | 0 | 0 | 0 | 0 | 0 | 0 | 0 | 0 | 0 | 0 | 0 | 0 | 0 | 0 | 0 | 0 | 0 | 0 | 0 | 0 | 0 | 0 | 0 | 0 | 0 | 0 | 0 | 0 | 0 | 0
F7_Industrial_Petroleum_New_Space Heating_Natural Gas_Building Automation System_A_Achievable Economic UCT Potential | F7 | Industrial | Petroleum | New | Space Heating | Natural Gas | Building Automation System | A | Cumulative Energy Savings (MWh or mTherms) | Achievable Economic UCT Potential | 0 | 0 | 0 | 0 | 0 | 0 | 0 | 0 | 0 | 0 | 0 | 0 | 0 | 0 | 0 | 0 | 0 | 0 | 0 | 0 | 0 | 0 | 0 | 0 | 0 | 0 | 0 | 0 | 0 | 0 | 0
F8_Industrial_Petroleum_New_Space Heating_Natural Gas_Building Automation System_A_Achievable Economic UCT Potential | F8 | Industrial | Petroleum | New | Space Heating | Natural Gas | Building Automation System | A | Cumulative Summer Peak Savings (MW) | Achievable Economic UCT Potential | 0 | 0 | 0 | 0 | 0 | 0 | 0 | 0 | 0 | 0 | 0 | 0 | 0 | 0 | 0 | 0 | 0 | 0 | 0 | 0 | 0 | 0 | 0 | 0 | 0 | 0 | 0 | 0 | 0 | 0 | 0
F9_Industrial_Petroleum_New_Space Heating_Natural Gas_Building Automation System_A_Achievable Economic UCT Potential | F9 | Industrial | Petroleum | New | Space Heating | Natural Gas | Building Automation System | A | Cumulative Winter Peak Savings (MW) | Achievable Economic UCT Potential | 0 | 0 | 0 | 0 | 0 | 0 | 0 | 0 | 0 | 0 | 0 | 0 | 0 | 0 | 0 | 0 | 0 | 0 | 0 | 0 | 0 | 0 | 0 | 0 | 0 | 0 | 0 | 0 | 0 | 0 | 0
F10_Industrial_Petroleum_New_Space Heating_Natural Gas_Building Automation System_A_Achievable Economic UCT Potential | F10 | Industrial | Petroleum | New | Space Heating | Natural Gas | Building Automation System | A | Purchases (Incremental) | Achievable Economic UCT Potential | 0 | 0 | 0 | 0 | 0 | 0 | 0 | 0 | 0 | 0 | 0 | 0 | 0 | 0 | 0 | 0 | 0 | 0 | 0 | 0 | 0 | 0 | 0 | 0 | 0 | 0 | 0 | 0 | 0 | 0 | 0
F11_Industrial_Petroleum_New_Space Heating_Natural Gas_Building Automation System_A_Achievable Economic UCT Potential | F11 | Industrial | Petroleum | New | Space Heating | Natural Gas | Building Automation System | A | Purchases (Cumulative) | Achievable Economic UCT Potential | 0 | 0 | 0 | 0 | 0 | 0 | 0 | 0 | 0 | 0 | 0 | 0 | 0 | 0 | 0 | 0 | 0 | 0 | 0 | 0 | 0 | 0 | 0 | 0 | 0 | 0 | 0 | 0 | 0 | 0 | 0
F1_Industrial_Petroleum_New_Space Heating_Natural Gas_Steam System Efficiency Improvements_A_Achievable Economic UCT Potential | F1 | Industrial | Petroleum | New | Space Heating | Natural Gas | Steam System Efficiency Improvements | A | Integrated Unit Energy Savings (kWh or therms) | Achievable Economic UCT Potential | 0 | 0 | 0 | 0 | 0 | 0 | 0 | 0 | 0 | 0 | 0 | 0 | 0 | 0 | 0 | 0 | 0 | 0 | 0 | 0 | 0 | 0 | 0 | 0 | 0 | 0 | 0 | 0 | 0 | 0 | 0
F2_Industrial_Petroleum_New_Space Heating_Natural Gas_Steam System Efficiency Improvements_A_Achievable Economic UCT Potential | F2 | Industrial | Petroleum | New | Space Heating | Natural Gas | Steam System Efficiency Improvements | A | Integrated Unit Summer Peak Savings (kW) | Achievable Economic UCT Potential | 0 | 0 | 0 | 0 | 0 | 0 | 0 | 0 | 0 | 0 | 0 | 0 | 0 | 0 | 0 | 0 | 0 | 0 | 0 | 0 | 0 | 0 | 0 | 0 | 0 | 0 | 0 | 0 | 0 | 0 | 0
F3_Industrial_Petroleum_New_Space Heating_Natural Gas_Steam System Efficiency Improvements_A_Achievable Economic UCT Potential | F3 | Industrial | Petroleum | New | Space Heating | Natural Gas | Steam System Efficiency Improvements | A | Integrated Unit Winter Peak Savings (kW) | Achievable Economic UCT Potential | 0 | 0 | 0 | 0 | 0 | 0 | 0 | 0 | 0 | 0 | 0 | 0 | 0 | 0 | 0 | 0 | 0 | 0 | 0 | 0 | 0 | 0 | 0 | 0 | 0 | 0 | 0 | 0 | 0 | 0 | 0
F4_Industrial_Petroleum_New_Space Heating_Natural Gas_Steam System Efficiency Improvements_A_Achievable Economic UCT Potential | F4 | Industrial | Petroleum | New | Space Heating | Natural Gas | Steam System Efficiency Improvements | A | Incremental Energy Savings (MWh or mTherms) | Achievable Economic UCT Potential | 0 | 0 | 0 | 0 | 0 | 0 | 0 | 0 | 0 | 0 | 0 | 0 | 0 | 0 | 0 | 0 | 0 | 0 | 0 | 0 | 0 | 0 | 0 | 0 | 0 | 0 | 0 | 0 | 0 | 0 | 0
F5_Industrial_Petroleum_New_Space Heating_Natural Gas_Steam System Efficiency Improvements_A_Achievable Economic UCT Potential | F5 | Industrial | Petroleum | New | Space Heating | Natural Gas | Steam System Efficiency Improvements | A | Incremental Summer Peak Savings (MW) | Achievable Economic UCT Potential | 0 | 0 | 0 | 0 | 0 | 0 | 0 | 0 | 0 | 0 | 0 | 0 | 0 | 0 | 0 | 0 | 0 | 0 | 0 | 0 | 0 | 0 | 0 | 0 | 0 | 0 | 0 | 0 | 0 | 0 | 0
F6_Industrial_Petroleum_New_Space Heating_Natural Gas_Steam System Efficiency Improvements_A_Achievable Economic UCT Potential | F6 | Industrial | Petroleum | New | Space Heating | Natural Gas | Steam System Efficiency Improvements | A | Incremental Winter Peak Savings (MW) | Achievable Economic UCT Potential | 0 | 0 | 0 | 0 | 0 | 0 | 0 | 0 | 0 | 0 | 0 | 0 | 0 | 0 | 0 | 0 | 0 | 0 | 0 | 0 | 0 | 0 | 0 | 0 | 0 | 0 | 0 | 0 | 0 | 0 | 0
F7_Industrial_Petroleum_New_Space Heating_Natural Gas_Steam System Efficiency Improvements_A_Achievable Economic UCT Potential | F7 | Industrial | Petroleum | New | Space Heating | Natural Gas | Steam System Efficiency Improvements | A | Cumulative Energy Savings (MWh or mTherms) | Achievable Economic UCT Potential | 0 | 0 | 0 | 0 | 0 | 0 | 0 | 0 | 0 | 0 | 0 | 0 | 0 | 0 | 0 | 0 | 0 | 0 | 0 | 0 | 0 | 0 | 0 | 0 | 0 | 0 | 0 | 0 | 0 | 0 | 0
F8_Industrial_Petroleum_New_Space Heating_Natural Gas_Steam System Efficiency Improvements_A_Achievable Economic UCT Potential | F8 | Industrial | Petroleum | New | Space Heating | Natural Gas | Steam System Efficiency Improvements | A | Cumulative Summer Peak Savings (MW) | Achievable Economic UCT Potential | 0 | 0 | 0 | 0 | 0 | 0 | 0 | 0 | 0 | 0 | 0 | 0 | 0 | 0 | 0 | 0 | 0 | 0 | 0 | 0 | 0 | 0 | 0 | 0 | 0 | 0 | 0 | 0 | 0 | 0 | 0
F9_Industrial_Petroleum_New_Space Heating_Natural Gas_Steam System Efficiency Improvements_A_Achievable Economic UCT Potential | F9 | Industrial | Petroleum | New | Space Heating | Natural Gas | Steam System Efficiency Improvements | A | Cumulative Winter Peak Savings (MW) | Achievable Economic UCT Potential | 0 | 0 | 0 | 0 | 0 | 0 | 0 | 0 | 0 | 0 | 0 | 0 | 0 | 0 | 0 | 0 | 0 | 0 | 0 | 0 | 0 | 0 | 0 | 0 | 0 | 0 | 0 | 0 | 0 | 0 | 0
F10_Industrial_Petroleum_New_Space Heating_Natural Gas_Steam System Efficiency Improvements_A_Achievable Economic UCT Potential | F10 | Industrial | Petroleum | New | Space Heating | Natural Gas | Steam System Efficiency Improvements | A | Purchases (Incremental) | Achievable Economic UCT Potential | 0 | 0 | 0 | 0 | 0 | 0 | 0 | 0 | 0 | 0 | 0 | 0 | 0 | 0 | 0 | 0 | 0 | 0 | 0 | 0 | 0 | 0 | 0 | 0 | 0 | 0 | 0 | 0 | 0 | 0 | 0
F11_Industrial_Petroleum_New_Space Heating_Natural Gas_Steam System Efficiency Improvements_A_Achievable Economic UCT Potential | F11 | Industrial | Petroleum | New | Space Heating | Natural Gas | Steam System Efficiency Improvements | A | Purchases (Cumulative) | Achievable Economic UCT Potential | 0 | 0 | 0 | 0 | 0 | 0 | 0 | 0 | 0 | 0 | 0 | 0 | 0 | 0 | 0 | 0 | 0 | 0 | 0 | 0 | 0 | 0 | 0 | 0 | 0 | 0 | 0 | 0 | 0 | 0 | 0
F1_Industrial_Petroleum_New_Process_Natural Gas_Steam System Efficiency Improvements_A_Achievable Economic UCT Potential | F1 | Industrial | Petroleum | New | Process | Natural Gas | Steam System Efficiency Improvements | A | Integrated Unit Energy Savings (kWh or therms) | Achievable Economic UCT Potential | 0 | 0 | 0 | 0 | 0 | 0.70085 | 0.69929 | 0.69788 | 0.69656 | 0.69528 | 0.69439 | 0.69365 | 0.69302 | 0.69251 | 0.69209 | 0.69179 | 0.69159 | 0.69147 | 0.69142 | 0.69141 | 0.69145 | 0.69154 | 0.69162 | 0.69169 | 0.69175 | 0.69216 | 0.69253 | 0.69288 | 0.70269 | 0.70269 | 0.70269
F2_Industrial_Petroleum_New_Process_Natural Gas_Steam System Efficiency Improvements_A_Achievable Economic UCT Potential | F2 | Industrial | Petroleum | New | Process | Natural Gas | Steam System Efficiency Improvements | A | Integrated Unit Summer Peak Savings (kW) | Achievable Economic UCT Potential | 0 | 0 | 0 | 0 | 0 | 0 | 0 | 0 | 0 | 0 | 0 | 0 | 0 | 0 | 0 | 0 | 0 | 0 | 0 | 0 | 0 | 0 | 0 | 0 | 0 | 0 | 0 | 0 | 0 | 0 | 0
F3_Industrial_Petroleum_New_Process_Natural Gas_Steam System Efficiency Improvements_A_Achievable Economic UCT Potential | F3 | Industrial | Petroleum | New | Process | Natural Gas | Steam System Efficiency Improvements | A | Integrated Unit Winter Peak Savings (kW) | Achievable Economic UCT Potential | 0 | 0 | 0 | 0 | 0 | 0 | 0 | 0 | 0 | 0 | 0 | 0 | 0 | 0 | 0 | 0 | 0 | 0 | 0 | 0 | 0 | 0 | 0 | 0 | 0 | 0 | 0 | 0 | 0 | 0 | 0
F4_Industrial_Petroleum_New_Process_Natural Gas_Steam System Efficiency Improvements_A_Achievable Economic UCT Potential | F4 | Industrial | Petroleum | New | Process | Natural Gas | Steam System Efficiency Improvements | A | Incremental Energy Savings (MWh or mTherms) | Achievable Economic UCT Potential | 0 | 0 | 0 | 0 | 0 | 0 | 0 | 0 | 0 | 0 | 0 | 0 | 0 | 0 | 0 | 0 | 0 | 0 | 0 | 0 | 0 | 0 | 0 | 0 | 0 | 0 | 0 | 0 | 0 | 0 | 0
F5_Industrial_Petroleum_New_Process_Natural Gas_Steam System Efficiency Improvements_A_Achievable Economic UCT Potential | F5 | Industrial | Petroleum | New | Process | Natural Gas | Steam System Efficiency Improvements | A | Incremental Summer Peak Savings (MW) | Achievable Economic UCT Potential | 0 | 0 | 0 | 0 | 0 | 0 | 0 | 0 | 0 | 0 | 0 | 0 | 0 | 0 | 0 | 0 | 0 | 0 | 0 | 0 | 0 | 0 | 0 | 0 | 0 | 0 | 0 | 0 | 0 | 0 | 0
F6_Industrial_Petroleum_New_Process_Natural Gas_Steam System Efficiency Improvements_A_Achievable Economic UCT Potential | F6 | Industrial | Petroleum | New | Process | Natural Gas | Steam System Efficiency Improvements | A | Incremental Winter Peak Savings (MW) | Achievable Economic UCT Potential | 0 | 0 | 0 | 0 | 0 | 0 | 0 | 0 | 0 | 0 | 0 | 0 | 0 | 0 | 0 | 0 | 0 | 0 | 0 | 0 | 0 | 0 | 0 | 0 | 0 | 0 | 0 | 0 | 0 | 0 | 0
F7_Industrial_Petroleum_New_Process_Natural Gas_Steam System Efficiency Improvements_A_Achievable Economic UCT Potential | F7 | Industrial | Petroleum | New | Process | Natural Gas | Steam System Efficiency Improvements | A | Cumulative Energy Savings (MWh or mTherms) | Achievable Economic UCT Potential | 0 | 0 | 0 | 0 | 0 | 0 | 0 | 0 | 0 | 0 | 0 | 0 | 0 | 0 | 0 | 0 | 0 | 0 | 0 | 0 | 0 | 0 | 0 | 0 | 0 | 0 | 0 | 0 | 0 | 0 | 0
F8_Industrial_Petroleum_New_Process_Natural Gas_Steam System Efficiency Improvements_A_Achievable Economic UCT Potential | F8 | Industrial | Petroleum | New | Process | Natural Gas | Steam System Efficiency Improvements | A | Cumulative Summer Peak Savings (MW) | Achievable Economic UCT Potential | 0 | 0 | 0 | 0 | 0 | 0 | 0 | 0 | 0 | 0 | 0 | 0 | 0 | 0 | 0 | 0 | 0 | 0 | 0 | 0 | 0 | 0 | 0 | 0 | 0 | 0 | 0 | 0 | 0 | 0 | 0
F9_Industrial_Petroleum_New_Process_Natural Gas_Steam System Efficiency Improvements_A_Achievable Economic UCT Potential | F9 | Industrial | Petroleum | New | Process | Natural Gas | Steam System Efficiency Improvements | A | Cumulative Winter Peak Savings (MW) | Achievable Economic UCT Potential | 0 | 0 | 0 | 0 | 0 | 0 | 0 | 0 | 0 | 0 | 0 | 0 | 0 | 0 | 0 | 0 | 0 | 0 | 0 | 0 | 0 | 0 | 0 | 0 | 0 | 0 | 0 | 0 | 0 | 0 | 0
F10_Industrial_Petroleum_New_Process_Natural Gas_Steam System Efficiency Improvements_A_Achievable Economic UCT Potential | F10 | Industrial | Petroleum | New | Process | Natural Gas | Steam System Efficiency Improvements | A | Purchases (Incremental) | Achievable Economic UCT Potential | 0 | 0 | 0 | 0 | 0 | 0 | 0 | 0 | 0 | 0 | 0 | 0 | 0 | 0 | 0 | 0 | 0 | 0 | 0 | 0 | 0 | 0 | 0 | 0 | 0 | 0 | 0 | 0 | 0 | 0 | 0
F11_Industrial_Petroleum_New_Process_Natural Gas_Steam System Efficiency Improvements_A_Achievable Economic UCT Potential | F11 | Industrial | Petroleum | New | Process | Natural Gas | Steam System Efficiency Improvements | A | Purchases (Cumulative) | Achievable Economic UCT Potential | 0 | 0 | 0 | 0 | 0 | 0 | 0 | 0 | 0 | 0 | 0 | 0 | 0 | 0 | 0 | 0 | 0 | 0 | 0 | 0 | 0 | 0 | 0 | 0 | 0 | 0 | 0 | 0 | 0 | 0 | 0
F1_Industrial_Petroleum_New_Space Heating_Natural Gas_Strategic Energy Management_A_Achievable Economic UCT Potential | F1 | Industrial | Petroleum | New | Space Heating | Natural Gas | Strategic Energy Management | A | Integrated Unit Energy Savings (kWh or therms) | Achievable Economic UCT Potential | 0 | 0 | 0 | 0 | 0 | 0 | 0 | 0 | 0 | 0 | 0 | 0 | 0 | 0 | 0 | 0 | 0 | 0 | 0 | 0 | 0 | 0 | 0 | 0 | 0 | 0 | 0 | 0 | 0 | 0 | 0
F2_Industrial_Petroleum_New_Space Heating_Natural Gas_Strategic Energy Management_A_Achievable Economic UCT Potential | F2 | Industrial | Petroleum | New | Space Heating | Natural Gas | Strategic Energy Management | A | Integrated Unit Summer Peak Savings (kW) | Achievable Economic UCT Potential | 0 | 0 | 0 | 0 | 0 | 0 | 0 | 0 | 0 | 0 | 0 | 0 | 0 | 0 | 0 | 0 | 0 | 0 | 0 | 0 | 0 | 0 | 0 | 0 | 0 | 0 | 0 | 0 | 0 | 0 | 0
F3_Industrial_Petroleum_New_Space Heating_Natural Gas_Strategic Energy Management_A_Achievable Economic UCT Potential | F3 | Industrial | Petroleum | New | Space Heating | Natural Gas | Strategic Energy Management | A | Integrated Unit Winter Peak Savings (kW) | Achievable Economic UCT Potential | 0 | 0 | 0 | 0 | 0 | 0 | 0 | 0 | 0 | 0 | 0 | 0 | 0 | 0 | 0 | 0 | 0 | 0 | 0 | 0 | 0 | 0 | 0 | 0 | 0 | 0 | 0 | 0 | 0 | 0 | 0
F4_Industrial_Petroleum_New_Space Heating_Natural Gas_Strategic Energy Management_A_Achievable Economic UCT Potential | F4 | Industrial | Petroleum | New | Space Heating | Natural Gas | Strategic Energy Management | A | Incremental Energy Savings (MWh or mTherms) | Achievable Economic UCT Potential | 0 | 0 | 0 | 0 | 0 | 0 | 0 | 0 | 0 | 0 | 0 | 0 | 0 | 0 | 0 | 0 | 0 | 0 | 0 | 0 | 0 | 0 | 0 | 0 | 0 | 0 | 0 | 0 | 0 | 0 | 0
F5_Industrial_Petroleum_New_Space Heating_Natural Gas_Strategic Energy Management_A_Achievable Economic UCT Potential | F5 | Industrial | Petroleum | New | Space Heating | Natural Gas | Strategic Energy Management | A | Incremental Summer Peak Savings (MW) | Achievable Economic UCT Potential | 0 | 0 | 0 | 0 | 0 | 0 | 0 | 0 | 0 | 0 | 0 | 0 | 0 | 0 | 0 | 0 | 0 | 0 | 0 | 0 | 0 | 0 | 0 | 0 | 0 | 0 | 0 | 0 | 0 | 0 | 0
F6_Industrial_Petroleum_New_Space Heating_Natural Gas_Strategic Energy Management_A_Achievable Economic UCT Potential | F6 | Industrial | Petroleum | New | Space Heating | Natural Gas | Strategic Energy Management | A | Incremental Winter Peak Savings (MW) | Achievable Economic UCT Potential | 0 | 0 | 0 | 0 | 0 | 0 | 0 | 0 | 0 | 0 | 0 | 0 | 0 | 0 | 0 | 0 | 0 | 0 | 0 | 0 | 0 | 0 | 0 | 0 | 0 | 0 | 0 | 0 | 0 | 0 | 0
F7_Industrial_Petroleum_New_Space Heating_Natural Gas_Strategic Energy Management_A_Achievable Economic UCT Potential | F7 | Industrial | Petroleum | New | Space Heating | Natural Gas | Strategic Energy Management | A | Cumulative Energy Savings (MWh or mTherms) | Achievable Economic UCT Potential | 0 | 0 | 0 | 0 | 0 | 0 | 0 | 0 | 0 | 0 | 0 | 0 | 0 | 0 | 0 | 0 | 0 | 0 | 0 | 0 | 0 | 0 | 0 | 0 | 0 | 0 | 0 | 0 | 0 | 0 | 0
F8_Industrial_Petroleum_New_Space Heating_Natural Gas_Strategic Energy Management_A_Achievable Economic UCT Potential | F8 | Industrial | Petroleum | New | Space Heating | Natural Gas | Strategic Energy Management | A | Cumulative Summer Peak Savings (MW) | Achievable Economic UCT Potential | 0 | 0 | 0 | 0 | 0 | 0 | 0 | 0 | 0 | 0 | 0 | 0 | 0 | 0 | 0 | 0 | 0 | 0 | 0 | 0 | 0 | 0 | 0 | 0 | 0 | 0 | 0 | 0 | 0 | 0 | 0
F9_Industrial_Petroleum_New_Space Heating_Natural Gas_Strategic Energy Management_A_Achievable Economic UCT Potential | F9 | Industrial | Petroleum | New | Space Heating | Natural Gas | Strategic Energy Management | A | Cumulative Winter Peak Savings (MW) | Achievable Economic UCT Potential | 0 | 0 | 0 | 0 | 0 | 0 | 0 | 0 | 0 | 0 | 0 | 0 | 0 | 0 | 0 | 0 | 0 | 0 | 0 | 0 | 0 | 0 | 0 | 0 | 0 | 0 | 0 | 0 | 0 | 0 | 0
F10_Industrial_Petroleum_New_Space Heating_Natural Gas_Strategic Energy Management_A_Achievable Economic UCT Potential | F10 | Industrial | Petroleum | New | Space Heating | Natural Gas | Strategic Energy Management | A | Purchases (Incremental) | Achievable Economic UCT Potential | 0 | 0 | 0 | 0 | 0 | 0 | 0 | 0 | 0 | 0 | 0 | 0 | 0 | 0 | 0 | 0 | 0 | 0 | 0 | 0 | 0 | 0 | 0 | 0 | 0 | 0 | 0 | 0 | 0 | 0 | 0
F11_Industrial_Petroleum_New_Space Heating_Natural Gas_Strategic Energy Management_A_Achievable Economic UCT Potential | F11 | Industrial | Petroleum | New | Space Heating | Natural Gas | Strategic Energy Management | A | Purchases (Cumulative) | Achievable Economic UCT Potential | 0 | 0 | 0 | 0 | 0 | 0 | 0 | 0 | 0 | 0 | 0 | 0 | 0 | 0 | 0 | 0 | 0 | 0 | 0 | 0 | 0 | 0 | 0 | 0 | 0 | 0 | 0 | 0 | 0 | 0 | 0
F1_Industrial_Petroleum_New_Process_Natural Gas_Strategic Energy Management_A_Achievable Economic UCT Potential | F1 | Industrial | Petroleum | New | Process | Natural Gas | Strategic Energy Management | A | Integrated Unit Energy Savings (kWh or therms) | Achievable Economic UCT Potential | 0 | 0 | 0 | 0 | 0 | 767.91 | 766.9488 | 766.0794 | 765.2816 | 764.5085 | 763.8232 | 763.2828 | 762.863 | 762.5497 | 762.3297 | 762.2042 | 762.1589 | 762.1759 | 762.2324 | 762.3069 | 762.4172 | 762.5642 | 762.6913 | 762.801 | 762.8955 | 763.1258 | 763.3389 | 763.5367 | 0 | 0 | 0
F2_Industrial_Petroleum_New_Process_Natural Gas_Strategic Energy Management_A_Achievable Economic UCT Potential | F2 | Industrial | Petroleum | New | Process | Natural Gas | Strategic Energy Management | A | Integrated Unit Summer Peak Savings (kW) | Achievable Economic UCT Potential | 0 | 0 | 0 | 0 | 0 | 0 | 0 | 0 | 0 | 0 | 0 | 0 | 0 | 0 | 0 | 0 | 0 | 0 | 0 | 0 | 0 | 0 | 0 | 0 | 0 | 0 | 0 | 0 | 0 | 0 | 0
F3_Industrial_Petroleum_New_Process_Natural Gas_Strategic Energy Management_A_Achievable Economic UCT Potential | F3 | Industrial | Petroleum | New | Process | Natural Gas | Strategic Energy Management | A | Integrated Unit Winter Peak Savings (kW) | Achievable Economic UCT Potential | 0 | 0 | 0 | 0 | 0 | 0 | 0 | 0 | 0 | 0 | 0 | 0 | 0 | 0 | 0 | 0 | 0 | 0 | 0 | 0 | 0 | 0 | 0 | 0 | 0 | 0 | 0 | 0 | 0 | 0 | 0
F4_Industrial_Petroleum_New_Process_Natural Gas_Strategic Energy Management_A_Achievable Economic UCT Potential | F4 | Industrial | Petroleum | New | Process | Natural Gas | Strategic Energy Management | A | Incremental Energy Savings (MWh or mTherms) | Achievable Economic UCT Potential | 0 | 0 | 0 | 0 | 0 | 0.096923 | 0.11468 | 0.13241 | 0.15 | 0.16756 | 0.18513 | 0.20248 | 0.2198 | 0.23709 | 0.25412 | 0.27124 | 0.28822 | 0.30523 | 0.32217 | 0.33897 | 0.3558 | 0.3726 | 0.38932 | 0.40598 | 0.42258 | 0.35613 | 0.37297 | 0.38975 | 0 | 0 | 0
F5_Industrial_Petroleum_New_Process_Natural Gas_Strategic Energy Management_A_Achievable Economic UCT Potential | F5 | Industrial | Petroleum | New | Process | Natural Gas | Strategic Energy Management | A | Incremental Summer Peak Savings (MW) | Achievable Economic UCT Potential | 0 | 0 | 0 | 0 | 0 | 0 | 0 | 0 | 0 | 0 | 0 | 0 | 0 | 0 | 0 | 0 | 0 | 0 | 0 | 0 | 0 | 0 | 0 | 0 | 0 | 0 | 0 | 0 | 0 | 0 | 0
F6_Industrial_Petroleum_New_Process_Natural Gas_Strategic Energy Management_A_Achievable Economic UCT Potential | F6 | Industrial | Petroleum | New | Process | Natural Gas | Strategic Energy Management | A | Incremental Winter Peak Savings (MW) | Achievable Economic UCT Potential | 0 | 0 | 0 | 0 | 0 | 0 | 0 | 0 | 0 | 0 | 0 | 0 | 0 | 0 | 0 | 0 | 0 | 0 | 0 | 0 | 0 | 0 | 0 | 0 | 0 | 0 | 0 | 0 | 0 | 0 | 0
F7_Industrial_Petroleum_New_Process_Natural Gas_Strategic Energy Management_A_Achievable Economic UCT Potential | F7 | Industrial | Petroleum | New | Process | Natural Gas | Strategic Energy Management | A | Cumulative Energy Savings (MWh or mTherms) | Achievable Economic UCT Potential | 0 | 0 | 0 | 0 | 0 | 0.096923 | 0.21149 | 0.34365 | 0.49329 | 0.66036 | 0.74849 | 0.83631 | 0.92379 | 1.011 | 1.0978 | 1.1841 | 1.2701 | 1.3557 | 1.441 | 1.526 | 1.6107 | 1.6952 | 1.7794 | 1.8632 | 1.9468 | 1.9474 | 1.9479 | 1.9484 | 0 | 0 | 0
F8_Industrial_Petroleum_New_Process_Natural Gas_Strategic Energy Management_A_Achievable Economic UCT Potential | F8 | Industrial | Petroleum | New | Process | Natural Gas | Strategic Energy Management | A | Cumulative Summer Peak Savings (MW) | Achievable Economic UCT Potential | 0 | 0 | 0 | 0 | 0 | 0 | 0 | 0 | 0 | 0 | 0 | 0 | 0 | 0 | 0 | 0 | 0 | 0 | 0 | 0 | 0 | 0 | 0 | 0 | 0 | 0 | 0 | 0 | 0 | 0 | 0
F9_Industrial_Petroleum_New_Process_Natural Gas_Strategic Energy Management_A_Achievable Economic UCT Potential | F9 | Industrial | Petroleum | New | Process | Natural Gas | Strategic Energy Management | A | Cumulative Winter Peak Savings (MW) | Achievable Economic UCT Potential | 0 | 0 | 0 | 0 | 0 | 0 | 0 | 0 | 0 | 0 | 0 | 0 | 0 | 0 | 0 | 0 | 0 | 0 | 0 | 0 | 0 | 0 | 0 | 0 | 0 | 0 | 0 | 0 | 0 | 0 | 0
F10_Industrial_Petroleum_New_Process_Natural Gas_Strategic Energy Management_A_Achievable Economic UCT Potential | F10 | Industrial | Petroleum | New | Process | Natural Gas | Strategic Energy Management | A | Purchases (Incremental) | Achievable Economic UCT Potential | 0 | 0 | 0 | 0 | 0 | 0.12622 | 0.14953 | 0.17284 | 0.196 | 0.21918 | 0.24238 | 0.26528 | 0.28812 | 0.31091 | 0.33334 | 0.35586 | 0.37816 | 0.40047 | 0.42266 | 0.44466 | 0.46668 | 0.48861 | 0.51045 | 0.53222 | 0.55391 | 0.46668 | 0.48861 | 0.51045 | 0.53222 | 0.55391 | 0.46668
F11_Industrial_Petroleum_New_Process_Natural Gas_Strategic Energy Management_A_Achievable Economic UCT Potential | F11 | Industrial | Petroleum | New | Process | Natural Gas | Strategic Energy Management | A | Purchases (Cumulative) | Achievable Economic UCT Potential | 0 | 0 | 0 | 0 | 0 | 0.12622 | 0.27575 | 0.44858 | 0.64459 | 0.86376 | 0.97992 | 1.0957 | 1.211 | 1.3259 | 1.44 | 1.5535 | 1.6664 | 1.7788 | 1.8905 | 2.0018 | 2.1126 | 2.2231 | 2.3331 | 2.4426 | 2.5519 | 2.5519 | 2.5519 | 2.5519 | 2.5519 | 2.5519 | 2.5519
F1_Industrial_Petroleum_New_Miscellaneous_Natural Gas_Strategic Energy Management_A_Achievable Economic UCT Potential | F1 | Industrial | Petroleum | New | Miscellaneous | Natural Gas | Strategic Energy Management | A | Integrated Unit Energy Savings (kWh or therms) | Achievable Economic UCT Potential | 0 | 0 | 0 | 0 | 0 | 160.7723 | 160.7723 | 160.7723 | 160.7723 | 160.7723 | 160.7723 | 160.7723 | 160.7723 | 160.7723 | 160.7723 | 160.7723 | 160.7723 | 160.7723 | 160.7723 | 160.7723 | 160.7723 | 160.7723 | 160.7723 | 160.7723 | 160.7723 | 160.7723 | 160.7723 | 160.7723 | 0 | 0 | 0
F2_Industrial_Petroleum_New_Miscellaneous_Natural Gas_Strategic Energy Management_A_Achievable Economic UCT Potential | F2 | Industrial | Petroleum | New | Miscellaneous | Natural Gas | Strategic Energy Management | A | Integrated Unit Summer Peak Savings (kW) | Achievable Economic UCT Potential | 0 | 0 | 0 | 0 | 0 | 0 | 0 | 0 | 0 | 0 | 0 | 0 | 0 | 0 | 0 | 0 | 0 | 0 | 0 | 0 | 0 | 0 | 0 | 0 | 0 | 0 | 0 | 0 | 0 | 0 | 0
F3_Industrial_Petroleum_New_Miscellaneous_Natural Gas_Strategic Energy Management_A_Achievable Economic UCT Potential | F3 | Industrial | Petroleum | New | Miscellaneous | Natural Gas | Strategic Energy Management | A | Integrated Unit Winter Peak Savings (kW) | Achievable Economic UCT Potential | 0 | 0 | 0 | 0 | 0 | 0 | 0 | 0 | 0 | 0 | 0 | 0 | 0 | 0 | 0 | 0 | 0 | 0 | 0 | 0 | 0 | 0 | 0 | 0 | 0 | 0 | 0 | 0 | 0 | 0 | 0
F4_Industrial_Petroleum_New_Miscellaneous_Natural Gas_Strategic Energy Management_A_Achievable Economic UCT Potential | F4 | Industrial | Petroleum | New | Miscellaneous | Natural Gas | Strategic Energy Management | A | Incremental Energy Savings (MWh or mTherms) | Achievable Economic UCT Potential | 0 | 0 | 0 | 0 | 0 | 0.005073 | 0.0060102 | 0.0069468 | 0.0078779 | 0.0088095 | 0.0097418 | 0.010662 | 0.01158 | 0.012497 | 0.013398 | 0.014303 | 0.0152 | 0.016096 | 0.016988 | 0.017872 | 0.018757 | 0.019639 | 0.020517 | 0.021392 | 0.022263 | 0.018757 | 0.019639 | 0.020517 | 0 | 0 | 0
F5_Industrial_Petroleum_New_Miscellaneous_Natural Gas_Strategic Energy Management_A_Achievable Economic UCT Potential | F5 | Industrial | Petroleum | New | Miscellaneous | Natural Gas | Strategic Energy Management | A | Incremental Summer Peak Savings (MW) | Achievable Economic UCT Potential | 0 | 0 | 0 | 0 | 0 | 0 | 0 | 0 | 0 | 0 | 0 | 0 | 0 | 0 | 0 | 0 | 0 | 0 | 0 | 0 | 0 | 0 | 0 | 0 | 0 | 0 | 0 | 0 | 0 | 0 | 0
F6_Industrial_Petroleum_New_Miscellaneous_Natural Gas_Strategic Energy Management_A_Achievable Economic UCT Potential | F6 | Industrial | Petroleum | New | Miscellaneous | Natural Gas | Strategic Energy Management | A | Incremental Winter Peak Savings (MW) | Achievable Economic UCT Potential | 0 | 0 | 0 | 0 | 0 | 0 | 0 | 0 | 0 | 0 | 0 | 0 | 0 | 0 | 0 | 0 | 0 | 0 | 0 | 0 | 0 | 0 | 0 | 0 | 0 | 0 | 0 | 0 | 0 | 0 | 0
F7_Industrial_Petroleum_New_Miscellaneous_Natural Gas_Strategic Energy Management_A_Achievable Economic UCT Potential | F7 | Industrial | Petroleum | New | Miscellaneous | Natural Gas | Strategic Energy Management | A | Cumulative Energy Savings (MWh or mTherms) | Achievable Economic UCT Potential | 0 | 0 | 0 | 0 | 0 | 0.005073 | 0.011083 | 0.01803 | 0.025908 | 0.034717 | 0.039386 | 0.044038 | 0.048672 | 0.053291 | 0.057879 | 0.062441 | 0.066978 | 0.071493 | 0.075985 | 0.080459 | 0.084913 | 0.089352 | 0.093773 | 0.098176 | 0.10257 | 0.10257 | 0.10257 | 0.10257 | 0 | 0 | 0
F8_Industrial_Petroleum_New_Miscellaneous_Natural Gas_Strategic Energy Management_A_Achievable Economic UCT Potential | F8 | Industrial | Petroleum | New | Miscellaneous | Natural Gas | Strategic Energy Management | A | Cumulative Summer Peak Savings (MW) | Achievable Economic UCT Potential | 0 | 0 | 0 | 0 | 0 | 0 | 0 | 0 | 0 | 0 | 0 | 0 | 0 | 0 | 0 | 0 | 0 | 0 | 0 | 0 | 0 | 0 | 0 | 0 | 0 | 0 | 0 | 0 | 0 | 0 | 0
F9_Industrial_Petroleum_New_Miscellaneous_Natural Gas_Strategic Energy Management_A_Achievable Economic UCT Potential | F9 | Industrial | Petroleum | New | Miscellaneous | Natural Gas | Strategic Energy Management | A | Cumulative Winter Peak Savings (MW) | Achievable Economic UCT Potential | 0 | 0 | 0 | 0 | 0 | 0 | 0 | 0 | 0 | 0 | 0 | 0 | 0 | 0 | 0 | 0 | 0 | 0 | 0 | 0 | 0 | 0 | 0 | 0 | 0 | 0 | 0 | 0 | 0 | 0 | 0
F10_Industrial_Petroleum_New_Miscellaneous_Natural Gas_Strategic Energy Management_A_Achievable Economic UCT Potential | F10 | Industrial | Petroleum | New | Miscellaneous | Natural Gas | Strategic Energy Management | A | Purchases (Incremental) | Achievable Economic UCT Potential | 0 | 0 | 0 | 0 | 0 | 0.031554 | 0.037383 | 0.043209 | 0.049 | 0.054795 | 0.060594 | 0.06632 | 0.07203 | 0.077728 | 0.083336 | 0.088965 | 0.094541 | 0.10012 | 0.10567 | 0.11116 | 0.11667 | 0.12215 | 0.12761 | 0.13305 | 0.13848 | 0.11667 | 0.12215 | 0.12761 | 0.13305 | 0.13848 | 0.11667
F11_Industrial_Petroleum_New_Miscellaneous_Natural Gas_Strategic Energy Management_A_Achievable Economic UCT Potential | F11 | Industrial | Petroleum | New | Miscellaneous | Natural Gas | Strategic Energy Management | A | Purchases (Cumulative) | Achievable Economic UCT Potential | 0 | 0 | 0 | 0 | 0 | 0.031554 | 0.068937 | 0.11215 | 0.16115 | 0.21594 | 0.24498 | 0.27392 | 0.30274 | 0.33147 | 0.36001 | 0.38838 | 0.4166 | 0.44469 | 0.47263 | 0.50045 | 0.52816 | 0.55577 | 0.58327 | 0.61065 | 0.63797 | 0.63797 | 0.63797 | 0.63797 | 0.63797 | 0.63797 | 0.63797
F1_Industrial_Petroleum_New_Space Heating_Natural Gas_Commissioning_A_Achievable Economic UCT Potential | F1 | Industrial | Petroleum | New | Space Heating | Natural Gas | Commissioning | A | Integrated Unit Energy Savings (kWh or therms) | Achievable Economic UCT Potential | 0 | 0 | 0 | 0 | 0 | 0 | 0 | 0 | 0 | 0 | 0 | 0 | 0 | 0 | 0 | 0 | 0 | 0 | 0 | 0 | 0 | 0 | 0 | 0 | 0 | 0 | 0 | 0 | 0 | 0 | 0
F2_Industrial_Petroleum_New_Space Heating_Natural Gas_Commissioning_A_Achievable Economic UCT Potential | F2 | Industrial | Petroleum | New | Space Heating | Natural Gas | Commissioning | A | Integrated Unit Summer Peak Savings (kW) | Achievable Economic UCT Potential | 0 | 0 | 0 | 0 | 0 | 0 | 0 | 0 | 0 | 0 | 0 | 0 | 0 | 0 | 0 | 0 | 0 | 0 | 0 | 0 | 0 | 0 | 0 | 0 | 0 | 0 | 0 | 0 | 0 | 0 | 0
F3_Industrial_Petroleum_New_Space Heating_Natural Gas_Commissioning_A_Achievable Economic UCT Potential | F3 | Industrial | Petroleum | New | Space Heating | Natural Gas | Commissioning | A | Integrated Unit Winter Peak Savings (kW) | Achievable Economic UCT Potential | 0 | 0 | 0 | 0 | 0 | 0 | 0 | 0 | 0 | 0 | 0 | 0 | 0 | 0 | 0 | 0 | 0 | 0 | 0 | 0 | 0 | 0 | 0 | 0 | 0 | 0 | 0 | 0 | 0 | 0 | 0
F4_Industrial_Petroleum_New_Space Heating_Natural Gas_Commissioning_A_Achievable Economic UCT Potential | F4 | Industrial | Petroleum | New | Space Heating | Natural Gas | Commissioning | A | Incremental Energy Savings (MWh or mTherms) | Achievable Economic UCT Potential | 0 | 0 | 0 | 0 | 0 | 0 | 0 | 0 | 0 | 0 | 0 | 0 | 0 | 0 | 0 | 0 | 0 | 0 | 0 | 0 | 0 | 0 | 0 | 0 | 0 | 0 | 0 | 0 | 0 | 0 | 0
F5_Industrial_Petroleum_New_Space Heating_Natural Gas_Commissioning_A_Achievable Economic UCT Potential | F5 | Industrial | Petroleum | New | Space Heating | Natural Gas | Commissioning | A | Incremental Summer Peak Savings (MW) | Achievable Economic UCT Potential | 0 | 0 | 0 | 0 | 0 | 0 | 0 | 0 | 0 | 0 | 0 | 0 | 0 | 0 | 0 | 0 | 0 | 0 | 0 | 0 | 0 | 0 | 0 | 0 | 0 | 0 | 0 | 0 | 0 | 0 | 0
F6_Industrial_Petroleum_New_Space Heating_Natural Gas_Commissioning_A_Achievable Economic UCT Potential | F6 | Industrial | Petroleum | New | Space Heating | Natural Gas | Commissioning | A | Incremental Winter Peak Savings (MW) | Achievable Economic UCT Potential | 0 | 0 | 0 | 0 | 0 | 0 | 0 | 0 | 0 | 0 | 0 | 0 | 0 | 0 | 0 | 0 | 0 | 0 | 0 | 0 | 0 | 0 | 0 | 0 | 0 | 0 | 0 | 0 | 0 | 0 | 0
F7_Industrial_Petroleum_New_Space Heating_Natural Gas_Commissioning_A_Achievable Economic UCT Potential | F7 | Industrial | Petroleum | New | Space Heating | Natural Gas | Commissioning | A | Cumulative Energy Savings (MWh or mTherms) | Achievable Economic UCT Potential | 0 | 0 | 0 | 0 | 0 | 0 | 0 | 0 | 0 | 0 | 0 | 0 | 0 | 0 | 0 | 0 | 0 | 0 | 0 | 0 | 0 | 0 | 0 | 0 | 0 | 0 | 0 | 0 | 0 | 0 | 0
F8_Industrial_Petroleum_New_Space Heating_Natural Gas_Commissioning_A_Achievable Economic UCT Potential | F8 | Industrial | Petroleum | New | Space Heating | Natural Gas | Commissioning | A | Cumulative Summer Peak Savings (MW) | Achievable Economic UCT Potential | 0 | 0 | 0 | 0 | 0 | 0 | 0 | 0 | 0 | 0 | 0 | 0 | 0 | 0 | 0 | 0 | 0 | 0 | 0 | 0 | 0 | 0 | 0 | 0 | 0 | 0 | 0 | 0 | 0 | 0 | 0
F9_Industrial_Petroleum_New_Space Heating_Natural Gas_Commissioning_A_Achievable Economic UCT Potential | F9 | Industrial | Petroleum | New | Space Heating | Natural Gas | Commissioning | A | Cumulative Winter Peak Savings (MW) | Achievable Economic UCT Potential | 0 | 0 | 0 | 0 | 0 | 0 | 0 | 0 | 0 | 0 | 0 | 0 | 0 | 0 | 0 | 0 | 0 | 0 | 0 | 0 | 0 | 0 | 0 | 0 | 0 | 0 | 0 | 0 | 0 | 0 | 0
F10_Industrial_Petroleum_New_Space Heating_Natural Gas_Commissioning_A_Achievable Economic UCT Potential | F10 | Industrial | Petroleum | New | Space Heating | Natural Gas | Commissioning | A | Purchases (Incremental) | Achievable Economic UCT Potential | 0 | 0 | 0 | 0 | 0 | 0 | 0 | 0 | 0 | 0 | 0 | 0 | 0 | 0 | 0 | 0 | 0 | 0 | 0 | 0 | 0 | 0 | 0 | 0 | 0 | 0 | 0 | 0 | 0 | 0 | 0
F11_Industrial_Petroleum_New_Space Heating_Natural Gas_Commissioning_A_Achievable Economic UCT Potential | F11 | Industrial | Petroleum | New | Space Heating | Natural Gas | Commissioning | A | Purchases (Cumulative) | Achievable Economic UCT Potential | 0 | 0 | 0 | 0 | 0 | 0 | 0 | 0 | 0 | 0 | 0 | 0 | 0 | 0 | 0 | 0 | 0 | 0 | 0 | 0 | 0 | 0 | 0 | 0 | 0 | 0 | 0 | 0 | 0 | 0 | 0
F1_Industrial_Petroleum_New_Process_Natural Gas_Commissioning_A_Achievable Economic UCT Potential | F1 | Industrial | Petroleum | New | Process | Natural Gas | Commissioning | A | Integrated Unit Energy Savings (kWh or therms) | Achievable Economic UCT Potential | 0 | 0 | 0 | 0 | 0 | 4292.3343 | 4292.3343 | 4292.3343 | 4292.3343 | 4292.3343 | 4292.3343 | 4292.3343 | 4292.3343 | 4292.3343 | 4292.3343 | 4292.3343 | 4292.3343 | 4292.3343 | 4292.3343 | 4292.3343 | 4292.3343 | 4292.3343 | 4292.3343 | 4292.3343 | 4292.3343 | 4292.3343 | 4292.3343 | 4292.3343 | 0 | 0 | 0
F2_Industrial_Petroleum_New_Process_Natural Gas_Commissioning_A_Achievable Economic UCT Potential | F2 | Industrial | Petroleum | New | Process | Natural Gas | Commissioning | A | Integrated Unit Summer Peak Savings (kW) | Achievable Economic UCT Potential | 0 | 0 | 0 | 0 | 0 | 0 | 0 | 0 | 0 | 0 | 0 | 0 | 0 | 0 | 0 | 0 | 0 | 0 | 0 | 0 | 0 | 0 | 0 | 0 | 0 | 0 | 0 | 0 | 0 | 0 | 0
F3_Industrial_Petroleum_New_Process_Natural Gas_Commissioning_A_Achievable Economic UCT Potential | F3 | Industrial | Petroleum | New | Process | Natural Gas | Commissioning | A | Integrated Unit Winter Peak Savings (kW) | Achievable Economic UCT Potential | 0 | 0 | 0 | 0 | 0 | 0 | 0 | 0 | 0 | 0 | 0 | 0 | 0 | 0 | 0 | 0 | 0 | 0 | 0 | 0 | 0 | 0 | 0 | 0 | 0 | 0 | 0 | 0 | 0 | 0 | 0
F4_Industrial_Petroleum_New_Process_Natural Gas_Commissioning_A_Achievable Economic UCT Potential | F4 | Industrial | Petroleum | New | Process | Natural Gas | Commissioning | A | Incremental Energy Savings (MWh or mTherms) | Achievable Economic UCT Potential | 0 | 0 | 0 | 0 | 0 | 0 | 0 | 0 | 0 | 0 | 0 | 0 | 0 | 0 | 0 | 0 | 0 | 0 | 0 | 0 | 0 | 0 | 0 | 0 | 0 | 0 | 0 | 0 | 0 | 0 | 0
F5_Industrial_Petroleum_New_Process_Natural Gas_Commissioning_A_Achievable Economic UCT Potential | F5 | Industrial | Petroleum | New | Process | Natural Gas | Commissioning | A | Incremental Summer Peak Savings (MW) | Achievable Economic UCT Potential | 0 | 0 | 0 | 0 | 0 | 0 | 0 | 0 | 0 | 0 | 0 | 0 | 0 | 0 | 0 | 0 | 0 | 0 | 0 | 0 | 0 | 0 | 0 | 0 | 0 | 0 | 0 | 0 | 0 | 0 | 0
F6_Industrial_Petroleum_New_Process_Natural Gas_Commissioning_A_Achievable Economic UCT Potential | F6 | Industrial | Petroleum | New | Process | Natural Gas | Commissioning | A | Incremental Winter Peak Savings (MW) | Achievable Economic UCT Potential | 0 | 0 | 0 | 0 | 0 | 0 | 0 | 0 | 0 | 0 | 0 | 0 | 0 | 0 | 0 | 0 | 0 | 0 | 0 | 0 | 0 | 0 | 0 | 0 | 0 | 0 | 0 | 0 | 0 | 0 | 0
F7_Industrial_Petroleum_New_Process_Natural Gas_Commissioning_A_Achievable Economic UCT Potential | F7 | Industrial | Petroleum | New | Process | Natural Gas | Commissioning | A | Cumulative Energy Savings (MWh or mTherms) | Achievable Economic UCT Potential | 0 | 0 | 0 | 0 | 0 | 0 | 0 | 0 | 0 | 0 | 0 | 0 | 0 | 0 | 0 | 0 | 0 | 0 | 0 | 0 | 0 | 0 | 0 | 0 | 0 | 0 | 0 | 0 | 0 | 0 | 0
F8_Industrial_Petroleum_New_Process_Natural Gas_Commissioning_A_Achievable Economic UCT Potential | F8 | Industrial | Petroleum | New | Process | Natural Gas | Commissioning | A | Cumulative Summer Peak Savings (MW) | Achievable Economic UCT Potential | 0 | 0 | 0 | 0 | 0 | 0 | 0 | 0 | 0 | 0 | 0 | 0 | 0 | 0 | 0 | 0 | 0 | 0 | 0 | 0 | 0 | 0 | 0 | 0 | 0 | 0 | 0 | 0 | 0 | 0 | 0
F9_Industrial_Petroleum_New_Process_Natural Gas_Commissioning_A_Achievable Economic UCT Potential | F9 | Industrial | Petroleum | New | Process | Natural Gas | Commissioning | A | Cumulative Winter Peak Savings (MW) | Achievable Economic UCT Potential | 0 | 0 | 0 | 0 | 0 | 0 | 0 | 0 | 0 | 0 | 0 | 0 | 0 | 0 | 0 | 0 | 0 | 0 | 0 | 0 | 0 | 0 | 0 | 0 | 0 | 0 | 0 | 0 | 0 | 0 | 0
F10_Industrial_Petroleum_New_Process_Natural Gas_Commissioning_A_Achievable Economic UCT Potential | F10 | Industrial | Petroleum | New | Process | Natural Gas | Commissioning | A | Purchases (Incremental) | Achievable Economic UCT Potential | 0 | 0 | 0 | 0 | 0 | 0 | 0 | 0 | 0 | 0 | 0 | 0 | 0 | 0 | 0 | 0 | 0 | 0 | 0 | 0 | 0 | 0 | 0 | 0 | 0 | 0 | 0 | 0 | 0 | 0 | 0
F11_Industrial_Petroleum_New_Process_Natural Gas_Commissioning_A_Achievable Economic UCT Potential | F11 | Industrial | Petroleum | New | Process | Natural Gas | Commissioning | A | Purchases (Cumulative) | Achievable Economic UCT Potential | 0 | 0 | 0 | 0 | 0 | 0 | 0 | 0 | 0 | 0 | 0 | 0 | 0 | 0 | 0 | 0 | 0 | 0 | 0 | 0 | 0 | 0 | 0 | 0 | 0 | 0 | 0 | 0 | 0 | 0 | 0
F1_Industrial_Petroleum_New_Space Heating_Natural Gas_Retrocommissioning_A_Achievable Economic UCT Potential | F1 | Industrial | Petroleum | New | Space Heating | Natural Gas | Retrocommissioning | A | Integrated Unit Energy Savings (kWh or therms) | Achievable Economic UCT Potential | 0 | 0 | 0 | 0 | 0 | 0 | 0 | 0 | 0 | 0 | 0 | 0 | 0 | 0 | 0 | 0 | 0 | 0 | 0 | 0 | 0 | 0 | 0 | 0 | 0 | 0 | 0 | 0 | 0 | 0 | 0
F2_Industrial_Petroleum_New_Space Heating_Natural Gas_Retrocommissioning_A_Achievable Economic UCT Potential | F2 | Industrial | Petroleum | New | Space Heating | Natural Gas | Retrocommissioning | A | Integrated Unit Summer Peak Savings (kW) | Achievable Economic UCT Potential | 0 | 0 | 0 | 0 | 0 | 0 | 0 | 0 | 0 | 0 | 0 | 0 | 0 | 0 | 0 | 0 | 0 | 0 | 0 | 0 | 0 | 0 | 0 | 0 | 0 | 0 | 0 | 0 | 0 | 0 | 0
F3_Industrial_Petroleum_New_Space Heating_Natural Gas_Retrocommissioning_A_Achievable Economic UCT Potential | F3 | Industrial | Petroleum | New | Space Heating | Natural Gas | Retrocommissioning | A | Integrated Unit Winter Peak Savings (kW) | Achievable Economic UCT Potential | 0 | 0 | 0 | 0 | 0 | 0 | 0 | 0 | 0 | 0 | 0 | 0 | 0 | 0 | 0 | 0 | 0 | 0 | 0 | 0 | 0 | 0 | 0 | 0 | 0 | 0 | 0 | 0 | 0 | 0 | 0
F4_Industrial_Petroleum_New_Space Heating_Natural Gas_Retrocommissioning_A_Achievable Economic UCT Potential | F4 | Industrial | Petroleum | New | Space Heating | Natural Gas | Retrocommissioning | A | Incremental Energy Savings (MWh or mTherms) | Achievable Economic UCT Potential | 0 | 0 | 0 | 0 | 0 | 0 | 0 | 0 | 0 | 0 | 0 | 0 | 0 | 0 | 0 | 0 | 0 | 0 | 0 | 0 | 0 | 0 | 0 | 0 | 0 | 0 | 0 | 0 | 0 | 0 | 0
F5_Industrial_Petroleum_New_Space Heating_Natural Gas_Retrocommissioning_A_Achievable Economic UCT Potential | F5 | Industrial | Petroleum | New | Space Heating | Natural Gas | Retrocommissioning | A | Incremental Summer Peak Savings (MW) | Achievable Economic UCT Potential | 0 | 0 | 0 | 0 | 0 | 0 | 0 | 0 | 0 | 0 | 0 | 0 | 0 | 0 | 0 | 0 | 0 | 0 | 0 | 0 | 0 | 0 | 0 | 0 | 0 | 0 | 0 | 0 | 0 | 0 | 0
F6_Industrial_Petroleum_New_Space Heating_Natural Gas_Retrocommissioning_A_Achievable Economic UCT Potential | F6 | Industrial | Petroleum | New | Space Heating | Natural Gas | Retrocommissioning | A | Incremental Winter Peak Savings (MW) | Achievable Economic UCT Potential | 0 | 0 | 0 | 0 | 0 | 0 | 0 | 0 | 0 | 0 | 0 | 0 | 0 | 0 | 0 | 0 | 0 | 0 | 0 | 0 | 0 | 0 | 0 | 0 | 0 | 0 | 0 | 0 | 0 | 0 | 0
F7_Industrial_Petroleum_New_Space Heating_Natural Gas_Retrocommissioning_A_Achievable Economic UCT Potential | F7 | Industrial | Petroleum | New | Space Heating | Natural Gas | Retrocommissioning | A | Cumulative Energy Savings (MWh or mTherms) | Achievable Economic UCT Potential | 0 | 0 | 0 | 0 | 0 | 0 | 0 | 0 | 0 | 0 | 0 | 0 | 0 | 0 | 0 | 0 | 0 | 0 | 0 | 0 | 0 | 0 | 0 | 0 | 0 | 0 | 0 | 0 | 0 | 0 | 0
F8_Industrial_Petroleum_New_Space Heating_Natural Gas_Retrocommissioning_A_Achievable Economic UCT Potential | F8 | Industrial | Petroleum | New | Space Heating | Natural Gas | Retrocommissioning | A | Cumulative Summer Peak Savings (MW) | Achievable Economic UCT Potential | 0 | 0 | 0 | 0 | 0 | 0 | 0 | 0 | 0 | 0 | 0 | 0 | 0 | 0 | 0 | 0 | 0 | 0 | 0 | 0 | 0 | 0 | 0 | 0 | 0 | 0 | 0 | 0 | 0 | 0 | 0
F9_Industrial_Petroleum_New_Space Heating_Natural Gas_Retrocommissioning_A_Achievable Economic UCT Potential | F9 | Industrial | Petroleum | New | Space Heating | Natural Gas | Retrocommissioning | A | Cumulative Winter Peak Savings (MW) | Achievable Economic UCT Potential | 0 | 0 | 0 | 0 | 0 | 0 | 0 | 0 | 0 | 0 | 0 | 0 | 0 | 0 | 0 | 0 | 0 | 0 | 0 | 0 | 0 | 0 | 0 | 0 | 0 | 0 | 0 | 0 | 0 | 0 | 0
F10_Industrial_Petroleum_New_Space Heating_Natural Gas_Retrocommissioning_A_Achievable Economic UCT Potential | F10 | Industrial | Petroleum | New | Space Heating | Natural Gas | Retrocommissioning | A | Purchases (Incremental) | Achievable Economic UCT Potential | 0 | 0 | 0 | 0 | 0 | 0 | 0 | 0 | 0 | 0 | 0 | 0 | 0 | 0 | 0 | 0 | 0 | 0 | 0 | 0 | 0 | 0 | 0 | 0 | 0 | 0 | 0 | 0 | 0 | 0 | 0
F11_Industrial_Petroleum_New_Space Heating_Natural Gas_Retrocommissioning_A_Achievable Economic UCT Potential | F11 | Industrial | Petroleum | New | Space Heating | Natural Gas | Retrocommissioning | A | Purchases (Cumulative) | Achievable Economic UCT Potential | 0 | 0 | 0 | 0 | 0 | 0 | 0 | 0 | 0 | 0 | 0 | 0 | 0 | 0 | 0 | 0 | 0 | 0 | 0 | 0 | 0 | 0 | 0 | 0 | 0 | 0 | 0 | 0 | 0 | 0 | 0
F1_Industrial_Petroleum_New_Process_Natural Gas_Retrocommissioning_A_Achievable Economic UCT Potential | F1 | Industrial | Petroleum | New | Process | Natural Gas | Retrocommissioning | A | Integrated Unit Energy Savings (kWh or therms) | Achievable Economic UCT Potential | 0 | 0 | 0 | 0 | 0 | 0 | 0 | 0 | 0 | 0 | 0 | 0 | 0 | 0 | 0 | 0 | 0 | 0 | 0 | 0 | 0 | 0 | 0 | 0 | 0 | 0 | 0 | 0 | 0 | 0 | 0
F2_Industrial_Petroleum_New_Process_Natural Gas_Retrocommissioning_A_Achievable Economic UCT Potential | F2 | Industrial | Petroleum | New | Process | Natural Gas | Retrocommissioning | A | Integrated Unit Summer Peak Savings (kW) | Achievable Economic UCT Potential | 0 | 0 | 0 | 0 | 0 | 0 | 0 | 0 | 0 | 0 | 0 | 0 | 0 | 0 | 0 | 0 | 0 | 0 | 0 | 0 | 0 | 0 | 0 | 0 | 0 | 0 | 0 | 0 | 0 | 0 | 0
F3_Industrial_Petroleum_New_Process_Natural Gas_Retrocommissioning_A_Achievable Economic UCT Potential | F3 | Industrial | Petroleum | New | Process | Natural Gas | Retrocommissioning | A | Integrated Unit Winter Peak Savings (kW) | Achievable Economic UCT Potential | 0 | 0 | 0 | 0 | 0 | 0 | 0 | 0 | 0 | 0 | 0 | 0 | 0 | 0 | 0 | 0 | 0 | 0 | 0 | 0 | 0 | 0 | 0 | 0 | 0 | 0 | 0 | 0 | 0 | 0 | 0
F4_Industrial_Petroleum_New_Process_Natural Gas_Retrocommissioning_A_Achievable Economic UCT Potential | F4 | Industrial | Petroleum | New | Process | Natural Gas | Retrocommissioning | A | Incremental Energy Savings (MWh or mTherms) | Achievable Economic UCT Potential | 0 | 0 | 0 | 0 | 0 | 0 | 0 | 0 | 0 | 0 | 0 | 0 | 0 | 0 | 0 | 0 | 0 | 0 | 0 | 0 | 0 | 0 | 0 | 0 | 0 | 0 | 0 | 0 | 0 | 0 | 0
F5_Industrial_Petroleum_New_Process_Natural Gas_Retrocommissioning_A_Achievable Economic UCT Potential | F5 | Industrial | Petroleum | New | Process | Natural Gas | Retrocommissioning | A | Incremental Summer Peak Savings (MW) | Achievable Economic UCT Potential | 0 | 0 | 0 | 0 | 0 | 0 | 0 | 0 | 0 | 0 | 0 | 0 | 0 | 0 | 0 | 0 | 0 | 0 | 0 | 0 | 0 | 0 | 0 | 0 | 0 | 0 | 0 | 0 | 0 | 0 | 0
F6_Industrial_Petroleum_New_Process_Natural Gas_Retrocommissioning_A_Achievable Economic UCT Potential | F6 | Industrial | Petroleum | New | Process | Natural Gas | Retrocommissioning | A | Incremental Winter Peak Savings (MW) | Achievable Economic UCT Potential | 0 | 0 | 0 | 0 | 0 | 0 | 0 | 0 | 0 | 0 | 0 | 0 | 0 | 0 | 0 | 0 | 0 | 0 | 0 | 0 | 0 | 0 | 0 | 0 | 0 | 0 | 0 | 0 | 0 | 0 | 0
F7_Industrial_Petroleum_New_Process_Natural Gas_Retrocommissioning_A_Achievable Economic UCT Potential | F7 | Industrial | Petroleum | New | Process | Natural Gas | Retrocommissioning | A | Cumulative Energy Savings (MWh or mTherms) | Achievable Economic UCT Potential | 0 | 0 | 0 | 0 | 0 | 0 | 0 | 0 | 0 | 0 | 0 | 0 | 0 | 0 | 0 | 0 | 0 | 0 | 0 | 0 | 0 | 0 | 0 | 0 | 0 | 0 | 0 | 0 | 0 | 0 | 0
F8_Industrial_Petroleum_New_Process_Natural Gas_Retrocommissioning_A_Achievable Economic UCT Potential | F8 | Industrial | Petroleum | New | Process | Natural Gas | Retrocommissioning | A | Cumulative Summer Peak Savings (MW) | Achievable Economic UCT Potential | 0 | 0 | 0 | 0 | 0 | 0 | 0 | 0 | 0 | 0 | 0 | 0 | 0 | 0 | 0 | 0 | 0 | 0 | 0 | 0 | 0 | 0 | 0 | 0 | 0 | 0 | 0 | 0 | 0 | 0 | 0
F9_Industrial_Petroleum_New_Process_Natural Gas_Retrocommissioning_A_Achievable Economic UCT Potential | F9 | Industrial | Petroleum | New | Process | Natural Gas | Retrocommissioning | A | Cumulative Winter Peak Savings (MW) | Achievable Economic UCT Potential | 0 | 0 | 0 | 0 | 0 | 0 | 0 | 0 | 0 | 0 | 0 | 0 | 0 | 0 | 0 | 0 | 0 | 0 | 0 | 0 | 0 | 0 | 0 | 0 | 0 | 0 | 0 | 0 | 0 | 0 | 0
F10_Industrial_Petroleum_New_Process_Natural Gas_Retrocommissioning_A_Achievable Economic UCT Potential | F10 | Industrial | Petroleum | New | Process | Natural Gas | Retrocommissioning | A | Purchases (Incremental) | Achievable Economic UCT Potential | 0 | 0 | 0 | 0 | 0 | 0 | 0 | 0 | 0 | 0 | 0 | 0 | 0 | 0 | 0 | 0 | 0 | 0 | 0 | 0 | 0 | 0 | 0 | 0 | 0 | 0 | 0 | 0 | 0 | 0 | 0
F11_Industrial_Petroleum_New_Process_Natural Gas_Retrocommissioning_A_Achievable Economic UCT Potential | F11 | Industrial | Petroleum | New | Process | Natural Gas | Retrocommissioning | A | Purchases (Cumulative) | Achievable Economic UCT Potential | 0 | 0 | 0 | 0 | 0 | 0 | 0 | 0 | 0 | 0 | 0 | 0 | 0 | 0 | 0 | 0 | 0 | 0 | 0 | 0 | 0 | 0 | 0 | 0 | 0 | 0 | 0 | 0 | 0 | 0 | 0
F1_Industrial_Paper and Printing_Existing_Space Heating_Natural Gas_Insulation - Roof/Ceiling_A_Achievable Economic UCT Potential | F1 | Industrial | Paper and Printing | Existing | Space Heating | Natural Gas | Insulation - Roof/Ceiling | A | Integrated Unit Energy Savings (kWh or therms) | Achievable Economic UCT Potential | 0 | 0 | 0 | 0 | 0 | 0.099412 | 0.098685 | 0.097798 | 0.096821 | 0.095746 | 0.094569 | 0.093306 | 0.091962 | 0.090496 | 0.088933 | 0.087335 | 0.085754 | 0.08422 | 0.082751 | 0.081444 | 0.080223 | 0.079069 | 0.078093 | 0.077276 | 0.076535 | 0.075992 | 0.075541 | 0.07512 | 0 | 0 | 0
F2_Industrial_Paper and Printing_Existing_Space Heating_Natural Gas_Insulation - Roof/Ceiling_A_Achievable Economic UCT Potential | F2 | Industrial | Paper and Printing | Existing | Space Heating | Natural Gas | Insulation - Roof/Ceiling | A | Integrated Unit Summer Peak Savings (kW) | Achievable Economic UCT Potential | 0 | 0 | 0 | 0 | 0 | 0 | 0 | 0 | 0 | 0 | 0 | 0 | 0 | 0 | 0 | 0 | 0 | 0 | 0 | 0 | 0 | 0 | 0 | 0 | 0 | 0 | 0 | 0 | 0 | 0 | 0
F3_Industrial_Paper and Printing_Existing_Space Heating_Natural Gas_Insulation - Roof/Ceiling_A_Achievable Economic UCT Potential | F3 | Industrial | Paper and Printing | Existing | Space Heating | Natural Gas | Insulation - Roof/Ceiling | A | Integrated Unit Winter Peak Savings (kW) | Achievable Economic UCT Potential | 0 | 0 | 0 | 0 | 0 | 0 | 0 | 0 | 0 | 0 | 0 | 0 | 0 | 0 | 0 | 0 | 0 | 0 | 0 | 0 | 0 | 0 | 0 | 0 | 0 | 0 | 0 | 0 | 0 | 0 | 0
F4_Industrial_Paper and Printing_Existing_Space Heating_Natural Gas_Insulation - Roof/Ceiling_A_Achievable Economic UCT Potential | F4 | Industrial | Paper and Printing | Existing | Space Heating | Natural Gas | Insulation - Roof/Ceiling | A | Incremental Energy Savings (MWh or mTherms) | Achievable Economic UCT Potential | 0 | 0 | 0 | 0 | 0 | 0.21242 | 0.36882 | 0.56521 | 0.78382 | 0.98732 | 1.1233 | 1.1902 | 1.1707 | 1.0582 | 0.9134 | 0.73164 | 0.55883 | 0.40237 | 0.27428 | 0.18018 | 0.11247 | 0.067214 | 0.044784 | 0 | 0 | 0 | 0 | 0 | 0 | 0 | 0
F5_Industrial_Paper and Printing_Existing_Space Heating_Natural Gas_Insulation - Roof/Ceiling_A_Achievable Economic UCT Potential | F5 | Industrial | Paper and Printing | Existing | Space Heating | Natural Gas | Insulation - Roof/Ceiling | A | Incremental Summer Peak Savings (MW) | Achievable Economic UCT Potential | 0 | 0 | 0 | 0 | 0 | 0 | 0 | 0 | 0 | 0 | 0 | 0 | 0 | 0 | 0 | 0 | 0 | 0 | 0 | 0 | 0 | 0 | 0 | 0 | 0 | 0 | 0 | 0 | 0 | 0 | 0
F6_Industrial_Paper and Printing_Existing_Space Heating_Natural Gas_Insulation - Roof/Ceiling_A_Achievable Economic UCT Potential | F6 | Industrial | Paper and Printing | Existing | Space Heating | Natural Gas | Insulation - Roof/Ceiling | A | Incremental Winter Peak Savings (MW) | Achievable Economic UCT Potential | 0 | 0 | 0 | 0 | 0 | 0 | 0 | 0 | 0 | 0 | 0 | 0 | 0 | 0 | 0 | 0 | 0 | 0 | 0 | 0 | 0 | 0 | 0 | 0 | 0 | 0 | 0 | 0 | 0 | 0 | 0
F7_Industrial_Paper and Printing_Existing_Space Heating_Natural Gas_Insulation - Roof/Ceiling_A_Achievable Economic UCT Potential | F7 | Industrial | Paper and Printing | Existing | Space Heating | Natural Gas | Insulation - Roof/Ceiling | A | Cumulative Energy Savings (MWh or mTherms) | Achievable Economic UCT Potential | 0 | 0 | 0 | 0 | 0 | 0.21242 | 0.57969 | 1.1397 | 1.9121 | 2.8782 | 3.9661 | 5.1034 | 6.2006 | 7.1599 | 7.9497 | 8.5384 | 8.9427 | 9.1851 | 9.2992 | 9.3325 | 9.3051 | 9.2384 | 9.1692 | 9.0733 | 8.9862 | 8.9224 | 8.8695 | 8.8201 | 0 | 0 | 0
F8_Industrial_Paper and Printing_Existing_Space Heating_Natural Gas_Insulation - Roof/Ceiling_A_Achievable Economic UCT Potential | F8 | Industrial | Paper and Printing | Existing | Space Heating | Natural Gas | Insulation - Roof/Ceiling | A | Cumulative Summer Peak Savings (MW) | Achievable Economic UCT Potential | 0 | 0 | 0 | 0 | 0 | 0 | 0 | 0 | 0 | 0 | 0 | 0 | 0 | 0 | 0 | 0 | 0 | 0 | 0 | 0 | 0 | 0 | 0 | 0 | 0 | 0 | 0 | 0 | 0 | 0 | 0
F9_Industrial_Paper and Printing_Existing_Space Heating_Natural Gas_Insulation - Roof/Ceiling_A_Achievable Economic UCT Potential | F9 | Industrial | Paper and Printing | Existing | Space Heating | Natural Gas | Insulation - Roof/Ceiling | A | Cumulative Winter Peak Savings (MW) | Achievable Economic UCT Potential | 0 | 0 | 0 | 0 | 0 | 0 | 0 | 0 | 0 | 0 | 0 | 0 | 0 | 0 | 0 | 0 | 0 | 0 | 0 | 0 | 0 | 0 | 0 | 0 | 0 | 0 | 0 | 0 | 0 | 0 | 0
F10_Industrial_Paper and Printing_Existing_Space Heating_Natural Gas_Insulation - Roof/Ceiling_A_Achievable Economic UCT Potential | F10 | Industrial | Paper and Printing | Existing | Space Heating | Natural Gas | Insulation - Roof/Ceiling | A | Purchases (Incremental) | Achievable Economic UCT Potential | 0 | 0 | 0 | 0 | 0 | 2136.8001 | 3737.3478 | 5779.3669 | 8095.488 | 10311.8681 | 11877.7376 | 12756.455 | 12730.5539 | 11693.1706 | 10270.5886 | 8377.4725 | 6516.6575 | 4777.5802 | 3314.4752 | 2212.2676 | 1401.985 | 850.0631 | 573.4667 | 0 | 0 | 0 | 0 | 0 | 0 | 0 | 0
F11_Industrial_Paper and Printing_Existing_Space Heating_Natural Gas_Insulation - Roof/Ceiling_A_Achievable Economic UCT Potential | F11 | Industrial | Paper and Printing | Existing | Space Heating | Natural Gas | Insulation - Roof/Ceiling | A | Purchases (Cumulative) | Achievable Economic UCT Potential | 0 | 0 | 0 | 0 | 0 | 2136.8001 | 5874.1478 | 11653.5147 | 19749.0028 | 30060.8708 | 41938.6084 | 54695.0634 | 67425.6173 | 79118.7879 | 89389.3765 | 97766.849 | 104283.5066 | 109061.0868 | 112375.562 | 114587.8295 | 115989.8145 | 116839.8776 | 117413.3443 | 117413.3443 | 117413.3443 | 117413.3443 | 117413.3443 | 117413.3443 | 117413.3443 | 117413.3443 | 117413.3443
F1_Industrial_Paper and Printing_Existing_Space Heating_Natural Gas_Insulation - Wall Cavity_A_Achievable Economic UCT Potential | F1 | Industrial | Paper and Printing | Existing | Space Heating | Natural Gas | Insulation - Wall Cavity | A | Integrated Unit Energy Savings (kWh or therms) | Achievable Economic UCT Potential | 0 | 0 | 0 | 0 | 0 | 0.017834 | 0.017585 | 0.017242 | 0.016816 | 0.01631 | 0.01573 | 0.015125 | 0.014519 | 0.013901 | 0.013365 | 0.012854 | 0.012433 | 0.01206 | 0.011728 | 0.011485 | 0.011262 | 0.011064 | 0.010901 | 0.010776 | 0.010663 | 0.010578 | 0.010507 | 0.010441 | 0 | 0 | 0
F2_Industrial_Paper and Printing_Existing_Space Heating_Natural Gas_Insulation - Wall Cavity_A_Achievable Economic UCT Potential | F2 | Industrial | Paper and Printing | Existing | Space Heating | Natural Gas | Insulation - Wall Cavity | A | Integrated Unit Summer Peak Savings (kW) | Achievable Economic UCT Potential | 0 | 0 | 0 | 0 | 0 | 0 | 0 | 0 | 0 | 0 | 0 | 0 | 0 | 0 | 0 | 0 | 0 | 0 | 0 | 0 | 0 | 0 | 0 | 0 | 0 | 0 | 0 | 0 | 0 | 0 | 0
F3_Industrial_Paper and Printing_Existing_Space Heating_Natural Gas_Insulation - Wall Cavity_A_Achievable Economic UCT Potential | F3 | Industrial | Paper and Printing | Existing | Space Heating | Natural Gas | Insulation - Wall Cavity | A | Integrated Unit Winter Peak Savings (kW) | Achievable Economic UCT Potential | 0 | 0 | 0 | 0 | 0 | 0 | 0 | 0 | 0 | 0 | 0 | 0 | 0 | 0 | 0 | 0 | 0 | 0 | 0 | 0 | 0 | 0 | 0 | 0 | 0 | 0 | 0 | 0 | 0 | 0 | 0
F4_Industrial_Paper and Printing_Existing_Space Heating_Natural Gas_Insulation - Wall Cavity_A_Achievable Economic UCT Potential | F4 | Industrial | Paper and Printing | Existing | Space Heating | Natural Gas | Insulation - Wall Cavity | A | Incremental Energy Savings (MWh or mTherms) | Achievable Economic UCT Potential | 0 | 0 | 0 | 0 | 0 | 0 | 0 | 0 | 0 | 0 | 0 | 0 | 0 | 0 | 0 | 0 | 0 | 0 | 0 | 0 | 0 | 0 | 0 | 0 | 0 | 0 | 0 | 0 | 0 | 0 | 0
F5_Industrial_Paper and Printing_Existing_Space Heating_Natural Gas_Insulation - Wall Cavity_A_Achievable Economic UCT Potential | F5 | Industrial | Paper and Printing | Existing | Space Heating | Natural Gas | Insulation - Wall Cavity | A | Incremental Summer Peak Savings (MW) | Achievable Economic UCT Potential | 0 | 0 | 0 | 0 | 0 | 0 | 0 | 0 | 0 | 0 | 0 | 0 | 0 | 0 | 0 | 0 | 0 | 0 | 0 | 0 | 0 | 0 | 0 | 0 | 0 | 0 | 0 | 0 | 0 | 0 | 0
F6_Industrial_Paper and Printing_Existing_Space Heating_Natural Gas_Insulation - Wall Cavity_A_Achievable Economic UCT Potential | F6 | Industrial | Paper and Printing | Existing | Space Heating | Natural Gas | Insulation - Wall Cavity | A | Incremental Winter Peak Savings (MW) | Achievable Economic UCT Potential | 0 | 0 | 0 | 0 | 0 | 0 | 0 | 0 | 0 | 0 | 0 | 0 | 0 | 0 | 0 | 0 | 0 | 0 | 0 | 0 | 0 | 0 | 0 | 0 | 0 | 0 | 0 | 0 | 0 | 0 | 0
F7_Industrial_Paper and Printing_Existing_Space Heating_Natural Gas_Insulation - Wall Cavity_A_Achievable Economic UCT Potential | F7 | Industrial | Paper and Printing | Existing | Space Heating | Natural Gas | Insulation - Wall Cavity | A | Cumulative Energy Savings (MWh or mTherms) | Achievable Economic UCT Potential | 0 | 0 | 0 | 0 | 0 | 0 | 0 | 0 | 0 | 0 | 0 | 0 | 0 | 0 | 0 | 0 | 0 | 0 | 0 | 0 | 0 | 0 | 0 | 0 | 0 | 0 | 0 | 0 | 0 | 0 | 0
F8_Industrial_Paper and Printing_Existing_Space Heating_Natural Gas_Insulation - Wall Cavity_A_Achievable Economic UCT Potential | F8 | Industrial | Paper and Printing | Existing | Space Heating | Natural Gas | Insulation - Wall Cavity | A | Cumulative Summer Peak Savings (MW) | Achievable Economic UCT Potential | 0 | 0 | 0 | 0 | 0 | 0 | 0 | 0 | 0 | 0 | 0 | 0 | 0 | 0 | 0 | 0 | 0 | 0 | 0 | 0 | 0 | 0 | 0 | 0 | 0 | 0 | 0 | 0 | 0 | 0 | 0
F9_Industrial_Paper and Printing_Existing_Space Heating_Natural Gas_Insulation - Wall Cavity_A_Achievable Economic UCT Potential | F9 | Industrial | Paper and Printing | Existing | Space Heating | Natural Gas | Insulation - Wall Cavity | A | Cumulative Winter Peak Savings (MW) | Achievable Economic UCT Potential | 0 | 0 | 0 | 0 | 0 | 0 | 0 | 0 | 0 | 0 | 0 | 0 | 0 | 0 | 0 | 0 | 0 | 0 | 0 | 0 | 0 | 0 | 0 | 0 | 0 | 0 | 0 | 0 | 0 | 0 | 0
F10_Industrial_Paper and Printing_Existing_Space Heating_Natural Gas_Insulation - Wall Cavity_A_Achievable Economic UCT Potential | F10 | Industrial | Paper and Printing | Existing | Space Heating | Natural Gas | Insulation - Wall Cavity | A | Purchases (Incremental) | Achievable Economic UCT Potential | 0 | 0 | 0 | 0 | 0 | 0 | 0 | 0 | 0 | 0 | 0 | 0 | 0 | 0 | 0 | 0 | 0 | 0 | 0 | 0 | 0 | 0 | 0 | 0 | 0 | 0 | 0 | 0 | 0 | 0 | 0
F11_Industrial_Paper and Printing_Existing_Space Heating_Natural Gas_Insulation - Wall Cavity_A_Achievable Economic UCT Potential | F11 | Industrial | Paper and Printing | Existing | Space Heating | Natural Gas | Insulation - Wall Cavity | A | Purchases (Cumulative) | Achievable Economic UCT Potential | 0 | 0 | 0 | 0 | 0 | 0 | 0 | 0 | 0 | 0 | 0 | 0 | 0 | 0 | 0 | 0 | 0 | 0 | 0 | 0 | 0 | 0 | 0 | 0 | 0 | 0 | 0 | 0 | 0 | 0 | 0
F1_Industrial_Paper and Printing_Existing_Space Heating_Natural Gas_Insulation - Ducting_A_Achievable Economic UCT Potential | F1 | Industrial | Paper and Printing | Existing | Space Heating | Natural Gas | Insulation - Ducting | A | Integrated Unit Energy Savings (kWh or therms) | Achievable Economic UCT Potential | 0 | 0 | 0 | 0 | 0 | 0.0016217 | 0.0015923 | 0.0015527 | 0.001506 | 0.001453 | 0.0013942 | 0.0013341 | 0.0012751 | 0.0012163 | 0.0011657 | 0.0011182 | 0.0010794 | 0.0010448 | 0.001014 | 0.00099068 | 0.000969 | 0.00094982 | 0.00093279 | 0.00091915 | 0.0009066 | 0.00089662 | 0.00088795 | 0.00087984 | 0.00131 | 0.0013019 | 0.0012943
F2_Industrial_Paper and Printing_Existing_Space Heating_Natural Gas_Insulation - Ducting_A_Achievable Economic UCT Potential | F2 | Industrial | Paper and Printing | Existing | Space Heating | Natural Gas | Insulation - Ducting | A | Integrated Unit Summer Peak Savings (kW) | Achievable Economic UCT Potential | 0 | 0 | 0 | 0 | 0 | 0 | 0 | 0 | 0 | 0 | 0 | 0 | 0 | 0 | 0 | 0 | 0 | 0 | 0 | 0 | 0 | 0 | 0 | 0 | 0 | 0 | 0 | 0 | 0 | 0 | 0
F3_Industrial_Paper and Printing_Existing_Space Heating_Natural Gas_Insulation - Ducting_A_Achievable Economic UCT Potential | F3 | Industrial | Paper and Printing | Existing | Space Heating | Natural Gas | Insulation - Ducting | A | Integrated Unit Winter Peak Savings (kW) | Achievable Economic UCT Potential | 0 | 0 | 0 | 0 | 0 | 0 | 0 | 0 | 0 | 0 | 0 | 0 | 0 | 0 | 0 | 0 | 0 | 0 | 0 | 0 | 0 | 0 | 0 | 0 | 0 | 0 | 0 | 0 | 0 | 0 | 0
F4_Industrial_Paper and Printing_Existing_Space Heating_Natural Gas_Insulation - Ducting_A_Achievable Economic UCT Potential | F4 | Industrial | Paper and Printing | Existing | Space Heating | Natural Gas | Insulation - Ducting | A | Incremental Energy Savings (MWh or mTherms) | Achievable Economic UCT Potential | 0 | 0 | 0 | 0 | 0 | 0 | 0 | 0 | 0 | 0 | 0 | 0 | 0 | 0 | 0 | 0 | 0 | 0 | 0 | 0 | 0 | 0 | 0 | 0 | 0 | 0 | 0 | 0 | 0 | 0 | 0
F5_Industrial_Paper and Printing_Existing_Space Heating_Natural Gas_Insulation - Ducting_A_Achievable Economic UCT Potential | F5 | Industrial | Paper and Printing | Existing | Space Heating | Natural Gas | Insulation - Ducting | A | Incremental Summer Peak Savings (MW) | Achievable Economic UCT Potential | 0 | 0 | 0 | 0 | 0 | 0 | 0 | 0 | 0 | 0 | 0 | 0 | 0 | 0 | 0 | 0 | 0 | 0 | 0 | 0 | 0 | 0 | 0 | 0 | 0 | 0 | 0 | 0 | 0 | 0 | 0
F6_Industrial_Paper and Printing_Existing_Space Heating_Natural Gas_Insulation - Ducting_A_Achievable Economic UCT Potential | F6 | Industrial | Paper and Printing | Existing | Space Heating | Natural Gas | Insulation - Ducting | A | Incremental Winter Peak Savings (MW) | Achievable Economic UCT Potential | 0 | 0 | 0 | 0 | 0 | 0 | 0 | 0 | 0 | 0 | 0 | 0 | 0 | 0 | 0 | 0 | 0 | 0 | 0 | 0 | 0 | 0 | 0 | 0 | 0 | 0 | 0 | 0 | 0 | 0 | 0
F7_Industrial_Paper and Printing_Existing_Space Heating_Natural Gas_Insulation - Ducting_A_Achievable Economic UCT Potential | F7 | Industrial | Paper and Printing | Existing | Space Heating | Natural Gas | Insulation - Ducting | A | Cumulative Energy Savings (MWh or mTherms) | Achievable Economic UCT Potential | 0 | 0 | 0 | 0 | 0 | 0 | 0 | 0 | 0 | 0 | 0 | 0 | 0 | 0 | 0 | 0 | 0 | 0 | 0 | 0 | 0 | 0 | 0 | 0 | 0 | 0 | 0 | 0 | 0 | 0 | 0
F8_Industrial_Paper and Printing_Existing_Space Heating_Natural Gas_Insulation - Ducting_A_Achievable Economic UCT Potential | F8 | Industrial | Paper and Printing | Existing | Space Heating | Natural Gas | Insulation - Ducting | A | Cumulative Summer Peak Savings (MW) | Achievable Economic UCT Potential | 0 | 0 | 0 | 0 | 0 | 0 | 0 | 0 | 0 | 0 | 0 | 0 | 0 | 0 | 0 | 0 | 0 | 0 | 0 | 0 | 0 | 0 | 0 | 0 | 0 | 0 | 0 | 0 | 0 | 0 | 0
F9_Industrial_Paper and Printing_Existing_Space Heating_Natural Gas_Insulation - Ducting_A_Achievable Economic UCT Potential | F9 | Industrial | Paper and Printing | Existing | Space Heating | Natural Gas | Insulation - Ducting | A | Cumulative Winter Peak Savings (MW) | Achievable Economic UCT Potential | 0 | 0 | 0 | 0 | 0 | 0 | 0 | 0 | 0 | 0 | 0 | 0 | 0 | 0 | 0 | 0 | 0 | 0 | 0 | 0 | 0 | 0 | 0 | 0 | 0 | 0 | 0 | 0 | 0 | 0 | 0
F10_Industrial_Paper and Printing_Existing_Space Heating_Natural Gas_Insulation - Ducting_A_Achievable Economic UCT Potential | F10 | Industrial | Paper and Printing | Existing | Space Heating | Natural Gas | Insulation - Ducting | A | Purchases (Incremental) | Achievable Economic UCT Potential | 0 | 0 | 0 | 0 | 0 | 0 | 0 | 0 | 0 | 0 | 0 | 0 | 0 | 0 | 0 | 0 | 0 | 0 | 0 | 0 | 0 | 0 | 0 | 0 | 0 | 0 | 0 | 0 | 0 | 0 | 0
F11_Industrial_Paper and Printing_Existing_Space Heating_Natural Gas_Insulation - Ducting_A_Achievable Economic UCT Potential | F11 | Industrial | Paper and Printing | Existing | Space Heating | Natural Gas | Insulation - Ducting | A | Purchases (Cumulative) | Achievable Economic UCT Potential | 0 | 0 | 0 | 0 | 0 | 0 | 0 | 0 | 0 | 0 | 0 | 0 | 0 | 0 | 0 | 0 | 0 | 0 | 0 | 0 | 0 | 0 | 0 | 0 | 0 | 0 | 0 | 0 | 0 | 0 | 0
F1_Industrial_Paper and Printing_Existing_Space Heating_Natural Gas_HVAC - Duct Repair and Sealing_A_Achievable Economic UCT Potential | F1 | Industrial | Paper and Printing | Existing | Space Heating | Natural Gas | HVAC - Duct Repair and Sealing | A | Integrated Unit Energy Savings (kWh or therms) | Achievable Economic UCT Potential | 0 | 0 | 0 | 0 | 0 | 0.0038178 | 0.0037487 | 0.0036553 | 0.0035455 | 0.0034206 | 0.0032822 | 0.0031407 | 0.0030019 | 0.0028635 | 0.0027442 | 0.0026325 | 0.0025411 | 0.0024597 | 0.0023872 | 0.0023322 | 0.0022812 | 0.0022361 | 0.002196 | 0.0021639 | 0.0021343 | 0.0021108 | 0.0020904 | 0.0020713 | 0.0030839 | 0.0030649 | 0.0030471
F2_Industrial_Paper and Printing_Existing_Space Heating_Natural Gas_HVAC - Duct Repair and Sealing_A_Achievable Economic UCT Potential | F2 | Industrial | Paper and Printing | Existing | Space Heating | Natural Gas | HVAC - Duct Repair and Sealing | A | Integrated Unit Summer Peak Savings (kW) | Achievable Economic UCT Potential | 0 | 0 | 0 | 0 | 0 | 0 | 0 | 0 | 0 | 0 | 0 | 0 | 0 | 0 | 0 | 0 | 0 | 0 | 0 | 0 | 0 | 0 | 0 | 0 | 0 | 0 | 0 | 0 | 0 | 0 | 0
F3_Industrial_Paper and Printing_Existing_Space Heating_Natural Gas_HVAC - Duct Repair and Sealing_A_Achievable Economic UCT Potential | F3 | Industrial | Paper and Printing | Existing | Space Heating | Natural Gas | HVAC - Duct Repair and Sealing | A | Integrated Unit Winter Peak Savings (kW) | Achievable Economic UCT Potential | 0 | 0 | 0 | 0 | 0 | 0 | 0 | 0 | 0 | 0 | 0 | 0 | 0 | 0 | 0 | 0 | 0 | 0 | 0 | 0 | 0 | 0 | 0 | 0 | 0 | 0 | 0 | 0 | 0 | 0 | 0
F4_Industrial_Paper and Printing_Existing_Space Heating_Natural Gas_HVAC - Duct Repair and Sealing_A_Achievable Economic UCT Potential | F4 | Industrial | Paper and Printing | Existing | Space Heating | Natural Gas | HVAC - Duct Repair and Sealing | A | Incremental Energy Savings (MWh or mTherms) | Achievable Economic UCT Potential | 0 | 0 | 0 | 0 | 0 | 0 | 0 | 0 | 0 | 0 | 0 | 0 | 0 | 0 | 0 | 0 | 0 | 0 | 0 | 0 | 0 | 0 | 0 | 0 | 0 | 0 | 0 | 0 | 0 | 0 | 0
F5_Industrial_Paper and Printing_Existing_Space Heating_Natural Gas_HVAC - Duct Repair and Sealing_A_Achievable Economic UCT Potential | F5 | Industrial | Paper and Printing | Existing | Space Heating | Natural Gas | HVAC - Duct Repair and Sealing | A | Incremental Summer Peak Savings (MW) | Achievable Economic UCT Potential | 0 | 0 | 0 | 0 | 0 | 0 | 0 | 0 | 0 | 0 | 0 | 0 | 0 | 0 | 0 | 0 | 0 | 0 | 0 | 0 | 0 | 0 | 0 | 0 | 0 | 0 | 0 | 0 | 0 | 0 | 0
F6_Industrial_Paper and Printing_Existing_Space Heating_Natural Gas_HVAC - Duct Repair and Sealing_A_Achievable Economic UCT Potential | F6 | Industrial | Paper and Printing | Existing | Space Heating | Natural Gas | HVAC - Duct Repair and Sealing | A | Incremental Winter Peak Savings (MW) | Achievable Economic UCT Potential | 0 | 0 | 0 | 0 | 0 | 0 | 0 | 0 | 0 | 0 | 0 | 0 | 0 | 0 | 0 | 0 | 0 | 0 | 0 | 0 | 0 | 0 | 0 | 0 | 0 | 0 | 0 | 0 | 0 | 0 | 0
F7_Industrial_Paper and Printing_Existing_Space Heating_Natural Gas_HVAC - Duct Repair and Sealing_A_Achievable Economic UCT Potential | F7 | Industrial | Paper and Printing | Existing | Space Heating | Natural Gas | HVAC - Duct Repair and Sealing | A | Cumulative Energy Savings (MWh or mTherms) | Achievable Economic UCT Potential | 0 | 0 | 0 | 0 | 0 | 0 | 0 | 0 | 0 | 0 | 0 | 0 | 0 | 0 | 0 | 0 | 0 | 0 | 0 | 0 | 0 | 0 | 0 | 0 | 0 | 0 | 0 | 0 | 0 | 0 | 0
F8_Industrial_Paper and Printing_Existing_Space Heating_Natural Gas_HVAC - Duct Repair and Sealing_A_Achievable Economic UCT Potential | F8 | Industrial | Paper and Printing | Existing | Space Heating | Natural Gas | HVAC - Duct Repair and Sealing | A | Cumulative Summer Peak Savings (MW) | Achievable Economic UCT Potential | 0 | 0 | 0 | 0 | 0 | 0 | 0 | 0 | 0 | 0 | 0 | 0 | 0 | 0 | 0 | 0 | 0 | 0 | 0 | 0 | 0 | 0 | 0 | 0 | 0 | 0 | 0 | 0 | 0 | 0 | 0
F9_Industrial_Paper and Printing_Existing_Space Heating_Natural Gas_HVAC - Duct Repair and Sealing_A_Achievable Economic UCT Potential | F9 | Industrial | Paper and Printing | Existing | Space Heating | Natural Gas | HVAC - Duct Repair and Sealing | A | Cumulative Winter Peak Savings (MW) | Achievable Economic UCT Potential | 0 | 0 | 0 | 0 | 0 | 0 | 0 | 0 | 0 | 0 | 0 | 0 | 0 | 0 | 0 | 0 | 0 | 0 | 0 | 0 | 0 | 0 | 0 | 0 | 0 | 0 | 0 | 0 | 0 | 0 | 0
F10_Industrial_Paper and Printing_Existing_Space Heating_Natural Gas_HVAC - Duct Repair and Sealing_A_Achievable Economic UCT Potential | F10 | Industrial | Paper and Printing | Existing | Space Heating | Natural Gas | HVAC - Duct Repair and Sealing | A | Purchases (Incremental) | Achievable Economic UCT Potential | 0 | 0 | 0 | 0 | 0 | 0 | 0 | 0 | 0 | 0 | 0 | 0 | 0 | 0 | 0 | 0 | 0 | 0 | 0 | 0 | 0 | 0 | 0 | 0 | 0 | 0 | 0 | 0 | 0 | 0 | 0
F11_Industrial_Paper and Printing_Existing_Space Heating_Natural Gas_HVAC - Duct Repair and Sealing_A_Achievable Economic UCT Potential | F11 | Industrial | Paper and Printing | Existing | Space Heating | Natural Gas | HVAC - Duct Repair and Sealing | A | Purchases (Cumulative) | Achievable Economic UCT Potential | 0 | 0 | 0 | 0 | 0 | 0 | 0 | 0 | 0 | 0 | 0 | 0 | 0 | 0 | 0 | 0 | 0 | 0 | 0 | 0 | 0 | 0 | 0 | 0 | 0 | 0 | 0 | 0 | 0 | 0 | 0
F1_Industrial_Paper and Printing_Existing_Space Heating_Natural Gas_Windows - High Efficiency_A_Achievable Economic UCT Potential | F1 | Industrial | Paper and Printing | Existing | Space Heating | Natural Gas | Windows - High Efficiency | A | Integrated Unit Energy Savings (kWh or therms) | Achievable Economic UCT Potential | 0 | 0 | 0 | 0 | 0 | 0.00566 | 0.0055807 | 0.005472 | 0.0053368 | 0.0051763 | 0.0049921 | 0.0048001 | 0.0046077 | 0.0044116 | 0.0042416 | 0.0040793 | 0.0039459 | 0.0038273 | 0.0037221 | 0.003645 | 0.003574 | 0.0035114 | 0.0034595 | 0.0034199 | 0.003384 | 0.0033571 | 0.0033346 | 0.0033136 | 0 | 0 | 0
F2_Industrial_Paper and Printing_Existing_Space Heating_Natural Gas_Windows - High Efficiency_A_Achievable Economic UCT Potential | F2 | Industrial | Paper and Printing | Existing | Space Heating | Natural Gas | Windows - High Efficiency | A | Integrated Unit Summer Peak Savings (kW) | Achievable Economic UCT Potential | 0 | 0 | 0 | 0 | 0 | 0 | 0 | 0 | 0 | 0 | 0 | 0 | 0 | 0 | 0 | 0 | 0 | 0 | 0 | 0 | 0 | 0 | 0 | 0 | 0 | 0 | 0 | 0 | 0 | 0 | 0
F3_Industrial_Paper and Printing_Existing_Space Heating_Natural Gas_Windows - High Efficiency_A_Achievable Economic UCT Potential | F3 | Industrial | Paper and Printing | Existing | Space Heating | Natural Gas | Windows - High Efficiency | A | Integrated Unit Winter Peak Savings (kW) | Achievable Economic UCT Potential | 0 | 0 | 0 | 0 | 0 | 0 | 0 | 0 | 0 | 0 | 0 | 0 | 0 | 0 | 0 | 0 | 0 | 0 | 0 | 0 | 0 | 0 | 0 | 0 | 0 | 0 | 0 | 0 | 0 | 0 | 0
F4_Industrial_Paper and Printing_Existing_Space Heating_Natural Gas_Windows - High Efficiency_A_Achievable Economic UCT Potential | F4 | Industrial | Paper and Printing | Existing | Space Heating | Natural Gas | Windows - High Efficiency | A | Incremental Energy Savings (MWh or mTherms) | Achievable Economic UCT Potential | 0 | 0 | 0 | 0 | 0 | 0 | 0 | 0 | 0 | 0 | 0 | 0 | 0 | 0 | 0 | 0 | 0 | 0 | 0 | 0 | 0 | 0 | 0 | 0 | 0 | 0 | 0 | 0 | 0 | 0 | 0
F5_Industrial_Paper and Printing_Existing_Space Heating_Natural Gas_Windows - High Efficiency_A_Achievable Economic UCT Potential | F5 | Industrial | Paper and Printing | Existing | Space Heating | Natural Gas | Windows - High Efficiency | A | Incremental Summer Peak Savings (MW) | Achievable Economic UCT Potential | 0 | 0 | 0 | 0 | 0 | 0 | 0 | 0 | 0 | 0 | 0 | 0 | 0 | 0 | 0 | 0 | 0 | 0 | 0 | 0 | 0 | 0 | 0 | 0 | 0 | 0 | 0 | 0 | 0 | 0 | 0
F6_Industrial_Paper and Printing_Existing_Space Heating_Natural Gas_Windows - High Efficiency_A_Achievable Economic UCT Potential | F6 | Industrial | Paper and Printing | Existing | Space Heating | Natural Gas | Windows - High Efficiency | A | Incremental Winter Peak Savings (MW) | Achievable Economic UCT Potential | 0 | 0 | 0 | 0 | 0 | 0 | 0 | 0 | 0 | 0 | 0 | 0 | 0 | 0 | 0 | 0 | 0 | 0 | 0 | 0 | 0 | 0 | 0 | 0 | 0 | 0 | 0 | 0 | 0 | 0 | 0
F7_Industrial_Paper and Printing_Existing_Space Heating_Natural Gas_Windows - High Efficiency_A_Achievable Economic UCT Potential | F7 | Industrial | Paper and Printing | Existing | Space Heating | Natural Gas | Windows - High Efficiency | A | Cumulative Energy Savings (MWh or mTherms) | Achievable Economic UCT Potential | 0 | 0 | 0 | 0 | 0 | 0 | 0 | 0 | 0 | 0 | 0 | 0 | 0 | 0 | 0 | 0 | 0 | 0 | 0 | 0 | 0 | 0 | 0 | 0 | 0 | 0 | 0 | 0 | 0 | 0 | 0
F8_Industrial_Paper and Printing_Existing_Space Heating_Natural Gas_Windows - High Efficiency_A_Achievable Economic UCT Potential | F8 | Industrial | Paper and Printing | Existing | Space Heating | Natural Gas | Windows - High Efficiency | A | Cumulative Summer Peak Savings (MW) | Achievable Economic UCT Potential | 0 | 0 | 0 | 0 | 0 | 0 | 0 | 0 | 0 | 0 | 0 | 0 | 0 | 0 | 0 | 0 | 0 | 0 | 0 | 0 | 0 | 0 | 0 | 0 | 0 | 0 | 0 | 0 | 0 | 0 | 0
F9_Industrial_Paper and Printing_Existing_Space Heating_Natural Gas_Windows - High Efficiency_A_Achievable Economic UCT Potential | F9 | Industrial | Paper and Printing | Existing | Space Heating | Natural Gas | Windows - High Efficiency | A | Cumulative Winter Peak Savings (MW) | Achievable Economic UCT Potential | 0 | 0 | 0 | 0 | 0 | 0 | 0 | 0 | 0 | 0 | 0 | 0 | 0 | 0 | 0 | 0 | 0 | 0 | 0 | 0 | 0 | 0 | 0 | 0 | 0 | 0 | 0 | 0 | 0 | 0 | 0
F10_Industrial_Paper and Printing_Existing_Space Heating_Natural Gas_Windows - High Efficiency_A_Achievable Economic UCT Potential | F10 | Industrial | Paper and Printing | Existing | Space Heating | Natural Gas | Windows - High Efficiency | A | Purchases (Incremental) | Achievable Economic UCT Potential | 0 | 0 | 0 | 0 | 0 | 0 | 0 | 0 | 0 | 0 | 0 | 0 | 0 | 0 | 0 | 0 | 0 | 0 | 0 | 0 | 0 | 0 | 0 | 0 | 0 | 0 | 0 | 0 | 0 | 0 | 0
F11_Industrial_Paper and Printing_Existing_Space Heating_Natural Gas_Windows - High Efficiency_A_Achievable Economic UCT Potential | F11 | Industrial | Paper and Printing | Existing | Space Heating | Natural Gas | Windows - High Efficiency | A | Purchases (Cumulative) | Achievable Economic UCT Potential | 0 | 0 | 0 | 0 | 0 | 0 | 0 | 0 | 0 | 0 | 0 | 0 | 0 | 0 | 0 | 0 | 0 | 0 | 0 | 0 | 0 | 0 | 0 | 0 | 0 | 0 | 0 | 0 | 0 | 0 | 0
F1_Industrial_Paper and Printing_Existing_Space Heating_Natural Gas_Gas Boiler - Maintenance_A_Achievable Economic UCT Potential | F1 | Industrial | Paper and Printing | Existing | Space Heating | Natural Gas | Gas Boiler - Maintenance | A | Integrated Unit Energy Savings (kWh or therms) | Achievable Economic UCT Potential | 0 | 0 | 0 | 0 | 0 | 99.8404 | 99.1054 | 98.3487 | 97.5581 | 96.734 | 95.8923 | 95.0278 | 94.1386 | 93.21 | 92.2005 | 91.2215 | 90.237 | 89.2682 | 88.3137 | 87.3979 | 86.5174 | 85.6134 | 84.7898 | 84.0648 | 83.3565 | 82.713 | 82.1616 | 81.6535 | 86.2691 | 85.9148 | 85.5913
F2_Industrial_Paper and Printing_Existing_Space Heating_Natural Gas_Gas Boiler - Maintenance_A_Achievable Economic UCT Potential | F2 | Industrial | Paper and Printing | Existing | Space Heating | Natural Gas | Gas Boiler - Maintenance | A | Integrated Unit Summer Peak Savings (kW) | Achievable Economic UCT Potential | 0 | 0 | 0 | 0 | 0 | 0 | 0 | 0 | 0 | 0 | 0 | 0 | 0 | 0 | 0 | 0 | 0 | 0 | 0 | 0 | 0 | 0 | 0 | 0 | 0 | 0 | 0 | 0 | 0 | 0 | 0
F3_Industrial_Paper and Printing_Existing_Space Heating_Natural Gas_Gas Boiler - Maintenance_A_Achievable Economic UCT Potential | F3 | Industrial | Paper and Printing | Existing | Space Heating | Natural Gas | Gas Boiler - Maintenance | A | Integrated Unit Winter Peak Savings (kW) | Achievable Economic UCT Potential | 0 | 0 | 0 | 0 | 0 | 0 | 0 | 0 | 0 | 0 | 0 | 0 | 0 | 0 | 0 | 0 | 0 | 0 | 0 | 0 | 0 | 0 | 0 | 0 | 0 | 0 | 0 | 0 | 0 | 0 | 0
F4_Industrial_Paper and Printing_Existing_Space Heating_Natural Gas_Gas Boiler - Maintenance_A_Achievable Economic UCT Potential | F4 | Industrial | Paper and Printing | Existing | Space Heating | Natural Gas | Gas Boiler - Maintenance | A | Incremental Energy Savings (MWh or mTherms) | Achievable Economic UCT Potential | 0 | 0 | 0 | 0 | 0 | 0.0023348 | 0.0016235 | 0.0011088 | 0.00085703 | 0.00074516 | 0.00063109 | 0.0005343 | 0.00044878 | 0.00036895 | 0.00030726 | 0.00025124 | 0.00019358 | 0.00014839 | 0.00011331 | 8.7436e-05 | 7.9148e-05 | 6.1056e-05 | 5.1881e-05 | 4.2994e-05 | 3.4325e-05 | 0 | 0 | 0 | 0 | 0 | 0
F5_Industrial_Paper and Printing_Existing_Space Heating_Natural Gas_Gas Boiler - Maintenance_A_Achievable Economic UCT Potential | F5 | Industrial | Paper and Printing | Existing | Space Heating | Natural Gas | Gas Boiler - Maintenance | A | Incremental Summer Peak Savings (MW) | Achievable Economic UCT Potential | 0 | 0 | 0 | 0 | 0 | 0 | 0 | 0 | 0 | 0 | 0 | 0 | 0 | 0 | 0 | 0 | 0 | 0 | 0 | 0 | 0 | 0 | 0 | 0 | 0 | 0 | 0 | 0 | 0 | 0 | 0
F6_Industrial_Paper and Printing_Existing_Space Heating_Natural Gas_Gas Boiler - Maintenance_A_Achievable Economic UCT Potential | F6 | Industrial | Paper and Printing | Existing | Space Heating | Natural Gas | Gas Boiler - Maintenance | A | Incremental Winter Peak Savings (MW) | Achievable Economic UCT Potential | 0 | 0 | 0 | 0 | 0 | 0 | 0 | 0 | 0 | 0 | 0 | 0 | 0 | 0 | 0 | 0 | 0 | 0 | 0 | 0 | 0 | 0 | 0 | 0 | 0 | 0 | 0 | 0 | 0 | 0 | 0
F7_Industrial_Paper and Printing_Existing_Space Heating_Natural Gas_Gas Boiler - Maintenance_A_Achievable Economic UCT Potential | F7 | Industrial | Paper and Printing | Existing | Space Heating | Natural Gas | Gas Boiler - Maintenance | A | Cumulative Energy Savings (MWh or mTherms) | Achievable Economic UCT Potential | 0 | 0 | 0 | 0 | 0 | 0.0023348 | 0.0039411 | 0.0050198 | 0.0058365 | 0.0065323 | 0.0071066 | 0.0075768 | 0.0079547 | 0.0082452 | 0.0084631 | 0.0086245 | 0.008725 | 0.0087797 | 0.0087992 | 0.0087954 | 0.0087859 | 0.0087552 | 0.0087228 | 0.0086912 | 0.0086523 | 0.0085855 | 0.0085283 | 0.0084755 | 0 | 0 | 0
F8_Industrial_Paper and Printing_Existing_Space Heating_Natural Gas_Gas Boiler - Maintenance_A_Achievable Economic UCT Potential | F8 | Industrial | Paper and Printing | Existing | Space Heating | Natural Gas | Gas Boiler - Maintenance | A | Cumulative Summer Peak Savings (MW) | Achievable Economic UCT Potential | 0 | 0 | 0 | 0 | 0 | 0 | 0 | 0 | 0 | 0 | 0 | 0 | 0 | 0 | 0 | 0 | 0 | 0 | 0 | 0 | 0 | 0 | 0 | 0 | 0 | 0 | 0 | 0 | 0 | 0 | 0
F9_Industrial_Paper and Printing_Existing_Space Heating_Natural Gas_Gas Boiler - Maintenance_A_Achievable Economic UCT Potential | F9 | Industrial | Paper and Printing | Existing | Space Heating | Natural Gas | Gas Boiler - Maintenance | A | Cumulative Winter Peak Savings (MW) | Achievable Economic UCT Potential | 0 | 0 | 0 | 0 | 0 | 0 | 0 | 0 | 0 | 0 | 0 | 0 | 0 | 0 | 0 | 0 | 0 | 0 | 0 | 0 | 0 | 0 | 0 | 0 | 0 | 0 | 0 | 0 | 0 | 0 | 0
F10_Industrial_Paper and Printing_Existing_Space Heating_Natural Gas_Gas Boiler - Maintenance_A_Achievable Economic UCT Potential | F10 | Industrial | Paper and Printing | Existing | Space Heating | Natural Gas | Gas Boiler - Maintenance | A | Purchases (Incremental) | Achievable Economic UCT Potential | 0 | 0 | 0 | 0 | 0 | 0.023385 | 0.016382 | 0.011274 | 0.0087848 | 0.0077032 | 0.0065812 | 0.0056226 | 0.0047672 | 0.0039583 | 0.0033325 | 0.0027542 | 0.0021453 | 0.0016623 | 0.0012831 | 0.0010004 | 0.00091482 | 0.00071316 | 0.00061187 | 0.00051144 | 0.00041178 | 0 | 0 | 0 | 0 | 0 | 0
F11_Industrial_Paper and Printing_Existing_Space Heating_Natural Gas_Gas Boiler - Maintenance_A_Achievable Economic UCT Potential | F11 | Industrial | Paper and Printing | Existing | Space Heating | Natural Gas | Gas Boiler - Maintenance | A | Purchases (Cumulative) | Achievable Economic UCT Potential | 0 | 0 | 0 | 0 | 0 | 0.023385 | 0.039767 | 0.051041 | 0.059826 | 0.067529 | 0.07411 | 0.079733 | 0.0845 | 0.088458 | 0.091791 | 0.094545 | 0.09669 | 0.098352 | 0.099635 | 0.10064 | 0.10155 | 0.10226 | 0.10288 | 0.10339 | 0.1038 | 0.1038 | 0.1038 | 0.1038 | 0.1038 | 0.1038 | 0.1038
F1_Industrial_Paper and Printing_Existing_Process_Natural Gas_Gas Boiler - Maintenance_A_Achievable Economic UCT Potential | F1 | Industrial | Paper and Printing | Existing | Process | Natural Gas | Gas Boiler - Maintenance | A | Integrated Unit Energy Savings (kWh or therms) | Achievable Economic UCT Potential | 0 | 0 | 0 | 0 | 0 | 55.8015 | 55.8015 | 55.8015 | 55.8015 | 55.8015 | 55.8015 | 55.8015 | 55.8015 | 55.8015 | 55.8015 | 55.8015 | 55.8015 | 55.8015 | 55.8015 | 55.8015 | 55.8015 | 55.8015 | 55.8015 | 55.8015 | 55.8015 | 55.8015 | 55.8015 | 55.8015 | 55.8015 | 55.8015 | 55.8015
F2_Industrial_Paper and Printing_Existing_Process_Natural Gas_Gas Boiler - Maintenance_A_Achievable Economic UCT Potential | F2 | Industrial | Paper and Printing | Existing | Process | Natural Gas | Gas Boiler - Maintenance | A | Integrated Unit Summer Peak Savings (kW) | Achievable Economic UCT Potential | 0 | 0 | 0 | 0 | 0 | 0 | 0 | 0 | 0 | 0 | 0 | 0 | 0 | 0 | 0 | 0 | 0 | 0 | 0 | 0 | 0 | 0 | 0 | 0 | 0 | 0 | 0 | 0 | 0 | 0 | 0
F3_Industrial_Paper and Printing_Existing_Process_Natural Gas_Gas Boiler - Maintenance_A_Achievable Economic UCT Potential | F3 | Industrial | Paper and Printing | Existing | Process | Natural Gas | Gas Boiler - Maintenance | A | Integrated Unit Winter Peak Savings (kW) | Achievable Economic UCT Potential | 0 | 0 | 0 | 0 | 0 | 0 | 0 | 0 | 0 | 0 | 0 | 0 | 0 | 0 | 0 | 0 | 0 | 0 | 0 | 0 | 0 | 0 | 0 | 0 | 0 | 0 | 0 | 0 | 0 | 0 | 0
F4_Industrial_Paper and Printing_Existing_Process_Natural Gas_Gas Boiler - Maintenance_A_Achievable Economic UCT Potential | F4 | Industrial | Paper and Printing | Existing | Process | Natural Gas | Gas Boiler - Maintenance | A | Incremental Energy Savings (MWh or mTherms) | Achievable Economic UCT Potential | 0 | 0 | 0 | 0 | 0 | 0.05207 | 0.036477 | 0.025103 | 0.019561 | 0.017152 | 0.014654 | 0.012519 | 0.010615 | 0.0088136 | 0.0074203 | 0.0061327 | 0.0047767 | 0.0037014 | 0.0028569 | 0.0022276 | 0.002037 | 0.001588 | 0.0013624 | 0.0011388 | 0.00091689 | 0 | 0 | 0 | 0 | 0 | 0
F5_Industrial_Paper and Printing_Existing_Process_Natural Gas_Gas Boiler - Maintenance_A_Achievable Economic UCT Potential | F5 | Industrial | Paper and Printing | Existing | Process | Natural Gas | Gas Boiler - Maintenance | A | Incremental Summer Peak Savings (MW) | Achievable Economic UCT Potential | 0 | 0 | 0 | 0 | 0 | 0 | 0 | 0 | 0 | 0 | 0 | 0 | 0 | 0 | 0 | 0 | 0 | 0 | 0 | 0 | 0 | 0 | 0 | 0 | 0 | 0 | 0 | 0 | 0 | 0 | 0
F6_Industrial_Paper and Printing_Existing_Process_Natural Gas_Gas Boiler - Maintenance_A_Achievable Economic UCT Potential | F6 | Industrial | Paper and Printing | Existing | Process | Natural Gas | Gas Boiler - Maintenance | A | Incremental Winter Peak Savings (MW) | Achievable Economic UCT Potential | 0 | 0 | 0 | 0 | 0 | 0 | 0 | 0 | 0 | 0 | 0 | 0 | 0 | 0 | 0 | 0 | 0 | 0 | 0 | 0 | 0 | 0 | 0 | 0 | 0 | 0 | 0 | 0 | 0 | 0 | 0
F7_Industrial_Paper and Printing_Existing_Process_Natural Gas_Gas Boiler - Maintenance_A_Achievable Economic UCT Potential | F7 | Industrial | Paper and Printing | Existing | Process | Natural Gas | Gas Boiler - Maintenance | A | Cumulative Energy Savings (MWh or mTherms) | Achievable Economic UCT Potential | 0 | 0 | 0 | 0 | 0 | 0.05207 | 0.088547 | 0.11365 | 0.13321 | 0.15036 | 0.16502 | 0.17754 | 0.18815 | 0.19696 | 0.20438 | 0.21052 | 0.21529 | 0.219 | 0.22185 | 0.22408 | 0.22612 | 0.2277 | 0.22907 | 0.23021 | 0.23112 | 0.23112 | 0.23112 | 0.23112 | 0 | 0 | 0
F8_Industrial_Paper and Printing_Existing_Process_Natural Gas_Gas Boiler - Maintenance_A_Achievable Economic UCT Potential | F8 | Industrial | Paper and Printing | Existing | Process | Natural Gas | Gas Boiler - Maintenance | A | Cumulative Summer Peak Savings (MW) | Achievable Economic UCT Potential | 0 | 0 | 0 | 0 | 0 | 0 | 0 | 0 | 0 | 0 | 0 | 0 | 0 | 0 | 0 | 0 | 0 | 0 | 0 | 0 | 0 | 0 | 0 | 0 | 0 | 0 | 0 | 0 | 0 | 0 | 0
F9_Industrial_Paper and Printing_Existing_Process_Natural Gas_Gas Boiler - Maintenance_A_Achievable Economic UCT Potential | F9 | Industrial | Paper and Printing | Existing | Process | Natural Gas | Gas Boiler - Maintenance | A | Cumulative Winter Peak Savings (MW) | Achievable Economic UCT Potential | 0 | 0 | 0 | 0 | 0 | 0 | 0 | 0 | 0 | 0 | 0 | 0 | 0 | 0 | 0 | 0 | 0 | 0 | 0 | 0 | 0 | 0 | 0 | 0 | 0 | 0 | 0 | 0 | 0 | 0 | 0
F10_Industrial_Paper and Printing_Existing_Process_Natural Gas_Gas Boiler - Maintenance_A_Achievable Economic UCT Potential | F10 | Industrial | Paper and Printing | Existing | Process | Natural Gas | Gas Boiler - Maintenance | A | Purchases (Incremental) | Achievable Economic UCT Potential | 0 | 0 | 0 | 0 | 0 | 0.93313 | 0.65369 | 0.44986 | 0.35054 | 0.30738 | 0.26261 | 0.22436 | 0.19023 | 0.15795 | 0.13298 | 0.1099 | 0.085602 | 0.066332 | 0.051198 | 0.03992 | 0.036504 | 0.028457 | 0.024416 | 0.020408 | 0.016431 | 0 | 0 | 0 | 0 | 0 | 0
F11_Industrial_Paper and Printing_Existing_Process_Natural Gas_Gas Boiler - Maintenance_A_Achievable Economic UCT Potential | F11 | Industrial | Paper and Printing | Existing | Process | Natural Gas | Gas Boiler - Maintenance | A | Purchases (Cumulative) | Achievable Economic UCT Potential | 0 | 0 | 0 | 0 | 0 | 0.93313 | 1.5868 | 2.0367 | 2.3872 | 2.6946 | 2.9572 | 3.1816 | 3.3718 | 3.5297 | 3.6627 | 3.7726 | 3.8582 | 3.9245 | 3.9757 | 4.0157 | 4.0522 | 4.0806 | 4.105 | 4.1254 | 4.1419 | 4.1419 | 4.1419 | 4.1419 | 4.1419 | 4.1419 | 4.1419
F1_Industrial_Paper and Printing_Existing_Space Heating_Natural Gas_Gas Furnace - Maintenance_A_Achievable Economic UCT Potential | F1 | Industrial | Paper and Printing | Existing | Space Heating | Natural Gas | Gas Furnace - Maintenance | A | Integrated Unit Energy Savings (kWh or therms) | Achievable Economic UCT Potential | 0 | 0 | 0 | 0 | 0 | 0.0091421 | 0.0089767 | 0.008753 | 0.0084903 | 0.0081914 | 0.0078603 | 0.0075218 | 0.0071898 | 0.0068589 | 0.0065735 | 0.0063064 | 0.0060877 | 0.0058928 | 0.0057194 | 0.0055879 | 0.0054658 | 0.0053577 | 0.0052616 | 0.0051848 | 0.0051139 | 0.0050577 | 0.0050088 | 0.0049631 | 0.0073847 | 0.0073392 | 0.0072965
F2_Industrial_Paper and Printing_Existing_Space Heating_Natural Gas_Gas Furnace - Maintenance_A_Achievable Economic UCT Potential | F2 | Industrial | Paper and Printing | Existing | Space Heating | Natural Gas | Gas Furnace - Maintenance | A | Integrated Unit Summer Peak Savings (kW) | Achievable Economic UCT Potential | 0 | 0 | 0 | 0 | 0 | 0 | 0 | 0 | 0 | 0 | 0 | 0 | 0 | 0 | 0 | 0 | 0 | 0 | 0 | 0 | 0 | 0 | 0 | 0 | 0 | 0 | 0 | 0 | 0 | 0 | 0
F3_Industrial_Paper and Printing_Existing_Space Heating_Natural Gas_Gas Furnace - Maintenance_A_Achievable Economic UCT Potential | F3 | Industrial | Paper and Printing | Existing | Space Heating | Natural Gas | Gas Furnace - Maintenance | A | Integrated Unit Winter Peak Savings (kW) | Achievable Economic UCT Potential | 0 | 0 | 0 | 0 | 0 | 0 | 0 | 0 | 0 | 0 | 0 | 0 | 0 | 0 | 0 | 0 | 0 | 0 | 0 | 0 | 0 | 0 | 0 | 0 | 0 | 0 | 0 | 0 | 0 | 0 | 0
F4_Industrial_Paper and Printing_Existing_Space Heating_Natural Gas_Gas Furnace - Maintenance_A_Achievable Economic UCT Potential | F4 | Industrial | Paper and Printing | Existing | Space Heating | Natural Gas | Gas Furnace - Maintenance | A | Incremental Energy Savings (MWh or mTherms) | Achievable Economic UCT Potential | 0 | 0 | 0 | 0 | 0 | 0 | 0 | 0 | 0 | 0 | 0 | 0 | 0 | 0 | 0 | 0 | 0 | 0 | 0 | 0 | 0 | 0 | 0 | 0 | 0 | 0 | 0 | 0 | 0 | 0 | 0
F5_Industrial_Paper and Printing_Existing_Space Heating_Natural Gas_Gas Furnace - Maintenance_A_Achievable Economic UCT Potential | F5 | Industrial | Paper and Printing | Existing | Space Heating | Natural Gas | Gas Furnace - Maintenance | A | Incremental Summer Peak Savings (MW) | Achievable Economic UCT Potential | 0 | 0 | 0 | 0 | 0 | 0 | 0 | 0 | 0 | 0 | 0 | 0 | 0 | 0 | 0 | 0 | 0 | 0 | 0 | 0 | 0 | 0 | 0 | 0 | 0 | 0 | 0 | 0 | 0 | 0 | 0
F6_Industrial_Paper and Printing_Existing_Space Heating_Natural Gas_Gas Furnace - Maintenance_A_Achievable Economic UCT Potential | F6 | Industrial | Paper and Printing | Existing | Space Heating | Natural Gas | Gas Furnace - Maintenance | A | Incremental Winter Peak Savings (MW) | Achievable Economic UCT Potential | 0 | 0 | 0 | 0 | 0 | 0 | 0 | 0 | 0 | 0 | 0 | 0 | 0 | 0 | 0 | 0 | 0 | 0 | 0 | 0 | 0 | 0 | 0 | 0 | 0 | 0 | 0 | 0 | 0 | 0 | 0
F7_Industrial_Paper and Printing_Existing_Space Heating_Natural Gas_Gas Furnace - Maintenance_A_Achievable Economic UCT Potential | F7 | Industrial | Paper and Printing | Existing | Space Heating | Natural Gas | Gas Furnace - Maintenance | A | Cumulative Energy Savings (MWh or mTherms) | Achievable Economic UCT Potential | 0 | 0 | 0 | 0 | 0 | 0 | 0 | 0 | 0 | 0 | 0 | 0 | 0 | 0 | 0 | 0 | 0 | 0 | 0 | 0 | 0 | 0 | 0 | 0 | 0 | 0 | 0 | 0 | 0 | 0 | 0
F8_Industrial_Paper and Printing_Existing_Space Heating_Natural Gas_Gas Furnace - Maintenance_A_Achievable Economic UCT Potential | F8 | Industrial | Paper and Printing | Existing | Space Heating | Natural Gas | Gas Furnace - Maintenance | A | Cumulative Summer Peak Savings (MW) | Achievable Economic UCT Potential | 0 | 0 | 0 | 0 | 0 | 0 | 0 | 0 | 0 | 0 | 0 | 0 | 0 | 0 | 0 | 0 | 0 | 0 | 0 | 0 | 0 | 0 | 0 | 0 | 0 | 0 | 0 | 0 | 0 | 0 | 0
F9_Industrial_Paper and Printing_Existing_Space Heating_Natural Gas_Gas Furnace - Maintenance_A_Achievable Economic UCT Potential | F9 | Industrial | Paper and Printing | Existing | Space Heating | Natural Gas | Gas Furnace - Maintenance | A | Cumulative Winter Peak Savings (MW) | Achievable Economic UCT Potential | 0 | 0 | 0 | 0 | 0 | 0 | 0 | 0 | 0 | 0 | 0 | 0 | 0 | 0 | 0 | 0 | 0 | 0 | 0 | 0 | 0 | 0 | 0 | 0 | 0 | 0 | 0 | 0 | 0 | 0 | 0
F10_Industrial_Paper and Printing_Existing_Space Heating_Natural Gas_Gas Furnace - Maintenance_A_Achievable Economic UCT Potential | F10 | Industrial | Paper and Printing | Existing | Space Heating | Natural Gas | Gas Furnace - Maintenance | A | Purchases (Incremental) | Achievable Economic UCT Potential | 0 | 0 | 0 | 0 | 0 | 0 | 0 | 0 | 0 | 0 | 0 | 0 | 0 | 0 | 0 | 0 | 0 | 0 | 0 | 0 | 0 | 0 | 0 | 0 | 0 | 0 | 0 | 0 | 0 | 0 | 0
F11_Industrial_Paper and Printing_Existing_Space Heating_Natural Gas_Gas Furnace - Maintenance_A_Achievable Economic UCT Potential | F11 | Industrial | Paper and Printing | Existing | Space Heating | Natural Gas | Gas Furnace - Maintenance | A | Purchases (Cumulative) | Achievable Economic UCT Potential | 0 | 0 | 0 | 0 | 0 | 0 | 0 | 0 | 0 | 0 | 0 | 0 | 0 | 0 | 0 | 0 | 0 | 0 | 0 | 0 | 0 | 0 | 0 | 0 | 0 | 0 | 0 | 0 | 0 | 0 | 0
F1_Industrial_Paper and Printing_Existing_Space Heating_Natural Gas_Gas Boiler - Hot Water Reset_A_Achievable Economic UCT Potential | F1 | Industrial | Paper and Printing | Existing | Space Heating | Natural Gas | Gas Boiler - Hot Water Reset | A | Integrated Unit Energy Savings (kWh or therms) | Achievable Economic UCT Potential | 0 | 0 | 0 | 0 | 0 | 362.9608 | 360.1987 | 357.3615 | 354.405 | 351.3291 | 348.1887 | 344.9765 | 341.6803 | 338.2374 | 334.5178 | 330.903 | 327.2785 | 323.7094 | 320.1908 | 316.8239 | 313.5815 | 310.2579 | 307.2266 | 304.5538 | 301.9423 | 299.6084 | 297.6085 | 295.7653 | 313.7059 | 312.4173 | 311.2412
F2_Industrial_Paper and Printing_Existing_Space Heating_Natural Gas_Gas Boiler - Hot Water Reset_A_Achievable Economic UCT Potential | F2 | Industrial | Paper and Printing | Existing | Space Heating | Natural Gas | Gas Boiler - Hot Water Reset | A | Integrated Unit Summer Peak Savings (kW) | Achievable Economic UCT Potential | 0 | 0 | 0 | 0 | 0 | 0 | 0 | 0 | 0 | 0 | 0 | 0 | 0 | 0 | 0 | 0 | 0 | 0 | 0 | 0 | 0 | 0 | 0 | 0 | 0 | 0 | 0 | 0 | 0 | 0 | 0
F3_Industrial_Paper and Printing_Existing_Space Heating_Natural Gas_Gas Boiler - Hot Water Reset_A_Achievable Economic UCT Potential | F3 | Industrial | Paper and Printing | Existing | Space Heating | Natural Gas | Gas Boiler - Hot Water Reset | A | Integrated Unit Winter Peak Savings (kW) | Achievable Economic UCT Potential | 0 | 0 | 0 | 0 | 0 | 0 | 0 | 0 | 0 | 0 | 0 | 0 | 0 | 0 | 0 | 0 | 0 | 0 | 0 | 0 | 0 | 0 | 0 | 0 | 0 | 0 | 0 | 0 | 0 | 0 | 0
F4_Industrial_Paper and Printing_Existing_Space Heating_Natural Gas_Gas Boiler - Hot Water Reset_A_Achievable Economic UCT Potential | F4 | Industrial | Paper and Printing | Existing | Space Heating | Natural Gas | Gas Boiler - Hot Water Reset | A | Incremental Energy Savings (MWh or mTherms) | Achievable Economic UCT Potential | 0 | 0 | 0 | 0 | 0 | 0.004125 | 0.0050235 | 0.0060629 | 0.0069836 | 0.0079031 | 0.0090408 | 0.0097996 | 0.0098952 | 0.0090844 | 0.0077525 | 0.0058778 | 0.0038479 | 0.0021988 | 0.0010378 | 0.00043498 | 0.00015591 | 4.7995e-05 | 1.0321e-05 | 1.676e-06 | 1.9882e-07 | 0 | 0 | 0 | 0 | 0 | 0
F5_Industrial_Paper and Printing_Existing_Space Heating_Natural Gas_Gas Boiler - Hot Water Reset_A_Achievable Economic UCT Potential | F5 | Industrial | Paper and Printing | Existing | Space Heating | Natural Gas | Gas Boiler - Hot Water Reset | A | Incremental Summer Peak Savings (MW) | Achievable Economic UCT Potential | 0 | 0 | 0 | 0 | 0 | 0 | 0 | 0 | 0 | 0 | 0 | 0 | 0 | 0 | 0 | 0 | 0 | 0 | 0 | 0 | 0 | 0 | 0 | 0 | 0 | 0 | 0 | 0 | 0 | 0 | 0
F6_Industrial_Paper and Printing_Existing_Space Heating_Natural Gas_Gas Boiler - Hot Water Reset_A_Achievable Economic UCT Potential | F6 | Industrial | Paper and Printing | Existing | Space Heating | Natural Gas | Gas Boiler - Hot Water Reset | A | Incremental Winter Peak Savings (MW) | Achievable Economic UCT Potential | 0 | 0 | 0 | 0 | 0 | 0 | 0 | 0 | 0 | 0 | 0 | 0 | 0 | 0 | 0 | 0 | 0 | 0 | 0 | 0 | 0 | 0 | 0 | 0 | 0 | 0 | 0 | 0 | 0 | 0 | 0
F7_Industrial_Paper and Printing_Existing_Space Heating_Natural Gas_Gas Boiler - Hot Water Reset_A_Achievable Economic UCT Potential | F7 | Industrial | Paper and Printing | Existing | Space Heating | Natural Gas | Gas Boiler - Hot Water Reset | A | Cumulative Energy Savings (MWh or mTherms) | Achievable Economic UCT Potential | 0 | 0 | 0 | 0 | 0 | 0.004125 | 0.0091171 | 0.015108 | 0.021967 | 0.029679 | 0.038455 | 0.0479 | 0.057337 | 0.065844 | 0.072872 | 0.077962 | 0.080956 | 0.082272 | 0.082416 | 0.081984 | 0.081301 | 0.080487 | 0.079711 | 0.07902 | 0.078342 | 0.077737 | 0.077218 | 0.07674 | 0 | 0 | 0
F8_Industrial_Paper and Printing_Existing_Space Heating_Natural Gas_Gas Boiler - Hot Water Reset_A_Achievable Economic UCT Potential | F8 | Industrial | Paper and Printing | Existing | Space Heating | Natural Gas | Gas Boiler - Hot Water Reset | A | Cumulative Summer Peak Savings (MW) | Achievable Economic UCT Potential | 0 | 0 | 0 | 0 | 0 | 0 | 0 | 0 | 0 | 0 | 0 | 0 | 0 | 0 | 0 | 0 | 0 | 0 | 0 | 0 | 0 | 0 | 0 | 0 | 0 | 0 | 0 | 0 | 0 | 0 | 0
F9_Industrial_Paper and Printing_Existing_Space Heating_Natural Gas_Gas Boiler - Hot Water Reset_A_Achievable Economic UCT Potential | F9 | Industrial | Paper and Printing | Existing | Space Heating | Natural Gas | Gas Boiler - Hot Water Reset | A | Cumulative Winter Peak Savings (MW) | Achievable Economic UCT Potential | 0 | 0 | 0 | 0 | 0 | 0 | 0 | 0 | 0 | 0 | 0 | 0 | 0 | 0 | 0 | 0 | 0 | 0 | 0 | 0 | 0 | 0 | 0 | 0 | 0 | 0 | 0 | 0 | 0 | 0 | 0
F10_Industrial_Paper and Printing_Existing_Space Heating_Natural Gas_Gas Boiler - Hot Water Reset_A_Achievable Economic UCT Potential | F10 | Industrial | Paper and Printing | Existing | Space Heating | Natural Gas | Gas Boiler - Hot Water Reset | A | Purchases (Incremental) | Achievable Economic UCT Potential | 0 | 0 | 0 | 0 | 0 | 0.011365 | 0.013946 | 0.016966 | 0.019705 | 0.022495 | 0.025965 | 0.028406 | 0.02896 | 0.026858 | 0.023175 | 0.017763 | 0.011757 | 0.0067925 | 0.0032413 | 0.0013729 | 0.00049718 | 0.00015469 | 3.3593e-05 | 5.5031e-06 | 6.5847e-07 | 0 | 0 | 0 | 0 | 0 | 0
F11_Industrial_Paper and Printing_Existing_Space Heating_Natural Gas_Gas Boiler - Hot Water Reset_A_Achievable Economic UCT Potential | F11 | Industrial | Paper and Printing | Existing | Space Heating | Natural Gas | Gas Boiler - Hot Water Reset | A | Purchases (Cumulative) | Achievable Economic UCT Potential | 0 | 0 | 0 | 0 | 0 | 0.011365 | 0.025311 | 0.042277 | 0.061982 | 0.084477 | 0.11044 | 0.13885 | 0.16781 | 0.19467 | 0.21784 | 0.23561 | 0.24736 | 0.25415 | 0.2574 | 0.25877 | 0.25927 | 0.25942 | 0.25945 | 0.25946 | 0.25946 | 0.25946 | 0.25946 | 0.25946 | 0.25946 | 0.25946 | 0.25946
F1_Industrial_Paper and Printing_Existing_Process_Natural Gas_Gas Boiler - Hot Water Reset_A_Achievable Economic UCT Potential | F1 | Industrial | Paper and Printing | Existing | Process | Natural Gas | Gas Boiler - Hot Water Reset | A | Integrated Unit Energy Savings (kWh or therms) | Achievable Economic UCT Potential | 0 | 0 | 0 | 0 | 0 | 101.3781 | 101.3049 | 101.2352 | 101.1687 | 101.1033 | 101.0392 | 100.9887 | 100.9466 | 100.9039 | 100.8769 | 100.8465 | 100.8255 | 100.804 | 100.7821 | 100.7688 | 100.7531 | 100.7427 | 100.7326 | 100.7227 | 100.713 | 100.7108 | 100.7088 | 100.707 | 101.4573 | 101.4573 | 101.4573
F2_Industrial_Paper and Printing_Existing_Process_Natural Gas_Gas Boiler - Hot Water Reset_A_Achievable Economic UCT Potential | F2 | Industrial | Paper and Printing | Existing | Process | Natural Gas | Gas Boiler - Hot Water Reset | A | Integrated Unit Summer Peak Savings (kW) | Achievable Economic UCT Potential | 0 | 0 | 0 | 0 | 0 | 0 | 0 | 0 | 0 | 0 | 0 | 0 | 0 | 0 | 0 | 0 | 0 | 0 | 0 | 0 | 0 | 0 | 0 | 0 | 0 | 0 | 0 | 0 | 0 | 0 | 0
F3_Industrial_Paper and Printing_Existing_Process_Natural Gas_Gas Boiler - Hot Water Reset_A_Achievable Economic UCT Potential | F3 | Industrial | Paper and Printing | Existing | Process | Natural Gas | Gas Boiler - Hot Water Reset | A | Integrated Unit Winter Peak Savings (kW) | Achievable Economic UCT Potential | 0 | 0 | 0 | 0 | 0 | 0 | 0 | 0 | 0 | 0 | 0 | 0 | 0 | 0 | 0 | 0 | 0 | 0 | 0 | 0 | 0 | 0 | 0 | 0 | 0 | 0 | 0 | 0 | 0 | 0 | 0
F4_Industrial_Paper and Printing_Existing_Process_Natural Gas_Gas Boiler - Hot Water Reset_A_Achievable Economic UCT Potential | F4 | Industrial | Paper and Printing | Existing | Process | Natural Gas | Gas Boiler - Hot Water Reset | A | Incremental Energy Savings (MWh or mTherms) | Achievable Economic UCT Potential | 0 | 0 | 0 | 0 | 0 | 0.045974 | 0.056377 | 0.068535 | 0.079549 | 0.090751 | 0.10469 | 0.11447 | 0.11665 | 0.10814 | 0.093286 | 0.071479 | 0.047302 | 0.027322 | 0.013035 | 0.0055205 | 0.0019989 | 0.00062186 | 0.00013503 | 2.2117e-05 | 2.6462e-06 | 0 | 0 | 0 | 0 | 0 | 0
F5_Industrial_Paper and Printing_Existing_Process_Natural Gas_Gas Boiler - Hot Water Reset_A_Achievable Economic UCT Potential | F5 | Industrial | Paper and Printing | Existing | Process | Natural Gas | Gas Boiler - Hot Water Reset | A | Incremental Summer Peak Savings (MW) | Achievable Economic UCT Potential | 0 | 0 | 0 | 0 | 0 | 0 | 0 | 0 | 0 | 0 | 0 | 0 | 0 | 0 | 0 | 0 | 0 | 0 | 0 | 0 | 0 | 0 | 0 | 0 | 0 | 0 | 0 | 0 | 0 | 0 | 0
F6_Industrial_Paper and Printing_Existing_Process_Natural Gas_Gas Boiler - Hot Water Reset_A_Achievable Economic UCT Potential | F6 | Industrial | Paper and Printing | Existing | Process | Natural Gas | Gas Boiler - Hot Water Reset | A | Incremental Winter Peak Savings (MW) | Achievable Economic UCT Potential | 0 | 0 | 0 | 0 | 0 | 0 | 0 | 0 | 0 | 0 | 0 | 0 | 0 | 0 | 0 | 0 | 0 | 0 | 0 | 0 | 0 | 0 | 0 | 0 | 0 | 0 | 0 | 0 | 0 | 0 | 0
F7_Industrial_Paper and Printing_Existing_Process_Natural Gas_Gas Boiler - Hot Water Reset_A_Achievable Economic UCT Potential | F7 | Industrial | Paper and Printing | Existing | Process | Natural Gas | Gas Boiler - Hot Water Reset | A | Cumulative Energy Savings (MWh or mTherms) | Achievable Economic UCT Potential | 0 | 0 | 0 | 0 | 0 | 0.045974 | 0.10232 | 0.17078 | 0.25022 | 0.34081 | 0.44528 | 0.55952 | 0.67595 | 0.7838 | 0.87688 | 0.94809 | 0.9952 | 1.0223 | 1.0351 | 1.0405 | 1.0423 | 1.0429 | 1.0429 | 1.0428 | 1.0427 | 1.0427 | 1.0427 | 1.0426 | 0 | 0 | 0
F8_Industrial_Paper and Printing_Existing_Process_Natural Gas_Gas Boiler - Hot Water Reset_A_Achievable Economic UCT Potential | F8 | Industrial | Paper and Printing | Existing | Process | Natural Gas | Gas Boiler - Hot Water Reset | A | Cumulative Summer Peak Savings (MW) | Achievable Economic UCT Potential | 0 | 0 | 0 | 0 | 0 | 0 | 0 | 0 | 0 | 0 | 0 | 0 | 0 | 0 | 0 | 0 | 0 | 0 | 0 | 0 | 0 | 0 | 0 | 0 | 0 | 0 | 0 | 0 | 0 | 0 | 0
F9_Industrial_Paper and Printing_Existing_Process_Natural Gas_Gas Boiler - Hot Water Reset_A_Achievable Economic UCT Potential | F9 | Industrial | Paper and Printing | Existing | Process | Natural Gas | Gas Boiler - Hot Water Reset | A | Cumulative Winter Peak Savings (MW) | Achievable Economic UCT Potential | 0 | 0 | 0 | 0 | 0 | 0 | 0 | 0 | 0 | 0 | 0 | 0 | 0 | 0 | 0 | 0 | 0 | 0 | 0 | 0 | 0 | 0 | 0 | 0 | 0 | 0 | 0 | 0 | 0 | 0 | 0
F10_Industrial_Paper and Printing_Existing_Process_Natural Gas_Gas Boiler - Hot Water Reset_A_Achievable Economic UCT Potential | F10 | Industrial | Paper and Printing | Existing | Process | Natural Gas | Gas Boiler - Hot Water Reset | A | Purchases (Incremental) | Achievable Economic UCT Potential | 0 | 0 | 0 | 0 | 0 | 0.45349 | 0.55651 | 0.67698 | 0.7863 | 0.89761 | 1.0361 | 1.1335 | 1.1556 | 1.0717 | 0.92475 | 0.70879 | 0.46915 | 0.27104 | 0.12934 | 0.054784 | 0.019839 | 0.0061727 | 0.0013405 | 0.00021959 | 2.6275e-05 | 0 | 0 | 0 | 0 | 0 | 0
F11_Industrial_Paper and Printing_Existing_Process_Natural Gas_Gas Boiler - Hot Water Reset_A_Achievable Economic UCT Potential | F11 | Industrial | Paper and Printing | Existing | Process | Natural Gas | Gas Boiler - Hot Water Reset | A | Purchases (Cumulative) | Achievable Economic UCT Potential | 0 | 0 | 0 | 0 | 0 | 0.45349 | 1.01 | 1.687 | 2.4733 | 3.3709 | 4.407 | 5.5405 | 6.6961 | 7.7678 | 8.6925 | 9.4013 | 9.8705 | 10.1415 | 10.2709 | 10.3256 | 10.3455 | 10.3517 | 10.353 | 10.3532 | 10.3532 | 10.3532 | 10.3532 | 10.3532 | 10.3532 | 10.3532 | 10.3532
F1_Industrial_Paper and Printing_Existing_Space Heating_Natural Gas_Steam Trap Maintenance_A_Achievable Economic UCT Potential | F1 | Industrial | Paper and Printing | Existing | Space Heating | Natural Gas | Steam Trap Maintenance | A | Integrated Unit Energy Savings (kWh or therms) | Achievable Economic UCT Potential | 0 | 0 | 0 | 0 | 0 | 128.2283 | 127.2543 | 126.2538 | 125.2112 | 124.1262 | 123.0186 | 121.8855 | 120.7227 | 119.5082 | 118.1957 | 116.9203 | 115.6414 | 114.382 | 113.1406 | 111.9525 | 110.8084 | 109.6357 | 108.5662 | 107.6233 | 106.7021 | 105.8774 | 105.1707 | 104.5194 | 110.8257 | 110.3705 | 109.955
F2_Industrial_Paper and Printing_Existing_Space Heating_Natural Gas_Steam Trap Maintenance_A_Achievable Economic UCT Potential | F2 | Industrial | Paper and Printing | Existing | Space Heating | Natural Gas | Steam Trap Maintenance | A | Integrated Unit Summer Peak Savings (kW) | Achievable Economic UCT Potential | 0 | 0 | 0 | 0 | 0 | 0 | 0 | 0 | 0 | 0 | 0 | 0 | 0 | 0 | 0 | 0 | 0 | 0 | 0 | 0 | 0 | 0 | 0 | 0 | 0 | 0 | 0 | 0 | 0 | 0 | 0
F3_Industrial_Paper and Printing_Existing_Space Heating_Natural Gas_Steam Trap Maintenance_A_Achievable Economic UCT Potential | F3 | Industrial | Paper and Printing | Existing | Space Heating | Natural Gas | Steam Trap Maintenance | A | Integrated Unit Winter Peak Savings (kW) | Achievable Economic UCT Potential | 0 | 0 | 0 | 0 | 0 | 0 | 0 | 0 | 0 | 0 | 0 | 0 | 0 | 0 | 0 | 0 | 0 | 0 | 0 | 0 | 0 | 0 | 0 | 0 | 0 | 0 | 0 | 0 | 0 | 0 | 0
F4_Industrial_Paper and Printing_Existing_Space Heating_Natural Gas_Steam Trap Maintenance_A_Achievable Economic UCT Potential | F4 | Industrial | Paper and Printing | Existing | Space Heating | Natural Gas | Steam Trap Maintenance | A | Incremental Energy Savings (MWh or mTherms) | Achievable Economic UCT Potential | 0 | 0 | 0 | 0 | 0 | 0.00081337 | 0.00080675 | 0.00079569 | 0.00078954 | 0.00078335 | 0.0007665 | 0.00075736 | 0.00074861 | 0.00072931 | 0.00072406 | 0.00070942 | 0.00070175 | 0.00069061 | 0.00067702 | 0.00067071 | 0.00066111 | 0.00065157 | 0.00064286 | 0.00063511 | 0.00062769 | 0 | 0 | 0 | 0 | 0 | 0
F5_Industrial_Paper and Printing_Existing_Space Heating_Natural Gas_Steam Trap Maintenance_A_Achievable Economic UCT Potential | F5 | Industrial | Paper and Printing | Existing | Space Heating | Natural Gas | Steam Trap Maintenance | A | Incremental Summer Peak Savings (MW) | Achievable Economic UCT Potential | 0 | 0 | 0 | 0 | 0 | 0 | 0 | 0 | 0 | 0 | 0 | 0 | 0 | 0 | 0 | 0 | 0 | 0 | 0 | 0 | 0 | 0 | 0 | 0 | 0 | 0 | 0 | 0 | 0 | 0 | 0
F6_Industrial_Paper and Printing_Existing_Space Heating_Natural Gas_Steam Trap Maintenance_A_Achievable Economic UCT Potential | F6 | Industrial | Paper and Printing | Existing | Space Heating | Natural Gas | Steam Trap Maintenance | A | Incremental Winter Peak Savings (MW) | Achievable Economic UCT Potential | 0 | 0 | 0 | 0 | 0 | 0 | 0 | 0 | 0 | 0 | 0 | 0 | 0 | 0 | 0 | 0 | 0 | 0 | 0 | 0 | 0 | 0 | 0 | 0 | 0 | 0 | 0 | 0 | 0 | 0 | 0
F7_Industrial_Paper and Printing_Existing_Space Heating_Natural Gas_Steam Trap Maintenance_A_Achievable Economic UCT Potential | F7 | Industrial | Paper and Printing | Existing | Space Heating | Natural Gas | Steam Trap Maintenance | A | Cumulative Energy Savings (MWh or mTherms) | Achievable Economic UCT Potential | 0 | 0 | 0 | 0 | 0 | 0.00081337 | 0.0016139 | 0.0023969 | 0.0031667 | 0.0039226 | 0.0046541 | 0.0053686 | 0.006066 | 0.0067343 | 0.0073844 | 0.0080141 | 0.0086282 | 0.0092248 | 0.0098017 | 0.01037 | 0.010925 | 0.011461 | 0.011992 | 0.012523 | 0.013043 | 0.012942 | 0.012856 | 0.012776 | 0 | 0 | 0
F8_Industrial_Paper and Printing_Existing_Space Heating_Natural Gas_Steam Trap Maintenance_A_Achievable Economic UCT Potential | F8 | Industrial | Paper and Printing | Existing | Space Heating | Natural Gas | Steam Trap Maintenance | A | Cumulative Summer Peak Savings (MW) | Achievable Economic UCT Potential | 0 | 0 | 0 | 0 | 0 | 0 | 0 | 0 | 0 | 0 | 0 | 0 | 0 | 0 | 0 | 0 | 0 | 0 | 0 | 0 | 0 | 0 | 0 | 0 | 0 | 0 | 0 | 0 | 0 | 0 | 0
F9_Industrial_Paper and Printing_Existing_Space Heating_Natural Gas_Steam Trap Maintenance_A_Achievable Economic UCT Potential | F9 | Industrial | Paper and Printing | Existing | Space Heating | Natural Gas | Steam Trap Maintenance | A | Cumulative Winter Peak Savings (MW) | Achievable Economic UCT Potential | 0 | 0 | 0 | 0 | 0 | 0 | 0 | 0 | 0 | 0 | 0 | 0 | 0 | 0 | 0 | 0 | 0 | 0 | 0 | 0 | 0 | 0 | 0 | 0 | 0 | 0 | 0 | 0 | 0 | 0 | 0
F10_Industrial_Paper and Printing_Existing_Space Heating_Natural Gas_Steam Trap Maintenance_A_Achievable Economic UCT Potential | F10 | Industrial | Paper and Printing | Existing | Space Heating | Natural Gas | Steam Trap Maintenance | A | Purchases (Incremental) | Achievable Economic UCT Potential | 0 | 0 | 0 | 0 | 0 | 0.0063431 | 0.0063397 | 0.0063023 | 0.0063057 | 0.0063109 | 0.0062307 | 0.0062137 | 0.0062011 | 0.0061026 | 0.0061259 | 0.0060675 | 0.0060683 | 0.0060378 | 0.0059839 | 0.005991 | 0.0059662 | 0.005943 | 0.0059214 | 0.0059012 | 0.0058826 | 0 | 0 | 0 | 0 | 0 | 0
F11_Industrial_Paper and Printing_Existing_Space Heating_Natural Gas_Steam Trap Maintenance_A_Achievable Economic UCT Potential | F11 | Industrial | Paper and Printing | Existing | Space Heating | Natural Gas | Steam Trap Maintenance | A | Purchases (Cumulative) | Achievable Economic UCT Potential | 0 | 0 | 0 | 0 | 0 | 0.0063431 | 0.012683 | 0.018985 | 0.025291 | 0.031602 | 0.037832 | 0.044046 | 0.050247 | 0.05635 | 0.062476 | 0.068543 | 0.074612 | 0.080649 | 0.086633 | 0.092624 | 0.09859 | 0.10453 | 0.11045 | 0.11636 | 0.12224 | 0.12224 | 0.12224 | 0.12224 | 0.12224 | 0.12224 | 0.12224
F1_Industrial_Paper and Printing_Existing_Process_Natural Gas_Steam Trap Maintenance_A_Achievable Economic UCT Potential | F1 | Industrial | Paper and Printing | Existing | Process | Natural Gas | Steam Trap Maintenance | A | Integrated Unit Energy Savings (kWh or therms) | Achievable Economic UCT Potential | 0 | 0 | 0 | 0 | 0 | 71.6345 | 71.5877 | 71.5434 | 71.5014 | 71.4601 | 71.42 | 71.3893 | 71.3646 | 71.34 | 71.3256 | 71.3096 | 71.2996 | 71.2897 | 71.2797 | 71.2751 | 71.2693 | 71.2672 | 71.2652 | 71.2635 | 71.2619 | 71.2606 | 71.2595 | 71.2585 | 71.6855 | 71.6855 | 71.6855
F2_Industrial_Paper and Printing_Existing_Process_Natural Gas_Steam Trap Maintenance_A_Achievable Economic UCT Potential | F2 | Industrial | Paper and Printing | Existing | Process | Natural Gas | Steam Trap Maintenance | A | Integrated Unit Summer Peak Savings (kW) | Achievable Economic UCT Potential | 0 | 0 | 0 | 0 | 0 | 0 | 0 | 0 | 0 | 0 | 0 | 0 | 0 | 0 | 0 | 0 | 0 | 0 | 0 | 0 | 0 | 0 | 0 | 0 | 0 | 0 | 0 | 0 | 0 | 0 | 0
F3_Industrial_Paper and Printing_Existing_Process_Natural Gas_Steam Trap Maintenance_A_Achievable Economic UCT Potential | F3 | Industrial | Paper and Printing | Existing | Process | Natural Gas | Steam Trap Maintenance | A | Integrated Unit Winter Peak Savings (kW) | Achievable Economic UCT Potential | 0 | 0 | 0 | 0 | 0 | 0 | 0 | 0 | 0 | 0 | 0 | 0 | 0 | 0 | 0 | 0 | 0 | 0 | 0 | 0 | 0 | 0 | 0 | 0 | 0 | 0 | 0 | 0 | 0 | 0 | 0
F4_Industrial_Paper and Printing_Existing_Process_Natural Gas_Steam Trap Maintenance_A_Achievable Economic UCT Potential | F4 | Industrial | Paper and Printing | Existing | Process | Natural Gas | Steam Trap Maintenance | A | Incremental Energy Savings (MWh or mTherms) | Achievable Economic UCT Potential | 0 | 0 | 0 | 0 | 0 | 0.018131 | 0.01811 | 0.017992 | 0.017991 | 0.017995 | 0.017757 | 0.017701 | 0.017659 | 0.017372 | 0.017435 | 0.017265 | 0.017265 | 0.017175 | 0.01702 | 0.017039 | 0.016967 | 0.016901 | 0.016838 | 0.016781 | 0.016728 | 0 | 0 | 0 | 0 | 0 | 0
F5_Industrial_Paper and Printing_Existing_Process_Natural Gas_Steam Trap Maintenance_A_Achievable Economic UCT Potential | F5 | Industrial | Paper and Printing | Existing | Process | Natural Gas | Steam Trap Maintenance | A | Incremental Summer Peak Savings (MW) | Achievable Economic UCT Potential | 0 | 0 | 0 | 0 | 0 | 0 | 0 | 0 | 0 | 0 | 0 | 0 | 0 | 0 | 0 | 0 | 0 | 0 | 0 | 0 | 0 | 0 | 0 | 0 | 0 | 0 | 0 | 0 | 0 | 0 | 0
F6_Industrial_Paper and Printing_Existing_Process_Natural Gas_Steam Trap Maintenance_A_Achievable Economic UCT Potential | F6 | Industrial | Paper and Printing | Existing | Process | Natural Gas | Steam Trap Maintenance | A | Incremental Winter Peak Savings (MW) | Achievable Economic UCT Potential | 0 | 0 | 0 | 0 | 0 | 0 | 0 | 0 | 0 | 0 | 0 | 0 | 0 | 0 | 0 | 0 | 0 | 0 | 0 | 0 | 0 | 0 | 0 | 0 | 0 | 0 | 0 | 0 | 0 | 0 | 0
F7_Industrial_Paper and Printing_Existing_Process_Natural Gas_Steam Trap Maintenance_A_Achievable Economic UCT Potential | F7 | Industrial | Paper and Printing | Existing | Process | Natural Gas | Steam Trap Maintenance | A | Cumulative Energy Savings (MWh or mTherms) | Achievable Economic UCT Potential | 0 | 0 | 0 | 0 | 0 | 0.018131 | 0.036229 | 0.054198 | 0.072157 | 0.090111 | 0.10782 | 0.12547 | 0.14309 | 0.16041 | 0.17781 | 0.19504 | 0.21227 | 0.22942 | 0.24641 | 0.26343 | 0.28038 | 0.29727 | 0.3141 | 0.33087 | 0.34759 | 0.34759 | 0.34758 | 0.34758 | 0 | 0 | 0
F8_Industrial_Paper and Printing_Existing_Process_Natural Gas_Steam Trap Maintenance_A_Achievable Economic UCT Potential | F8 | Industrial | Paper and Printing | Existing | Process | Natural Gas | Steam Trap Maintenance | A | Cumulative Summer Peak Savings (MW) | Achievable Economic UCT Potential | 0 | 0 | 0 | 0 | 0 | 0 | 0 | 0 | 0 | 0 | 0 | 0 | 0 | 0 | 0 | 0 | 0 | 0 | 0 | 0 | 0 | 0 | 0 | 0 | 0 | 0 | 0 | 0 | 0 | 0 | 0
F9_Industrial_Paper and Printing_Existing_Process_Natural Gas_Steam Trap Maintenance_A_Achievable Economic UCT Potential | F9 | Industrial | Paper and Printing | Existing | Process | Natural Gas | Steam Trap Maintenance | A | Cumulative Winter Peak Savings (MW) | Achievable Economic UCT Potential | 0 | 0 | 0 | 0 | 0 | 0 | 0 | 0 | 0 | 0 | 0 | 0 | 0 | 0 | 0 | 0 | 0 | 0 | 0 | 0 | 0 | 0 | 0 | 0 | 0 | 0 | 0 | 0 | 0 | 0 | 0
F10_Industrial_Paper and Printing_Existing_Process_Natural Gas_Steam Trap Maintenance_A_Achievable Economic UCT Potential | F10 | Industrial | Paper and Printing | Existing | Process | Natural Gas | Steam Trap Maintenance | A | Purchases (Incremental) | Achievable Economic UCT Potential | 0 | 0 | 0 | 0 | 0 | 0.25311 | 0.25297 | 0.25148 | 0.25161 | 0.25182 | 0.24862 | 0.24795 | 0.24744 | 0.24351 | 0.24444 | 0.24211 | 0.24214 | 0.24092 | 0.23878 | 0.23906 | 0.23807 | 0.23714 | 0.23628 | 0.23548 | 0.23473 | 0 | 0 | 0 | 0 | 0 | 0
F11_Industrial_Paper and Printing_Existing_Process_Natural Gas_Steam Trap Maintenance_A_Achievable Economic UCT Potential | F11 | Industrial | Paper and Printing | Existing | Process | Natural Gas | Steam Trap Maintenance | A | Purchases (Cumulative) | Achievable Economic UCT Potential | 0 | 0 | 0 | 0 | 0 | 0.25311 | 0.50608 | 0.75756 | 1.0092 | 1.261 | 1.5096 | 1.7576 | 2.005 | 2.2485 | 2.493 | 2.7351 | 2.9772 | 3.2181 | 3.4569 | 3.696 | 3.934 | 4.1712 | 4.4075 | 4.6429 | 4.8777 | 4.8777 | 4.8777 | 4.8777 | 4.8777 | 4.8777 | 4.8777
F1_Industrial_Paper and Printing_Existing_Space Heating_Natural Gas_Gas Boiler - High Turndown_A_Achievable Economic UCT Potential | F1 | Industrial | Paper and Printing | Existing | Space Heating | Natural Gas | Gas Boiler - High Turndown | A | Integrated Unit Energy Savings (kWh or therms) | Achievable Economic UCT Potential | 0 | 0 | 0 | 0 | 0 | 135.4302 | 133.2872 | 130.604 | 127.3346 | 123.5036 | 119.1435 | 114.6274 | 110.0977 | 105.4823 | 101.5058 | 97.7043 | 94.5875 | 91.7836 | 89.2647 | 87.4004 | 85.6729 | 84.1343 | 82.8234 | 81.7986 | 80.8378 | 80.1077 | 79.4947 | 78.9315 | 117.6397 | 117.1565 | 116.7155
F2_Industrial_Paper and Printing_Existing_Space Heating_Natural Gas_Gas Boiler - High Turndown_A_Achievable Economic UCT Potential | F2 | Industrial | Paper and Printing | Existing | Space Heating | Natural Gas | Gas Boiler - High Turndown | A | Integrated Unit Summer Peak Savings (kW) | Achievable Economic UCT Potential | 0 | 0 | 0 | 0 | 0 | 0 | 0 | 0 | 0 | 0 | 0 | 0 | 0 | 0 | 0 | 0 | 0 | 0 | 0 | 0 | 0 | 0 | 0 | 0 | 0 | 0 | 0 | 0 | 0 | 0 | 0
F3_Industrial_Paper and Printing_Existing_Space Heating_Natural Gas_Gas Boiler - High Turndown_A_Achievable Economic UCT Potential | F3 | Industrial | Paper and Printing | Existing | Space Heating | Natural Gas | Gas Boiler - High Turndown | A | Integrated Unit Winter Peak Savings (kW) | Achievable Economic UCT Potential | 0 | 0 | 0 | 0 | 0 | 0 | 0 | 0 | 0 | 0 | 0 | 0 | 0 | 0 | 0 | 0 | 0 | 0 | 0 | 0 | 0 | 0 | 0 | 0 | 0 | 0 | 0 | 0 | 0 | 0 | 0
F4_Industrial_Paper and Printing_Existing_Space Heating_Natural Gas_Gas Boiler - High Turndown_A_Achievable Economic UCT Potential | F4 | Industrial | Paper and Printing | Existing | Space Heating | Natural Gas | Gas Boiler - High Turndown | A | Incremental Energy Savings (MWh or mTherms) | Achievable Economic UCT Potential | 0 | 0 | 0 | 0 | 0 | 0.002349 | 0.0023105 | 0.0022507 | 0.0021955 | 0.0021312 | 0.0018269 | 0.0014023 | 0.0010753 | 0.00081108 | 0.00062679 | 0.00047805 | 0.00037029 | 0.000286 | 0.00022054 | 0.00017295 | 0.00013506 | 9.0118e-07 | 3.1568e-07 | 1.0593e-07 | 3.4028e-08 | 2.8579e-08 | 2.8285e-08 | 2.8016e-08 | 4.1664e-08 | 4.1413e-08 | 4.1187e-08
F5_Industrial_Paper and Printing_Existing_Space Heating_Natural Gas_Gas Boiler - High Turndown_A_Achievable Economic UCT Potential | F5 | Industrial | Paper and Printing | Existing | Space Heating | Natural Gas | Gas Boiler - High Turndown | A | Incremental Summer Peak Savings (MW) | Achievable Economic UCT Potential | 0 | 0 | 0 | 0 | 0 | 0 | 0 | 0 | 0 | 0 | 0 | 0 | 0 | 0 | 0 | 0 | 0 | 0 | 0 | 0 | 0 | 0 | 0 | 0 | 0 | 0 | 0 | 0 | 0 | 0 | 0
F6_Industrial_Paper and Printing_Existing_Space Heating_Natural Gas_Gas Boiler - High Turndown_A_Achievable Economic UCT Potential | F6 | Industrial | Paper and Printing | Existing | Space Heating | Natural Gas | Gas Boiler - High Turndown | A | Incremental Winter Peak Savings (MW) | Achievable Economic UCT Potential | 0 | 0 | 0 | 0 | 0 | 0 | 0 | 0 | 0 | 0 | 0 | 0 | 0 | 0 | 0 | 0 | 0 | 0 | 0 | 0 | 0 | 0 | 0 | 0 | 0 | 0 | 0 | 0 | 0 | 0 | 0
F7_Industrial_Paper and Printing_Existing_Space Heating_Natural Gas_Gas Boiler - High Turndown_A_Achievable Economic UCT Potential | F7 | Industrial | Paper and Printing | Existing | Space Heating | Natural Gas | Gas Boiler - High Turndown | A | Cumulative Energy Savings (MWh or mTherms) | Achievable Economic UCT Potential | 0 | 0 | 0 | 0 | 0 | 0.002349 | 0.0046223 | 0.0067799 | 0.0088057 | 0.010672 | 0.012122 | 0.013065 | 0.013624 | 0.013864 | 0.013968 | 0.013923 | 0.013849 | 0.013725 | 0.013568 | 0.013458 | 0.013327 | 0.013089 | 0.012885 | 0.012726 | 0.012576 | 0.012463 | 0.012367 | 0.01228 | 0 | 0 | 0
F8_Industrial_Paper and Printing_Existing_Space Heating_Natural Gas_Gas Boiler - High Turndown_A_Achievable Economic UCT Potential | F8 | Industrial | Paper and Printing | Existing | Space Heating | Natural Gas | Gas Boiler - High Turndown | A | Cumulative Summer Peak Savings (MW) | Achievable Economic UCT Potential | 0 | 0 | 0 | 0 | 0 | 0 | 0 | 0 | 0 | 0 | 0 | 0 | 0 | 0 | 0 | 0 | 0 | 0 | 0 | 0 | 0 | 0 | 0 | 0 | 0 | 0 | 0 | 0 | 0 | 0 | 0
F9_Industrial_Paper and Printing_Existing_Space Heating_Natural Gas_Gas Boiler - High Turndown_A_Achievable Economic UCT Potential | F9 | Industrial | Paper and Printing | Existing | Space Heating | Natural Gas | Gas Boiler - High Turndown | A | Cumulative Winter Peak Savings (MW) | Achievable Economic UCT Potential | 0 | 0 | 0 | 0 | 0 | 0 | 0 | 0 | 0 | 0 | 0 | 0 | 0 | 0 | 0 | 0 | 0 | 0 | 0 | 0 | 0 | 0 | 0 | 0 | 0 | 0 | 0 | 0 | 0 | 0 | 0
F10_Industrial_Paper and Printing_Existing_Space Heating_Natural Gas_Gas Boiler - High Turndown_A_Achievable Economic UCT Potential | F10 | Industrial | Paper and Printing | Existing | Space Heating | Natural Gas | Gas Boiler - High Turndown | A | Purchases (Incremental) | Achievable Economic UCT Potential | 0 | 0 | 0 | 0 | 0 | 0.017344 | 0.017335 | 0.017233 | 0.017242 | 0.017256 | 0.015333 | 0.012233 | 0.0097667 | 0.0076893 | 0.0061749 | 0.0048928 | 0.0039148 | 0.0031161 | 0.0024706 | 0.0019788 | 0.0015765 | 1.0711e-05 | 3.8115e-06 | 1.295e-06 | 4.2094e-07 | 3.5676e-07 | 3.558e-07 | 3.5494e-07 | 3.5417e-07 | 3.5348e-07 | 3.5288e-07
F11_Industrial_Paper and Printing_Existing_Space Heating_Natural Gas_Gas Boiler - High Turndown_A_Achievable Economic UCT Potential | F11 | Industrial | Paper and Printing | Existing | Space Heating | Natural Gas | Gas Boiler - High Turndown | A | Purchases (Cumulative) | Achievable Economic UCT Potential | 0 | 0 | 0 | 0 | 0 | 0.017344 | 0.034679 | 0.051912 | 0.069154 | 0.08641 | 0.10174 | 0.11398 | 0.12374 | 0.13143 | 0.13761 | 0.1425 | 0.14642 | 0.14953 | 0.152 | 0.15398 | 0.15556 | 0.15557 | 0.15557 | 0.15557 | 0.15557 | 0.15557 | 0.15557 | 0.15557 | 0.15558 | 0.15558 | 0.15558
F1_Industrial_Paper and Printing_Existing_Process_Natural Gas_Gas Boiler - High Turndown_A_Achievable Economic UCT Potential | F1 | Industrial | Paper and Printing | Existing | Process | Natural Gas | Gas Boiler - High Turndown | A | Integrated Unit Energy Savings (kWh or therms) | Achievable Economic UCT Potential | 0 | 0 | 0 | 0 | 0 | 75.6843 | 75.2785 | 74.8695 | 74.4659 | 74.0622 | 73.6541 | 73.309 | 73.0013 | 72.6819 | 72.4525 | 72.2011 | 72.0068 | 71.8098 | 71.6092 | 71.4614 | 71.2969 | 71.1567 | 71.0177 | 70.8797 | 70.7427 | 70.7276 | 70.7136 | 70.7009 | 76.093 | 76.093 | 76.093
F2_Industrial_Paper and Printing_Existing_Process_Natural Gas_Gas Boiler - High Turndown_A_Achievable Economic UCT Potential | F2 | Industrial | Paper and Printing | Existing | Process | Natural Gas | Gas Boiler - High Turndown | A | Integrated Unit Summer Peak Savings (kW) | Achievable Economic UCT Potential | 0 | 0 | 0 | 0 | 0 | 0 | 0 | 0 | 0 | 0 | 0 | 0 | 0 | 0 | 0 | 0 | 0 | 0 | 0 | 0 | 0 | 0 | 0 | 0 | 0 | 0 | 0 | 0 | 0 | 0 | 0
F3_Industrial_Paper and Printing_Existing_Process_Natural Gas_Gas Boiler - High Turndown_A_Achievable Economic UCT Potential | F3 | Industrial | Paper and Printing | Existing | Process | Natural Gas | Gas Boiler - High Turndown | A | Integrated Unit Winter Peak Savings (kW) | Achievable Economic UCT Potential | 0 | 0 | 0 | 0 | 0 | 0 | 0 | 0 | 0 | 0 | 0 | 0 | 0 | 0 | 0 | 0 | 0 | 0 | 0 | 0 | 0 | 0 | 0 | 0 | 0 | 0 | 0 | 0 | 0 | 0 | 0
F4_Industrial_Paper and Printing_Existing_Process_Natural Gas_Gas Boiler - High Turndown_A_Achievable Economic UCT Potential | F4 | Industrial | Paper and Printing | Existing | Process | Natural Gas | Gas Boiler - High Turndown | A | Incremental Energy Savings (MWh or mTherms) | Achievable Economic UCT Potential | 0 | 0 | 0 | 0 | 0 | 0.052381 | 0.052071 | 0.051483 | 0.051233 | 0.050997 | 0.045065 | 0.035785 | 0.02845 | 0.022301 | 0.017852 | 0.014096 | 0.011248 | 0.0089288 | 0.0070595 | 0.0056427 | 0.0044851 | 3.0413e-05 | 1.0801e-05 | 3.6625e-06 | 1.1882e-06 | 1.0068e-06 | 1.004e-06 | 1.0014e-06 | 1.0754e-06 | 1.0733e-06 | 1.0715e-06
F5_Industrial_Paper and Printing_Existing_Process_Natural Gas_Gas Boiler - High Turndown_A_Achievable Economic UCT Potential | F5 | Industrial | Paper and Printing | Existing | Process | Natural Gas | Gas Boiler - High Turndown | A | Incremental Summer Peak Savings (MW) | Achievable Economic UCT Potential | 0 | 0 | 0 | 0 | 0 | 0 | 0 | 0 | 0 | 0 | 0 | 0 | 0 | 0 | 0 | 0 | 0 | 0 | 0 | 0 | 0 | 0 | 0 | 0 | 0 | 0 | 0 | 0 | 0 | 0 | 0
F6_Industrial_Paper and Printing_Existing_Process_Natural Gas_Gas Boiler - High Turndown_A_Achievable Economic UCT Potential | F6 | Industrial | Paper and Printing | Existing | Process | Natural Gas | Gas Boiler - High Turndown | A | Incremental Winter Peak Savings (MW) | Achievable Economic UCT Potential | 0 | 0 | 0 | 0 | 0 | 0 | 0 | 0 | 0 | 0 | 0 | 0 | 0 | 0 | 0 | 0 | 0 | 0 | 0 | 0 | 0 | 0 | 0 | 0 | 0 | 0 | 0 | 0 | 0 | 0 | 0
F7_Industrial_Paper and Printing_Existing_Process_Natural Gas_Gas Boiler - High Turndown_A_Achievable Economic UCT Potential | F7 | Industrial | Paper and Printing | Existing | Process | Natural Gas | Gas Boiler - High Turndown | A | Cumulative Energy Savings (MWh or mTherms) | Achievable Economic UCT Potential | 0 | 0 | 0 | 0 | 0 | 0.052381 | 0.10417 | 0.15509 | 0.20548 | 0.25537 | 0.29903 | 0.33341 | 0.36046 | 0.38118 | 0.39783 | 0.41055 | 0.42069 | 0.42847 | 0.43433 | 0.43908 | 0.44255 | 0.44171 | 0.44086 | 0.44001 | 0.43916 | 0.43907 | 0.43898 | 0.4389 | 0 | 0 | 0
F8_Industrial_Paper and Printing_Existing_Process_Natural Gas_Gas Boiler - High Turndown_A_Achievable Economic UCT Potential | F8 | Industrial | Paper and Printing | Existing | Process | Natural Gas | Gas Boiler - High Turndown | A | Cumulative Summer Peak Savings (MW) | Achievable Economic UCT Potential | 0 | 0 | 0 | 0 | 0 | 0 | 0 | 0 | 0 | 0 | 0 | 0 | 0 | 0 | 0 | 0 | 0 | 0 | 0 | 0 | 0 | 0 | 0 | 0 | 0 | 0 | 0 | 0 | 0 | 0 | 0
F9_Industrial_Paper and Printing_Existing_Process_Natural Gas_Gas Boiler - High Turndown_A_Achievable Economic UCT Potential | F9 | Industrial | Paper and Printing | Existing | Process | Natural Gas | Gas Boiler - High Turndown | A | Cumulative Winter Peak Savings (MW) | Achievable Economic UCT Potential | 0 | 0 | 0 | 0 | 0 | 0 | 0 | 0 | 0 | 0 | 0 | 0 | 0 | 0 | 0 | 0 | 0 | 0 | 0 | 0 | 0 | 0 | 0 | 0 | 0 | 0 | 0 | 0 | 0 | 0 | 0
F10_Industrial_Paper and Printing_Existing_Process_Natural Gas_Gas Boiler - High Turndown_A_Achievable Economic UCT Potential | F10 | Industrial | Paper and Printing | Existing | Process | Natural Gas | Gas Boiler - High Turndown | A | Purchases (Incremental) | Achievable Economic UCT Potential | 0 | 0 | 0 | 0 | 0 | 0.69209 | 0.69171 | 0.68763 | 0.68801 | 0.68858 | 0.61185 | 0.48814 | 0.38972 | 0.30682 | 0.2464 | 0.19524 | 0.15621 | 0.12434 | 0.098584 | 0.078961 | 0.062907 | 0.00042741 | 0.00015209 | 5.1673e-05 | 1.6797e-05 | 1.4236e-05 | 1.4198e-05 | 1.4163e-05 | 1.4132e-05 | 1.4105e-05 | 1.4081e-05
F11_Industrial_Paper and Printing_Existing_Process_Natural Gas_Gas Boiler - High Turndown_A_Achievable Economic UCT Potential | F11 | Industrial | Paper and Printing | Existing | Process | Natural Gas | Gas Boiler - High Turndown | A | Purchases (Cumulative) | Achievable Economic UCT Potential | 0 | 0 | 0 | 0 | 0 | 0.69209 | 1.3838 | 2.0714 | 2.7594 | 3.448 | 4.0599 | 4.548 | 4.9377 | 5.2446 | 5.491 | 5.6862 | 5.8424 | 5.9667 | 6.0653 | 6.1443 | 6.2072 | 6.2076 | 6.2078 | 6.2078 | 6.2078 | 6.2079 | 6.2079 | 6.2079 | 6.2079 | 6.2079 | 6.2079
F1_Industrial_Paper and Printing_Existing_Space Heating_Natural Gas_Gas Boiler - Burner Control Optimization_A_Achievable Economic UCT Potential | F1 | Industrial | Paper and Printing | Existing | Space Heating | Natural Gas | Gas Boiler - Burner Control Optimization | A | Integrated Unit Energy Savings (kWh or therms) | Achievable Economic UCT Potential | 0 | 0 | 0 | 0 | 0 | 39.2731 | 38.65 | 37.8703 | 36.9208 | 35.8085 | 34.5429 | 33.2326 | 31.9185 | 30.5797 | 29.4265 | 28.324 | 27.4201 | 26.607 | 25.8766 | 25.336 | 24.8351 | 24.3891 | 24.009 | 23.7119 | 23.4334 | 23.2218 | 23.044 | 22.8807 | 34.1155 | 33.9754 | 33.8475
F2_Industrial_Paper and Printing_Existing_Space Heating_Natural Gas_Gas Boiler - Burner Control Optimization_A_Achievable Economic UCT Potential | F2 | Industrial | Paper and Printing | Existing | Space Heating | Natural Gas | Gas Boiler - Burner Control Optimization | A | Integrated Unit Summer Peak Savings (kW) | Achievable Economic UCT Potential | 0 | 0 | 0 | 0 | 0 | 0 | 0 | 0 | 0 | 0 | 0 | 0 | 0 | 0 | 0 | 0 | 0 | 0 | 0 | 0 | 0 | 0 | 0 | 0 | 0 | 0 | 0 | 0 | 0 | 0 | 0
F3_Industrial_Paper and Printing_Existing_Space Heating_Natural Gas_Gas Boiler - Burner Control Optimization_A_Achievable Economic UCT Potential | F3 | Industrial | Paper and Printing | Existing | Space Heating | Natural Gas | Gas Boiler - Burner Control Optimization | A | Integrated Unit Winter Peak Savings (kW) | Achievable Economic UCT Potential | 0 | 0 | 0 | 0 | 0 | 0 | 0 | 0 | 0 | 0 | 0 | 0 | 0 | 0 | 0 | 0 | 0 | 0 | 0 | 0 | 0 | 0 | 0 | 0 | 0 | 0 | 0 | 0 | 0 | 0 | 0
F4_Industrial_Paper and Printing_Existing_Space Heating_Natural Gas_Gas Boiler - Burner Control Optimization_A_Achievable Economic UCT Potential | F4 | Industrial | Paper and Printing | Existing | Space Heating | Natural Gas | Gas Boiler - Burner Control Optimization | A | Incremental Energy Savings (MWh or mTherms) | Achievable Economic UCT Potential | 0 | 0 | 0 | 0 | 0 | 0.00018375 | 0.0002841 | 0.00055345 | 0.00094476 | 0.0014265 | 0.0019021 | 0.0023227 | 0.0025973 | 0.0026372 | 0.0025475 | 0.0022667 | 0.0019204 | 0.0015268 | 0.0011446 | 0.00082678 | 0.00056496 | 0.00036844 | 0.00022997 | 0.00013778 | 9.19e-05 | 0 | 0 | 0 | 0 | 0 | 0
F5_Industrial_Paper and Printing_Existing_Space Heating_Natural Gas_Gas Boiler - Burner Control Optimization_A_Achievable Economic UCT Potential | F5 | Industrial | Paper and Printing | Existing | Space Heating | Natural Gas | Gas Boiler - Burner Control Optimization | A | Incremental Summer Peak Savings (MW) | Achievable Economic UCT Potential | 0 | 0 | 0 | 0 | 0 | 0 | 0 | 0 | 0 | 0 | 0 | 0 | 0 | 0 | 0 | 0 | 0 | 0 | 0 | 0 | 0 | 0 | 0 | 0 | 0 | 0 | 0 | 0 | 0 | 0 | 0
F6_Industrial_Paper and Printing_Existing_Space Heating_Natural Gas_Gas Boiler - Burner Control Optimization_A_Achievable Economic UCT Potential | F6 | Industrial | Paper and Printing | Existing | Space Heating | Natural Gas | Gas Boiler - Burner Control Optimization | A | Incremental Winter Peak Savings (MW) | Achievable Economic UCT Potential | 0 | 0 | 0 | 0 | 0 | 0 | 0 | 0 | 0 | 0 | 0 | 0 | 0 | 0 | 0 | 0 | 0 | 0 | 0 | 0 | 0 | 0 | 0 | 0 | 0 | 0 | 0 | 0 | 0 | 0 | 0
F7_Industrial_Paper and Printing_Existing_Space Heating_Natural Gas_Gas Boiler - Burner Control Optimization_A_Achievable Economic UCT Potential | F7 | Industrial | Paper and Printing | Existing | Space Heating | Natural Gas | Gas Boiler - Burner Control Optimization | A | Cumulative Energy Savings (MWh or mTherms) | Achievable Economic UCT Potential | 0 | 0 | 0 | 0 | 0 | 0.00018375 | 0.00046493 | 0.001009 | 0.0019285 | 0.0032969 | 0.0050825 | 0.0072123 | 0.0095245 | 0.011762 | 0.013866 | 0.015613 | 0.017035 | 0.018057 | 0.018706 | 0.019142 | 0.019329 | 0.01935 | 0.019278 | 0.019178 | 0.019044 | 0.018872 | 0.018728 | 0.018595 | 0 | 0 | 0
F8_Industrial_Paper and Printing_Existing_Space Heating_Natural Gas_Gas Boiler - Burner Control Optimization_A_Achievable Economic UCT Potential | F8 | Industrial | Paper and Printing | Existing | Space Heating | Natural Gas | Gas Boiler - Burner Control Optimization | A | Cumulative Summer Peak Savings (MW) | Achievable Economic UCT Potential | 0 | 0 | 0 | 0 | 0 | 0 | 0 | 0 | 0 | 0 | 0 | 0 | 0 | 0 | 0 | 0 | 0 | 0 | 0 | 0 | 0 | 0 | 0 | 0 | 0 | 0 | 0 | 0 | 0 | 0 | 0
F9_Industrial_Paper and Printing_Existing_Space Heating_Natural Gas_Gas Boiler - Burner Control Optimization_A_Achievable Economic UCT Potential | F9 | Industrial | Paper and Printing | Existing | Space Heating | Natural Gas | Gas Boiler - Burner Control Optimization | A | Cumulative Winter Peak Savings (MW) | Achievable Economic UCT Potential | 0 | 0 | 0 | 0 | 0 | 0 | 0 | 0 | 0 | 0 | 0 | 0 | 0 | 0 | 0 | 0 | 0 | 0 | 0 | 0 | 0 | 0 | 0 | 0 | 0 | 0 | 0 | 0 | 0 | 0 | 0
F10_Industrial_Paper and Printing_Existing_Space Heating_Natural Gas_Gas Boiler - Burner Control Optimization_A_Achievable Economic UCT Potential | F10 | Industrial | Paper and Printing | Existing | Space Heating | Natural Gas | Gas Boiler - Burner Control Optimization | A | Purchases (Incremental) | Achievable Economic UCT Potential | 0 | 0 | 0 | 0 | 0 | 0.0046787 | 0.0073505 | 0.014614 | 0.025589 | 0.039838 | 0.055065 | 0.069891 | 0.081374 | 0.086242 | 0.086571 | 0.080029 | 0.070034 | 0.057385 | 0.044235 | 0.032633 | 0.022748 | 0.015107 | 0.0095783 | 0.0058104 | 0.0039217 | 0 | 0 | 0 | 0 | 0 | 0
F11_Industrial_Paper and Printing_Existing_Space Heating_Natural Gas_Gas Boiler - Burner Control Optimization_A_Achievable Economic UCT Potential | F11 | Industrial | Paper and Printing | Existing | Space Heating | Natural Gas | Gas Boiler - Burner Control Optimization | A | Purchases (Cumulative) | Achievable Economic UCT Potential | 0 | 0 | 0 | 0 | 0 | 0.0046787 | 0.012029 | 0.026644 | 0.052232 | 0.09207 | 0.14713 | 0.21703 | 0.2984 | 0.38464 | 0.47121 | 0.55124 | 0.62128 | 0.67866 | 0.7229 | 0.75553 | 0.77828 | 0.79338 | 0.80296 | 0.80877 | 0.81269 | 0.81269 | 0.81269 | 0.81269 | 0.81269 | 0.81269 | 0.81269
F1_Industrial_Paper and Printing_Existing_Process_Natural Gas_Gas Boiler - Burner Control Optimization_A_Achievable Economic UCT Potential | F1 | Industrial | Paper and Printing | Existing | Process | Natural Gas | Gas Boiler - Burner Control Optimization | A | Integrated Unit Energy Savings (kWh or therms) | Achievable Economic UCT Potential | 0 | 0 | 0 | 0 | 0 | 21.944 | 21.822 | 21.699 | 21.5777 | 21.4565 | 21.3341 | 21.231 | 21.1394 | 21.0445 | 20.9766 | 20.9023 | 20.845 | 20.787 | 20.728 | 20.6847 | 20.6366 | 20.5958 | 20.5554 | 20.5154 | 20.4756 | 20.4711 | 20.467 | 20.4632 | 22.067 | 22.067 | 22.067
F2_Industrial_Paper and Printing_Existing_Process_Natural Gas_Gas Boiler - Burner Control Optimization_A_Achievable Economic UCT Potential | F2 | Industrial | Paper and Printing | Existing | Process | Natural Gas | Gas Boiler - Burner Control Optimization | A | Integrated Unit Summer Peak Savings (kW) | Achievable Economic UCT Potential | 0 | 0 | 0 | 0 | 0 | 0 | 0 | 0 | 0 | 0 | 0 | 0 | 0 | 0 | 0 | 0 | 0 | 0 | 0 | 0 | 0 | 0 | 0 | 0 | 0 | 0 | 0 | 0 | 0 | 0 | 0
F3_Industrial_Paper and Printing_Existing_Process_Natural Gas_Gas Boiler - Burner Control Optimization_A_Achievable Economic UCT Potential | F3 | Industrial | Paper and Printing | Existing | Process | Natural Gas | Gas Boiler - Burner Control Optimization | A | Integrated Unit Winter Peak Savings (kW) | Achievable Economic UCT Potential | 0 | 0 | 0 | 0 | 0 | 0 | 0 | 0 | 0 | 0 | 0 | 0 | 0 | 0 | 0 | 0 | 0 | 0 | 0 | 0 | 0 | 0 | 0 | 0 | 0 | 0 | 0 | 0 | 0 | 0 | 0
F4_Industrial_Paper and Printing_Existing_Process_Natural Gas_Gas Boiler - Burner Control Optimization_A_Achievable Economic UCT Potential | F4 | Industrial | Paper and Printing | Existing | Process | Natural Gas | Gas Boiler - Burner Control Optimization | A | Incremental Energy Savings (MWh or mTherms) | Achievable Economic UCT Potential | 0 | 0 | 0 | 0 | 0 | 0.0040968 | 0.0064005 | 0.012654 | 0.022032 | 0.034108 | 0.046876 | 0.05921 | 0.068641 | 0.07242 | 0.072462 | 0.066749 | 0.058253 | 0.047599 | 0.036587 | 0.026934 | 0.018732 | 0.012415 | 0.0078563 | 0.0047566 | 0.0032042 | 0 | 0 | 0 | 0 | 0 | 0
F5_Industrial_Paper and Printing_Existing_Process_Natural Gas_Gas Boiler - Burner Control Optimization_A_Achievable Economic UCT Potential | F5 | Industrial | Paper and Printing | Existing | Process | Natural Gas | Gas Boiler - Burner Control Optimization | A | Incremental Summer Peak Savings (MW) | Achievable Economic UCT Potential | 0 | 0 | 0 | 0 | 0 | 0 | 0 | 0 | 0 | 0 | 0 | 0 | 0 | 0 | 0 | 0 | 0 | 0 | 0 | 0 | 0 | 0 | 0 | 0 | 0 | 0 | 0 | 0 | 0 | 0 | 0
F6_Industrial_Paper and Printing_Existing_Process_Natural Gas_Gas Boiler - Burner Control Optimization_A_Achievable Economic UCT Potential | F6 | Industrial | Paper and Printing | Existing | Process | Natural Gas | Gas Boiler - Burner Control Optimization | A | Incremental Winter Peak Savings (MW) | Achievable Economic UCT Potential | 0 | 0 | 0 | 0 | 0 | 0 | 0 | 0 | 0 | 0 | 0 | 0 | 0 | 0 | 0 | 0 | 0 | 0 | 0 | 0 | 0 | 0 | 0 | 0 | 0 | 0 | 0 | 0 | 0 | 0 | 0
F7_Industrial_Paper and Printing_Existing_Process_Natural Gas_Gas Boiler - Burner Control Optimization_A_Achievable Economic UCT Potential | F7 | Industrial | Paper and Printing | Existing | Process | Natural Gas | Gas Boiler - Burner Control Optimization | A | Cumulative Energy Savings (MWh or mTherms) | Achievable Economic UCT Potential | 0 | 0 | 0 | 0 | 0 | 0.0040968 | 0.010475 | 0.023069 | 0.044973 | 0.078828 | 0.12526 | 0.18386 | 0.25171 | 0.323 | 0.39442 | 0.45977 | 0.51676 | 0.56292 | 0.59791 | 0.6236 | 0.64088 | 0.65203 | 0.65861 | 0.66208 | 0.664 | 0.66385 | 0.66372 | 0.6636 | 0 | 0 | 0
F8_Industrial_Paper and Printing_Existing_Process_Natural Gas_Gas Boiler - Burner Control Optimization_A_Achievable Economic UCT Potential | F8 | Industrial | Paper and Printing | Existing | Process | Natural Gas | Gas Boiler - Burner Control Optimization | A | Cumulative Summer Peak Savings (MW) | Achievable Economic UCT Potential | 0 | 0 | 0 | 0 | 0 | 0 | 0 | 0 | 0 | 0 | 0 | 0 | 0 | 0 | 0 | 0 | 0 | 0 | 0 | 0 | 0 | 0 | 0 | 0 | 0 | 0 | 0 | 0 | 0 | 0 | 0
F9_Industrial_Paper and Printing_Existing_Process_Natural Gas_Gas Boiler - Burner Control Optimization_A_Achievable Economic UCT Potential | F9 | Industrial | Paper and Printing | Existing | Process | Natural Gas | Gas Boiler - Burner Control Optimization | A | Cumulative Winter Peak Savings (MW) | Achievable Economic UCT Potential | 0 | 0 | 0 | 0 | 0 | 0 | 0 | 0 | 0 | 0 | 0 | 0 | 0 | 0 | 0 | 0 | 0 | 0 | 0 | 0 | 0 | 0 | 0 | 0 | 0 | 0 | 0 | 0 | 0 | 0 | 0
F10_Industrial_Paper and Printing_Existing_Process_Natural Gas_Gas Boiler - Burner Control Optimization_A_Achievable Economic UCT Potential | F10 | Industrial | Paper and Printing | Existing | Process | Natural Gas | Gas Boiler - Burner Control Optimization | A | Purchases (Incremental) | Achievable Economic UCT Potential | 0 | 0 | 0 | 0 | 0 | 0.1867 | 0.29331 | 0.58315 | 1.0211 | 1.5896 | 2.1972 | 2.7888 | 3.247 | 3.4413 | 3.4544 | 3.1934 | 2.7946 | 2.2898 | 1.7651 | 1.3021 | 0.90773 | 0.6028 | 0.3822 | 0.23185 | 0.15649 | 0 | 0 | 0 | 0 | 0 | 0
F11_Industrial_Paper and Printing_Existing_Process_Natural Gas_Gas Boiler - Burner Control Optimization_A_Achievable Economic UCT Potential | F11 | Industrial | Paper and Printing | Existing | Process | Natural Gas | Gas Boiler - Burner Control Optimization | A | Purchases (Cumulative) | Achievable Economic UCT Potential | 0 | 0 | 0 | 0 | 0 | 0.1867 | 0.48 | 1.0632 | 2.0842 | 3.6739 | 5.8711 | 8.66 | 11.907 | 15.3483 | 18.8027 | 21.9961 | 24.7907 | 27.0805 | 28.8456 | 30.1478 | 31.0555 | 31.6583 | 32.0405 | 32.2724 | 32.4288 | 32.4288 | 32.4288 | 32.4288 | 32.4288 | 32.4288 | 32.4288
F1_Industrial_Paper and Printing_Existing_Space Heating_Natural Gas_HVAC - Demand Controlled Ventilation_A_Achievable Economic UCT Potential | F1 | Industrial | Paper and Printing | Existing | Space Heating | Natural Gas | HVAC - Demand Controlled Ventilation | A | Integrated Unit Energy Savings (kWh or therms) | Achievable Economic UCT Potential | 0 | 0 | 0 | 0 | 0 | 0.045634 | 0.045126 | 0.044486 | 0.043814 | 0.04311 | 0.042379 | 0.041622 | 0.04086 | 0.040073 | 0.039263 | 0.038473 | 0.037708 | 0.036968 | 0.036261 | 0.035615 | 0.035006 | 0.034433 | 0.033909 | 0.033457 | 0.03304 | 0.032712 | 0.032421 | 0.032148 | 0.036718 | 0.036492 | 0.03628
F2_Industrial_Paper and Printing_Existing_Space Heating_Natural Gas_HVAC - Demand Controlled Ventilation_A_Achievable Economic UCT Potential | F2 | Industrial | Paper and Printing | Existing | Space Heating | Natural Gas | HVAC - Demand Controlled Ventilation | A | Integrated Unit Summer Peak Savings (kW) | Achievable Economic UCT Potential | 0 | 0 | 0 | 0 | 0 | 0 | 0 | 0 | 0 | 0 | 0 | 0 | 0 | 0 | 0 | 0 | 0 | 0 | 0 | 0 | 0 | 0 | 0 | 0 | 0 | 0 | 0 | 0 | 0 | 0 | 0
F3_Industrial_Paper and Printing_Existing_Space Heating_Natural Gas_HVAC - Demand Controlled Ventilation_A_Achievable Economic UCT Potential | F3 | Industrial | Paper and Printing | Existing | Space Heating | Natural Gas | HVAC - Demand Controlled Ventilation | A | Integrated Unit Winter Peak Savings (kW) | Achievable Economic UCT Potential | 0 | 0 | 0 | 0 | 0 | 0 | 0 | 0 | 0 | 0 | 0 | 0 | 0 | 0 | 0 | 0 | 0 | 0 | 0 | 0 | 0 | 0 | 0 | 0 | 0 | 0 | 0 | 0 | 0 | 0 | 0
F4_Industrial_Paper and Printing_Existing_Space Heating_Natural Gas_HVAC - Demand Controlled Ventilation_A_Achievable Economic UCT Potential | F4 | Industrial | Paper and Printing | Existing | Space Heating | Natural Gas | HVAC - Demand Controlled Ventilation | A | Incremental Energy Savings (MWh or mTherms) | Achievable Economic UCT Potential | 0 | 0 | 0 | 0 | 0 | 0 | 0.014149 | 0.013866 | 0.013664 | 0.013456 | 0.013059 | 0.012791 | 0.012531 | 0.012095 | 0.011896 | 0.011545 | 0.011317 | 0.011039 | 0.010732 | 0.010553 | 0.010329 | 0.010121 | 0.0099306 | 0.0097648 | 0.0096127 | 0.0094896 | 0 | 0 | 0 | 0 | 0
F5_Industrial_Paper and Printing_Existing_Space Heating_Natural Gas_HVAC - Demand Controlled Ventilation_A_Achievable Economic UCT Potential | F5 | Industrial | Paper and Printing | Existing | Space Heating | Natural Gas | HVAC - Demand Controlled Ventilation | A | Incremental Summer Peak Savings (MW) | Achievable Economic UCT Potential | 0 | 0 | 0 | 0 | 0 | 0 | 0 | 0 | 0 | 0 | 0 | 0 | 0 | 0 | 0 | 0 | 0 | 0 | 0 | 0 | 0 | 0 | 0 | 0 | 0 | 0 | 0 | 0 | 0 | 0 | 0
F6_Industrial_Paper and Printing_Existing_Space Heating_Natural Gas_HVAC - Demand Controlled Ventilation_A_Achievable Economic UCT Potential | F6 | Industrial | Paper and Printing | Existing | Space Heating | Natural Gas | HVAC - Demand Controlled Ventilation | A | Incremental Winter Peak Savings (MW) | Achievable Economic UCT Potential | 0 | 0 | 0 | 0 | 0 | 0 | 0 | 0 | 0 | 0 | 0 | 0 | 0 | 0 | 0 | 0 | 0 | 0 | 0 | 0 | 0 | 0 | 0 | 0 | 0 | 0 | 0 | 0 | 0 | 0 | 0
F7_Industrial_Paper and Printing_Existing_Space Heating_Natural Gas_HVAC - Demand Controlled Ventilation_A_Achievable Economic UCT Potential | F7 | Industrial | Paper and Printing | Existing | Space Heating | Natural Gas | HVAC - Demand Controlled Ventilation | A | Cumulative Energy Savings (MWh or mTherms) | Achievable Economic UCT Potential | 0 | 0 | 0 | 0 | 0 | 0 | 0.014149 | 0.027814 | 0.041059 | 0.053855 | 0.066 | 0.077612 | 0.088723 | 0.099109 | 0.109 | 0.11835 | 0.12732 | 0.13586 | 0.14399 | 0.15198 | 0.15971 | 0.16722 | 0.1746 | 0.18204 | 0.18938 | 0.19699 | 0.19524 | 0.1936 | 0 | 0 | 0
F8_Industrial_Paper and Printing_Existing_Space Heating_Natural Gas_HVAC - Demand Controlled Ventilation_A_Achievable Economic UCT Potential | F8 | Industrial | Paper and Printing | Existing | Space Heating | Natural Gas | HVAC - Demand Controlled Ventilation | A | Cumulative Summer Peak Savings (MW) | Achievable Economic UCT Potential | 0 | 0 | 0 | 0 | 0 | 0 | 0 | 0 | 0 | 0 | 0 | 0 | 0 | 0 | 0 | 0 | 0 | 0 | 0 | 0 | 0 | 0 | 0 | 0 | 0 | 0 | 0 | 0 | 0 | 0 | 0
F9_Industrial_Paper and Printing_Existing_Space Heating_Natural Gas_HVAC - Demand Controlled Ventilation_A_Achievable Economic UCT Potential | F9 | Industrial | Paper and Printing | Existing | Space Heating | Natural Gas | HVAC - Demand Controlled Ventilation | A | Cumulative Winter Peak Savings (MW) | Achievable Economic UCT Potential | 0 | 0 | 0 | 0 | 0 | 0 | 0 | 0 | 0 | 0 | 0 | 0 | 0 | 0 | 0 | 0 | 0 | 0 | 0 | 0 | 0 | 0 | 0 | 0 | 0 | 0 | 0 | 0 | 0 | 0 | 0
F10_Industrial_Paper and Printing_Existing_Space Heating_Natural Gas_HVAC - Demand Controlled Ventilation_A_Achievable Economic UCT Potential | F10 | Industrial | Paper and Printing | Existing | Space Heating | Natural Gas | HVAC - Demand Controlled Ventilation | A | Purchases (Incremental) | Achievable Economic UCT Potential | 0 | 0 | 0 | 0 | 0 | 0 | 313.5448 | 311.6957 | 311.8642 | 312.1221 | 308.1585 | 307.3164 | 306.6924 | 301.8222 | 302.9746 | 300.0853 | 300.1243 | 298.6137 | 295.9501 | 296.3007 | 295.0754 | 293.9278 | 292.8568 | 291.8616 | 290.9412 | 290.0948 | 0 | 0 | 0 | 0 | 0
F11_Industrial_Paper and Printing_Existing_Space Heating_Natural Gas_HVAC - Demand Controlled Ventilation_A_Achievable Economic UCT Potential | F11 | Industrial | Paper and Printing | Existing | Space Heating | Natural Gas | HVAC - Demand Controlled Ventilation | A | Purchases (Cumulative) | Achievable Economic UCT Potential | 0 | 0 | 0 | 0 | 0 | 0 | 313.5448 | 625.2405 | 937.1048 | 1249.2269 | 1557.3854 | 1864.7018 | 2171.3942 | 2473.2164 | 2776.191 | 3076.2763 | 3376.4006 | 3675.0144 | 3970.9645 | 4267.2652 | 4562.3406 | 4856.2684 | 5149.1252 | 5440.9868 | 5731.928 | 6022.0228 | 6022.0228 | 6022.0228 | 6022.0228 | 6022.0228 | 6022.0228
F1_Industrial_Paper and Printing_Existing_Space Heating_Natural Gas_Gas Boiler - Stack Economizer_A_Achievable Economic UCT Potential | F1 | Industrial | Paper and Printing | Existing | Space Heating | Natural Gas | Gas Boiler - Stack Economizer | A | Integrated Unit Energy Savings (kWh or therms) | Achievable Economic UCT Potential | 0 | 0 | 0 | 0 | 0 | 99.3825 | 98.6479 | 97.8927 | 97.1042 | 96.2826 | 95.4436 | 94.5822 | 93.6962 | 92.7711 | 91.7658 | 90.7908 | 89.8106 | 88.846 | 87.8956 | 86.984 | 86.1075 | 85.2077 | 84.3878 | 83.6661 | 82.961 | 82.3206 | 81.7718 | 81.266 | 85.877 | 85.5242 | 85.2023
F2_Industrial_Paper and Printing_Existing_Space Heating_Natural Gas_Gas Boiler - Stack Economizer_A_Achievable Economic UCT Potential | F2 | Industrial | Paper and Printing | Existing | Space Heating | Natural Gas | Gas Boiler - Stack Economizer | A | Integrated Unit Summer Peak Savings (kW) | Achievable Economic UCT Potential | 0 | 0 | 0 | 0 | 0 | 0 | 0 | 0 | 0 | 0 | 0 | 0 | 0 | 0 | 0 | 0 | 0 | 0 | 0 | 0 | 0 | 0 | 0 | 0 | 0 | 0 | 0 | 0 | 0 | 0 | 0
F3_Industrial_Paper and Printing_Existing_Space Heating_Natural Gas_Gas Boiler - Stack Economizer_A_Achievable Economic UCT Potential | F3 | Industrial | Paper and Printing | Existing | Space Heating | Natural Gas | Gas Boiler - Stack Economizer | A | Integrated Unit Winter Peak Savings (kW) | Achievable Economic UCT Potential | 0 | 0 | 0 | 0 | 0 | 0 | 0 | 0 | 0 | 0 | 0 | 0 | 0 | 0 | 0 | 0 | 0 | 0 | 0 | 0 | 0 | 0 | 0 | 0 | 0 | 0 | 0 | 0 | 0 | 0 | 0
F4_Industrial_Paper and Printing_Existing_Space Heating_Natural Gas_Gas Boiler - Stack Economizer_A_Achievable Economic UCT Potential | F4 | Industrial | Paper and Printing | Existing | Space Heating | Natural Gas | Gas Boiler - Stack Economizer | A | Incremental Energy Savings (MWh or mTherms) | Achievable Economic UCT Potential | 0 | 0 | 0 | 0 | 0 | 0.0045966 | 0.0045601 | 0.0044985 | 0.0044647 | 0.0044306 | 0.0039026 | 0.0030854 | 0.0024403 | 0.0019022 | 0.0015111 | 0.0011846 | 0.00093757 | 0.00073826 | 0.00057908 | 0.000459 | 0.000362 | 2.4338e-06 | 8.5772e-07 | 2.8892e-07 | 9.3124e-08 | 7.8316e-08 | 7.7586e-08 | 7.6919e-08 | 8.1106e-08 | 8.0617e-08 | 8.0176e-08
F5_Industrial_Paper and Printing_Existing_Space Heating_Natural Gas_Gas Boiler - Stack Economizer_A_Achievable Economic UCT Potential | F5 | Industrial | Paper and Printing | Existing | Space Heating | Natural Gas | Gas Boiler - Stack Economizer | A | Incremental Summer Peak Savings (MW) | Achievable Economic UCT Potential | 0 | 0 | 0 | 0 | 0 | 0 | 0 | 0 | 0 | 0 | 0 | 0 | 0 | 0 | 0 | 0 | 0 | 0 | 0 | 0 | 0 | 0 | 0 | 0 | 0 | 0 | 0 | 0 | 0 | 0 | 0
F6_Industrial_Paper and Printing_Existing_Space Heating_Natural Gas_Gas Boiler - Stack Economizer_A_Achievable Economic UCT Potential | F6 | Industrial | Paper and Printing | Existing | Space Heating | Natural Gas | Gas Boiler - Stack Economizer | A | Incremental Winter Peak Savings (MW) | Achievable Economic UCT Potential | 0 | 0 | 0 | 0 | 0 | 0 | 0 | 0 | 0 | 0 | 0 | 0 | 0 | 0 | 0 | 0 | 0 | 0 | 0 | 0 | 0 | 0 | 0 | 0 | 0 | 0 | 0 | 0 | 0 | 0 | 0
F7_Industrial_Paper and Printing_Existing_Space Heating_Natural Gas_Gas Boiler - Stack Economizer_A_Achievable Economic UCT Potential | F7 | Industrial | Paper and Printing | Existing | Space Heating | Natural Gas | Gas Boiler - Stack Economizer | A | Cumulative Energy Savings (MWh or mTherms) | Achievable Economic UCT Potential | 0 | 0 | 0 | 0 | 0 | 0.0045966 | 0.0091228 | 0.013552 | 0.017907 | 0.022186 | 0.025895 | 0.028747 | 0.030918 | 0.032515 | 0.033674 | 0.034501 | 0.035066 | 0.035427 | 0.035628 | 0.035717 | 0.035719 | 0.035348 | 0.035009 | 0.03471 | 0.034417 | 0.034152 | 0.033924 | 0.033715 | 0 | 0 | 0
F8_Industrial_Paper and Printing_Existing_Space Heating_Natural Gas_Gas Boiler - Stack Economizer_A_Achievable Economic UCT Potential | F8 | Industrial | Paper and Printing | Existing | Space Heating | Natural Gas | Gas Boiler - Stack Economizer | A | Cumulative Summer Peak Savings (MW) | Achievable Economic UCT Potential | 0 | 0 | 0 | 0 | 0 | 0 | 0 | 0 | 0 | 0 | 0 | 0 | 0 | 0 | 0 | 0 | 0 | 0 | 0 | 0 | 0 | 0 | 0 | 0 | 0 | 0 | 0 | 0 | 0 | 0 | 0
F9_Industrial_Paper and Printing_Existing_Space Heating_Natural Gas_Gas Boiler - Stack Economizer_A_Achievable Economic UCT Potential | F9 | Industrial | Paper and Printing | Existing | Space Heating | Natural Gas | Gas Boiler - Stack Economizer | A | Cumulative Winter Peak Savings (MW) | Achievable Economic UCT Potential | 0 | 0 | 0 | 0 | 0 | 0 | 0 | 0 | 0 | 0 | 0 | 0 | 0 | 0 | 0 | 0 | 0 | 0 | 0 | 0 | 0 | 0 | 0 | 0 | 0 | 0 | 0 | 0 | 0 | 0 | 0
F10_Industrial_Paper and Printing_Existing_Space Heating_Natural Gas_Gas Boiler - Stack Economizer_A_Achievable Economic UCT Potential | F10 | Industrial | Paper and Printing | Existing | Space Heating | Natural Gas | Gas Boiler - Stack Economizer | A | Purchases (Incremental) | Achievable Economic UCT Potential | 0 | 0 | 0 | 0 | 0 | 0.046252 | 0.046226 | 0.045954 | 0.045979 | 0.046017 | 0.040889 | 0.032622 | 0.026045 | 0.020505 | 0.016466 | 0.013048 | 0.010439 | 0.0083095 | 0.0065883 | 0.0052769 | 0.004204 | 2.8563e-05 | 1.0164e-05 | 3.4532e-06 | 1.1225e-06 | 9.5135e-07 | 9.4881e-07 | 9.4651e-07 | 9.4445e-07 | 9.4262e-07 | 9.4101e-07
F11_Industrial_Paper and Printing_Existing_Space Heating_Natural Gas_Gas Boiler - Stack Economizer_A_Achievable Economic UCT Potential | F11 | Industrial | Paper and Printing | Existing | Space Heating | Natural Gas | Gas Boiler - Stack Economizer | A | Purchases (Cumulative) | Achievable Economic UCT Potential | 0 | 0 | 0 | 0 | 0 | 0.046252 | 0.092478 | 0.13843 | 0.18441 | 0.23043 | 0.27132 | 0.30394 | 0.32998 | 0.35049 | 0.36695 | 0.38 | 0.39044 | 0.39875 | 0.40534 | 0.41062 | 0.41482 | 0.41485 | 0.41486 | 0.41486 | 0.41486 | 0.41486 | 0.41487 | 0.41487 | 0.41487 | 0.41487 | 0.41487
F1_Industrial_Paper and Printing_Existing_Process_Natural Gas_Gas Boiler - Stack Economizer_A_Achievable Economic UCT Potential | F1 | Industrial | Paper and Printing | Existing | Process | Natural Gas | Gas Boiler - Stack Economizer | A | Integrated Unit Energy Savings (kWh or therms) | Achievable Economic UCT Potential | 0 | 0 | 0 | 0 | 0 | 73.0348 | 73.0246 | 73.0174 | 73.012 | 73.0072 | 73.0025 | 72.9988 | 72.9957 | 72.9923 | 72.9904 | 72.988 | 72.9867 | 72.9853 | 72.9838 | 72.9833 | 72.9824 | 72.9817 | 72.981 | 72.9804 | 72.9799 | 72.9797 | 72.9795 | 72.9794 | 73.0493 | 73.0493 | 73.0493
F2_Industrial_Paper and Printing_Existing_Process_Natural Gas_Gas Boiler - Stack Economizer_A_Achievable Economic UCT Potential | F2 | Industrial | Paper and Printing | Existing | Process | Natural Gas | Gas Boiler - Stack Economizer | A | Integrated Unit Summer Peak Savings (kW) | Achievable Economic UCT Potential | 0 | 0 | 0 | 0 | 0 | 0 | 0 | 0 | 0 | 0 | 0 | 0 | 0 | 0 | 0 | 0 | 0 | 0 | 0 | 0 | 0 | 0 | 0 | 0 | 0 | 0 | 0 | 0 | 0 | 0 | 0
F3_Industrial_Paper and Printing_Existing_Process_Natural Gas_Gas Boiler - Stack Economizer_A_Achievable Economic UCT Potential | F3 | Industrial | Paper and Printing | Existing | Process | Natural Gas | Gas Boiler - Stack Economizer | A | Integrated Unit Winter Peak Savings (kW) | Achievable Economic UCT Potential | 0 | 0 | 0 | 0 | 0 | 0 | 0 | 0 | 0 | 0 | 0 | 0 | 0 | 0 | 0 | 0 | 0 | 0 | 0 | 0 | 0 | 0 | 0 | 0 | 0 | 0 | 0 | 0 | 0 | 0 | 0
F4_Industrial_Paper and Printing_Existing_Process_Natural Gas_Gas Boiler - Stack Economizer_A_Achievable Economic UCT Potential | F4 | Industrial | Paper and Printing | Existing | Process | Natural Gas | Gas Boiler - Stack Economizer | A | Incremental Energy Savings (MWh or mTherms) | Achievable Economic UCT Potential | 0 | 0 | 0 | 0 | 0 | 0.13479 | 0.1347 | 0.13389 | 0.13395 | 0.13406 | 0.11911 | 0.095023 | 0.075861 | 0.059722 | 0.047959 | 0.038 | 0.030403 | 0.0242 | 0.019187 | 0.015368 | 0.012243 | 8.3181e-05 | 2.9599e-05 | 1.0056e-05 | 3.2688e-06 | 2.7704e-06 | 2.763e-06 | 2.7563e-06 | 2.753e-06 | 2.7476e-06 | 2.7429e-06
F5_Industrial_Paper and Printing_Existing_Process_Natural Gas_Gas Boiler - Stack Economizer_A_Achievable Economic UCT Potential | F5 | Industrial | Paper and Printing | Existing | Process | Natural Gas | Gas Boiler - Stack Economizer | A | Incremental Summer Peak Savings (MW) | Achievable Economic UCT Potential | 0 | 0 | 0 | 0 | 0 | 0 | 0 | 0 | 0 | 0 | 0 | 0 | 0 | 0 | 0 | 0 | 0 | 0 | 0 | 0 | 0 | 0 | 0 | 0 | 0 | 0 | 0 | 0 | 0 | 0 | 0
F6_Industrial_Paper and Printing_Existing_Process_Natural Gas_Gas Boiler - Stack Economizer_A_Achievable Economic UCT Potential | F6 | Industrial | Paper and Printing | Existing | Process | Natural Gas | Gas Boiler - Stack Economizer | A | Incremental Winter Peak Savings (MW) | Achievable Economic UCT Potential | 0 | 0 | 0 | 0 | 0 | 0 | 0 | 0 | 0 | 0 | 0 | 0 | 0 | 0 | 0 | 0 | 0 | 0 | 0 | 0 | 0 | 0 | 0 | 0 | 0 | 0 | 0 | 0 | 0 | 0 | 0
F7_Industrial_Paper and Printing_Existing_Process_Natural Gas_Gas Boiler - Stack Economizer_A_Achievable Economic UCT Potential | F7 | Industrial | Paper and Printing | Existing | Process | Natural Gas | Gas Boiler - Stack Economizer | A | Cumulative Energy Savings (MWh or mTherms) | Achievable Economic UCT Potential | 0 | 0 | 0 | 0 | 0 | 0.13479 | 0.26947 | 0.40334 | 0.53726 | 0.67128 | 0.79035 | 0.88533 | 0.96116 | 1.0208 | 1.0688 | 1.1067 | 1.1371 | 1.1613 | 1.1805 | 1.1958 | 1.208 | 1.2081 | 1.2081 | 1.2081 | 1.2081 | 1.2081 | 1.2081 | 1.2081 | 0 | 0 | 0
F8_Industrial_Paper and Printing_Existing_Process_Natural Gas_Gas Boiler - Stack Economizer_A_Achievable Economic UCT Potential | F8 | Industrial | Paper and Printing | Existing | Process | Natural Gas | Gas Boiler - Stack Economizer | A | Cumulative Summer Peak Savings (MW) | Achievable Economic UCT Potential | 0 | 0 | 0 | 0 | 0 | 0 | 0 | 0 | 0 | 0 | 0 | 0 | 0 | 0 | 0 | 0 | 0 | 0 | 0 | 0 | 0 | 0 | 0 | 0 | 0 | 0 | 0 | 0 | 0 | 0 | 0
F9_Industrial_Paper and Printing_Existing_Process_Natural Gas_Gas Boiler - Stack Economizer_A_Achievable Economic UCT Potential | F9 | Industrial | Paper and Printing | Existing | Process | Natural Gas | Gas Boiler - Stack Economizer | A | Cumulative Winter Peak Savings (MW) | Achievable Economic UCT Potential | 0 | 0 | 0 | 0 | 0 | 0 | 0 | 0 | 0 | 0 | 0 | 0 | 0 | 0 | 0 | 0 | 0 | 0 | 0 | 0 | 0 | 0 | 0 | 0 | 0 | 0 | 0 | 0 | 0 | 0 | 0
F10_Industrial_Paper and Printing_Existing_Process_Natural Gas_Gas Boiler - Stack Economizer_A_Achievable Economic UCT Potential | F10 | Industrial | Paper and Printing | Existing | Process | Natural Gas | Gas Boiler - Stack Economizer | A | Purchases (Incremental) | Achievable Economic UCT Potential | 0 | 0 | 0 | 0 | 0 | 1.8456 | 1.8446 | 1.8337 | 1.8347 | 1.8362 | 1.6316 | 1.3017 | 1.0393 | 0.8182 | 0.65706 | 0.52063 | 0.41656 | 0.33157 | 0.26289 | 0.21056 | 0.16775 | 0.0011398 | 0.00040557 | 0.00013779 | 4.4791e-05 | 3.7962e-05 | 3.786e-05 | 3.7769e-05 | 3.7686e-05 | 3.7613e-05 | 3.7549e-05
F11_Industrial_Paper and Printing_Existing_Process_Natural Gas_Gas Boiler - Stack Economizer_A_Achievable Economic UCT Potential | F11 | Industrial | Paper and Printing | Existing | Process | Natural Gas | Gas Boiler - Stack Economizer | A | Purchases (Cumulative) | Achievable Economic UCT Potential | 0 | 0 | 0 | 0 | 0 | 1.8456 | 3.6902 | 5.5238 | 7.3585 | 9.1947 | 10.8263 | 12.128 | 13.1673 | 13.9855 | 14.6425 | 15.1632 | 15.5797 | 15.9113 | 16.1742 | 16.3848 | 16.5525 | 16.5537 | 16.5541 | 16.5542 | 16.5542 | 16.5543 | 16.5543 | 16.5544 | 16.5544 | 16.5544 | 16.5545
F1_Industrial_Paper and Printing_Existing_Space Heating_Natural Gas_Gas Furnace Tube Inserts_A_Achievable Economic UCT Potential | F1 | Industrial | Paper and Printing | Existing | Space Heating | Natural Gas | Gas Furnace Tube Inserts | A | Integrated Unit Energy Savings (kWh or therms) | Achievable Economic UCT Potential | 0 | 0 | 0 | 0 | 0 | 0.086153 | 0.085315 | 0.084246 | 0.083137 | 0.081995 | 0.080846 | 0.079685 | 0.078557 | 0.077446 | 0.076294 | 0.075233 | 0.074207 | 0.07323 | 0.072298 | 0.071394 | 0.070523 | 0.069657 | 0.068822 | 0.068079 | 0.067375 | 0.066721 | 0.066142 | 0.065598 | 0.069231 | 0.068805 | 0.068405
F2_Industrial_Paper and Printing_Existing_Space Heating_Natural Gas_Gas Furnace Tube Inserts_A_Achievable Economic UCT Potential | F2 | Industrial | Paper and Printing | Existing | Space Heating | Natural Gas | Gas Furnace Tube Inserts | A | Integrated Unit Summer Peak Savings (kW) | Achievable Economic UCT Potential | 0 | 0 | 0 | 0 | 0 | 0 | 0 | 0 | 0 | 0 | 0 | 0 | 0 | 0 | 0 | 0 | 0 | 0 | 0 | 0 | 0 | 0 | 0 | 0 | 0 | 0 | 0 | 0 | 0 | 0 | 0
F3_Industrial_Paper and Printing_Existing_Space Heating_Natural Gas_Gas Furnace Tube Inserts_A_Achievable Economic UCT Potential | F3 | Industrial | Paper and Printing | Existing | Space Heating | Natural Gas | Gas Furnace Tube Inserts | A | Integrated Unit Winter Peak Savings (kW) | Achievable Economic UCT Potential | 0 | 0 | 0 | 0 | 0 | 0 | 0 | 0 | 0 | 0 | 0 | 0 | 0 | 0 | 0 | 0 | 0 | 0 | 0 | 0 | 0 | 0 | 0 | 0 | 0 | 0 | 0 | 0 | 0 | 0 | 0
F4_Industrial_Paper and Printing_Existing_Space Heating_Natural Gas_Gas Furnace Tube Inserts_A_Achievable Economic UCT Potential | F4 | Industrial | Paper and Printing | Existing | Space Heating | Natural Gas | Gas Furnace Tube Inserts | A | Incremental Energy Savings (MWh or mTherms) | Achievable Economic UCT Potential | 0 | 0 | 0 | 0 | 0 | 0 | 0 | 0 | 0 | 0 | 0 | 0 | 0 | 0 | 0 | 0 | 0 | 0 | 0 | 0 | 0 | 0 | 0 | 0 | 0 | 0 | 0 | 0 | 0 | 0 | 0
F5_Industrial_Paper and Printing_Existing_Space Heating_Natural Gas_Gas Furnace Tube Inserts_A_Achievable Economic UCT Potential | F5 | Industrial | Paper and Printing | Existing | Space Heating | Natural Gas | Gas Furnace Tube Inserts | A | Incremental Summer Peak Savings (MW) | Achievable Economic UCT Potential | 0 | 0 | 0 | 0 | 0 | 0 | 0 | 0 | 0 | 0 | 0 | 0 | 0 | 0 | 0 | 0 | 0 | 0 | 0 | 0 | 0 | 0 | 0 | 0 | 0 | 0 | 0 | 0 | 0 | 0 | 0
F6_Industrial_Paper and Printing_Existing_Space Heating_Natural Gas_Gas Furnace Tube Inserts_A_Achievable Economic UCT Potential | F6 | Industrial | Paper and Printing | Existing | Space Heating | Natural Gas | Gas Furnace Tube Inserts | A | Incremental Winter Peak Savings (MW) | Achievable Economic UCT Potential | 0 | 0 | 0 | 0 | 0 | 0 | 0 | 0 | 0 | 0 | 0 | 0 | 0 | 0 | 0 | 0 | 0 | 0 | 0 | 0 | 0 | 0 | 0 | 0 | 0 | 0 | 0 | 0 | 0 | 0 | 0
F7_Industrial_Paper and Printing_Existing_Space Heating_Natural Gas_Gas Furnace Tube Inserts_A_Achievable Economic UCT Potential | F7 | Industrial | Paper and Printing | Existing | Space Heating | Natural Gas | Gas Furnace Tube Inserts | A | Cumulative Energy Savings (MWh or mTherms) | Achievable Economic UCT Potential | 0 | 0 | 0 | 0 | 0 | 0 | 0 | 0 | 0 | 0 | 0 | 0 | 0 | 0 | 0 | 0 | 0 | 0 | 0 | 0 | 0 | 0 | 0 | 0 | 0 | 0 | 0 | 0 | 0 | 0 | 0
F8_Industrial_Paper and Printing_Existing_Space Heating_Natural Gas_Gas Furnace Tube Inserts_A_Achievable Economic UCT Potential | F8 | Industrial | Paper and Printing | Existing | Space Heating | Natural Gas | Gas Furnace Tube Inserts | A | Cumulative Summer Peak Savings (MW) | Achievable Economic UCT Potential | 0 | 0 | 0 | 0 | 0 | 0 | 0 | 0 | 0 | 0 | 0 | 0 | 0 | 0 | 0 | 0 | 0 | 0 | 0 | 0 | 0 | 0 | 0 | 0 | 0 | 0 | 0 | 0 | 0 | 0 | 0
F9_Industrial_Paper and Printing_Existing_Space Heating_Natural Gas_Gas Furnace Tube Inserts_A_Achievable Economic UCT Potential | F9 | Industrial | Paper and Printing | Existing | Space Heating | Natural Gas | Gas Furnace Tube Inserts | A | Cumulative Winter Peak Savings (MW) | Achievable Economic UCT Potential | 0 | 0 | 0 | 0 | 0 | 0 | 0 | 0 | 0 | 0 | 0 | 0 | 0 | 0 | 0 | 0 | 0 | 0 | 0 | 0 | 0 | 0 | 0 | 0 | 0 | 0 | 0 | 0 | 0 | 0 | 0
F10_Industrial_Paper and Printing_Existing_Space Heating_Natural Gas_Gas Furnace Tube Inserts_A_Achievable Economic UCT Potential | F10 | Industrial | Paper and Printing | Existing | Space Heating | Natural Gas | Gas Furnace Tube Inserts | A | Purchases (Incremental) | Achievable Economic UCT Potential | 0 | 0 | 0 | 0 | 0 | 0 | 0 | 0 | 0 | 0 | 0 | 0 | 0 | 0 | 0 | 0 | 0 | 0 | 0 | 0 | 0 | 0 | 0 | 0 | 0 | 0 | 0 | 0 | 0 | 0 | 0
F11_Industrial_Paper and Printing_Existing_Space Heating_Natural Gas_Gas Furnace Tube Inserts_A_Achievable Economic UCT Potential | F11 | Industrial | Paper and Printing | Existing | Space Heating | Natural Gas | Gas Furnace Tube Inserts | A | Purchases (Cumulative) | Achievable Economic UCT Potential | 0 | 0 | 0 | 0 | 0 | 0 | 0 | 0 | 0 | 0 | 0 | 0 | 0 | 0 | 0 | 0 | 0 | 0 | 0 | 0 | 0 | 0 | 0 | 0 | 0 | 0 | 0 | 0 | 0 | 0 | 0
F1_Industrial_Paper and Printing_Existing_Space Heating_Natural Gas_Space Heating - Heat Recovery Ventilator_A_Achievable Economic UCT Potential | F1 | Industrial | Paper and Printing | Existing | Space Heating | Natural Gas | Space Heating - Heat Recovery Ventilator | A | Integrated Unit Energy Savings (kWh or therms) | Achievable Economic UCT Potential | 0 | 0 | 0 | 0 | 0 | 0.01315 | 0.012966 | 0.012714 | 0.012399 | 0.012027 | 0.011599 | 0.011153 | 0.010705 | 0.01025 | 0.009855 | 0.0094778 | 0.0091678 | 0.0088924 | 0.008648 | 0.0084688 | 0.0083039 | 0.0081583 | 0.0080378 | 0.0079458 | 0.0078623 | 0.0077999 | 0.0077475 | 0.0076989 | 0 | 0 | 0
F2_Industrial_Paper and Printing_Existing_Space Heating_Natural Gas_Space Heating - Heat Recovery Ventilator_A_Achievable Economic UCT Potential | F2 | Industrial | Paper and Printing | Existing | Space Heating | Natural Gas | Space Heating - Heat Recovery Ventilator | A | Integrated Unit Summer Peak Savings (kW) | Achievable Economic UCT Potential | 0 | 0 | 0 | 0 | 0 | 0 | 0 | 0 | 0 | 0 | 0 | 0 | 0 | 0 | 0 | 0 | 0 | 0 | 0 | 0 | 0 | 0 | 0 | 0 | 0 | 0 | 0 | 0 | 0 | 0 | 0
F3_Industrial_Paper and Printing_Existing_Space Heating_Natural Gas_Space Heating - Heat Recovery Ventilator_A_Achievable Economic UCT Potential | F3 | Industrial | Paper and Printing | Existing | Space Heating | Natural Gas | Space Heating - Heat Recovery Ventilator | A | Integrated Unit Winter Peak Savings (kW) | Achievable Economic UCT Potential | 0 | 0 | 0 | 0 | 0 | 0 | 0 | 0 | 0 | 0 | 0 | 0 | 0 | 0 | 0 | 0 | 0 | 0 | 0 | 0 | 0 | 0 | 0 | 0 | 0 | 0 | 0 | 0 | 0 | 0 | 0
F4_Industrial_Paper and Printing_Existing_Space Heating_Natural Gas_Space Heating - Heat Recovery Ventilator_A_Achievable Economic UCT Potential | F4 | Industrial | Paper and Printing | Existing | Space Heating | Natural Gas | Space Heating - Heat Recovery Ventilator | A | Incremental Energy Savings (MWh or mTherms) | Achievable Economic UCT Potential | 0 | 0 | 0 | 0 | 0 | 0 | 0 | 0 | 0 | 0 | 0 | 0 | 0 | 0 | 0 | 0 | 0 | 0 | 0 | 0 | 0 | 0 | 0 | 0 | 0 | 0 | 0 | 0 | 0 | 0 | 0
F5_Industrial_Paper and Printing_Existing_Space Heating_Natural Gas_Space Heating - Heat Recovery Ventilator_A_Achievable Economic UCT Potential | F5 | Industrial | Paper and Printing | Existing | Space Heating | Natural Gas | Space Heating - Heat Recovery Ventilator | A | Incremental Summer Peak Savings (MW) | Achievable Economic UCT Potential | 0 | 0 | 0 | 0 | 0 | 0 | 0 | 0 | 0 | 0 | 0 | 0 | 0 | 0 | 0 | 0 | 0 | 0 | 0 | 0 | 0 | 0 | 0 | 0 | 0 | 0 | 0 | 0 | 0 | 0 | 0
F6_Industrial_Paper and Printing_Existing_Space Heating_Natural Gas_Space Heating - Heat Recovery Ventilator_A_Achievable Economic UCT Potential | F6 | Industrial | Paper and Printing | Existing | Space Heating | Natural Gas | Space Heating - Heat Recovery Ventilator | A | Incremental Winter Peak Savings (MW) | Achievable Economic UCT Potential | 0 | 0 | 0 | 0 | 0 | 0 | 0 | 0 | 0 | 0 | 0 | 0 | 0 | 0 | 0 | 0 | 0 | 0 | 0 | 0 | 0 | 0 | 0 | 0 | 0 | 0 | 0 | 0 | 0 | 0 | 0
F7_Industrial_Paper and Printing_Existing_Space Heating_Natural Gas_Space Heating - Heat Recovery Ventilator_A_Achievable Economic UCT Potential | F7 | Industrial | Paper and Printing | Existing | Space Heating | Natural Gas | Space Heating - Heat Recovery Ventilator | A | Cumulative Energy Savings (MWh or mTherms) | Achievable Economic UCT Potential | 0 | 0 | 0 | 0 | 0 | 0 | 0 | 0 | 0 | 0 | 0 | 0 | 0 | 0 | 0 | 0 | 0 | 0 | 0 | 0 | 0 | 0 | 0 | 0 | 0 | 0 | 0 | 0 | 0 | 0 | 0
F8_Industrial_Paper and Printing_Existing_Space Heating_Natural Gas_Space Heating - Heat Recovery Ventilator_A_Achievable Economic UCT Potential | F8 | Industrial | Paper and Printing | Existing | Space Heating | Natural Gas | Space Heating - Heat Recovery Ventilator | A | Cumulative Summer Peak Savings (MW) | Achievable Economic UCT Potential | 0 | 0 | 0 | 0 | 0 | 0 | 0 | 0 | 0 | 0 | 0 | 0 | 0 | 0 | 0 | 0 | 0 | 0 | 0 | 0 | 0 | 0 | 0 | 0 | 0 | 0 | 0 | 0 | 0 | 0 | 0
F9_Industrial_Paper and Printing_Existing_Space Heating_Natural Gas_Space Heating - Heat Recovery Ventilator_A_Achievable Economic UCT Potential | F9 | Industrial | Paper and Printing | Existing | Space Heating | Natural Gas | Space Heating - Heat Recovery Ventilator | A | Cumulative Winter Peak Savings (MW) | Achievable Economic UCT Potential | 0 | 0 | 0 | 0 | 0 | 0 | 0 | 0 | 0 | 0 | 0 | 0 | 0 | 0 | 0 | 0 | 0 | 0 | 0 | 0 | 0 | 0 | 0 | 0 | 0 | 0 | 0 | 0 | 0 | 0 | 0
F10_Industrial_Paper and Printing_Existing_Space Heating_Natural Gas_Space Heating - Heat Recovery Ventilator_A_Achievable Economic UCT Potential | F10 | Industrial | Paper and Printing | Existing | Space Heating | Natural Gas | Space Heating - Heat Recovery Ventilator | A | Purchases (Incremental) | Achievable Economic UCT Potential | 0 | 0 | 0 | 0 | 0 | 0 | 0 | 0 | 0 | 0 | 0 | 0 | 0 | 0 | 0 | 0 | 0 | 0 | 0 | 0 | 0 | 0 | 0 | 0 | 0 | 0 | 0 | 0 | 0 | 0 | 0
F11_Industrial_Paper and Printing_Existing_Space Heating_Natural Gas_Space Heating - Heat Recovery Ventilator_A_Achievable Economic UCT Potential | F11 | Industrial | Paper and Printing | Existing | Space Heating | Natural Gas | Space Heating - Heat Recovery Ventilator | A | Purchases (Cumulative) | Achievable Economic UCT Potential | 0 | 0 | 0 | 0 | 0 | 0 | 0 | 0 | 0 | 0 | 0 | 0 | 0 | 0 | 0 | 0 | 0 | 0 | 0 | 0 | 0 | 0 | 0 | 0 | 0 | 0 | 0 | 0 | 0 | 0 | 0
F1_Industrial_Paper and Printing_Existing_Space Heating_Natural Gas_Thermostat - Programmable_A_Achievable Economic UCT Potential | F1 | Industrial | Paper and Printing | Existing | Space Heating | Natural Gas | Thermostat - Programmable | A | Integrated Unit Energy Savings (kWh or therms) | Achievable Economic UCT Potential | 0 | 0 | 0 | 0 | 0 | 0.0065329 | 0.0064413 | 0.0063156 | 0.0061593 | 0.0059736 | 0.0057604 | 0.0055381 | 0.0053151 | 0.0050877 | 0.0048904 | 0.0047018 | 0.0045466 | 0.0044085 | 0.004286 | 0.0041961 | 0.0041134 | 0.0040406 | 0.0039804 | 0.0039345 | 0.003893 | 0.003862 | 0.0038361 | 0.003812 | 0 | 0 | 0
F2_Industrial_Paper and Printing_Existing_Space Heating_Natural Gas_Thermostat - Programmable_A_Achievable Economic UCT Potential | F2 | Industrial | Paper and Printing | Existing | Space Heating | Natural Gas | Thermostat - Programmable | A | Integrated Unit Summer Peak Savings (kW) | Achievable Economic UCT Potential | 0 | 0 | 0 | 0 | 0 | 0 | 0 | 0 | 0 | 0 | 0 | 0 | 0 | 0 | 0 | 0 | 0 | 0 | 0 | 0 | 0 | 0 | 0 | 0 | 0 | 0 | 0 | 0 | 0 | 0 | 0
F3_Industrial_Paper and Printing_Existing_Space Heating_Natural Gas_Thermostat - Programmable_A_Achievable Economic UCT Potential | F3 | Industrial | Paper and Printing | Existing | Space Heating | Natural Gas | Thermostat - Programmable | A | Integrated Unit Winter Peak Savings (kW) | Achievable Economic UCT Potential | 0 | 0 | 0 | 0 | 0 | 0 | 0 | 0 | 0 | 0 | 0 | 0 | 0 | 0 | 0 | 0 | 0 | 0 | 0 | 0 | 0 | 0 | 0 | 0 | 0 | 0 | 0 | 0 | 0 | 0 | 0
F4_Industrial_Paper and Printing_Existing_Space Heating_Natural Gas_Thermostat - Programmable_A_Achievable Economic UCT Potential | F4 | Industrial | Paper and Printing | Existing | Space Heating | Natural Gas | Thermostat - Programmable | A | Incremental Energy Savings (MWh or mTherms) | Achievable Economic UCT Potential | 0 | 0 | 0 | 0 | 0 | 0 | 0 | 0 | 0 | 0 | 0 | 0 | 0 | 0 | 0 | 0 | 0 | 0 | 0 | 0 | 0 | 0 | 0 | 0 | 0 | 0 | 0 | 0 | 0 | 0 | 0
F5_Industrial_Paper and Printing_Existing_Space Heating_Natural Gas_Thermostat - Programmable_A_Achievable Economic UCT Potential | F5 | Industrial | Paper and Printing | Existing | Space Heating | Natural Gas | Thermostat - Programmable | A | Incremental Summer Peak Savings (MW) | Achievable Economic UCT Potential | 0 | 0 | 0 | 0 | 0 | 0 | 0 | 0 | 0 | 0 | 0 | 0 | 0 | 0 | 0 | 0 | 0 | 0 | 0 | 0 | 0 | 0 | 0 | 0 | 0 | 0 | 0 | 0 | 0 | 0 | 0
F6_Industrial_Paper and Printing_Existing_Space Heating_Natural Gas_Thermostat - Programmable_A_Achievable Economic UCT Potential | F6 | Industrial | Paper and Printing | Existing | Space Heating | Natural Gas | Thermostat - Programmable | A | Incremental Winter Peak Savings (MW) | Achievable Economic UCT Potential | 0 | 0 | 0 | 0 | 0 | 0 | 0 | 0 | 0 | 0 | 0 | 0 | 0 | 0 | 0 | 0 | 0 | 0 | 0 | 0 | 0 | 0 | 0 | 0 | 0 | 0 | 0 | 0 | 0 | 0 | 0
F7_Industrial_Paper and Printing_Existing_Space Heating_Natural Gas_Thermostat - Programmable_A_Achievable Economic UCT Potential | F7 | Industrial | Paper and Printing | Existing | Space Heating | Natural Gas | Thermostat - Programmable | A | Cumulative Energy Savings (MWh or mTherms) | Achievable Economic UCT Potential | 0 | 0 | 0 | 0 | 0 | 0 | 0 | 0 | 0 | 0 | 0 | 0 | 0 | 0 | 0 | 0 | 0 | 0 | 0 | 0 | 0 | 0 | 0 | 0 | 0 | 0 | 0 | 0 | 0 | 0 | 0
F8_Industrial_Paper and Printing_Existing_Space Heating_Natural Gas_Thermostat - Programmable_A_Achievable Economic UCT Potential | F8 | Industrial | Paper and Printing | Existing | Space Heating | Natural Gas | Thermostat - Programmable | A | Cumulative Summer Peak Savings (MW) | Achievable Economic UCT Potential | 0 | 0 | 0 | 0 | 0 | 0 | 0 | 0 | 0 | 0 | 0 | 0 | 0 | 0 | 0 | 0 | 0 | 0 | 0 | 0 | 0 | 0 | 0 | 0 | 0 | 0 | 0 | 0 | 0 | 0 | 0
F9_Industrial_Paper and Printing_Existing_Space Heating_Natural Gas_Thermostat - Programmable_A_Achievable Economic UCT Potential | F9 | Industrial | Paper and Printing | Existing | Space Heating | Natural Gas | Thermostat - Programmable | A | Cumulative Winter Peak Savings (MW) | Achievable Economic UCT Potential | 0 | 0 | 0 | 0 | 0 | 0 | 0 | 0 | 0 | 0 | 0 | 0 | 0 | 0 | 0 | 0 | 0 | 0 | 0 | 0 | 0 | 0 | 0 | 0 | 0 | 0 | 0 | 0 | 0 | 0 | 0
F10_Industrial_Paper and Printing_Existing_Space Heating_Natural Gas_Thermostat - Programmable_A_Achievable Economic UCT Potential | F10 | Industrial | Paper and Printing | Existing | Space Heating | Natural Gas | Thermostat - Programmable | A | Purchases (Incremental) | Achievable Economic UCT Potential | 0 | 0 | 0 | 0 | 0 | 0 | 0 | 0 | 0 | 0 | 0 | 0 | 0 | 0 | 0 | 0 | 0 | 0 | 0 | 0 | 0 | 0 | 0 | 0 | 0 | 0 | 0 | 0 | 0 | 0 | 0
F11_Industrial_Paper and Printing_Existing_Space Heating_Natural Gas_Thermostat - Programmable_A_Achievable Economic UCT Potential | F11 | Industrial | Paper and Printing | Existing | Space Heating | Natural Gas | Thermostat - Programmable | A | Purchases (Cumulative) | Achievable Economic UCT Potential | 0 | 0 | 0 | 0 | 0 | 0 | 0 | 0 | 0 | 0 | 0 | 0 | 0 | 0 | 0 | 0 | 0 | 0 | 0 | 0 | 0 | 0 | 0 | 0 | 0 | 0 | 0 | 0 | 0 | 0 | 0
F1_Industrial_Paper and Printing_Existing_Space Heating_Natural Gas_ENERGY STAR Connected Thermostat_A_Achievable Economic UCT Potential | F1 | Industrial | Paper and Printing | Existing | Space Heating | Natural Gas | ENERGY STAR Connected Thermostat | A | Integrated Unit Energy Savings (kWh or therms) | Achievable Economic UCT Potential | 0 | 0 | 0 | 0 | 0 | 0.015378 | 0.015163 | 0.014867 | 0.014499 | 0.014062 | 0.01356 | 0.013037 | 0.012512 | 0.011977 | 0.011512 | 0.011068 | 0.010703 | 0.010378 | 0.010089 | 0.0098776 | 0.009683 | 0.0095115 | 0.0093699 | 0.0092619 | 0.0091641 | 0.0090912 | 0.0090301 | 0.0089734 | 0 | 0 | 0
F2_Industrial_Paper and Printing_Existing_Space Heating_Natural Gas_ENERGY STAR Connected Thermostat_A_Achievable Economic UCT Potential | F2 | Industrial | Paper and Printing | Existing | Space Heating | Natural Gas | ENERGY STAR Connected Thermostat | A | Integrated Unit Summer Peak Savings (kW) | Achievable Economic UCT Potential | 0 | 0 | 0 | 0 | 0 | 0 | 0 | 0 | 0 | 0 | 0 | 0 | 0 | 0 | 0 | 0 | 0 | 0 | 0 | 0 | 0 | 0 | 0 | 0 | 0 | 0 | 0 | 0 | 0 | 0 | 0
F3_Industrial_Paper and Printing_Existing_Space Heating_Natural Gas_ENERGY STAR Connected Thermostat_A_Achievable Economic UCT Potential | F3 | Industrial | Paper and Printing | Existing | Space Heating | Natural Gas | ENERGY STAR Connected Thermostat | A | Integrated Unit Winter Peak Savings (kW) | Achievable Economic UCT Potential | 0 | 0 | 0 | 0 | 0 | 0 | 0 | 0 | 0 | 0 | 0 | 0 | 0 | 0 | 0 | 0 | 0 | 0 | 0 | 0 | 0 | 0 | 0 | 0 | 0 | 0 | 0 | 0 | 0 | 0 | 0
F4_Industrial_Paper and Printing_Existing_Space Heating_Natural Gas_ENERGY STAR Connected Thermostat_A_Achievable Economic UCT Potential | F4 | Industrial | Paper and Printing | Existing | Space Heating | Natural Gas | ENERGY STAR Connected Thermostat | A | Incremental Energy Savings (MWh or mTherms) | Achievable Economic UCT Potential | 0 | 0 | 0 | 0 | 0 | 0 | 0 | 0 | 0 | 0 | 0 | 0 | 0 | 0 | 0 | 0 | 0 | 0 | 0 | 0 | 0 | 0 | 0 | 0 | 0 | 0 | 0 | 0 | 0 | 0 | 0
F5_Industrial_Paper and Printing_Existing_Space Heating_Natural Gas_ENERGY STAR Connected Thermostat_A_Achievable Economic UCT Potential | F5 | Industrial | Paper and Printing | Existing | Space Heating | Natural Gas | ENERGY STAR Connected Thermostat | A | Incremental Summer Peak Savings (MW) | Achievable Economic UCT Potential | 0 | 0 | 0 | 0 | 0 | 0 | 0 | 0 | 0 | 0 | 0 | 0 | 0 | 0 | 0 | 0 | 0 | 0 | 0 | 0 | 0 | 0 | 0 | 0 | 0 | 0 | 0 | 0 | 0 | 0 | 0
F6_Industrial_Paper and Printing_Existing_Space Heating_Natural Gas_ENERGY STAR Connected Thermostat_A_Achievable Economic UCT Potential | F6 | Industrial | Paper and Printing | Existing | Space Heating | Natural Gas | ENERGY STAR Connected Thermostat | A | Incremental Winter Peak Savings (MW) | Achievable Economic UCT Potential | 0 | 0 | 0 | 0 | 0 | 0 | 0 | 0 | 0 | 0 | 0 | 0 | 0 | 0 | 0 | 0 | 0 | 0 | 0 | 0 | 0 | 0 | 0 | 0 | 0 | 0 | 0 | 0 | 0 | 0 | 0
F7_Industrial_Paper and Printing_Existing_Space Heating_Natural Gas_ENERGY STAR Connected Thermostat_A_Achievable Economic UCT Potential | F7 | Industrial | Paper and Printing | Existing | Space Heating | Natural Gas | ENERGY STAR Connected Thermostat | A | Cumulative Energy Savings (MWh or mTherms) | Achievable Economic UCT Potential | 0 | 0 | 0 | 0 | 0 | 0 | 0 | 0 | 0 | 0 | 0 | 0 | 0 | 0 | 0 | 0 | 0 | 0 | 0 | 0 | 0 | 0 | 0 | 0 | 0 | 0 | 0 | 0 | 0 | 0 | 0
F8_Industrial_Paper and Printing_Existing_Space Heating_Natural Gas_ENERGY STAR Connected Thermostat_A_Achievable Economic UCT Potential | F8 | Industrial | Paper and Printing | Existing | Space Heating | Natural Gas | ENERGY STAR Connected Thermostat | A | Cumulative Summer Peak Savings (MW) | Achievable Economic UCT Potential | 0 | 0 | 0 | 0 | 0 | 0 | 0 | 0 | 0 | 0 | 0 | 0 | 0 | 0 | 0 | 0 | 0 | 0 | 0 | 0 | 0 | 0 | 0 | 0 | 0 | 0 | 0 | 0 | 0 | 0 | 0
F9_Industrial_Paper and Printing_Existing_Space Heating_Natural Gas_ENERGY STAR Connected Thermostat_A_Achievable Economic UCT Potential | F9 | Industrial | Paper and Printing | Existing | Space Heating | Natural Gas | ENERGY STAR Connected Thermostat | A | Cumulative Winter Peak Savings (MW) | Achievable Economic UCT Potential | 0 | 0 | 0 | 0 | 0 | 0 | 0 | 0 | 0 | 0 | 0 | 0 | 0 | 0 | 0 | 0 | 0 | 0 | 0 | 0 | 0 | 0 | 0 | 0 | 0 | 0 | 0 | 0 | 0 | 0 | 0
F10_Industrial_Paper and Printing_Existing_Space Heating_Natural Gas_ENERGY STAR Connected Thermostat_A_Achievable Economic UCT Potential | F10 | Industrial | Paper and Printing | Existing | Space Heating | Natural Gas | ENERGY STAR Connected Thermostat | A | Purchases (Incremental) | Achievable Economic UCT Potential | 0 | 0 | 0 | 0 | 0 | 0 | 0 | 0 | 0 | 0 | 0 | 0 | 0 | 0 | 0 | 0 | 0 | 0 | 0 | 0 | 0 | 0 | 0 | 0 | 0 | 0 | 0 | 0 | 0 | 0 | 0
F11_Industrial_Paper and Printing_Existing_Space Heating_Natural Gas_ENERGY STAR Connected Thermostat_A_Achievable Economic UCT Potential | F11 | Industrial | Paper and Printing | Existing | Space Heating | Natural Gas | ENERGY STAR Connected Thermostat | A | Purchases (Cumulative) | Achievable Economic UCT Potential | 0 | 0 | 0 | 0 | 0 | 0 | 0 | 0 | 0 | 0 | 0 | 0 | 0 | 0 | 0 | 0 | 0 | 0 | 0 | 0 | 0 | 0 | 0 | 0 | 0 | 0 | 0 | 0 | 0 | 0 | 0
F1_Industrial_Paper and Printing_Existing_Space Heating_Natural Gas_Destratification Fans (HVLS)_A_Achievable Economic UCT Potential | F1 | Industrial | Paper and Printing | Existing | Space Heating | Natural Gas | Destratification Fans (HVLS) | A | Integrated Unit Energy Savings (kWh or therms) | Achievable Economic UCT Potential | 0 | 0 | 0 | 0 | 0 | 0.015379 | 0.015163 | 0.014868 | 0.0145 | 0.014064 | 0.013564 | 0.013042 | 0.012519 | 0.011987 | 0.011525 | 0.011084 | 0.010721 | 0.010399 | 0.010113 | 0.0099038 | 0.0097109 | 0.0095407 | 0.0093997 | 0.0092921 | 0.0091945 | 0.0091215 | 0.0090603 | 0.0090034 | 0 | 0 | 0
F2_Industrial_Paper and Printing_Existing_Space Heating_Natural Gas_Destratification Fans (HVLS)_A_Achievable Economic UCT Potential | F2 | Industrial | Paper and Printing | Existing | Space Heating | Natural Gas | Destratification Fans (HVLS) | A | Integrated Unit Summer Peak Savings (kW) | Achievable Economic UCT Potential | 0 | 0 | 0 | 0 | 0 | 0 | 0 | 0 | 0 | 0 | 0 | 0 | 0 | 0 | 0 | 0 | 0 | 0 | 0 | 0 | 0 | 0 | 0 | 0 | 0 | 0 | 0 | 0 | 0 | 0 | 0
F3_Industrial_Paper and Printing_Existing_Space Heating_Natural Gas_Destratification Fans (HVLS)_A_Achievable Economic UCT Potential | F3 | Industrial | Paper and Printing | Existing | Space Heating | Natural Gas | Destratification Fans (HVLS) | A | Integrated Unit Winter Peak Savings (kW) | Achievable Economic UCT Potential | 0 | 0 | 0 | 0 | 0 | 0 | 0 | 0 | 0 | 0 | 0 | 0 | 0 | 0 | 0 | 0 | 0 | 0 | 0 | 0 | 0 | 0 | 0 | 0 | 0 | 0 | 0 | 0 | 0 | 0 | 0
F4_Industrial_Paper and Printing_Existing_Space Heating_Natural Gas_Destratification Fans (HVLS)_A_Achievable Economic UCT Potential | F4 | Industrial | Paper and Printing | Existing | Space Heating | Natural Gas | Destratification Fans (HVLS) | A | Incremental Energy Savings (MWh or mTherms) | Achievable Economic UCT Potential | 0 | 0 | 0 | 0 | 0 | 0 | 0 | 0 | 0 | 0 | 0 | 0 | 0 | 0 | 0 | 0 | 0 | 0 | 0 | 0 | 0 | 0 | 0 | 0 | 0 | 0 | 0 | 0 | 0 | 0 | 0
F5_Industrial_Paper and Printing_Existing_Space Heating_Natural Gas_Destratification Fans (HVLS)_A_Achievable Economic UCT Potential | F5 | Industrial | Paper and Printing | Existing | Space Heating | Natural Gas | Destratification Fans (HVLS) | A | Incremental Summer Peak Savings (MW) | Achievable Economic UCT Potential | 0 | 0 | 0 | 0 | 0 | 0 | 0 | 0 | 0 | 0 | 0 | 0 | 0 | 0 | 0 | 0 | 0 | 0 | 0 | 0 | 0 | 0 | 0 | 0 | 0 | 0 | 0 | 0 | 0 | 0 | 0
F6_Industrial_Paper and Printing_Existing_Space Heating_Natural Gas_Destratification Fans (HVLS)_A_Achievable Economic UCT Potential | F6 | Industrial | Paper and Printing | Existing | Space Heating | Natural Gas | Destratification Fans (HVLS) | A | Incremental Winter Peak Savings (MW) | Achievable Economic UCT Potential | 0 | 0 | 0 | 0 | 0 | 0 | 0 | 0 | 0 | 0 | 0 | 0 | 0 | 0 | 0 | 0 | 0 | 0 | 0 | 0 | 0 | 0 | 0 | 0 | 0 | 0 | 0 | 0 | 0 | 0 | 0
F7_Industrial_Paper and Printing_Existing_Space Heating_Natural Gas_Destratification Fans (HVLS)_A_Achievable Economic UCT Potential | F7 | Industrial | Paper and Printing | Existing | Space Heating | Natural Gas | Destratification Fans (HVLS) | A | Cumulative Energy Savings (MWh or mTherms) | Achievable Economic UCT Potential | 0 | 0 | 0 | 0 | 0 | 0 | 0 | 0 | 0 | 0 | 0 | 0 | 0 | 0 | 0 | 0 | 0 | 0 | 0 | 0 | 0 | 0 | 0 | 0 | 0 | 0 | 0 | 0 | 0 | 0 | 0
F8_Industrial_Paper and Printing_Existing_Space Heating_Natural Gas_Destratification Fans (HVLS)_A_Achievable Economic UCT Potential | F8 | Industrial | Paper and Printing | Existing | Space Heating | Natural Gas | Destratification Fans (HVLS) | A | Cumulative Summer Peak Savings (MW) | Achievable Economic UCT Potential | 0 | 0 | 0 | 0 | 0 | 0 | 0 | 0 | 0 | 0 | 0 | 0 | 0 | 0 | 0 | 0 | 0 | 0 | 0 | 0 | 0 | 0 | 0 | 0 | 0 | 0 | 0 | 0 | 0 | 0 | 0
F9_Industrial_Paper and Printing_Existing_Space Heating_Natural Gas_Destratification Fans (HVLS)_A_Achievable Economic UCT Potential | F9 | Industrial | Paper and Printing | Existing | Space Heating | Natural Gas | Destratification Fans (HVLS) | A | Cumulative Winter Peak Savings (MW) | Achievable Economic UCT Potential | 0 | 0 | 0 | 0 | 0 | 0 | 0 | 0 | 0 | 0 | 0 | 0 | 0 | 0 | 0 | 0 | 0 | 0 | 0 | 0 | 0 | 0 | 0 | 0 | 0 | 0 | 0 | 0 | 0 | 0 | 0
F10_Industrial_Paper and Printing_Existing_Space Heating_Natural Gas_Destratification Fans (HVLS)_A_Achievable Economic UCT Potential | F10 | Industrial | Paper and Printing | Existing | Space Heating | Natural Gas | Destratification Fans (HVLS) | A | Purchases (Incremental) | Achievable Economic UCT Potential | 0 | 0 | 0 | 0 | 0 | 0 | 0 | 0 | 0 | 0 | 0 | 0 | 0 | 0 | 0 | 0 | 0 | 0 | 0 | 0 | 0 | 0 | 0 | 0 | 0 | 0 | 0 | 0 | 0 | 0 | 0
F11_Industrial_Paper and Printing_Existing_Space Heating_Natural Gas_Destratification Fans (HVLS)_A_Achievable Economic UCT Potential | F11 | Industrial | Paper and Printing | Existing | Space Heating | Natural Gas | Destratification Fans (HVLS) | A | Purchases (Cumulative) | Achievable Economic UCT Potential | 0 | 0 | 0 | 0 | 0 | 0 | 0 | 0 | 0 | 0 | 0 | 0 | 0 | 0 | 0 | 0 | 0 | 0 | 0 | 0 | 0 | 0 | 0 | 0 | 0 | 0 | 0 | 0 | 0 | 0 | 0
F1_Industrial_Paper and Printing_Existing_Space Heating_Natural Gas_Gas Boiler - Insulate Steam Lines/Condensate Tank_A_Achievable Economic UCT Potential | F1 | Industrial | Paper and Printing | Existing | Space Heating | Natural Gas | Gas Boiler - Insulate Steam Lines/Condensate Tank | A | Integrated Unit Energy Savings (kWh or therms) | Achievable Economic UCT Potential | 0 | 0 | 0 | 0 | 0 | 1079.7389 | 1069.8661 | 1059.548 | 1048.6074 | 1036.9338 | 1024.4614 | 1011.3094 | 997.3204 | 982.0374 | 965.8791 | 949.3064 | 932.8892 | 916.5768 | 900.638 | 886.2863 | 872.7729 | 859.8727 | 848.6011 | 838.9723 | 829.9235 | 823.13 | 817.4712 | 812.2598 | 934.2822 | 930.4445 | 926.9418
F2_Industrial_Paper and Printing_Existing_Space Heating_Natural Gas_Gas Boiler - Insulate Steam Lines/Condensate Tank_A_Achievable Economic UCT Potential | F2 | Industrial | Paper and Printing | Existing | Space Heating | Natural Gas | Gas Boiler - Insulate Steam Lines/Condensate Tank | A | Integrated Unit Summer Peak Savings (kW) | Achievable Economic UCT Potential | 0 | 0 | 0 | 0 | 0 | 0 | 0 | 0 | 0 | 0 | 0 | 0 | 0 | 0 | 0 | 0 | 0 | 0 | 0 | 0 | 0 | 0 | 0 | 0 | 0 | 0 | 0 | 0 | 0 | 0 | 0
F3_Industrial_Paper and Printing_Existing_Space Heating_Natural Gas_Gas Boiler - Insulate Steam Lines/Condensate Tank_A_Achievable Economic UCT Potential | F3 | Industrial | Paper and Printing | Existing | Space Heating | Natural Gas | Gas Boiler - Insulate Steam Lines/Condensate Tank | A | Integrated Unit Winter Peak Savings (kW) | Achievable Economic UCT Potential | 0 | 0 | 0 | 0 | 0 | 0 | 0 | 0 | 0 | 0 | 0 | 0 | 0 | 0 | 0 | 0 | 0 | 0 | 0 | 0 | 0 | 0 | 0 | 0 | 0 | 0 | 0 | 0 | 0 | 0 | 0
F4_Industrial_Paper and Printing_Existing_Space Heating_Natural Gas_Gas Boiler - Insulate Steam Lines/Condensate Tank_A_Achievable Economic UCT Potential | F4 | Industrial | Paper and Printing | Existing | Space Heating | Natural Gas | Gas Boiler - Insulate Steam Lines/Condensate Tank | A | Incremental Energy Savings (MWh or mTherms) | Achievable Economic UCT Potential | 0 | 0 | 0 | 0 | 0 | 0.0028537 | 0.0028261 | 0.0027823 | 0.0027551 | 0.0027267 | 0.0026596 | 0.0026183 | 0.0025769 | 0.0024971 | 0.0024654 | 0.0024 | 0.0023588 | 0.0023059 | 0.0022456 | 0.0022124 | 0.0021696 | 0.0021293 | 0.0020937 | 0.0020629 | 0.0020342 | 0 | 0 | 0 | 0 | 0 | 0
F5_Industrial_Paper and Printing_Existing_Space Heating_Natural Gas_Gas Boiler - Insulate Steam Lines/Condensate Tank_A_Achievable Economic UCT Potential | F5 | Industrial | Paper and Printing | Existing | Space Heating | Natural Gas | Gas Boiler - Insulate Steam Lines/Condensate Tank | A | Incremental Summer Peak Savings (MW) | Achievable Economic UCT Potential | 0 | 0 | 0 | 0 | 0 | 0 | 0 | 0 | 0 | 0 | 0 | 0 | 0 | 0 | 0 | 0 | 0 | 0 | 0 | 0 | 0 | 0 | 0 | 0 | 0 | 0 | 0 | 0 | 0 | 0 | 0
F6_Industrial_Paper and Printing_Existing_Space Heating_Natural Gas_Gas Boiler - Insulate Steam Lines/Condensate Tank_A_Achievable Economic UCT Potential | F6 | Industrial | Paper and Printing | Existing | Space Heating | Natural Gas | Gas Boiler - Insulate Steam Lines/Condensate Tank | A | Incremental Winter Peak Savings (MW) | Achievable Economic UCT Potential | 0 | 0 | 0 | 0 | 0 | 0 | 0 | 0 | 0 | 0 | 0 | 0 | 0 | 0 | 0 | 0 | 0 | 0 | 0 | 0 | 0 | 0 | 0 | 0 | 0 | 0 | 0 | 0 | 0 | 0 | 0
F7_Industrial_Paper and Printing_Existing_Space Heating_Natural Gas_Gas Boiler - Insulate Steam Lines/Condensate Tank_A_Achievable Economic UCT Potential | F7 | Industrial | Paper and Printing | Existing | Space Heating | Natural Gas | Gas Boiler - Insulate Steam Lines/Condensate Tank | A | Cumulative Energy Savings (MWh or mTherms) | Achievable Economic UCT Potential | 0 | 0 | 0 | 0 | 0 | 0.0028537 | 0.0056537 | 0.0083815 | 0.01105 | 0.013654 | 0.016149 | 0.01856 | 0.02088 | 0.023057 | 0.025143 | 0.027112 | 0.029002 | 0.030801 | 0.03251 | 0.034205 | 0.035853 | 0.037452 | 0.039055 | 0.040675 | 0.04227 | 0.041924 | 0.041636 | 0.041371 | 0 | 0 | 0
F8_Industrial_Paper and Printing_Existing_Space Heating_Natural Gas_Gas Boiler - Insulate Steam Lines/Condensate Tank_A_Achievable Economic UCT Potential | F8 | Industrial | Paper and Printing | Existing | Space Heating | Natural Gas | Gas Boiler - Insulate Steam Lines/Condensate Tank | A | Cumulative Summer Peak Savings (MW) | Achievable Economic UCT Potential | 0 | 0 | 0 | 0 | 0 | 0 | 0 | 0 | 0 | 0 | 0 | 0 | 0 | 0 | 0 | 0 | 0 | 0 | 0 | 0 | 0 | 0 | 0 | 0 | 0 | 0 | 0 | 0 | 0 | 0 | 0
F9_Industrial_Paper and Printing_Existing_Space Heating_Natural Gas_Gas Boiler - Insulate Steam Lines/Condensate Tank_A_Achievable Economic UCT Potential | F9 | Industrial | Paper and Printing | Existing | Space Heating | Natural Gas | Gas Boiler - Insulate Steam Lines/Condensate Tank | A | Cumulative Winter Peak Savings (MW) | Achievable Economic UCT Potential | 0 | 0 | 0 | 0 | 0 | 0 | 0 | 0 | 0 | 0 | 0 | 0 | 0 | 0 | 0 | 0 | 0 | 0 | 0 | 0 | 0 | 0 | 0 | 0 | 0 | 0 | 0 | 0 | 0 | 0 | 0
F10_Industrial_Paper and Printing_Existing_Space Heating_Natural Gas_Gas Boiler - Insulate Steam Lines/Condensate Tank_A_Achievable Economic UCT Potential | F10 | Industrial | Paper and Printing | Existing | Space Heating | Natural Gas | Gas Boiler - Insulate Steam Lines/Condensate Tank | A | Purchases (Incremental) | Achievable Economic UCT Potential | 0 | 0 | 0 | 0 | 0 | 0.002643 | 0.0026415 | 0.0026259 | 0.0026274 | 0.0026295 | 0.0025961 | 0.002589 | 0.0025838 | 0.0025428 | 0.0025525 | 0.0025281 | 0.0025285 | 0.0025157 | 0.0024933 | 0.0024962 | 0.0024859 | 0.0024763 | 0.0024672 | 0.0024588 | 0.0024511 | 0 | 0 | 0 | 0 | 0 | 0
F11_Industrial_Paper and Printing_Existing_Space Heating_Natural Gas_Gas Boiler - Insulate Steam Lines/Condensate Tank_A_Achievable Economic UCT Potential | F11 | Industrial | Paper and Printing | Existing | Space Heating | Natural Gas | Gas Boiler - Insulate Steam Lines/Condensate Tank | A | Purchases (Cumulative) | Achievable Economic UCT Potential | 0 | 0 | 0 | 0 | 0 | 0.002643 | 0.0052845 | 0.0079104 | 0.010538 | 0.013167 | 0.015763 | 0.018353 | 0.020936 | 0.023479 | 0.026032 | 0.02856 | 0.031088 | 0.033604 | 0.036097 | 0.038593 | 0.041079 | 0.043556 | 0.046023 | 0.048482 | 0.050933 | 0.050933 | 0.050933 | 0.050933 | 0.050933 | 0.050933 | 0.050933
F1_Industrial_Paper and Printing_Existing_Process_Natural Gas_Gas Boiler - Insulate Steam Lines/Condensate Tank_A_Achievable Economic UCT Potential | F1 | Industrial | Paper and Printing | Existing | Process | Natural Gas | Gas Boiler - Insulate Steam Lines/Condensate Tank | A | Integrated Unit Energy Savings (kWh or therms) | Achievable Economic UCT Potential | 0 | 0 | 0 | 0 | 0 | 601.5182 | 598.7331 | 595.9223 | 593.1453 | 590.362 | 587.5402 | 585.1436 | 583.0011 | 580.7759 | 579.1752 | 577.4263 | 576.0793 | 574.7176 | 573.3344 | 572.319 | 571.1875 | 570.2231 | 569.2666 | 568.317 | 567.3744 | 567.2691 | 567.1724 | 567.0842 | 604.3224 | 604.3224 | 604.3224
F2_Industrial_Paper and Printing_Existing_Process_Natural Gas_Gas Boiler - Insulate Steam Lines/Condensate Tank_A_Achievable Economic UCT Potential | F2 | Industrial | Paper and Printing | Existing | Process | Natural Gas | Gas Boiler - Insulate Steam Lines/Condensate Tank | A | Integrated Unit Summer Peak Savings (kW) | Achievable Economic UCT Potential | 0 | 0 | 0 | 0 | 0 | 0 | 0 | 0 | 0 | 0 | 0 | 0 | 0 | 0 | 0 | 0 | 0 | 0 | 0 | 0 | 0 | 0 | 0 | 0 | 0 | 0 | 0 | 0 | 0 | 0 | 0
F3_Industrial_Paper and Printing_Existing_Process_Natural Gas_Gas Boiler - Insulate Steam Lines/Condensate Tank_A_Achievable Economic UCT Potential | F3 | Industrial | Paper and Printing | Existing | Process | Natural Gas | Gas Boiler - Insulate Steam Lines/Condensate Tank | A | Integrated Unit Winter Peak Savings (kW) | Achievable Economic UCT Potential | 0 | 0 | 0 | 0 | 0 | 0 | 0 | 0 | 0 | 0 | 0 | 0 | 0 | 0 | 0 | 0 | 0 | 0 | 0 | 0 | 0 | 0 | 0 | 0 | 0 | 0 | 0 | 0 | 0 | 0 | 0
F4_Industrial_Paper and Printing_Existing_Process_Natural Gas_Gas Boiler - Insulate Steam Lines/Condensate Tank_A_Achievable Economic UCT Potential | F4 | Industrial | Paper and Printing | Existing | Process | Natural Gas | Gas Boiler - Insulate Steam Lines/Condensate Tank | A | Incremental Energy Savings (MWh or mTherms) | Achievable Economic UCT Potential | 0 | 0 | 0 | 0 | 0 | 0.063437 | 0.063109 | 0.062442 | 0.062185 | 0.061944 | 0.060865 | 0.060452 | 0.060108 | 0.058928 | 0.05899 | 0.058251 | 0.058122 | 0.057693 | 0.057041 | 0.057007 | 0.056659 | 0.056344 | 0.056044 | 0.05576 | 0.055492 | 0 | 0 | 0 | 0 | 0 | 0
F5_Industrial_Paper and Printing_Existing_Process_Natural Gas_Gas Boiler - Insulate Steam Lines/Condensate Tank_A_Achievable Economic UCT Potential | F5 | Industrial | Paper and Printing | Existing | Process | Natural Gas | Gas Boiler - Insulate Steam Lines/Condensate Tank | A | Incremental Summer Peak Savings (MW) | Achievable Economic UCT Potential | 0 | 0 | 0 | 0 | 0 | 0 | 0 | 0 | 0 | 0 | 0 | 0 | 0 | 0 | 0 | 0 | 0 | 0 | 0 | 0 | 0 | 0 | 0 | 0 | 0 | 0 | 0 | 0 | 0 | 0 | 0
F6_Industrial_Paper and Printing_Existing_Process_Natural Gas_Gas Boiler - Insulate Steam Lines/Condensate Tank_A_Achievable Economic UCT Potential | F6 | Industrial | Paper and Printing | Existing | Process | Natural Gas | Gas Boiler - Insulate Steam Lines/Condensate Tank | A | Incremental Winter Peak Savings (MW) | Achievable Economic UCT Potential | 0 | 0 | 0 | 0 | 0 | 0 | 0 | 0 | 0 | 0 | 0 | 0 | 0 | 0 | 0 | 0 | 0 | 0 | 0 | 0 | 0 | 0 | 0 | 0 | 0 | 0 | 0 | 0 | 0 | 0 | 0
F7_Industrial_Paper and Printing_Existing_Process_Natural Gas_Gas Boiler - Insulate Steam Lines/Condensate Tank_A_Achievable Economic UCT Potential | F7 | Industrial | Paper and Printing | Existing | Process | Natural Gas | Gas Boiler - Insulate Steam Lines/Condensate Tank | A | Cumulative Energy Savings (MWh or mTherms) | Achievable Economic UCT Potential | 0 | 0 | 0 | 0 | 0 | 0.063437 | 0.12625 | 0.1881 | 0.24941 | 0.31019 | 0.36957 | 0.42851 | 0.48705 | 0.54412 | 0.60161 | 0.65804 | 0.71463 | 0.77063 | 0.82582 | 0.88137 | 0.93628 | 0.99104 | 1.0454 | 1.0994 | 1.1531 | 1.1529 | 1.1527 | 1.1525 | 0 | 0 | 0
F8_Industrial_Paper and Printing_Existing_Process_Natural Gas_Gas Boiler - Insulate Steam Lines/Condensate Tank_A_Achievable Economic UCT Potential | F8 | Industrial | Paper and Printing | Existing | Process | Natural Gas | Gas Boiler - Insulate Steam Lines/Condensate Tank | A | Cumulative Summer Peak Savings (MW) | Achievable Economic UCT Potential | 0 | 0 | 0 | 0 | 0 | 0 | 0 | 0 | 0 | 0 | 0 | 0 | 0 | 0 | 0 | 0 | 0 | 0 | 0 | 0 | 0 | 0 | 0 | 0 | 0 | 0 | 0 | 0 | 0 | 0 | 0
F9_Industrial_Paper and Printing_Existing_Process_Natural Gas_Gas Boiler - Insulate Steam Lines/Condensate Tank_A_Achievable Economic UCT Potential | F9 | Industrial | Paper and Printing | Existing | Process | Natural Gas | Gas Boiler - Insulate Steam Lines/Condensate Tank | A | Cumulative Winter Peak Savings (MW) | Achievable Economic UCT Potential | 0 | 0 | 0 | 0 | 0 | 0 | 0 | 0 | 0 | 0 | 0 | 0 | 0 | 0 | 0 | 0 | 0 | 0 | 0 | 0 | 0 | 0 | 0 | 0 | 0 | 0 | 0 | 0 | 0 | 0 | 0
F10_Industrial_Paper and Printing_Existing_Process_Natural Gas_Gas Boiler - Insulate Steam Lines/Condensate Tank_A_Achievable Economic UCT Potential | F10 | Industrial | Paper and Printing | Existing | Process | Natural Gas | Gas Boiler - Insulate Steam Lines/Condensate Tank | A | Purchases (Incremental) | Achievable Economic UCT Potential | 0 | 0 | 0 | 0 | 0 | 0.10546 | 0.1054 | 0.10478 | 0.10484 | 0.10493 | 0.10359 | 0.10331 | 0.1031 | 0.10146 | 0.10185 | 0.10088 | 0.10089 | 0.10039 | 0.09949 | 0.099607 | 0.099196 | 0.09881 | 0.09845 | 0.098115 | 0.097806 | 0 | 0 | 0 | 0 | 0 | 0
F11_Industrial_Paper and Printing_Existing_Process_Natural Gas_Gas Boiler - Insulate Steam Lines/Condensate Tank_A_Achievable Economic UCT Potential | F11 | Industrial | Paper and Printing | Existing | Process | Natural Gas | Gas Boiler - Insulate Steam Lines/Condensate Tank | A | Purchases (Cumulative) | Achievable Economic UCT Potential | 0 | 0 | 0 | 0 | 0 | 0.10546 | 0.21087 | 0.31565 | 0.42049 | 0.52541 | 0.62901 | 0.73232 | 0.83542 | 0.93688 | 1.0387 | 1.1396 | 1.2405 | 1.3409 | 1.4404 | 1.54 | 1.6392 | 1.738 | 1.8364 | 1.9346 | 2.0324 | 2.0324 | 2.0324 | 2.0324 | 2.0324 | 2.0324 | 2.0324
F1_Industrial_Paper and Printing_Existing_Space Heating_Natural Gas_Gas Boiler - Insulate Hot Water Lines_A_Achievable Economic UCT Potential | F1 | Industrial | Paper and Printing | Existing | Space Heating | Natural Gas | Gas Boiler - Insulate Hot Water Lines | A | Integrated Unit Energy Savings (kWh or therms) | Achievable Economic UCT Potential | 0 | 0 | 0 | 0 | 0 | 1221.7501 | 1212.343 | 1202.6594 | 1192.5569 | 1182.0338 | 1171.2586 | 1160.2322 | 1148.9229 | 1137.1182 | 1124.4425 | 1112.1403 | 1099.8695 | 1087.8142 | 1075.9491 | 1064.6278 | 1053.7214 | 1042.5457 | 1032.3542 | 1023.3683 | 1014.5895 | 1006.744 | 1000.0209 | 993.8245 | 1056.0327 | 1051.695 | 1047.7358
F2_Industrial_Paper and Printing_Existing_Space Heating_Natural Gas_Gas Boiler - Insulate Hot Water Lines_A_Achievable Economic UCT Potential | F2 | Industrial | Paper and Printing | Existing | Space Heating | Natural Gas | Gas Boiler - Insulate Hot Water Lines | A | Integrated Unit Summer Peak Savings (kW) | Achievable Economic UCT Potential | 0 | 0 | 0 | 0 | 0 | 0 | 0 | 0 | 0 | 0 | 0 | 0 | 0 | 0 | 0 | 0 | 0 | 0 | 0 | 0 | 0 | 0 | 0 | 0 | 0 | 0 | 0 | 0 | 0 | 0 | 0
F3_Industrial_Paper and Printing_Existing_Space Heating_Natural Gas_Gas Boiler - Insulate Hot Water Lines_A_Achievable Economic UCT Potential | F3 | Industrial | Paper and Printing | Existing | Space Heating | Natural Gas | Gas Boiler - Insulate Hot Water Lines | A | Integrated Unit Winter Peak Savings (kW) | Achievable Economic UCT Potential | 0 | 0 | 0 | 0 | 0 | 0 | 0 | 0 | 0 | 0 | 0 | 0 | 0 | 0 | 0 | 0 | 0 | 0 | 0 | 0 | 0 | 0 | 0 | 0 | 0 | 0 | 0 | 0 | 0 | 0 | 0
F4_Industrial_Paper and Printing_Existing_Space Heating_Natural Gas_Gas Boiler - Insulate Hot Water Lines_A_Achievable Economic UCT Potential | F4 | Industrial | Paper and Printing | Existing | Space Heating | Natural Gas | Gas Boiler - Insulate Hot Water Lines | A | Incremental Energy Savings (MWh or mTherms) | Achievable Economic UCT Potential | 0 | 0 | 0 | 0 | 0 | 0.0064581 | 0.0064049 | 0.0063162 | 0.0062666 | 0.0062164 | 0.0060815 | 0.0060078 | 0.0059372 | 0.0057828 | 0.0057402 | 0.0056233 | 0.0055619 | 0.0054733 | 0.0053653 | 0.0053151 | 0.0052389 | 0.0051632 | 0.0050941 | 0.0050326 | 0.0049737 | 0 | 0 | 0 | 0 | 0 | 0
F5_Industrial_Paper and Printing_Existing_Space Heating_Natural Gas_Gas Boiler - Insulate Hot Water Lines_A_Achievable Economic UCT Potential | F5 | Industrial | Paper and Printing | Existing | Space Heating | Natural Gas | Gas Boiler - Insulate Hot Water Lines | A | Incremental Summer Peak Savings (MW) | Achievable Economic UCT Potential | 0 | 0 | 0 | 0 | 0 | 0 | 0 | 0 | 0 | 0 | 0 | 0 | 0 | 0 | 0 | 0 | 0 | 0 | 0 | 0 | 0 | 0 | 0 | 0 | 0 | 0 | 0 | 0 | 0 | 0 | 0
F6_Industrial_Paper and Printing_Existing_Space Heating_Natural Gas_Gas Boiler - Insulate Hot Water Lines_A_Achievable Economic UCT Potential | F6 | Industrial | Paper and Printing | Existing | Space Heating | Natural Gas | Gas Boiler - Insulate Hot Water Lines | A | Incremental Winter Peak Savings (MW) | Achievable Economic UCT Potential | 0 | 0 | 0 | 0 | 0 | 0 | 0 | 0 | 0 | 0 | 0 | 0 | 0 | 0 | 0 | 0 | 0 | 0 | 0 | 0 | 0 | 0 | 0 | 0 | 0 | 0 | 0 | 0 | 0 | 0 | 0
F7_Industrial_Paper and Printing_Existing_Space Heating_Natural Gas_Gas Boiler - Insulate Hot Water Lines_A_Achievable Economic UCT Potential | F7 | Industrial | Paper and Printing | Existing | Space Heating | Natural Gas | Gas Boiler - Insulate Hot Water Lines | A | Cumulative Energy Savings (MWh or mTherms) | Achievable Economic UCT Potential | 0 | 0 | 0 | 0 | 0 | 0.0064581 | 0.012813 | 0.019027 | 0.025134 | 0.031128 | 0.036926 | 0.042586 | 0.048108 | 0.053397 | 0.058542 | 0.063525 | 0.068386 | 0.07311 | 0.077677 | 0.082175 | 0.086572 | 0.090817 | 0.095024 | 0.099229 | 0.10335 | 0.10255 | 0.10187 | 0.10124 | 0 | 0 | 0
F8_Industrial_Paper and Printing_Existing_Space Heating_Natural Gas_Gas Boiler - Insulate Hot Water Lines_A_Achievable Economic UCT Potential | F8 | Industrial | Paper and Printing | Existing | Space Heating | Natural Gas | Gas Boiler - Insulate Hot Water Lines | A | Cumulative Summer Peak Savings (MW) | Achievable Economic UCT Potential | 0 | 0 | 0 | 0 | 0 | 0 | 0 | 0 | 0 | 0 | 0 | 0 | 0 | 0 | 0 | 0 | 0 | 0 | 0 | 0 | 0 | 0 | 0 | 0 | 0 | 0 | 0 | 0 | 0 | 0 | 0
F9_Industrial_Paper and Printing_Existing_Space Heating_Natural Gas_Gas Boiler - Insulate Hot Water Lines_A_Achievable Economic UCT Potential | F9 | Industrial | Paper and Printing | Existing | Space Heating | Natural Gas | Gas Boiler - Insulate Hot Water Lines | A | Cumulative Winter Peak Savings (MW) | Achievable Economic UCT Potential | 0 | 0 | 0 | 0 | 0 | 0 | 0 | 0 | 0 | 0 | 0 | 0 | 0 | 0 | 0 | 0 | 0 | 0 | 0 | 0 | 0 | 0 | 0 | 0 | 0 | 0 | 0 | 0 | 0 | 0 | 0
F10_Industrial_Paper and Printing_Existing_Space Heating_Natural Gas_Gas Boiler - Insulate Hot Water Lines_A_Achievable Economic UCT Potential | F10 | Industrial | Paper and Printing | Existing | Space Heating | Natural Gas | Gas Boiler - Insulate Hot Water Lines | A | Purchases (Incremental) | Achievable Economic UCT Potential | 0 | 0 | 0 | 0 | 0 | 0.0052859 | 0.005283 | 0.0052519 | 0.0052547 | 0.0052591 | 0.0051923 | 0.0051781 | 0.0051676 | 0.0050855 | 0.0051049 | 0.0050563 | 0.0050569 | 0.0050315 | 0.0049866 | 0.0049925 | 0.0049718 | 0.0049525 | 0.0049345 | 0.0049177 | 0.0049022 | 0 | 0 | 0 | 0 | 0 | 0
F11_Industrial_Paper and Printing_Existing_Space Heating_Natural Gas_Gas Boiler - Insulate Hot Water Lines_A_Achievable Economic UCT Potential | F11 | Industrial | Paper and Printing | Existing | Space Heating | Natural Gas | Gas Boiler - Insulate Hot Water Lines | A | Purchases (Cumulative) | Achievable Economic UCT Potential | 0 | 0 | 0 | 0 | 0 | 0.0052859 | 0.010569 | 0.015821 | 0.021076 | 0.026335 | 0.031527 | 0.036705 | 0.041873 | 0.046958 | 0.052063 | 0.057119 | 0.062176 | 0.067208 | 0.072194 | 0.077187 | 0.082159 | 0.087111 | 0.092046 | 0.096963 | 0.10187 | 0.10187 | 0.10187 | 0.10187 | 0.10187 | 0.10187 | 0.10187
F1_Industrial_Paper and Printing_Existing_Process_Natural Gas_Gas Boiler - Insulate Hot Water Lines_A_Achievable Economic UCT Potential | F1 | Industrial | Paper and Printing | Existing | Process | Natural Gas | Gas Boiler - Insulate Hot Water Lines | A | Integrated Unit Energy Savings (kWh or therms) | Achievable Economic UCT Potential | 0 | 0 | 0 | 0 | 0 | 682.4216 | 681.7821 | 681.1321 | 680.4767 | 679.8 | 679.0803 | 678.4337 | 677.8377 | 677.2296 | 676.8053 | 676.3845 | 676.1149 | 675.8826 | 675.675 | 675.5736 | 675.4511 | 675.3684 | 675.2894 | 675.213 | 675.1389 | 675.1159 | 675.0947 | 675.0754 | 683.0744 | 683.0744 | 683.0744
F2_Industrial_Paper and Printing_Existing_Process_Natural Gas_Gas Boiler - Insulate Hot Water Lines_A_Achievable Economic UCT Potential | F2 | Industrial | Paper and Printing | Existing | Process | Natural Gas | Gas Boiler - Insulate Hot Water Lines | A | Integrated Unit Summer Peak Savings (kW) | Achievable Economic UCT Potential | 0 | 0 | 0 | 0 | 0 | 0 | 0 | 0 | 0 | 0 | 0 | 0 | 0 | 0 | 0 | 0 | 0 | 0 | 0 | 0 | 0 | 0 | 0 | 0 | 0 | 0 | 0 | 0 | 0 | 0 | 0
F3_Industrial_Paper and Printing_Existing_Process_Natural Gas_Gas Boiler - Insulate Hot Water Lines_A_Achievable Economic UCT Potential | F3 | Industrial | Paper and Printing | Existing | Process | Natural Gas | Gas Boiler - Insulate Hot Water Lines | A | Integrated Unit Winter Peak Savings (kW) | Achievable Economic UCT Potential | 0 | 0 | 0 | 0 | 0 | 0 | 0 | 0 | 0 | 0 | 0 | 0 | 0 | 0 | 0 | 0 | 0 | 0 | 0 | 0 | 0 | 0 | 0 | 0 | 0 | 0 | 0 | 0 | 0 | 0 | 0
F4_Industrial_Paper and Printing_Existing_Process_Natural Gas_Gas Boiler - Insulate Hot Water Lines_A_Achievable Economic UCT Potential | F4 | Industrial | Paper and Printing | Existing | Process | Natural Gas | Gas Boiler - Insulate Hot Water Lines | A | Incremental Energy Savings (MWh or mTherms) | Achievable Economic UCT Potential | 0 | 0 | 0 | 0 | 0 | 0.14394 | 0.14373 | 0.14274 | 0.14268 | 0.14266 | 0.1407 | 0.14018 | 0.13977 | 0.13743 | 0.13787 | 0.13647 | 0.13643 | 0.1357 | 0.13445 | 0.13458 | 0.134 | 0.13347 | 0.13296 | 0.1325 | 0.13206 | 0 | 0 | 0 | 0 | 0 | 0
F5_Industrial_Paper and Printing_Existing_Process_Natural Gas_Gas Boiler - Insulate Hot Water Lines_A_Achievable Economic UCT Potential | F5 | Industrial | Paper and Printing | Existing | Process | Natural Gas | Gas Boiler - Insulate Hot Water Lines | A | Incremental Summer Peak Savings (MW) | Achievable Economic UCT Potential | 0 | 0 | 0 | 0 | 0 | 0 | 0 | 0 | 0 | 0 | 0 | 0 | 0 | 0 | 0 | 0 | 0 | 0 | 0 | 0 | 0 | 0 | 0 | 0 | 0 | 0 | 0 | 0 | 0 | 0 | 0
F6_Industrial_Paper and Printing_Existing_Process_Natural Gas_Gas Boiler - Insulate Hot Water Lines_A_Achievable Economic UCT Potential | F6 | Industrial | Paper and Printing | Existing | Process | Natural Gas | Gas Boiler - Insulate Hot Water Lines | A | Incremental Winter Peak Savings (MW) | Achievable Economic UCT Potential | 0 | 0 | 0 | 0 | 0 | 0 | 0 | 0 | 0 | 0 | 0 | 0 | 0 | 0 | 0 | 0 | 0 | 0 | 0 | 0 | 0 | 0 | 0 | 0 | 0 | 0 | 0 | 0 | 0 | 0 | 0
F7_Industrial_Paper and Printing_Existing_Process_Natural Gas_Gas Boiler - Insulate Hot Water Lines_A_Achievable Economic UCT Potential | F7 | Industrial | Paper and Printing | Existing | Process | Natural Gas | Gas Boiler - Insulate Hot Water Lines | A | Cumulative Energy Savings (MWh or mTherms) | Achievable Economic UCT Potential | 0 | 0 | 0 | 0 | 0 | 0.14394 | 0.28753 | 0.43 | 0.57227 | 0.71435 | 0.85429 | 0.99366 | 1.1326 | 1.269 | 1.406 | 1.5416 | 1.6775 | 1.8126 | 1.9465 | 2.0808 | 2.2144 | 2.3476 | 2.4803 | 2.6125 | 2.7443 | 2.7442 | 2.7441 | 2.744 | 0 | 0 | 0
F8_Industrial_Paper and Printing_Existing_Process_Natural Gas_Gas Boiler - Insulate Hot Water Lines_A_Achievable Economic UCT Potential | F8 | Industrial | Paper and Printing | Existing | Process | Natural Gas | Gas Boiler - Insulate Hot Water Lines | A | Cumulative Summer Peak Savings (MW) | Achievable Economic UCT Potential | 0 | 0 | 0 | 0 | 0 | 0 | 0 | 0 | 0 | 0 | 0 | 0 | 0 | 0 | 0 | 0 | 0 | 0 | 0 | 0 | 0 | 0 | 0 | 0 | 0 | 0 | 0 | 0 | 0 | 0 | 0
F9_Industrial_Paper and Printing_Existing_Process_Natural Gas_Gas Boiler - Insulate Hot Water Lines_A_Achievable Economic UCT Potential | F9 | Industrial | Paper and Printing | Existing | Process | Natural Gas | Gas Boiler - Insulate Hot Water Lines | A | Cumulative Winter Peak Savings (MW) | Achievable Economic UCT Potential | 0 | 0 | 0 | 0 | 0 | 0 | 0 | 0 | 0 | 0 | 0 | 0 | 0 | 0 | 0 | 0 | 0 | 0 | 0 | 0 | 0 | 0 | 0 | 0 | 0 | 0 | 0 | 0 | 0 | 0 | 0
F10_Industrial_Paper and Printing_Existing_Process_Natural Gas_Gas Boiler - Insulate Hot Water Lines_A_Achievable Economic UCT Potential | F10 | Industrial | Paper and Printing | Existing | Process | Natural Gas | Gas Boiler - Insulate Hot Water Lines | A | Purchases (Incremental) | Achievable Economic UCT Potential | 0 | 0 | 0 | 0 | 0 | 0.21092 | 0.21081 | 0.20957 | 0.20968 | 0.20985 | 0.20719 | 0.20662 | 0.2062 | 0.20293 | 0.2037 | 0.20176 | 0.20179 | 0.20077 | 0.19898 | 0.19921 | 0.19839 | 0.19762 | 0.1969 | 0.19623 | 0.19561 | 0 | 0 | 0 | 0 | 0 | 0
F11_Industrial_Paper and Printing_Existing_Process_Natural Gas_Gas Boiler - Insulate Hot Water Lines_A_Achievable Economic UCT Potential | F11 | Industrial | Paper and Printing | Existing | Process | Natural Gas | Gas Boiler - Insulate Hot Water Lines | A | Purchases (Cumulative) | Achievable Economic UCT Potential | 0 | 0 | 0 | 0 | 0 | 0.21092 | 0.42173 | 0.6313 | 0.84098 | 1.0508 | 1.258 | 1.4646 | 1.6708 | 1.8738 | 2.0775 | 2.2792 | 2.481 | 2.6818 | 2.8808 | 3.08 | 3.2784 | 3.476 | 3.6729 | 3.8691 | 4.0647 | 4.0647 | 4.0647 | 4.0647 | 4.0647 | 4.0647 | 4.0647
F1_Industrial_Paper and Printing_Existing_Process_Natural Gas_Process - Insulate Heated Process Fluids_A_Achievable Economic UCT Potential | F1 | Industrial | Paper and Printing | Existing | Process | Natural Gas | Process - Insulate Heated Process Fluids | A | Integrated Unit Energy Savings (kWh or therms) | Achievable Economic UCT Potential | 0 | 0 | 0 | 0 | 0 | 556.5147 | 553.8034 | 551.0681 | 548.3672 | 545.6619 | 542.9132 | 540.5651 | 538.453 | 536.2503 | 534.6469 | 532.89 | 531.5177 | 530.1243 | 528.7042 | 527.6415 | 526.4618 | 525.4366 | 524.4192 | 523.4086 | 522.4052 | 522.3005 | 522.2043 | 522.1167 | 559.2448 | 559.2448 | 559.2448
F2_Industrial_Paper and Printing_Existing_Process_Natural Gas_Process - Insulate Heated Process Fluids_A_Achievable Economic UCT Potential | F2 | Industrial | Paper and Printing | Existing | Process | Natural Gas | Process - Insulate Heated Process Fluids | A | Integrated Unit Summer Peak Savings (kW) | Achievable Economic UCT Potential | 0 | 0 | 0 | 0 | 0 | 0 | 0 | 0 | 0 | 0 | 0 | 0 | 0 | 0 | 0 | 0 | 0 | 0 | 0 | 0 | 0 | 0 | 0 | 0 | 0 | 0 | 0 | 0 | 0 | 0 | 0
F3_Industrial_Paper and Printing_Existing_Process_Natural Gas_Process - Insulate Heated Process Fluids_A_Achievable Economic UCT Potential | F3 | Industrial | Paper and Printing | Existing | Process | Natural Gas | Process - Insulate Heated Process Fluids | A | Integrated Unit Winter Peak Savings (kW) | Achievable Economic UCT Potential | 0 | 0 | 0 | 0 | 0 | 0 | 0 | 0 | 0 | 0 | 0 | 0 | 0 | 0 | 0 | 0 | 0 | 0 | 0 | 0 | 0 | 0 | 0 | 0 | 0 | 0 | 0 | 0 | 0 | 0 | 0
F4_Industrial_Paper and Printing_Existing_Process_Natural Gas_Process - Insulate Heated Process Fluids_A_Achievable Economic UCT Potential | F4 | Industrial | Paper and Printing | Existing | Process | Natural Gas | Process - Insulate Heated Process Fluids | A | Incremental Energy Savings (MWh or mTherms) | Achievable Economic UCT Potential | 0 | 0 | 0 | 0 | 0 | 0.12839 | 0.12769 | 0.12631 | 0.12576 | 0.12524 | 0.11073 | 0.087957 | 0.069949 | 0.054845 | 0.043912 | 0.03468 | 0.027676 | 0.021972 | 0.017374 | 0.013888 | 0.011039 | 7.4859e-05 | 2.6586e-05 | 9.0153e-06 | 2.9249e-06 | 2.4784e-06 | 2.4714e-06 | 2.465e-06 | 2.6345e-06 | 2.6294e-06 | 2.6249e-06
F5_Industrial_Paper and Printing_Existing_Process_Natural Gas_Process - Insulate Heated Process Fluids_A_Achievable Economic UCT Potential | F5 | Industrial | Paper and Printing | Existing | Process | Natural Gas | Process - Insulate Heated Process Fluids | A | Incremental Summer Peak Savings (MW) | Achievable Economic UCT Potential | 0 | 0 | 0 | 0 | 0 | 0 | 0 | 0 | 0 | 0 | 0 | 0 | 0 | 0 | 0 | 0 | 0 | 0 | 0 | 0 | 0 | 0 | 0 | 0 | 0 | 0 | 0 | 0 | 0 | 0 | 0
F6_Industrial_Paper and Printing_Existing_Process_Natural Gas_Process - Insulate Heated Process Fluids_A_Achievable Economic UCT Potential | F6 | Industrial | Paper and Printing | Existing | Process | Natural Gas | Process - Insulate Heated Process Fluids | A | Incremental Winter Peak Savings (MW) | Achievable Economic UCT Potential | 0 | 0 | 0 | 0 | 0 | 0 | 0 | 0 | 0 | 0 | 0 | 0 | 0 | 0 | 0 | 0 | 0 | 0 | 0 | 0 | 0 | 0 | 0 | 0 | 0 | 0 | 0 | 0 | 0 | 0 | 0
F7_Industrial_Paper and Printing_Existing_Process_Natural Gas_Process - Insulate Heated Process Fluids_A_Achievable Economic UCT Potential | F7 | Industrial | Paper and Printing | Existing | Process | Natural Gas | Process - Insulate Heated Process Fluids | A | Cumulative Energy Savings (MWh or mTherms) | Achievable Economic UCT Potential | 0 | 0 | 0 | 0 | 0 | 0.12839 | 0.25545 | 0.3805 | 0.5044 | 0.62715 | 0.73472 | 0.8195 | 0.88625 | 0.93746 | 0.97857 | 1.01 | 1.0351 | 1.0544 | 1.0689 | 1.0807 | 1.0893 | 1.0872 | 1.0852 | 1.0831 | 1.081 | 1.0808 | 1.0806 | 1.0804 | 0 | 0 | 0
F8_Industrial_Paper and Printing_Existing_Process_Natural Gas_Process - Insulate Heated Process Fluids_A_Achievable Economic UCT Potential | F8 | Industrial | Paper and Printing | Existing | Process | Natural Gas | Process - Insulate Heated Process Fluids | A | Cumulative Summer Peak Savings (MW) | Achievable Economic UCT Potential | 0 | 0 | 0 | 0 | 0 | 0 | 0 | 0 | 0 | 0 | 0 | 0 | 0 | 0 | 0 | 0 | 0 | 0 | 0 | 0 | 0 | 0 | 0 | 0 | 0 | 0 | 0 | 0 | 0 | 0 | 0
F9_Industrial_Paper and Printing_Existing_Process_Natural Gas_Process - Insulate Heated Process Fluids_A_Achievable Economic UCT Potential | F9 | Industrial | Paper and Printing | Existing | Process | Natural Gas | Process - Insulate Heated Process Fluids | A | Cumulative Winter Peak Savings (MW) | Achievable Economic UCT Potential | 0 | 0 | 0 | 0 | 0 | 0 | 0 | 0 | 0 | 0 | 0 | 0 | 0 | 0 | 0 | 0 | 0 | 0 | 0 | 0 | 0 | 0 | 0 | 0 | 0 | 0 | 0 | 0 | 0 | 0 | 0
F10_Industrial_Paper and Printing_Existing_Process_Natural Gas_Process - Insulate Heated Process Fluids_A_Achievable Economic UCT Potential | F10 | Industrial | Paper and Printing | Existing | Process | Natural Gas | Process - Insulate Heated Process Fluids | A | Purchases (Incremental) | Achievable Economic UCT Potential | 0 | 0 | 0 | 0 | 0 | 0.2307 | 0.23057 | 0.22921 | 0.22934 | 0.22953 | 0.20395 | 0.16271 | 0.12991 | 0.10227 | 0.082132 | 0.065079 | 0.05207 | 0.041446 | 0.032861 | 0.02632 | 0.020969 | 0.00014247 | 5.0697e-05 | 1.7224e-05 | 5.5989e-06 | 4.7452e-06 | 4.7325e-06 | 4.7211e-06 | 4.7108e-06 | 4.7016e-06 | 4.6936e-06
F11_Industrial_Paper and Printing_Existing_Process_Natural Gas_Process - Insulate Heated Process Fluids_A_Achievable Economic UCT Potential | F11 | Industrial | Paper and Printing | Existing | Process | Natural Gas | Process - Insulate Heated Process Fluids | A | Purchases (Cumulative) | Achievable Economic UCT Potential | 0 | 0 | 0 | 0 | 0 | 0.2307 | 0.46127 | 0.69048 | 0.91982 | 1.1493 | 1.3533 | 1.516 | 1.6459 | 1.7482 | 1.8303 | 1.8954 | 1.9475 | 1.9889 | 2.0218 | 2.0481 | 2.0691 | 2.0692 | 2.0693 | 2.0693 | 2.0693 | 2.0693 | 2.0693 | 2.0693 | 2.0693 | 2.0693 | 2.0693
F1_Industrial_Paper and Printing_Existing_Process_Natural Gas_Process Heat Recovery_A_Achievable Economic UCT Potential | F1 | Industrial | Paper and Printing | Existing | Process | Natural Gas | Process Heat Recovery | A | Integrated Unit Energy Savings (kWh or therms) | Achievable Economic UCT Potential | 0 | 0 | 0 | 0 | 0 | 73.2194 | 73.0504 | 72.8794 | 72.7094 | 72.5376 | 72.3547 | 72.1847 | 72.0205 | 71.8437 | 71.7031 | 71.5499 | 71.4227 | 71.2933 | 71.161 | 71.0535 | 70.9358 | 70.8224 | 70.7095 | 70.5971 | 70.4851 | 70.4767 | 70.4691 | 70.4621 | 0 | 0 | 0
F2_Industrial_Paper and Printing_Existing_Process_Natural Gas_Process Heat Recovery_A_Achievable Economic UCT Potential | F2 | Industrial | Paper and Printing | Existing | Process | Natural Gas | Process Heat Recovery | A | Integrated Unit Summer Peak Savings (kW) | Achievable Economic UCT Potential | 0 | 0 | 0 | 0 | 0 | 0 | 0 | 0 | 0 | 0 | 0 | 0 | 0 | 0 | 0 | 0 | 0 | 0 | 0 | 0 | 0 | 0 | 0 | 0 | 0 | 0 | 0 | 0 | 0 | 0 | 0
F3_Industrial_Paper and Printing_Existing_Process_Natural Gas_Process Heat Recovery_A_Achievable Economic UCT Potential | F3 | Industrial | Paper and Printing | Existing | Process | Natural Gas | Process Heat Recovery | A | Integrated Unit Winter Peak Savings (kW) | Achievable Economic UCT Potential | 0 | 0 | 0 | 0 | 0 | 0 | 0 | 0 | 0 | 0 | 0 | 0 | 0 | 0 | 0 | 0 | 0 | 0 | 0 | 0 | 0 | 0 | 0 | 0 | 0 | 0 | 0 | 0 | 0 | 0 | 0
F4_Industrial_Paper and Printing_Existing_Process_Natural Gas_Process Heat Recovery_A_Achievable Economic UCT Potential | F4 | Industrial | Paper and Printing | Existing | Process | Natural Gas | Process Heat Recovery | A | Incremental Energy Savings (MWh or mTherms) | Achievable Economic UCT Potential | 0 | 0 | 0 | 0 | 0 | 0.6081 | 0.60636 | 0.60137 | 0.60029 | 0.59937 | 0.53124 | 0.42284 | 0.33681 | 0.26452 | 0.21201 | 0.16763 | 0.13388 | 0.10637 | 0.084184 | 0.067325 | 0.053549 | 0.00036324 | 0.00012905 | 4.3775e-05 | 1.4207e-05 | 1.2039e-05 | 1.2006e-05 | 1.1976e-05 | 0 | 0 | 0
F5_Industrial_Paper and Printing_Existing_Process_Natural Gas_Process Heat Recovery_A_Achievable Economic UCT Potential | F5 | Industrial | Paper and Printing | Existing | Process | Natural Gas | Process Heat Recovery | A | Incremental Summer Peak Savings (MW) | Achievable Economic UCT Potential | 0 | 0 | 0 | 0 | 0 | 0 | 0 | 0 | 0 | 0 | 0 | 0 | 0 | 0 | 0 | 0 | 0 | 0 | 0 | 0 | 0 | 0 | 0 | 0 | 0 | 0 | 0 | 0 | 0 | 0 | 0
F6_Industrial_Paper and Printing_Existing_Process_Natural Gas_Process Heat Recovery_A_Achievable Economic UCT Potential | F6 | Industrial | Paper and Printing | Existing | Process | Natural Gas | Process Heat Recovery | A | Incremental Winter Peak Savings (MW) | Achievable Economic UCT Potential | 0 | 0 | 0 | 0 | 0 | 0 | 0 | 0 | 0 | 0 | 0 | 0 | 0 | 0 | 0 | 0 | 0 | 0 | 0 | 0 | 0 | 0 | 0 | 0 | 0 | 0 | 0 | 0 | 0 | 0 | 0
F7_Industrial_Paper and Printing_Existing_Process_Natural Gas_Process Heat Recovery_A_Achievable Economic UCT Potential | F7 | Industrial | Paper and Printing | Existing | Process | Natural Gas | Process Heat Recovery | A | Cumulative Energy Savings (MWh or mTherms) | Achievable Economic UCT Potential | 0 | 0 | 0 | 0 | 0 | 0.6081 | 1.2131 | 1.8116 | 2.4077 | 3.0013 | 3.525 | 3.9396 | 4.2674 | 4.5215 | 4.7246 | 4.8822 | 5.0074 | 5.1047 | 5.1794 | 5.2389 | 5.2837 | 5.2757 | 5.2674 | 5.2591 | 5.2507 | 5.2501 | 5.2496 | 5.249 | 0 | 0 | 0
F8_Industrial_Paper and Printing_Existing_Process_Natural Gas_Process Heat Recovery_A_Achievable Economic UCT Potential | F8 | Industrial | Paper and Printing | Existing | Process | Natural Gas | Process Heat Recovery | A | Cumulative Summer Peak Savings (MW) | Achievable Economic UCT Potential | 0 | 0 | 0 | 0 | 0 | 0 | 0 | 0 | 0 | 0 | 0 | 0 | 0 | 0 | 0 | 0 | 0 | 0 | 0 | 0 | 0 | 0 | 0 | 0 | 0 | 0 | 0 | 0 | 0 | 0 | 0
F9_Industrial_Paper and Printing_Existing_Process_Natural Gas_Process Heat Recovery_A_Achievable Economic UCT Potential | F9 | Industrial | Paper and Printing | Existing | Process | Natural Gas | Process Heat Recovery | A | Cumulative Winter Peak Savings (MW) | Achievable Economic UCT Potential | 0 | 0 | 0 | 0 | 0 | 0 | 0 | 0 | 0 | 0 | 0 | 0 | 0 | 0 | 0 | 0 | 0 | 0 | 0 | 0 | 0 | 0 | 0 | 0 | 0 | 0 | 0 | 0 | 0 | 0 | 0
F10_Industrial_Paper and Printing_Existing_Process_Natural Gas_Process Heat Recovery_A_Achievable Economic UCT Potential | F10 | Industrial | Paper and Printing | Existing | Process | Natural Gas | Process Heat Recovery | A | Purchases (Incremental) | Achievable Economic UCT Potential | 0 | 0 | 0 | 0 | 0 | 8.3051 | 8.3006 | 8.2516 | 8.2561 | 8.2629 | 7.3422 | 5.8577 | 4.6766 | 3.6819 | 2.9568 | 2.3429 | 1.8745 | 1.4921 | 1.183 | 0.94753 | 0.75489 | 0.0051289 | 0.0018251 | 0.00062007 | 0.00020156 | 0.00017083 | 0.00017037 | 0.00016996 | 9.3059e-07 | 9.3059e-07 | 9.3059e-07
F11_Industrial_Paper and Printing_Existing_Process_Natural Gas_Process Heat Recovery_A_Achievable Economic UCT Potential | F11 | Industrial | Paper and Printing | Existing | Process | Natural Gas | Process Heat Recovery | A | Purchases (Cumulative) | Achievable Economic UCT Potential | 0 | 0 | 0 | 0 | 0 | 8.3051 | 16.6057 | 24.8573 | 33.1134 | 41.3763 | 48.7185 | 54.5761 | 59.2528 | 62.9347 | 65.8914 | 68.2343 | 70.1088 | 71.6009 | 72.7839 | 73.7314 | 74.4863 | 74.4915 | 74.4933 | 74.4939 | 74.4941 | 74.4943 | 74.4944 | 74.4946 | 74.4946 | 74.4946 | 74.4946
F1_Industrial_Paper and Printing_Existing_Space Heating_Natural Gas_Building Automation System_A_Achievable Economic UCT Potential | F1 | Industrial | Paper and Printing | Existing | Space Heating | Natural Gas | Building Automation System | A | Integrated Unit Energy Savings (kWh or therms) | Achievable Economic UCT Potential | 0 | 0 | 0 | 0 | 0 | 0.015441 | 0.015337 | 0.015211 | 0.015075 | 0.014929 | 0.014775 | 0.014615 | 0.014451 | 0.014279 | 0.014096 | 0.013916 | 0.013739 | 0.01357 | 0.013408 | 0.013257 | 0.013112 | 0.012966 | 0.012837 | 0.012724 | 0.012618 | 0.012534 | 0.012461 | 0.012394 | 0 | 0 | 0
F2_Industrial_Paper and Printing_Existing_Space Heating_Natural Gas_Building Automation System_A_Achievable Economic UCT Potential | F2 | Industrial | Paper and Printing | Existing | Space Heating | Natural Gas | Building Automation System | A | Integrated Unit Summer Peak Savings (kW) | Achievable Economic UCT Potential | 0 | 0 | 0 | 0 | 0 | 0 | 0 | 0 | 0 | 0 | 0 | 0 | 0 | 0 | 0 | 0 | 0 | 0 | 0 | 0 | 0 | 0 | 0 | 0 | 0 | 0 | 0 | 0 | 0 | 0 | 0
F3_Industrial_Paper and Printing_Existing_Space Heating_Natural Gas_Building Automation System_A_Achievable Economic UCT Potential | F3 | Industrial | Paper and Printing | Existing | Space Heating | Natural Gas | Building Automation System | A | Integrated Unit Winter Peak Savings (kW) | Achievable Economic UCT Potential | 0 | 0 | 0 | 0 | 0 | 0 | 0 | 0 | 0 | 0 | 0 | 0 | 0 | 0 | 0 | 0 | 0 | 0 | 0 | 0 | 0 | 0 | 0 | 0 | 0 | 0 | 0 | 0 | 0 | 0 | 0
F4_Industrial_Paper and Printing_Existing_Space Heating_Natural Gas_Building Automation System_A_Achievable Economic UCT Potential | F4 | Industrial | Paper and Printing | Existing | Space Heating | Natural Gas | Building Automation System | A | Incremental Energy Savings (MWh or mTherms) | Achievable Economic UCT Potential | 0 | 0 | 0 | 0 | 0 | 0.0072974 | 0.014481 | 0.025349 | 0.040888 | 0.061512 | 0.086082 | 0.11551 | 0.14776 | 0.17772 | 0.20767 | 0.22783 | 0.23932 | 0.23617 | 0.218 | 0.18974 | 0.15456 | 0.11642 | 0.079504 | 0.050178 | 0.03235 | 0 | 0 | 0 | 0 | 0 | 0
F5_Industrial_Paper and Printing_Existing_Space Heating_Natural Gas_Building Automation System_A_Achievable Economic UCT Potential | F5 | Industrial | Paper and Printing | Existing | Space Heating | Natural Gas | Building Automation System | A | Incremental Summer Peak Savings (MW) | Achievable Economic UCT Potential | 0 | 0 | 0 | 0 | 0 | 0 | 0 | 0 | 0 | 0 | 0 | 0 | 0 | 0 | 0 | 0 | 0 | 0 | 0 | 0 | 0 | 0 | 0 | 0 | 0 | 0 | 0 | 0 | 0 | 0 | 0
F6_Industrial_Paper and Printing_Existing_Space Heating_Natural Gas_Building Automation System_A_Achievable Economic UCT Potential | F6 | Industrial | Paper and Printing | Existing | Space Heating | Natural Gas | Building Automation System | A | Incremental Winter Peak Savings (MW) | Achievable Economic UCT Potential | 0 | 0 | 0 | 0 | 0 | 0 | 0 | 0 | 0 | 0 | 0 | 0 | 0 | 0 | 0 | 0 | 0 | 0 | 0 | 0 | 0 | 0 | 0 | 0 | 0 | 0 | 0 | 0 | 0 | 0 | 0
F7_Industrial_Paper and Printing_Existing_Space Heating_Natural Gas_Building Automation System_A_Achievable Economic UCT Potential | F7 | Industrial | Paper and Printing | Existing | Space Heating | Natural Gas | Building Automation System | A | Cumulative Energy Savings (MWh or mTherms) | Achievable Economic UCT Potential | 0 | 0 | 0 | 0 | 0 | 0.0072974 | 0.021729 | 0.046899 | 0.087368 | 0.14803 | 0.23259 | 0.34558 | 0.48947 | 0.66136 | 0.86056 | 1.0774 | 1.303 | 1.5232 | 1.723 | 1.8933 | 2.0272 | 2.121 | 2.1794 | 2.2104 | 2.2244 | 2.2095 | 2.1967 | 2.1848 | 0 | 0 | 0
F8_Industrial_Paper and Printing_Existing_Space Heating_Natural Gas_Building Automation System_A_Achievable Economic UCT Potential | F8 | Industrial | Paper and Printing | Existing | Space Heating | Natural Gas | Building Automation System | A | Cumulative Summer Peak Savings (MW) | Achievable Economic UCT Potential | 0 | 0 | 0 | 0 | 0 | 0 | 0 | 0 | 0 | 0 | 0 | 0 | 0 | 0 | 0 | 0 | 0 | 0 | 0 | 0 | 0 | 0 | 0 | 0 | 0 | 0 | 0 | 0 | 0 | 0 | 0
F9_Industrial_Paper and Printing_Existing_Space Heating_Natural Gas_Building Automation System_A_Achievable Economic UCT Potential | F9 | Industrial | Paper and Printing | Existing | Space Heating | Natural Gas | Building Automation System | A | Cumulative Winter Peak Savings (MW) | Achievable Economic UCT Potential | 0 | 0 | 0 | 0 | 0 | 0 | 0 | 0 | 0 | 0 | 0 | 0 | 0 | 0 | 0 | 0 | 0 | 0 | 0 | 0 | 0 | 0 | 0 | 0 | 0 | 0 | 0 | 0 | 0 | 0 | 0
F10_Industrial_Paper and Printing_Existing_Space Heating_Natural Gas_Building Automation System_A_Achievable Economic UCT Potential | F10 | Industrial | Paper and Printing | Existing | Space Heating | Natural Gas | Building Automation System | A | Purchases (Incremental) | Achievable Economic UCT Potential | 0 | 0 | 0 | 0 | 0 | 472.6041 | 944.186 | 1666.5585 | 2712.3514 | 4120.3748 | 5826.3172 | 7903.734 | 10225.2899 | 12446.0925 | 14732.9366 | 16371.7681 | 17418.739 | 17403.4247 | 16259.3252 | 14312.5173 | 11787.3477 | 8978.7963 | 6193.4405 | 3943.4734 | 2563.7204 | 0 | 0 | 0 | 0 | 0 | 0
F11_Industrial_Paper and Printing_Existing_Space Heating_Natural Gas_Building Automation System_A_Achievable Economic UCT Potential | F11 | Industrial | Paper and Printing | Existing | Space Heating | Natural Gas | Building Automation System | A | Purchases (Cumulative) | Achievable Economic UCT Potential | 0 | 0 | 0 | 0 | 0 | 472.6041 | 1416.7901 | 3083.3486 | 5795.6999 | 9916.0747 | 15742.392 | 23646.126 | 33871.4159 | 46317.5084 | 61050.445 | 77422.2131 | 94840.9521 | 112244.3767 | 128503.702 | 142816.2193 | 154603.567 | 163582.3633 | 169775.8038 | 173719.2772 | 176282.9976 | 176282.9976 | 176282.9976 | 176282.9976 | 176282.9976 | 176282.9976 | 176282.9976
F1_Industrial_Paper and Printing_Existing_Space Heating_Natural Gas_Steam System Efficiency Improvements_A_Achievable Economic UCT Potential | F1 | Industrial | Paper and Printing | Existing | Space Heating | Natural Gas | Steam System Efficiency Improvements | A | Integrated Unit Energy Savings (kWh or therms) | Achievable Economic UCT Potential | 0 | 0 | 0 | 0 | 0 | 0.13702 | 0.13484 | 0.13212 | 0.12881 | 0.12492 | 0.1205 | 0.11593 | 0.11133 | 0.10666 | 0.10263 | 0.098778 | 0.095621 | 0.092781 | 0.090231 | 0.088344 | 0.086595 | 0.085039 | 0.083713 | 0.082677 | 0.081705 | 0.080967 | 0.080347 | 0.079778 | 0.11902 | 0.11854 | 0.11809
F2_Industrial_Paper and Printing_Existing_Space Heating_Natural Gas_Steam System Efficiency Improvements_A_Achievable Economic UCT Potential | F2 | Industrial | Paper and Printing | Existing | Space Heating | Natural Gas | Steam System Efficiency Improvements | A | Integrated Unit Summer Peak Savings (kW) | Achievable Economic UCT Potential | 0 | 0 | 0 | 0 | 0 | 0 | 0 | 0 | 0 | 0 | 0 | 0 | 0 | 0 | 0 | 0 | 0 | 0 | 0 | 0 | 0 | 0 | 0 | 0 | 0 | 0 | 0 | 0 | 0 | 0 | 0
F3_Industrial_Paper and Printing_Existing_Space Heating_Natural Gas_Steam System Efficiency Improvements_A_Achievable Economic UCT Potential | F3 | Industrial | Paper and Printing | Existing | Space Heating | Natural Gas | Steam System Efficiency Improvements | A | Integrated Unit Winter Peak Savings (kW) | Achievable Economic UCT Potential | 0 | 0 | 0 | 0 | 0 | 0 | 0 | 0 | 0 | 0 | 0 | 0 | 0 | 0 | 0 | 0 | 0 | 0 | 0 | 0 | 0 | 0 | 0 | 0 | 0 | 0 | 0 | 0 | 0 | 0 | 0
F4_Industrial_Paper and Printing_Existing_Space Heating_Natural Gas_Steam System Efficiency Improvements_A_Achievable Economic UCT Potential | F4 | Industrial | Paper and Printing | Existing | Space Heating | Natural Gas | Steam System Efficiency Improvements | A | Incremental Energy Savings (MWh or mTherms) | Achievable Economic UCT Potential | 0 | 0 | 0 | 0 | 0 | 0.00045893 | 0.00090231 | 0.0015605 | 0.002476 | 0.0036479 | 0.0049758 | 0.0064935 | 0.0080682 | 0.009408 | 0.010716 | 0.011461 | 0.011804 | 0.011444 | 0.010397 | 0.0089611 | 0.007234 | 0.0054114 | 0.0036745 | 0.0023106 | 0.0014845 | 0 | 0 | 0 | 0 | 0 | 0
F5_Industrial_Paper and Printing_Existing_Space Heating_Natural Gas_Steam System Efficiency Improvements_A_Achievable Economic UCT Potential | F5 | Industrial | Paper and Printing | Existing | Space Heating | Natural Gas | Steam System Efficiency Improvements | A | Incremental Summer Peak Savings (MW) | Achievable Economic UCT Potential | 0 | 0 | 0 | 0 | 0 | 0 | 0 | 0 | 0 | 0 | 0 | 0 | 0 | 0 | 0 | 0 | 0 | 0 | 0 | 0 | 0 | 0 | 0 | 0 | 0 | 0 | 0 | 0 | 0 | 0 | 0
F6_Industrial_Paper and Printing_Existing_Space Heating_Natural Gas_Steam System Efficiency Improvements_A_Achievable Economic UCT Potential | F6 | Industrial | Paper and Printing | Existing | Space Heating | Natural Gas | Steam System Efficiency Improvements | A | Incremental Winter Peak Savings (MW) | Achievable Economic UCT Potential | 0 | 0 | 0 | 0 | 0 | 0 | 0 | 0 | 0 | 0 | 0 | 0 | 0 | 0 | 0 | 0 | 0 | 0 | 0 | 0 | 0 | 0 | 0 | 0 | 0 | 0 | 0 | 0 | 0 | 0 | 0
F7_Industrial_Paper and Printing_Existing_Space Heating_Natural Gas_Steam System Efficiency Improvements_A_Achievable Economic UCT Potential | F7 | Industrial | Paper and Printing | Existing | Space Heating | Natural Gas | Steam System Efficiency Improvements | A | Cumulative Energy Savings (MWh or mTherms) | Achievable Economic UCT Potential | 0 | 0 | 0 | 0 | 0 | 0.00045893 | 0.001354 | 0.0028871 | 0.0052907 | 0.0087791 | 0.013444 | 0.019427 | 0.026726 | 0.035011 | 0.044405 | 0.054199 | 0.064271 | 0.073806 | 0.082175 | 0.089418 | 0.094882 | 0.098588 | 0.10073 | 0.10179 | 0.10208 | 0.10116 | 0.10038 | 0.09967 | 0 | 0 | 0
F8_Industrial_Paper and Printing_Existing_Space Heating_Natural Gas_Steam System Efficiency Improvements_A_Achievable Economic UCT Potential | F8 | Industrial | Paper and Printing | Existing | Space Heating | Natural Gas | Steam System Efficiency Improvements | A | Cumulative Summer Peak Savings (MW) | Achievable Economic UCT Potential | 0 | 0 | 0 | 0 | 0 | 0 | 0 | 0 | 0 | 0 | 0 | 0 | 0 | 0 | 0 | 0 | 0 | 0 | 0 | 0 | 0 | 0 | 0 | 0 | 0 | 0 | 0 | 0 | 0 | 0 | 0
F9_Industrial_Paper and Printing_Existing_Space Heating_Natural Gas_Steam System Efficiency Improvements_A_Achievable Economic UCT Potential | F9 | Industrial | Paper and Printing | Existing | Space Heating | Natural Gas | Steam System Efficiency Improvements | A | Cumulative Winter Peak Savings (MW) | Achievable Economic UCT Potential | 0 | 0 | 0 | 0 | 0 | 0 | 0 | 0 | 0 | 0 | 0 | 0 | 0 | 0 | 0 | 0 | 0 | 0 | 0 | 0 | 0 | 0 | 0 | 0 | 0 | 0 | 0 | 0 | 0 | 0 | 0
F10_Industrial_Paper and Printing_Existing_Space Heating_Natural Gas_Steam System Efficiency Improvements_A_Achievable Economic UCT Potential | F10 | Industrial | Paper and Printing | Existing | Space Heating | Natural Gas | Steam System Efficiency Improvements | A | Purchases (Incremental) | Achievable Economic UCT Potential | 0 | 0 | 0 | 0 | 0 | 3.3494 | 6.6916 | 11.8111 | 19.2228 | 29.2016 | 41.2918 | 56.0147 | 72.4679 | 88.207 | 104.4141 | 116.0287 | 123.4487 | 123.3402 | 115.2318 | 101.4346 | 83.5384 | 63.6338 | 43.8937 | 27.9479 | 18.1694 | 0 | 0 | 0 | 0 | 0 | 0
F11_Industrial_Paper and Printing_Existing_Space Heating_Natural Gas_Steam System Efficiency Improvements_A_Achievable Economic UCT Potential | F11 | Industrial | Paper and Printing | Existing | Space Heating | Natural Gas | Steam System Efficiency Improvements | A | Purchases (Cumulative) | Achievable Economic UCT Potential | 0 | 0 | 0 | 0 | 0 | 3.3494 | 10.041 | 21.8521 | 41.0748 | 70.2764 | 111.5683 | 167.583 | 240.0509 | 328.2578 | 432.672 | 548.7007 | 672.1494 | 795.4896 | 910.7215 | 1012.156 | 1095.6944 | 1159.3282 | 1203.2219 | 1231.1698 | 1249.3392 | 1249.3392 | 1249.3392 | 1249.3392 | 1249.3392 | 1249.3392 | 1249.3392
F1_Industrial_Paper and Printing_Existing_Process_Natural Gas_Steam System Efficiency Improvements_A_Achievable Economic UCT Potential | F1 | Industrial | Paper and Printing | Existing | Process | Natural Gas | Steam System Efficiency Improvements | A | Integrated Unit Energy Savings (kWh or therms) | Achievable Economic UCT Potential | 0 | 0 | 0 | 0 | 0 | 0.076558 | 0.076131 | 0.075698 | 0.075268 | 0.074835 | 0.074394 | 0.074017 | 0.073677 | 0.073323 | 0.073065 | 0.072784 | 0.072567 | 0.072349 | 0.072131 | 0.071972 | 0.071798 | 0.071652 | 0.071508 | 0.071366 | 0.071226 | 0.07121 | 0.071195 | 0.071182 | 0.076988 | 0.076988 | 0.076988
F2_Industrial_Paper and Printing_Existing_Process_Natural Gas_Steam System Efficiency Improvements_A_Achievable Economic UCT Potential | F2 | Industrial | Paper and Printing | Existing | Process | Natural Gas | Steam System Efficiency Improvements | A | Integrated Unit Summer Peak Savings (kW) | Achievable Economic UCT Potential | 0 | 0 | 0 | 0 | 0 | 0 | 0 | 0 | 0 | 0 | 0 | 0 | 0 | 0 | 0 | 0 | 0 | 0 | 0 | 0 | 0 | 0 | 0 | 0 | 0 | 0 | 0 | 0 | 0 | 0 | 0
F3_Industrial_Paper and Printing_Existing_Process_Natural Gas_Steam System Efficiency Improvements_A_Achievable Economic UCT Potential | F3 | Industrial | Paper and Printing | Existing | Process | Natural Gas | Steam System Efficiency Improvements | A | Integrated Unit Winter Peak Savings (kW) | Achievable Economic UCT Potential | 0 | 0 | 0 | 0 | 0 | 0 | 0 | 0 | 0 | 0 | 0 | 0 | 0 | 0 | 0 | 0 | 0 | 0 | 0 | 0 | 0 | 0 | 0 | 0 | 0 | 0 | 0 | 0 | 0 | 0 | 0
F4_Industrial_Paper and Printing_Existing_Process_Natural Gas_Steam System Efficiency Improvements_A_Achievable Economic UCT Potential | F4 | Industrial | Paper and Printing | Existing | Process | Natural Gas | Steam System Efficiency Improvements | A | Incremental Energy Savings (MWh or mTherms) | Achievable Economic UCT Potential | 0 | 0 | 0 | 0 | 0 | 0 | 0 | 0 | 0 | 0 | 0 | 0 | 0 | 0 | 0 | 0 | 0 | 0 | 0 | 0 | 0 | 0 | 0 | 0 | 0 | 0 | 0 | 0 | 0 | 0 | 0
F5_Industrial_Paper and Printing_Existing_Process_Natural Gas_Steam System Efficiency Improvements_A_Achievable Economic UCT Potential | F5 | Industrial | Paper and Printing | Existing | Process | Natural Gas | Steam System Efficiency Improvements | A | Incremental Summer Peak Savings (MW) | Achievable Economic UCT Potential | 0 | 0 | 0 | 0 | 0 | 0 | 0 | 0 | 0 | 0 | 0 | 0 | 0 | 0 | 0 | 0 | 0 | 0 | 0 | 0 | 0 | 0 | 0 | 0 | 0 | 0 | 0 | 0 | 0 | 0 | 0
F6_Industrial_Paper and Printing_Existing_Process_Natural Gas_Steam System Efficiency Improvements_A_Achievable Economic UCT Potential | F6 | Industrial | Paper and Printing | Existing | Process | Natural Gas | Steam System Efficiency Improvements | A | Incremental Winter Peak Savings (MW) | Achievable Economic UCT Potential | 0 | 0 | 0 | 0 | 0 | 0 | 0 | 0 | 0 | 0 | 0 | 0 | 0 | 0 | 0 | 0 | 0 | 0 | 0 | 0 | 0 | 0 | 0 | 0 | 0 | 0 | 0 | 0 | 0 | 0 | 0
F7_Industrial_Paper and Printing_Existing_Process_Natural Gas_Steam System Efficiency Improvements_A_Achievable Economic UCT Potential | F7 | Industrial | Paper and Printing | Existing | Process | Natural Gas | Steam System Efficiency Improvements | A | Cumulative Energy Savings (MWh or mTherms) | Achievable Economic UCT Potential | 0 | 0 | 0 | 0 | 0 | 0 | 0 | 0 | 0 | 0 | 0 | 0 | 0 | 0 | 0 | 0 | 0 | 0 | 0 | 0 | 0 | 0 | 0 | 0 | 0 | 0 | 0 | 0 | 0 | 0 | 0
F8_Industrial_Paper and Printing_Existing_Process_Natural Gas_Steam System Efficiency Improvements_A_Achievable Economic UCT Potential | F8 | Industrial | Paper and Printing | Existing | Process | Natural Gas | Steam System Efficiency Improvements | A | Cumulative Summer Peak Savings (MW) | Achievable Economic UCT Potential | 0 | 0 | 0 | 0 | 0 | 0 | 0 | 0 | 0 | 0 | 0 | 0 | 0 | 0 | 0 | 0 | 0 | 0 | 0 | 0 | 0 | 0 | 0 | 0 | 0 | 0 | 0 | 0 | 0 | 0 | 0
F9_Industrial_Paper and Printing_Existing_Process_Natural Gas_Steam System Efficiency Improvements_A_Achievable Economic UCT Potential | F9 | Industrial | Paper and Printing | Existing | Process | Natural Gas | Steam System Efficiency Improvements | A | Cumulative Winter Peak Savings (MW) | Achievable Economic UCT Potential | 0 | 0 | 0 | 0 | 0 | 0 | 0 | 0 | 0 | 0 | 0 | 0 | 0 | 0 | 0 | 0 | 0 | 0 | 0 | 0 | 0 | 0 | 0 | 0 | 0 | 0 | 0 | 0 | 0 | 0 | 0
F10_Industrial_Paper and Printing_Existing_Process_Natural Gas_Steam System Efficiency Improvements_A_Achievable Economic UCT Potential | F10 | Industrial | Paper and Printing | Existing | Process | Natural Gas | Steam System Efficiency Improvements | A | Purchases (Incremental) | Achievable Economic UCT Potential | 0 | 0 | 0 | 0 | 0 | 0 | 0 | 0 | 0 | 0 | 0 | 0 | 0 | 0 | 0 | 0 | 0 | 0 | 0 | 0 | 0 | 0 | 0 | 0 | 0 | 0 | 0 | 0 | 0 | 0 | 0
F11_Industrial_Paper and Printing_Existing_Process_Natural Gas_Steam System Efficiency Improvements_A_Achievable Economic UCT Potential | F11 | Industrial | Paper and Printing | Existing | Process | Natural Gas | Steam System Efficiency Improvements | A | Purchases (Cumulative) | Achievable Economic UCT Potential | 0 | 0 | 0 | 0 | 0 | 0 | 0 | 0 | 0 | 0 | 0 | 0 | 0 | 0 | 0 | 0 | 0 | 0 | 0 | 0 | 0 | 0 | 0 | 0 | 0 | 0 | 0 | 0 | 0 | 0 | 0
F1_Industrial_Paper and Printing_Existing_Space Heating_Natural Gas_Strategic Energy Management_A_Achievable Economic UCT Potential | F1 | Industrial | Paper and Printing | Existing | Space Heating | Natural Gas | Strategic Energy Management | A | Integrated Unit Energy Savings (kWh or therms) | Achievable Economic UCT Potential | 0 | 0 | 0 | 0 | 0 | 56.1001 | 55.7675 | 55.3547 | 54.9053 | 54.4188 | 53.9046 | 53.3653 | 52.8114 | 52.232 | 51.6038 | 50.9932 | 50.3857 | 49.8095 | 49.2603 | 48.7457 | 48.2558 | 47.7598 | 47.3264 | 46.9533 | 46.6037 | 46.2938 | 46.0281 | 45.7801 | 0 | 0 | 0
F2_Industrial_Paper and Printing_Existing_Space Heating_Natural Gas_Strategic Energy Management_A_Achievable Economic UCT Potential | F2 | Industrial | Paper and Printing | Existing | Space Heating | Natural Gas | Strategic Energy Management | A | Integrated Unit Summer Peak Savings (kW) | Achievable Economic UCT Potential | 0 | 0 | 0 | 0 | 0 | 0 | 0 | 0 | 0 | 0 | 0 | 0 | 0 | 0 | 0 | 0 | 0 | 0 | 0 | 0 | 0 | 0 | 0 | 0 | 0 | 0 | 0 | 0 | 0 | 0 | 0
F3_Industrial_Paper and Printing_Existing_Space Heating_Natural Gas_Strategic Energy Management_A_Achievable Economic UCT Potential | F3 | Industrial | Paper and Printing | Existing | Space Heating | Natural Gas | Strategic Energy Management | A | Integrated Unit Winter Peak Savings (kW) | Achievable Economic UCT Potential | 0 | 0 | 0 | 0 | 0 | 0 | 0 | 0 | 0 | 0 | 0 | 0 | 0 | 0 | 0 | 0 | 0 | 0 | 0 | 0 | 0 | 0 | 0 | 0 | 0 | 0 | 0 | 0 | 0 | 0 | 0
F4_Industrial_Paper and Printing_Existing_Space Heating_Natural Gas_Strategic Energy Management_A_Achievable Economic UCT Potential | F4 | Industrial | Paper and Printing | Existing | Space Heating | Natural Gas | Strategic Energy Management | A | Incremental Energy Savings (MWh or mTherms) | Achievable Economic UCT Potential | 0 | 0 | 0 | 0 | 0 | 0.045924 | 0.045627 | 0.045022 | 0.044681 | 0.044321 | 0.043345 | 0.042794 | 0.042264 | 0.041137 | 0.040797 | 0.03993 | 0.039459 | 0.038812 | 0.038041 | 0.037689 | 0.037155 | 0.03663 | 0.036166 | 0.035759 | 0.035381 | 0 | 0 | 0 | 0 | 0 | 0
F5_Industrial_Paper and Printing_Existing_Space Heating_Natural Gas_Strategic Energy Management_A_Achievable Economic UCT Potential | F5 | Industrial | Paper and Printing | Existing | Space Heating | Natural Gas | Strategic Energy Management | A | Incremental Summer Peak Savings (MW) | Achievable Economic UCT Potential | 0 | 0 | 0 | 0 | 0 | 0 | 0 | 0 | 0 | 0 | 0 | 0 | 0 | 0 | 0 | 0 | 0 | 0 | 0 | 0 | 0 | 0 | 0 | 0 | 0 | 0 | 0 | 0 | 0 | 0 | 0
F6_Industrial_Paper and Printing_Existing_Space Heating_Natural Gas_Strategic Energy Management_A_Achievable Economic UCT Potential | F6 | Industrial | Paper and Printing | Existing | Space Heating | Natural Gas | Strategic Energy Management | A | Incremental Winter Peak Savings (MW) | Achievable Economic UCT Potential | 0 | 0 | 0 | 0 | 0 | 0 | 0 | 0 | 0 | 0 | 0 | 0 | 0 | 0 | 0 | 0 | 0 | 0 | 0 | 0 | 0 | 0 | 0 | 0 | 0 | 0 | 0 | 0 | 0 | 0 | 0
F7_Industrial_Paper and Printing_Existing_Space Heating_Natural Gas_Strategic Energy Management_A_Achievable Economic UCT Potential | F7 | Industrial | Paper and Printing | Existing | Space Heating | Natural Gas | Strategic Energy Management | A | Cumulative Energy Savings (MWh or mTherms) | Achievable Economic UCT Potential | 0 | 0 | 0 | 0 | 0 | 0.045924 | 0.091279 | 0.13563 | 0.1792 | 0.22194 | 0.26319 | 0.30335 | 0.34246 | 0.37984 | 0.41607 | 0.45108 | 0.48516 | 0.51843 | 0.55075 | 0.58269 | 0.61399 | 0.6443 | 0.67463 | 0.70506 | 0.7352 | 0.73031 | 0.72612 | 0.7222 | 0 | 0 | 0
F8_Industrial_Paper and Printing_Existing_Space Heating_Natural Gas_Strategic Energy Management_A_Achievable Economic UCT Potential | F8 | Industrial | Paper and Printing | Existing | Space Heating | Natural Gas | Strategic Energy Management | A | Cumulative Summer Peak Savings (MW) | Achievable Economic UCT Potential | 0 | 0 | 0 | 0 | 0 | 0 | 0 | 0 | 0 | 0 | 0 | 0 | 0 | 0 | 0 | 0 | 0 | 0 | 0 | 0 | 0 | 0 | 0 | 0 | 0 | 0 | 0 | 0 | 0 | 0 | 0
F9_Industrial_Paper and Printing_Existing_Space Heating_Natural Gas_Strategic Energy Management_A_Achievable Economic UCT Potential | F9 | Industrial | Paper and Printing | Existing | Space Heating | Natural Gas | Strategic Energy Management | A | Cumulative Winter Peak Savings (MW) | Achievable Economic UCT Potential | 0 | 0 | 0 | 0 | 0 | 0 | 0 | 0 | 0 | 0 | 0 | 0 | 0 | 0 | 0 | 0 | 0 | 0 | 0 | 0 | 0 | 0 | 0 | 0 | 0 | 0 | 0 | 0 | 0 | 0 | 0
F10_Industrial_Paper and Printing_Existing_Space Heating_Natural Gas_Strategic Energy Management_A_Achievable Economic UCT Potential | F10 | Industrial | Paper and Printing | Existing | Space Heating | Natural Gas | Strategic Energy Management | A | Purchases (Incremental) | Achievable Economic UCT Potential | 0 | 0 | 0 | 0 | 0 | 0.81861 | 0.81816 | 0.81334 | 0.81378 | 0.81445 | 0.80411 | 0.80191 | 0.80028 | 0.78757 | 0.79058 | 0.78304 | 0.78314 | 0.7792 | 0.77225 | 0.77317 | 0.76997 | 0.76697 | 0.76418 | 0.76158 | 0.75918 | 0 | 0 | 0 | 0 | 0 | 0
F11_Industrial_Paper and Printing_Existing_Space Heating_Natural Gas_Strategic Energy Management_A_Achievable Economic UCT Potential | F11 | Industrial | Paper and Printing | Existing | Space Heating | Natural Gas | Strategic Energy Management | A | Purchases (Cumulative) | Achievable Economic UCT Potential | 0 | 0 | 0 | 0 | 0 | 0.81861 | 1.6368 | 2.4501 | 3.2639 | 4.0783 | 4.8824 | 5.6844 | 6.4846 | 7.2722 | 8.0628 | 8.8458 | 9.629 | 10.4082 | 11.1804 | 11.9536 | 12.7236 | 13.4905 | 14.2547 | 15.0163 | 15.7755 | 15.7755 | 15.7755 | 15.7755 | 15.7755 | 15.7755 | 15.7755
F1_Industrial_Paper and Printing_Existing_Process_Natural Gas_Strategic Energy Management_A_Achievable Economic UCT Potential | F1 | Industrial | Paper and Printing | Existing | Process | Natural Gas | Strategic Energy Management | A | Integrated Unit Energy Savings (kWh or therms) | Achievable Economic UCT Potential | 0 | 0 | 0 | 0 | 0 | 56.8022 | 56.7178 | 56.6322 | 56.5467 | 56.4595 | 56.3667 | 56.2815 | 56.2007 | 56.1153 | 56.0503 | 55.9815 | 55.9283 | 55.8763 | 55.8246 | 55.7859 | 55.7429 | 55.7032 | 55.6639 | 55.6248 | 55.5859 | 55.5821 | 55.5787 | 55.5755 | 0 | 0 | 0
F2_Industrial_Paper and Printing_Existing_Process_Natural Gas_Strategic Energy Management_A_Achievable Economic UCT Potential | F2 | Industrial | Paper and Printing | Existing | Process | Natural Gas | Strategic Energy Management | A | Integrated Unit Summer Peak Savings (kW) | Achievable Economic UCT Potential | 0 | 0 | 0 | 0 | 0 | 0 | 0 | 0 | 0 | 0 | 0 | 0 | 0 | 0 | 0 | 0 | 0 | 0 | 0 | 0 | 0 | 0 | 0 | 0 | 0 | 0 | 0 | 0 | 0 | 0 | 0
F3_Industrial_Paper and Printing_Existing_Process_Natural Gas_Strategic Energy Management_A_Achievable Economic UCT Potential | F3 | Industrial | Paper and Printing | Existing | Process | Natural Gas | Strategic Energy Management | A | Integrated Unit Winter Peak Savings (kW) | Achievable Economic UCT Potential | 0 | 0 | 0 | 0 | 0 | 0 | 0 | 0 | 0 | 0 | 0 | 0 | 0 | 0 | 0 | 0 | 0 | 0 | 0 | 0 | 0 | 0 | 0 | 0 | 0 | 0 | 0 | 0 | 0 | 0 | 0
F4_Industrial_Paper and Printing_Existing_Process_Natural Gas_Strategic Energy Management_A_Achievable Economic UCT Potential | F4 | Industrial | Paper and Printing | Existing | Process | Natural Gas | Strategic Energy Management | A | Incremental Energy Savings (MWh or mTherms) | Achievable Economic UCT Potential | 0 | 0 | 0 | 0 | 0 | 0.21566 | 0.21522 | 0.21363 | 0.21342 | 0.21327 | 0.21021 | 0.20932 | 0.2086 | 0.20497 | 0.20552 | 0.20331 | 0.20314 | 0.20193 | 0.19994 | 0.20004 | 0.19906 | 0.19814 | 0.19728 | 0.19647 | 0.19572 | 0 | 0 | 0 | 0 | 0 | 0
F5_Industrial_Paper and Printing_Existing_Process_Natural Gas_Strategic Energy Management_A_Achievable Economic UCT Potential | F5 | Industrial | Paper and Printing | Existing | Process | Natural Gas | Strategic Energy Management | A | Incremental Summer Peak Savings (MW) | Achievable Economic UCT Potential | 0 | 0 | 0 | 0 | 0 | 0 | 0 | 0 | 0 | 0 | 0 | 0 | 0 | 0 | 0 | 0 | 0 | 0 | 0 | 0 | 0 | 0 | 0 | 0 | 0 | 0 | 0 | 0 | 0 | 0 | 0
F6_Industrial_Paper and Printing_Existing_Process_Natural Gas_Strategic Energy Management_A_Achievable Economic UCT Potential | F6 | Industrial | Paper and Printing | Existing | Process | Natural Gas | Strategic Energy Management | A | Incremental Winter Peak Savings (MW) | Achievable Economic UCT Potential | 0 | 0 | 0 | 0 | 0 | 0 | 0 | 0 | 0 | 0 | 0 | 0 | 0 | 0 | 0 | 0 | 0 | 0 | 0 | 0 | 0 | 0 | 0 | 0 | 0 | 0 | 0 | 0 | 0 | 0 | 0
F7_Industrial_Paper and Printing_Existing_Process_Natural Gas_Strategic Energy Management_A_Achievable Economic UCT Potential | F7 | Industrial | Paper and Printing | Existing | Process | Natural Gas | Strategic Energy Management | A | Cumulative Energy Savings (MWh or mTherms) | Achievable Economic UCT Potential | 0 | 0 | 0 | 0 | 0 | 0.21566 | 0.43056 | 0.64353 | 0.85598 | 1.0679 | 1.2764 | 1.4838 | 1.6902 | 1.8926 | 2.096 | 2.2967 | 2.4977 | 2.6973 | 2.8947 | 3.0927 | 3.2894 | 3.4852 | 3.68 | 3.8739 | 4.0669 | 4.0667 | 4.0664 | 4.0662 | 0 | 0 | 0
F8_Industrial_Paper and Printing_Existing_Process_Natural Gas_Strategic Energy Management_A_Achievable Economic UCT Potential | F8 | Industrial | Paper and Printing | Existing | Process | Natural Gas | Strategic Energy Management | A | Cumulative Summer Peak Savings (MW) | Achievable Economic UCT Potential | 0 | 0 | 0 | 0 | 0 | 0 | 0 | 0 | 0 | 0 | 0 | 0 | 0 | 0 | 0 | 0 | 0 | 0 | 0 | 0 | 0 | 0 | 0 | 0 | 0 | 0 | 0 | 0 | 0 | 0 | 0
F9_Industrial_Paper and Printing_Existing_Process_Natural Gas_Strategic Energy Management_A_Achievable Economic UCT Potential | F9 | Industrial | Paper and Printing | Existing | Process | Natural Gas | Strategic Energy Management | A | Cumulative Winter Peak Savings (MW) | Achievable Economic UCT Potential | 0 | 0 | 0 | 0 | 0 | 0 | 0 | 0 | 0 | 0 | 0 | 0 | 0 | 0 | 0 | 0 | 0 | 0 | 0 | 0 | 0 | 0 | 0 | 0 | 0 | 0 | 0 | 0 | 0 | 0 | 0
F10_Industrial_Paper and Printing_Existing_Process_Natural Gas_Strategic Energy Management_A_Achievable Economic UCT Potential | F10 | Industrial | Paper and Printing | Existing | Process | Natural Gas | Strategic Energy Management | A | Purchases (Incremental) | Achievable Economic UCT Potential | 0 | 0 | 0 | 0 | 0 | 3.7966 | 3.7946 | 3.7722 | 3.7742 | 3.7773 | 3.7294 | 3.7192 | 3.7116 | 3.6527 | 3.6666 | 3.6317 | 3.6321 | 3.6139 | 3.5816 | 3.5859 | 3.571 | 3.5572 | 3.5442 | 3.5321 | 3.521 | 0 | 0 | 0 | 0 | 0 | 0
F11_Industrial_Paper and Printing_Existing_Process_Natural Gas_Strategic Energy Management_A_Achievable Economic UCT Potential | F11 | Industrial | Paper and Printing | Existing | Process | Natural Gas | Strategic Energy Management | A | Purchases (Cumulative) | Achievable Economic UCT Potential | 0 | 0 | 0 | 0 | 0 | 3.7966 | 7.5912 | 11.3634 | 15.1376 | 18.9149 | 22.6443 | 26.3635 | 30.0751 | 33.7278 | 37.3944 | 41.0261 | 44.6583 | 48.2721 | 51.8537 | 55.4396 | 59.0107 | 62.5678 | 66.112 | 69.6441 | 73.1651 | 73.1651 | 73.1651 | 73.1651 | 73.1651 | 73.1651 | 73.1651
F1_Industrial_Paper and Printing_Existing_Miscellaneous_Natural Gas_Strategic Energy Management_A_Achievable Economic UCT Potential | F1 | Industrial | Paper and Printing | Existing | Miscellaneous | Natural Gas | Strategic Energy Management | A | Integrated Unit Energy Savings (kWh or therms) | Achievable Economic UCT Potential | 0 | 0 | 0 | 0 | 0 | 18.0192 | 18.0192 | 18.0192 | 18.0192 | 18.0192 | 18.0192 | 18.0192 | 18.0192 | 18.0192 | 18.0192 | 18.0192 | 18.0192 | 18.0192 | 18.0192 | 18.0192 | 18.0192 | 18.0192 | 18.0192 | 18.0192 | 18.0192 | 18.0192 | 18.0192 | 18.0192 | 0 | 0 | 0
F2_Industrial_Paper and Printing_Existing_Miscellaneous_Natural Gas_Strategic Energy Management_A_Achievable Economic UCT Potential | F2 | Industrial | Paper and Printing | Existing | Miscellaneous | Natural Gas | Strategic Energy Management | A | Integrated Unit Summer Peak Savings (kW) | Achievable Economic UCT Potential | 0 | 0 | 0 | 0 | 0 | 0 | 0 | 0 | 0 | 0 | 0 | 0 | 0 | 0 | 0 | 0 | 0 | 0 | 0 | 0 | 0 | 0 | 0 | 0 | 0 | 0 | 0 | 0 | 0 | 0 | 0
F3_Industrial_Paper and Printing_Existing_Miscellaneous_Natural Gas_Strategic Energy Management_A_Achievable Economic UCT Potential | F3 | Industrial | Paper and Printing | Existing | Miscellaneous | Natural Gas | Strategic Energy Management | A | Integrated Unit Winter Peak Savings (kW) | Achievable Economic UCT Potential | 0 | 0 | 0 | 0 | 0 | 0 | 0 | 0 | 0 | 0 | 0 | 0 | 0 | 0 | 0 | 0 | 0 | 0 | 0 | 0 | 0 | 0 | 0 | 0 | 0 | 0 | 0 | 0 | 0 | 0 | 0
F4_Industrial_Paper and Printing_Existing_Miscellaneous_Natural Gas_Strategic Energy Management_A_Achievable Economic UCT Potential | F4 | Industrial | Paper and Printing | Existing | Miscellaneous | Natural Gas | Strategic Energy Management | A | Incremental Energy Savings (MWh or mTherms) | Achievable Economic UCT Potential | 0 | 0 | 0 | 0 | 0 | 0.017103 | 0.017094 | 0.016993 | 0.017002 | 0.017016 | 0.0168 | 0.016754 | 0.01672 | 0.016455 | 0.016517 | 0.01636 | 0.016362 | 0.01628 | 0.016134 | 0.016154 | 0.016087 | 0.016024 | 0.015966 | 0.015912 | 0.015861 | 0 | 0 | 0 | 0 | 0 | 0
F5_Industrial_Paper and Printing_Existing_Miscellaneous_Natural Gas_Strategic Energy Management_A_Achievable Economic UCT Potential | F5 | Industrial | Paper and Printing | Existing | Miscellaneous | Natural Gas | Strategic Energy Management | A | Incremental Summer Peak Savings (MW) | Achievable Economic UCT Potential | 0 | 0 | 0 | 0 | 0 | 0 | 0 | 0 | 0 | 0 | 0 | 0 | 0 | 0 | 0 | 0 | 0 | 0 | 0 | 0 | 0 | 0 | 0 | 0 | 0 | 0 | 0 | 0 | 0 | 0 | 0
F6_Industrial_Paper and Printing_Existing_Miscellaneous_Natural Gas_Strategic Energy Management_A_Achievable Economic UCT Potential | F6 | Industrial | Paper and Printing | Existing | Miscellaneous | Natural Gas | Strategic Energy Management | A | Incremental Winter Peak Savings (MW) | Achievable Economic UCT Potential | 0 | 0 | 0 | 0 | 0 | 0 | 0 | 0 | 0 | 0 | 0 | 0 | 0 | 0 | 0 | 0 | 0 | 0 | 0 | 0 | 0 | 0 | 0 | 0 | 0 | 0 | 0 | 0 | 0 | 0 | 0
F7_Industrial_Paper and Printing_Existing_Miscellaneous_Natural Gas_Strategic Energy Management_A_Achievable Economic UCT Potential | F7 | Industrial | Paper and Printing | Existing | Miscellaneous | Natural Gas | Strategic Energy Management | A | Cumulative Energy Savings (MWh or mTherms) | Achievable Economic UCT Potential | 0 | 0 | 0 | 0 | 0 | 0.017103 | 0.034197 | 0.05119 | 0.068192 | 0.085208 | 0.10201 | 0.11876 | 0.13548 | 0.15194 | 0.16845 | 0.18481 | 0.20118 | 0.21746 | 0.23359 | 0.24974 | 0.26583 | 0.28186 | 0.29782 | 0.31373 | 0.32959 | 0.32959 | 0.32959 | 0.32959 | 0 | 0 | 0
F8_Industrial_Paper and Printing_Existing_Miscellaneous_Natural Gas_Strategic Energy Management_A_Achievable Economic UCT Potential | F8 | Industrial | Paper and Printing | Existing | Miscellaneous | Natural Gas | Strategic Energy Management | A | Cumulative Summer Peak Savings (MW) | Achievable Economic UCT Potential | 0 | 0 | 0 | 0 | 0 | 0 | 0 | 0 | 0 | 0 | 0 | 0 | 0 | 0 | 0 | 0 | 0 | 0 | 0 | 0 | 0 | 0 | 0 | 0 | 0 | 0 | 0 | 0 | 0 | 0 | 0
F9_Industrial_Paper and Printing_Existing_Miscellaneous_Natural Gas_Strategic Energy Management_A_Achievable Economic UCT Potential | F9 | Industrial | Paper and Printing | Existing | Miscellaneous | Natural Gas | Strategic Energy Management | A | Cumulative Winter Peak Savings (MW) | Achievable Economic UCT Potential | 0 | 0 | 0 | 0 | 0 | 0 | 0 | 0 | 0 | 0 | 0 | 0 | 0 | 0 | 0 | 0 | 0 | 0 | 0 | 0 | 0 | 0 | 0 | 0 | 0 | 0 | 0 | 0 | 0 | 0 | 0
F10_Industrial_Paper and Printing_Existing_Miscellaneous_Natural Gas_Strategic Energy Management_A_Achievable Economic UCT Potential | F10 | Industrial | Paper and Printing | Existing | Miscellaneous | Natural Gas | Strategic Energy Management | A | Purchases (Incremental) | Achievable Economic UCT Potential | 0 | 0 | 0 | 0 | 0 | 0.94916 | 0.94864 | 0.94305 | 0.94355 | 0.94434 | 0.93234 | 0.9298 | 0.92791 | 0.91317 | 0.91666 | 0.90792 | 0.90804 | 0.90347 | 0.89541 | 0.89647 | 0.89276 | 0.88929 | 0.88605 | 0.88304 | 0.88025 | 0 | 0 | 0 | 0 | 0 | 0
F11_Industrial_Paper and Printing_Existing_Miscellaneous_Natural Gas_Strategic Energy Management_A_Achievable Economic UCT Potential | F11 | Industrial | Paper and Printing | Existing | Miscellaneous | Natural Gas | Strategic Energy Management | A | Purchases (Cumulative) | Achievable Economic UCT Potential | 0 | 0 | 0 | 0 | 0 | 0.94916 | 1.8978 | 2.8408 | 3.7844 | 4.7287 | 5.6611 | 6.5909 | 7.5188 | 8.432 | 9.3486 | 10.2565 | 11.1646 | 12.068 | 12.9634 | 13.8599 | 14.7527 | 15.642 | 16.528 | 17.411 | 18.2913 | 18.2913 | 18.2913 | 18.2913 | 18.2913 | 18.2913 | 18.2913
F1_Industrial_Paper and Printing_Existing_Space Heating_Natural Gas_Commissioning_A_Achievable Economic UCT Potential | F1 | Industrial | Paper and Printing | Existing | Space Heating | Natural Gas | Commissioning | A | Integrated Unit Energy Savings (kWh or therms) | Achievable Economic UCT Potential | 0 | 0 | 0 | 0 | 0 | 67.5431 | 67.1733 | 66.7075 | 66.1977 | 65.6436 | 65.0586 | 64.4411 | 63.805 | 63.1393 | 62.407 | 61.6965 | 60.9836 | 60.3073 | 59.663 | 59.0555 | 58.4793 | 57.8944 | 57.3851 | 56.9484 | 56.5398 | 56.1649 | 55.8435 | 55.5433 | 0 | 0 | 0
F2_Industrial_Paper and Printing_Existing_Space Heating_Natural Gas_Commissioning_A_Achievable Economic UCT Potential | F2 | Industrial | Paper and Printing | Existing | Space Heating | Natural Gas | Commissioning | A | Integrated Unit Summer Peak Savings (kW) | Achievable Economic UCT Potential | 0 | 0 | 0 | 0 | 0 | 0 | 0 | 0 | 0 | 0 | 0 | 0 | 0 | 0 | 0 | 0 | 0 | 0 | 0 | 0 | 0 | 0 | 0 | 0 | 0 | 0 | 0 | 0 | 0 | 0 | 0
F3_Industrial_Paper and Printing_Existing_Space Heating_Natural Gas_Commissioning_A_Achievable Economic UCT Potential | F3 | Industrial | Paper and Printing | Existing | Space Heating | Natural Gas | Commissioning | A | Integrated Unit Winter Peak Savings (kW) | Achievable Economic UCT Potential | 0 | 0 | 0 | 0 | 0 | 0 | 0 | 0 | 0 | 0 | 0 | 0 | 0 | 0 | 0 | 0 | 0 | 0 | 0 | 0 | 0 | 0 | 0 | 0 | 0 | 0 | 0 | 0 | 0 | 0 | 0
F4_Industrial_Paper and Printing_Existing_Space Heating_Natural Gas_Commissioning_A_Achievable Economic UCT Potential | F4 | Industrial | Paper and Printing | Existing | Space Heating | Natural Gas | Commissioning | A | Incremental Energy Savings (MWh or mTherms) | Achievable Economic UCT Potential | 0 | 0 | 0 | 0 | 0 | 0 | 0 | 0 | 0 | 0 | 0 | 0 | 0 | 0 | 0 | 0 | 0 | 0 | 0 | 0 | 0 | 0 | 0 | 0 | 0 | 0 | 0 | 0 | 0 | 0 | 0
F5_Industrial_Paper and Printing_Existing_Space Heating_Natural Gas_Commissioning_A_Achievable Economic UCT Potential | F5 | Industrial | Paper and Printing | Existing | Space Heating | Natural Gas | Commissioning | A | Incremental Summer Peak Savings (MW) | Achievable Economic UCT Potential | 0 | 0 | 0 | 0 | 0 | 0 | 0 | 0 | 0 | 0 | 0 | 0 | 0 | 0 | 0 | 0 | 0 | 0 | 0 | 0 | 0 | 0 | 0 | 0 | 0 | 0 | 0 | 0 | 0 | 0 | 0
F6_Industrial_Paper and Printing_Existing_Space Heating_Natural Gas_Commissioning_A_Achievable Economic UCT Potential | F6 | Industrial | Paper and Printing | Existing | Space Heating | Natural Gas | Commissioning | A | Incremental Winter Peak Savings (MW) | Achievable Economic UCT Potential | 0 | 0 | 0 | 0 | 0 | 0 | 0 | 0 | 0 | 0 | 0 | 0 | 0 | 0 | 0 | 0 | 0 | 0 | 0 | 0 | 0 | 0 | 0 | 0 | 0 | 0 | 0 | 0 | 0 | 0 | 0
F7_Industrial_Paper and Printing_Existing_Space Heating_Natural Gas_Commissioning_A_Achievable Economic UCT Potential | F7 | Industrial | Paper and Printing | Existing | Space Heating | Natural Gas | Commissioning | A | Cumulative Energy Savings (MWh or mTherms) | Achievable Economic UCT Potential | 0 | 0 | 0 | 0 | 0 | 0 | 0 | 0 | 0 | 0 | 0 | 0 | 0 | 0 | 0 | 0 | 0 | 0 | 0 | 0 | 0 | 0 | 0 | 0 | 0 | 0 | 0 | 0 | 0 | 0 | 0
F8_Industrial_Paper and Printing_Existing_Space Heating_Natural Gas_Commissioning_A_Achievable Economic UCT Potential | F8 | Industrial | Paper and Printing | Existing | Space Heating | Natural Gas | Commissioning | A | Cumulative Summer Peak Savings (MW) | Achievable Economic UCT Potential | 0 | 0 | 0 | 0 | 0 | 0 | 0 | 0 | 0 | 0 | 0 | 0 | 0 | 0 | 0 | 0 | 0 | 0 | 0 | 0 | 0 | 0 | 0 | 0 | 0 | 0 | 0 | 0 | 0 | 0 | 0
F9_Industrial_Paper and Printing_Existing_Space Heating_Natural Gas_Commissioning_A_Achievable Economic UCT Potential | F9 | Industrial | Paper and Printing | Existing | Space Heating | Natural Gas | Commissioning | A | Cumulative Winter Peak Savings (MW) | Achievable Economic UCT Potential | 0 | 0 | 0 | 0 | 0 | 0 | 0 | 0 | 0 | 0 | 0 | 0 | 0 | 0 | 0 | 0 | 0 | 0 | 0 | 0 | 0 | 0 | 0 | 0 | 0 | 0 | 0 | 0 | 0 | 0 | 0
F10_Industrial_Paper and Printing_Existing_Space Heating_Natural Gas_Commissioning_A_Achievable Economic UCT Potential | F10 | Industrial | Paper and Printing | Existing | Space Heating | Natural Gas | Commissioning | A | Purchases (Incremental) | Achievable Economic UCT Potential | 0 | 0 | 0 | 0 | 0 | 0 | 0 | 0 | 0 | 0 | 0 | 0 | 0 | 0 | 0 | 0 | 0 | 0 | 0 | 0 | 0 | 0 | 0 | 0 | 0 | 0 | 0 | 0 | 0 | 0 | 0
F11_Industrial_Paper and Printing_Existing_Space Heating_Natural Gas_Commissioning_A_Achievable Economic UCT Potential | F11 | Industrial | Paper and Printing | Existing | Space Heating | Natural Gas | Commissioning | A | Purchases (Cumulative) | Achievable Economic UCT Potential | 0 | 0 | 0 | 0 | 0 | 0 | 0 | 0 | 0 | 0 | 0 | 0 | 0 | 0 | 0 | 0 | 0 | 0 | 0 | 0 | 0 | 0 | 0 | 0 | 0 | 0 | 0 | 0 | 0 | 0 | 0
F1_Industrial_Paper and Printing_Existing_Process_Natural Gas_Commissioning_A_Achievable Economic UCT Potential | F1 | Industrial | Paper and Printing | Existing | Process | Natural Gas | Commissioning | A | Integrated Unit Energy Savings (kWh or therms) | Achievable Economic UCT Potential | 0 | 0 | 0 | 0 | 0 | 317.5129 | 317.5129 | 317.5129 | 317.5129 | 317.5129 | 317.5129 | 317.5129 | 317.5129 | 317.5129 | 317.5129 | 317.5129 | 317.5129 | 317.5129 | 317.5129 | 317.5129 | 317.5129 | 317.5129 | 317.5129 | 317.5129 | 317.5129 | 317.5129 | 317.5129 | 317.5129 | 0 | 0 | 0
F2_Industrial_Paper and Printing_Existing_Process_Natural Gas_Commissioning_A_Achievable Economic UCT Potential | F2 | Industrial | Paper and Printing | Existing | Process | Natural Gas | Commissioning | A | Integrated Unit Summer Peak Savings (kW) | Achievable Economic UCT Potential | 0 | 0 | 0 | 0 | 0 | 0 | 0 | 0 | 0 | 0 | 0 | 0 | 0 | 0 | 0 | 0 | 0 | 0 | 0 | 0 | 0 | 0 | 0 | 0 | 0 | 0 | 0 | 0 | 0 | 0 | 0